## main
PARAMETER_CODE | PARAMETER_DESC | CHEMICAL_ABSTRACT_SERVICE_NMBR
TQT3C | % Coefficient Of Variation 21 Day Chronic Daphnia Magna
TZP3E | % Growth Reduction Static Renewal 7 Day Chronic Mysidopsis Bahia
TJT3C | % Mortality 21 Day Chronic Daphnia Magna
TJA3B | % Mortality Static 48Hr Acute Ceriodaphnia
TJA3E | % Mortality Static 48Hr Acute Mysid. Bahia
TJA6C | % Mortality Static 48Hr Acute Pimephales Promelas
51005 | % of fecal coliform samples < detectable
72108 | % of time exceeding pH limits
TRM6C | % Surv Statre 48Hr Acute Pimepha Promelas
TRN6L | % Surv Statre 96Hr Acute Atherinops Affns
TRB3X | % Survial Static 96Hr Acute Americamysis bahia
TRX6L | % Survival Flow Through 96Hr Acute Atherinops affinis
TRX6J | % Survival Flow Through 96Hr Acute Menidia beryllina
TRI3W | % Survival Static 24Hr Acute Tripneustes gratilla
TRA6C | % Survival Static 48Hr Acute Pimephales promelas
TRB3Z | % Survival Static 96Hr Acute Americamysis bahia
TRB3C | % Survival Static 96Hr Acute Daphnia Magna
TRN3C | % Survival Static Renewal 96Hr Acute Daphnia Magna
TRN3Z | % Survival Static Renewal 96Hr Acute Americamysis bahia
TRN3Q | % Survival Static Renewal 96Hr Acute Holmesimysis costata
TCP3X | %Eff 7D Chronic Statre D. Ambigua
TCW6E | %Effect Flth 48Hr Acute Lepomis Macrochi
TCY6E | %Effect Flth 4Day Chronic Lepomis Macrochi
TCZ6E | %Effect Flth 7Day Chronic Lepomis Macrochi
TCX6E | %Effect Flth 96Hr Acute Lepomis Macrochi
TCS3N | %Effect Static 20Min Chronic Dendraster excentricus
TCS3L | %Effect Static 20Min Chronic Strongylocentrotus purpuratus
TCE3B | %Effect Static 24Hr Acute Ceriodaphnia
TCE6E | %Effect Static 24Hr Acute Lepomis Macrochi
TCE6C | %Effect Static 24Hr Acute Pimephales
TCC1E | %Effect Static 4 Day Chronic Raphidocelis subcapitata
TCA3B | %Effect Static 48Hr Acute Ceriodaphnia
TCA6E | %Effect Static 48Hr Acute Lepomis Macrochirus
TCK3O | %Effect Static 48Hr Chronic Crassostrea gigas
TCK3R | %Effect Static 48Hr Chronic Haliotis rufescens
TCK1D | %Effect Static 48Hr Chronic Macrocystis pyrifera
TCK3P | %Effect Static 48Hr Chronic Mytilus edulis
TCK3S | %Effect Static 48Hr Chronic Mytilus Species
TCF1C | %Effect Static 48Hr Chronic, 5-7 Day Rec. Champia parvula
TCC6E | %Effect Static 4Day Chronic Lepomis Macrochi
TCJ3N | %Effect Static 72Hr Chronic Dendraster excentricus
TCJ3L | %Effect Static 72Hr Chronic Strongylocentrotus purpuratus
TCD6E | %Effect Static 7Day Chronic Lepomis Macrochi
TCB6E | %Effect Static 96Hr Acute Lepomis Macrochi
TCM6E | %Effect Static Renewal 48Hr Acute Lepomis Macrochirus
TCP6L | %Effect Static Renewal 7 Day Chronic Atherinops affinis
TCP3Q | %Effect Static Renewal 7 Day Chronic Holmesimysis costata
TCP6J | %Effect Static Renewal 7 Day Chronic Menidia beryllina
TCN3Z | %Effect Static Renewal 96Hr Acute Americamysis bahia
TCN6L | %Effect Static Renewal 96Hr Acute Atherinops affinis
TCN6J | %Effect Static Renewal 96Hr Acute Menidia beryllina
TCM1C | %Effect Statre 48Hr Acu. Champia
TCM3A | %Effect Statre 48Hr Acute Arbacia
TCM3B | %Effect Statre 48Hr Acute Ceriodaphnia
TCM6A | %Effect Statre 48Hr Acute Cyprinodon
TCM3C | %Effect Statre 48Hr Acute D. Magna
TCM3D | %Effect Statre 48Hr Acute D. Pulex
TCM1B | %Effect Statre 48Hr Acute L. Minor
TCM6B | %Effect Statre 48Hr Acute Menidia
TCM3E | %Effect Statre 48Hr Acute Mysid. Bahia
TCM6C | %Effect Statre 48Hr Acute Pimephales
TCM1A | %Effect Statre 48Hr Acute Selen. Capr.
TCO3A | %Effect Statre 4Day Chronic Arbacia
TCO3B | %Effect Statre 4Day Chronic Ceriodaphnia
TCO1C | %Effect Statre 4Day Chronic Champia
TCO6A | %Effect Statre 4Day Chronic Cyprinodon
TCO3C | %Effect Statre 4Day Chronic D. Magna
TCO3D | %Effect Statre 4Day Chronic D. Pulex
TCO1B | %Effect Statre 4Day Chronic L. Minor
TCO6E | %Effect Statre 4Day Chronic Lepomis Macrochi
TCO6B | %Effect Statre 4Day Chronic Menidia
TCO3E | %Effect Statre 4Day Chronic Mysid. Bahia
TCO6C | %Effect Statre 4Day Chronic Pimephales
TCO1A | %Effect Statre 4Day Chronic Selen. Capr.
TCP3A | %Effect Statre 7Day Chronic Arbacia
TCP3B | %Effect Statre 7Day Chronic Ceriodaphnia
TCP1C | %Effect Statre 7Day Chronic Champia
TCP6A | %Effect Statre 7Day Chronic Cyprinodon
TCP3C | %Effect Statre 7Day Chronic D. Magna
TCP3D | %Effect Statre 7Day Chronic D. Pulex
TCP1B | %Effect Statre 7Day Chronic L. Minor
TCP6E | %Effect Statre 7Day Chronic Lepomis Macrochi
TCP6B | %Effect Statre 7Day Chronic Menidia
TCP3E | %Effect Statre 7Day Chronic Mysid. Bahia
TCP6C | %Effect Statre 7Day Chronic Pimephales
TCP1A | %Effect Statre 7Day Chronic Selen. Capr.
TCN1C | %Effect Statre 96Hr Acu. Champia
TCN3A | %Effect Statre 96Hr Acute Arbacia
TCN3B | %Effect Statre 96Hr Acute Ceriodaphnia
TCN6A | %Effect Statre 96Hr Acute Cyprinodon
TCN3C | %Effect Statre 96Hr Acute D. Magna
TCN3D | %Effect Statre 96Hr Acute D. Pulex
TCN1B | %Effect Statre 96Hr Acute L. Minor
TCN6E | %Effect Statre 96Hr Acute Lepomis Macrochi
TCN6B | %Effect Statre 96Hr Acute Menidia
TCN3E | %Effect Statre 96Hr Acute Mysid. Bahia
TCN6C | %Effect Statre 96Hr Acute Pimephales
TCN1A | %Effect Statre 96Hr Acute Selen. Capr.
TUG3V | %Fert Static 1Hr Chronic Colobocentr. Atratus
TUG3W | %Fert Static 1Hr Chronic Tripneustes Gratilla
TUP3B | %Fert Statre 7Da Chronic Ceriodaphnia
TJM6J | %Mort 48 Hr Acute Statre M. Beryllina'
TJM3E | %Mort 48 Hr Acute Statre Mysid. Bahia'
TJE1B | %Mortality 1Hr Chronic L. Minor
TJE1A | %Mortality 1Hr Chronic Selen. Capr.
TJM6C | %Mortality 48Hr Acute P. Promelas Test
TJP3B | %Mortality 7Day Chronic Ceriodaphnia
TJP3E | %Mortality 7Day Chronic Mysid. Bahia
TJB1B | %Mortality 96Hr Acute L. Minor
TJE3B | %Mortality Static 24Hr Acute Ceriodaphnia
TJE6C | %Mortality Static 24Hr Acute Pimephales
TJM3B | %Mortality Static Renewal 48Hr Acute Ceriodaphnia dubia
TJM3D | %Mortality Static Renewal 48Hr Acute Daphnia Pulex
TJP3X | %Mortality Static Renewal 7Day Chronic Daphnia Ambigua
TJP6C | %Mortality Static Renewal 7Day Chronic Pimephales Promelas
TVP3X | %Repr 7D Chronic Statre D. Ambigua
TVP3E | %Repro Reduc Statre 7D Mysid. Bahia
TVP3B | %Repro Reduc Statre7D Chronic Ceriodaphnia
TRM3B | %Srv Statre 48Hr Acute Ceriodaphnia Dubia
TRN6C | %Srv Statre 96Hr Acute Pimephales Promelas
TRX6C | %Surv Flth 96Hr Acute Pimephales Promelas
TRX6K | %Surv Flth 96Hr Gasterost. Aculeatus
TRX6I | %Surv Flth 96Hr Oncorhynchus Mykiss
TRA3D | %Surv Static 48Hr Acute Daphnia Pulex
TRB6L | %Surv Static 96Hr Acute Atherinops Affinis
TRB3B | %Surv Static 96Hr Acute Ceriodaphnia Dubia
TRB6K | %Surv Static 96Hr Acute Gasterost. Aculeatus
TRB6J | %Surv Static 96Hr Acute Menidia Beryllina'
TRB3E | %Surv Static 96Hr Acute Mysidopsis Bahia
TRB6I | %Surv Static 96Hr Acute Oncorhynchus Mykiss
TRB3U | %Surv Static 96Hr Acute Penaeus Vannamei
TRB6C | %Surv Static 96Hr Acute Pimphales Promelas
TRB6M | %Surv Static 96Hr Acute Tilapia Mossambica
TRM3C | %Surv Statre 48Hr Acute Daphnia Magna
TRM3D | %Surv Statre 48Hr Acute Daphnia Pulex
TRN6D | %Surv Statre 96 Hr Acute Salmo Gairderi
TRN6J | %Surv Statre 96Hr Acute Menid Beryllina
TRN3E | %Surv Statre 96Hr Acute Mysidopsis Bahia
TRN3U | %Surv Statre 96Hr Acute Panaeus Vannamei
TRN6K | %Surv Statre 96Hr Gasterost. Aculeatus
TRN6I | %Surv Statre 96Hr Oncorhynchus Mykiss
TJG1A | 1 Hr Fert. Test Chronic Selen. Capr.
51422 | 1,2-Dichloro-1,1,2-T
51639 | 10:2 Fluorotelomer Acrylate
77356 | 1-Methyl-4-Isopropylbenzene
51643 | 2-(N-ethylperfluorooctanesulfonamido) acetic acid
51644 | 2-(N-methylperfluorooctanesulfonamido) acetic acid
85865 | 2,3,7,8-TCDD TTE, total sludge
39045 | 2,4,5-TP(silvex) acids/salts, whole water sample
51102 | 2,4-D SALTS AND ESTERS
51718 | 2-Ethyl-9,10-Anthraquinone | 84515
51062 | 3-Phenoxylbenzyl
82563 | 3-TRIFLUOROMETHYL-4-NPNL (TFM)
TDA6A | 48Hr Acute Cyprinodon Variegatu
TSA6A | 48Hr Acute Cyprinodon Variegatu
TSA3E | 48Hr Acute Mysidopsis Bahia
TSA6I | 48Hr Acute Oncorhynchus
TDA6I | 48Hr Acute Oncorhyncus Myriss
TJF1B | 48Hr Chr, 5-7 Day Rec. L. Minor
TJF1A | 48Hr Chr, 5-7 Day Rec. Selen. Capr.
TXM6A | 48-Hr Cyprinodon Var(Lethal Effects)
TXM3D | 48-Hr Daphnia Pulex (Lethal Effects)
TXM6B | 48-Hr Menidia Beryll(Lethal Effects)
TXM3E | 48-Hr Mysidopsis Bah(Lethal Effects)
TXM6C | 48-Hr Pimephales (Lethal Effects)
50082 | 5-Day sum of WLA values
TXP3B | 7-Day Chr. Ceriodph (Lethal Effects)
TYP3B | 7-Day Chr. Ceriodphn(Sub-Lethal Effect)
TXP6A | 7-Day Chr. Cyprinodovar. (Lethal Effect)
TYP6A | 7-Day Chr. Cyprinodovar. (Sub-Lethal Ef)
TXP6B | 7-Day Chr. Menidia (Lethal Effects)
TYP6B | 7-Day Chr. Menidia (Sub-Lethal Effect)
TXP3E | 7-Day Chr. Mysidopsi(Lethal Effects)
TYP3E | 7-Day Chr. Mysidopsi(Sub-Lethal Effect)
TXP6C | 7-Day Chr. Pimephale(Lethal Effects)
TYP6C | 7-Day Chr. Pimephale(Sub-Lethal Effect)
50079 | 7-Day sum of WLA values
51638 | 8:2 Fluorotelomer Acrylate
TRN3B | 96Hr Acute Ceriodaphn. Dubia % Srv
TSN6A | 96Hr Acute Cyprinodon Variegatu
TDN6I | 96Hr Acute Noael Statroncorhynchus Mysiss
82206 | Acidity
437 | Acidity, CO2 phenol (as CaCO3)
435 | Acidity, total (as CaCO3)
436 | Acidity-mineral methyl orange (as CaCO3)
700 | Acids, total volatile (as acetic acid)
32252 | Acrylic polymer in drilling fluids | 9003014
79855 | Adsorbable organic halides (AOX)
78216 | Aldrin + Dieldrin
1325 | Algae, floating mats (severity)
51054 | Algae, presence
60050 | Algae, total (cells/mL)
85209 | Algal growth potential
82215 | Algal, biomass percent
425 | Alkalinity, bicarbonate (as CaCO3)
430 | Alkalinity, carbonate (as CaCO3)
415 | Alkalinity, phenolphthaline method
410 | Alkalinity, total (as CaCO3)
78729 | Alkyl dimethyl ethyl ammonium bromide
149 | Alpha emitting radium isotopes, dissolved
1502 | Alpha, total, counting error
78723 | Amines, organic total
78146 | Aminotrol methylene phosphate
51477 | Analytical Chemistry
85047 | Animals, total estimated no. of
49017 | Ann. amt sludge disposed by other method
49020 | Annual amount of sludge land applied
49018 | Annual amt of sludge incinerated
49022 | Annual amt sludge disposed in landfill
49023 | Annual amt sludge transported interstate
49021 | Annual amt. sludge disposed surface unit
49019 | Annual sludge production, total
49016 | Annual whole sludge application rate
51763 | APELs Requested?
51486 | Apparent Color (Admi Units)
74014 | Applicable temperature limitation
1284 | Application daily spray irrigation
1285 | Application monthly spray irrigation
1286 | Application period spray irrigation
50045 | Application rate area sprayed
51124 | Application rate, daily spray irrigation.
51128 | Application rate, gallons spray irrigation
51126 | Application rate, rate/area sprayed
51125 | Application rate, weekly spray irrigation.
1287 | Application weekly spray irrigation
51487 | Are You In Compliance
84107 | Area inspection visual
82223 | Area of disposal- used
51370 | Area of disposal-used
4162 | Aromatic, purgeable scan, effluent
4163 | Aromatic, purgeable scan, sludge
78171 | Aromatics, total purgeable
4607 | Azithromycin | 83905015
82629 | Backwash cycles, total number of
51554 | Baitfish
81394 | Ballast water flow
563 | Baroid nos. 2,4,5,6 imco no. 1,2,3,6
562 | Baroid nos. 3, 7
76028 | Base neutrals & acid (Method 625), efflnt
76030 | Base neutrals & acid (Method 625), total
51135 | Benomyl and carbendazim
38579 | Benzene, halogenated
34103 | Benzene, toluene, xylene in combination
77247 | Benzoic acids, total
3502 | Beta, total, counting error
49887 | Betz clam-trol CT-4
49699 | Betz slimicide C-31, total
49700 | Betz slimicide C-74, total
51177 | Betzdearborn DG5671
4250 | Bioaccumulation testing performed
3597 | Bioassay (24 hr)
61400 | Bioassay (24 hr.)
3596 | Bioassay (48 hr)
61401 | Bioassay (48 hr.)
3595 | Bioassay (96 hr)
61402 | Bioassay (96 hr.)
61453 | Biological diversity, Shannon-Weaver index
570 | Biomass, plankton
51129 | Biosolids weight indluding admixtures
46356 | Biotic Index
4280 | Bisazer, total, water, ug/L
85783 | Bleached kraft
51133 | Blend ratio
85873 | BMP Certification Submittal?
51413 | BOD 5-Day (lbs/1000 lbs Product)
51797 | BOD excursions
82424 | BOD, % over influent
81385 | BOD, 20-day, percent removal
51016 | BOD, 5 day carbonaceous, % rmvl, dry
51017 | BOD, 5 day carbonaceous, % rmvl, wet
51012 | BOD, 5 day percent removal, dry
51013 | BOD, 5 day percent removal, wet
140 | BOD, 5-day, 20 deg. C per production
81010 | BOD, 5-day, percent removal
80091 | BOD, carb-5 day, 20 deg C, percent removal
8082D | BOD, carbonaceous, 05 day, 20 C [per discharge]
51720 | BOD, carbonaceous, 20-day, % Removal
80358 | BOD, carbonaceous, percent removal
85800 | BOD, mass, times flow prop. multiplier
50076 | BOD, percent removal (total)
51004 | Boundary areas
80999 | Bypass of treatment
80998 | Bypass valve
52400 | BYPASS VALVE (OPEN/CLOSED)
51428 | Bypass Volume
51681 | C11-C22 Aromatics
51679 | C19-C36 Aliphatics
51715 | C3 Dimer Acid/Salt
51676 | C5-C8 Aliphatics
51680 | C9-C10 Aromatics
51677 | C9-C12 Aliphatics
51678 | C9-C18 Aliphatics
51418 | Cable Test Tank Drainage Volume (Mgd)
51419 | Cable Test Tank, Drainage, Process Discharge
82291 | Calcium hypochlorite, number of applications
82290 | Calcium hypochlorite, weight/application grams
1293 | Calcium, pct exchange
74013 | Calculated limit
78168 | Carbamates
4608 | Carbamazepine
81383 | Carbonaceous oxygen demand, % removal
50797 | Carcinogen additivity factor
81356 | Cation exchange capacity
61167 | Cations, total
74024 | Caustic in drilling fluids
51549 | Cefadroxil
51550 | Cefdinir
51551 | Cefprozil
51552 | Cephalexin
TME3B | Ceriodaphnia
79860 | Certified operator certification exp.
79859 | Certified operator class
79857 | Certified operator name
79858 | Certified operator number
80115 | Chem. oxygen demand (COD) % removal
146 | Chem. oxygen demand per production
85784 | Chemi-mechanical pulp
51452 | Chiral (Stereoisomer of MP062)
39043 | Chlor, phenoxy acid gp, none found
39068 | Chlordane - Nonachlor, Cis | 5103731
39351 | Chlordane (tech mix & metabs), dry wgt
39350 | Chlordane (tech mix. and metabolites)
50024 | Chlordane, CA Ocean Plan definition
77951 | Chlordene, Alpha | 56534022
51479 | Chlordene, Gamma | 56641384
82209 | Chlorides & sulfates
74052 | Chlorinated hydrocarbons, general
61237 | Chlorinated hydrocarbons, total
34032 | Chlorinated methanes
51111 | Chlorinated paraffin in sludge
78217 | Chlorinated pesticides, total
188 | Chlorinated pesticides, total & PCB's
50068 | Chlorination
78739 | Chlorination duration
78738 | Chlorination frequency
85790 | Chlorine addition rate
370 | Chlorine demand, 1 hr
50058 | Chlorine dose
3773 | Chlorine produced oxidants
50059 | Chlorine rate
51520 | Chlorine Residual * Detention Time Product
81400 | Chlorine usage
183 | Chlorine, total residual, duration of violation
32270 | Chloroform extractables, total
51427 | Choloroneb, Total
4270 | Chronic toxicity, daphnia magnia 21 dy
THA6E | Chronic Value Static 48Hr Acute Lepomis Macrochirus
THM6E | Chronic Value Static Renewal 48Hr Acute Lepomis Macrochirus
THW6E | Chv Flth 48Hr Acute Lepomis Macrochi
THY6E | Chv Flth 4Day Chronic Lepomis Macrochi
THZ6E | Chv Flth 7Day Chronic Lepomis Macrochi
THX6E | Chv Flth 96Hr Acute Lepomis Macrochi
THF6D | Chv Static 1Hr Chronic Salmo Gair.
THE6E | Chv Static 24Hr Acute Lepomis Macrochirus
THG6D | Chv Static 48Hr Chronic Salmo Gair.
THC6E | Chv Static 4Day Chronic Lepomis Macrochirus
THD6E | Chv Static 7Day Chronic Lepomis Macrochirus
THB6E | Chv Static 96Hr Acute Lepomis Macrochirus
THO6E | Chv Statre 4Day Chronic Lepomis Macrochi
THP3B | Chv Statre 7Day Chronic Ceriodaphnia
THP6E | Chv Statre 7Day Chronic Lepomis Macrochi
THP6C | Chv Statre 7Day Chronic Pimephales
THN6E | Chv Statre 96Hr Acute Lepomis Macrochi
4609 | Ciprofloxacin | 85721331
4251 | CLAMTROL CT-1, TOTAL WATER
82700 | Clostridium perfringens
32 | Cloud cover (percent)
184 | Coagulants added
51742 | Coagulants added [mass]
51743 | Coagulants added [volume]
51771 | Coal ash | 68131748
TQE1B | Coef Of Var 1Hr Chronic L. Minor
TQE1A | Coef Of Var 1Hr Chronic Selen. Capr.
TQG1B | Coef Of Var 1Hr Fert Test Chronic L. Minor
TQG1A | Coef Of Var 1Hr Fert Test Chronic Selen. Capr.
TQF1B | Coef Of Var 48Hr Chr, 5-7 Day Rec. L. Minor
TQF1A | Coef Of Var 48Hr Chr, 5-7 Day Rec. Selen. Capr
TQC1B | Coef Of Var 4Day Chronic L. Minor
TQC1A | Coef Of Var 4Day Chronic Selen. Capr.
TQB1B | Coef Of Var 96Hr Acute L. Minor
TQB1A | Coef Of Var 96Hr Acute Selen. Capr.
TQM6A | Coef Of Var Statre 48Hr Acute Cyprinodon
TQM3D | Coef Of Var Statre 48Hr Acute D. Pulex
TQM6B | Coef Of Var Statre 48Hr Acute Menidia
TQM3E | Coef Of Var Statre 48Hr Acute Mysid. Bahia
TQM6C | Coef Of Var Statre 48Hr Acute Pimephales
TQP3B | Coef Of Var Statre 7Day Chronic Ceriodaphnia
TQP6A | Coef Of Var Statre 7Day Chronic Cyprinodon
TQP6B | Coef Of Var Statre 7Day Chronic Menidia
TQP3E | Coef Of Var Statre 7Day Chronic Mysid. Bahia
TQP6C | Coef Of Var Statre 7Day Chronic Pimephales
30500 | Coliform, fecal - % sample exceeds limit
31612 | Coliform, fecal 10/mL
74055 | Coliform, fecal general
31613 | Coliform, fecal MF, MFC agar, 44.5 C, 24hr
31616 | Coliform, fecal MF, MFC broth, 44.5 C
31625 | Coliform, fecal MF, MFC, 0.7um
48201 | Coliform, fecal MPN + membrane ftl 44.5 C
74057 | Coliform, fecal, colony forming units
31505 | Coliform, tot, MPN, completed, (100 mL)
51694 | Coliform, total - % samples exceeding limit
31502 | Coliform, total 10/mL
74058 | Coliform, total colony forming units
74056 | Coliform, total general
31503 | Coliform, total MF, delayed, m-endo med
31504 | Coliform, total MF, immed, les endo agar
31501 | Coliform, total MF, immed, m-endo med 35 C
84 | Color
51201 | Color
1290 | Color (admi units)
80 | Color (PT-CO units)
81 | Color, apparent (unfiltered sample)
80114 | Color, concentration at wavelength
82 | Color, spectrophoto, water smpl at 7.6 pH
51573 | Color, spectrophoto, water smpl at 7.6 pH
83 | Color, spectrophoto-metric filter
144 | Combined metals sum
49030 | Compliance w/part 258 sludge requirement
51576 | Compliance With Best Management Practices
85872 | Compliance With Part I.B.10.A.?
74012 | Condenser cooling water temp. increase
50033 | Condenser cooling, water pumping rate
94 | Conductivity
51421 | Conductivity Excursions
82561 | Conductivity, net
51417 | Contact Cooling Water Process Operatng Days
51416 | Contact Cooling Water Volume (MGD)
85869 | Cooling Water Baseline Study
85870 | Cooling Water Entrain. Mon. Study
85871 | Cooling Water Intake Inspection
85868 | Cooling Water Intake Velocity
51706 | Corrosion Inhibitor
85771 | Corrugated media - markt pulp air-dried
51726 | Critical Dilution
61165 | Crop yield
51734 | Crop yield per day
61230 | Cryptosporidium
70226 | Current direction deg from true north
32019 | Cyanide and thiocyanate - total
51463 | Cycles Of Concentration
82576 | Daily excursion time (min)
TJM3C | Daphnia Magna % Mortality 48 Hr Acute
TOM3C | Daphnia Magna % Noec48 Hour Acute Wet
TIE3C | Daphnia Magna Survi-Val 24 Hr. Acute Wet
82578 | Day - max excursion time (min)
39379 | DDT/DDD/DDE, sum of p,p' & o,p' isomers
1345 | Debris, floating (severity)
80092 | Dechlorination reagent, gen
82597 | Deck drainage, free oil
82598 | Deck drainage, volume
85774 | De-inked floatation fiber
85773 | De-inked washed fiber
51072 | Delta pH
71820 | Density of water at 20 deg. C
72025 | Depth of pond or reservoir in feet
72019 | Depth to water level ft below landsurface
68 | Depth, max of sample
82609 | Desalinization unit, free oil
84369 | Description of pathogen option used
72026 | Detention time
51582 | Detergents, Total
51188 | Dewatering effluent chlorides tidal
51190 | Dewatering effluent free oil
51191 | Dewatering effluent oil & grease
51192 | Dewatering effluent pH
51193 | Dewatering effluent TDS
51759 | Diclofenac | 15307865
51553 | Dicloxacillin
51688 | Diesel Oil Content | 68334305
51592 | Diesel oil, no. 2 | 68476346
49922 | Diesel range organics diesel, total, wtr
77986 | Diethylmethylbenzenesulfonamide
82207 | Differential pressure annular well head
49013 | Diffuser validation rpt % effl mix zone
39031 | DIFOLATAN
172 | Digester solids content, percent
80093 | Dilution factor
51697 | Dimethyl Benzyl Ammonium Chloride
84103 | Dioxin laboratory - alpha code
51120 | Discharge drill cuttings, base fluids retained
51118 | Discharge drill cuttings, formation oil
51119 | Discharge drill cuttings, formation oil cert
51117 | Discharge drill cuttings, sediment toxicity
84165 | Discharge event observation
1352 | Discharge flow as % of stream flow
398 | Dissolved oxygen injected
82370 | Dissolved radioactive gasses
83503 | Distance from shore
51755 | Dixylylethane [DEX] | 1742149
51400 | DMR submitted
85809 | Dodecylguanidine salts
82608 | Domestic waste, solids
32255 | DOS-3 in drilling fluids
84108 | Drain field insp assessment
74011 | Drill cutting, (oil rigs)
82595 | Drill cuttings, free oil
499 | Drilled solids in drilling fluids
82596 | Drilling cuttings, volume
4311 | Drilling fluid, end of well, 96-hr IC50
4312 | Drilling fluid, toxicity
82592 | Drilling fluids, discharge rate
51559 | Drilling Fluids, Discharge Rate Occurrences
82591 | Drilling fluids, end of well toxicity
82589 | Drilling fluids, free oil
82593 | Drilling fluids, oil content
82590 | Drilling fluids, toxicity
82594 | Drilling fluids, volume
132 | Dry days preceding precipitation event
50037 | Duration of discharge
81381 | Duration of discharge
82517 | Duration of discharge
51799 | Duration of Land Application
51687 | Duration of Oxidant Addition
51040 | E. coli | 68583222
51617 | E. coli - % samples exceeding limit | 68583222
51041 | E. coli, colony forming units (CFU) | 68583222
31648 | E. coli, MTEC-MF | 68583222
31633 | E. coli, thermotol, MF, MTEC | 68583222
49132 | Effluent back pressure, discharge pipe
78480 | Effluent dilution ratio
72009 | Elevation of original ground
82546 | Elevation of original ground
72110 | Elevation of top of well casing
51048 | Elevation, top of mine pool
51144 | Endothall salts & esters
38926 | Endothall salts and esters
51519 | Endrin Sulfate
51498 | Enteric Viruses
81401 | Enteric viruses
51601 | Enteric viruses, dry weight
61211 | Enterococci
51618 | Enterococci - % of upper confidence limit
31639 | Enterococci: group D, MF trans, M-E, EIA
46478 | Equipment inspection - visual
45601 | Equipment outage, length of downtime
45602 | Equipment outage, number of occurrences
51696 | Ethoxylated alkyl quaternary ammonium compound [generic]
50 | Evaporation Total
197 | Evaporation, Accumulated [Inches]
84106 | Evaporator/bed obsv - assessment
49158 | Excess cement slurry, free oil
51405 | Excess thermal load
78238 | Explosive limit, lower
78455 | Explosives, combined TNT + RDX + tetryl
51420 | Extrusion Lines In Operation, Number
49492 | Facility operated during mnth, # days
61210 | Fats, oils & grease (total o & g less TPH)
31641 | Fecal coliform
51131 | Fecal coliform in sludge, CFU/gram
31615 | Fecal coliform, MPN, EC med, 44.5 C
51783 | Fecal Matter
31679 | Fecal streptococci, MF m-enterococcus ag
80887 | Ferrochrome lignosulfonated frwtr mud
51534 | Fillet Operation
51533 | Fillet Production
51170 | Filter backwash discharges per day
85780 | Fine bleached kraft
85776 | Fine paper machine - dried
82387 | First stage oxygen demand, % removal
51724 | Fish feed used efficiency
45603 | Fish food fed per day
45604 | Fish on hand
51532 | Fish Waste Weight
1340 | Fish, dead (severity)
51055 | Fish, presence
51730 | Fish/Shellfish Impinged
49813 | Flash point, deg C (40 CFR 403/261.21)
51668 | Flash point, deg F [40 CFR 403/261.21]
74030 | Flashpoint temp of oil/solv ASTM 93-77
497 | Flashpoint temp of oil/solvents ASTM
45613 | Floating solids or visible foam-visual
51705 | Floating solids or visible foam-visual/days
51702 | Florfenicol | 73231342
74071 | Flow
74076 | Flow
51061 | Flow (dry weather)
3605 | Flow meter calibration
56 | Flow rate
58 | Flow rate
74060 | Flow rate
51666 | Flow rate, deck drainage
51667 | Flow rate, domestic
59 | Flow rate, instantaneous
TSX6L | Flow Through 96Hr Acute Atherinops Affinis
TTL3N | Flow Thru 48Hr Chronic Dendraster Excentri.
TSX6A | Flow Thru 96 Hr Acute Cyprinodon Variegatus
TSX6J | Flow Thru 96 Hr Acute Menidia Beryllina
82221 | Flow volume daily, into a well
51195 | Flow, as a portion of stream flow
78932 | Flow, augmented water
81799 | Flow, average stream per composite sampl
85662 | Flow, direction
51788 | Flow, discharge
164 | Flow, gallons/batch
50050 | Flow, in conduit or thru treatment plant
51725 | Flow, in conduit or thru treatment plant
51789 | Flow, irrigation
50048 | Flow, maximum during 24 hour period
50047 | Flow, maximum during 24 hr period
92 | Flow, maximum flow range
91 | Flow, minimum flow range
78886 | Flow, process wastewater
74020 | Flow, pump out
51790 | Flow, reclamation
78720 | Flow, recycled
73676 | Flow, restrictive
51199 | Flow, return factor
51500 | Flow, total
82220 | Flow, total
50049 | Flow, wastewater by-passing trtmnt plant
78933 | Flow, well water
51795 | Flowing, Receiving Stream
TSX6K | Flth 96Hr Acute Gasterost Aculeatus
51691 | Fly ash | 329065125
1288 | Foaming agents
46351 | Folpet Water Total | 133-07-3
49157 | Formation test fluids, free oil
49169 | Formation test fluids, pH
82229 | Free acid
82390 | Free acid, total
51583 | Free cationic polymer
4174 | Free liquids in sludge
51575 | Free Oil
51689 | Free Oil Visual Sheen
51187 | Free oil, dewatering effluent
52020 | Freeboard
70015 | Freon, total
78919 | Fuel oil, no. 2 | 68476302
51593 | Fuel oil, no. 4 | 68476313
51594 | Fuel oil, no. 5 | 70892114
51595 | Fuel oil, no. 6 | 68553004
78939 | Fuel, diesel, #1 | 68334305
51560 | Fuel, Diesel, #1 Occurrences | 68334305
51760 | Galaxolide | 1222055
81392 | Gallons distilled
5501 | Gamma, total
5502 | Gamma, total counting error
1310 | Gas bubble severity
174 | Gas, digester, volume of
72047 | Gases, total dissolved
61280 | Gasoline | 86290815
78920 | Gasoline, regular | 68425296
51609 | GB Agent | 107448
51684 | Giardia
51181 | Glycol mix applied
TFA6E | Half Low Flow Pass/Fail Static 48Hr Acute Lepomis Macrochirus
TFM6E | Half Low Flow Pass/Fail Static Renewal 48Hr Acute Lepomis Macrochirus
TFO6B | Half Low Flow Pass/Fail Static Renewal 7 Day Chronic Menidia menidia
4160 | Halocarbons, purgeable scan, effluent
4161 | Halocarbons, purgeable scan, sludge
78115 | Halogen, total organic
61194 | Halogen, total residual
78203 | Halogenated hydrocarbons, total
34011 | Halogenated toluene
3594 | Halogens, adsorbable organic
50256 | Halogens, adsorbable organic (AOX)
31663 | Halogens, tot organics bottom sediment
52040 | Halogens, total combined
78456 | Halomethanes, sum
46570 | Hardness, Ca Mg Calculated (mg/L as CaCO3)
82394 | Hardness, tot calc. (Ca, Mg, Fe) as CaC03
900 | Hardness, total (as CaCO3)
49884 | Hatchery flow
49885 | Hatchery flow treated
51069 | Hatchery flow treated (GPM)
51703 | Head Loss
81398 | Heat (summer) (per day)
81386 | Heat (summer) (per hour)
81399 | Heat (winter) (per day)
81387 | Heat (winter) (per hour)
51496 | Heptachlor + Heptachlor Epoxide
51052 | Herbaceous vegetation, presence
148 | Herbicides, total
51791 | Heterotrophic bacteria, total
TFW6E | HLF Pass/Fail Flth 48Hr Acute Lepomis Macrochi
TFY6E | HLF Pass/Fail Flth 4Day Chronic Lepomis Macrochi
TFZ6E | HLF Pass/Fail Flth 7Day Chronic Lepomis Macrochi
TFX6E | HLF Pass/Fail Flth 96Hr Acute Lepomis Macrochi
TFE6E | HLF Pass/Fail Static 24Hr Acute Lepomis Macrochiru
TFC6E | HLF Pass/Fail Static 4Day Chronic Lepomis Macrochiru
TFD6E | HLF Pass/Fail Static 7Day Chronic Lepomis Macrochiru
TFB6E | HLF Pass/Fail Static 96Hr Acute Lepomis Macrochiru
TFM6A | HLF Pass/Fail Statre 48Hr Acute Cyprinodon Varie
TFM3C | HLF Pass/Fail Statre 48Hr Acute Daphnia Magna
TFM3D | HLF Pass/Fail Statre 48Hr Acute Daphnia Pulex
TFM3E | HLF Pass/Fail Statre 48Hr Acute Mysidopis Bahia
TFM6C | HLF Pass/Fail Statre 48Hr Acute Pimephales Prome
TFO6E | HLF Pass/Fail Statre 4Day Chronic Lepomis Macrochi
TFP3B | HLF Pass/Fail Statre 7Day Chronic Ceriodaphnia
TFO6A | HLF Pass/Fail Statre 7Day Chronic Cyprinodon Varie
TFP6E | HLF Pass/Fail Statre 7Day Chronic Lepomis Macrochi
TFO3E | HLF Pass/Fail Statre 7Day Chronic Mysidopsis Bahia
TFP6C | HLF Pass/Fail Statre 7Day Chronic Pimephales
TFN6E | HLF Pass/Fail Statre 96Hr Acute Lepomis Macrochi
3820 | Human enteric virus
551 | Hydrocarbons, in H2O, IR, CC14 extractible chromatograph
78725 | Hydrocarbons, nitrated, total
82181 | Hydrocarbons, total petroleum
T6M3E | IC25 Lethal Static Renewal 48HR Acute Americamysis bahia
T6M3B | IC25 Lethal Static Renewal 48HR Acute Ceriodaphnia dubia
T6M3C | IC25 Lethal Static Renewal 48HR Acute Daphnia magna
T6M3D | IC25 Lethal Static Renewal 48HR Acute Daphnia pulex
T6M6B | IC25 Lethal Static Renewal 48HR Acute Menidia menidia
T6M6C | IC25 Lethal Static Renewal 48HR Acute Pimephales promelas
T6P3E | IC25 Lethal Static Renewal 7 Day Chronic Americamysis bahia
T6P3B | IC25 Lethal Static Renewal 7 Day Chronic Ceriodaphnia dubia
T6P6J | IC25 Lethal Static Renewal 7 Day Chronic Menidia beryllina
T6P6C | IC25 Lethal Static Renewal 7 Day Chronic Pimephales promelas
T6N3C | IC25 Lethal Static Renewal 96Hr Acute Daphnia magna
T4M3B | IC25 Low Flow Pass/Fail Lethal Static Renewal 48Hr Acute Ceriodaphnia dubia
T4P3B | IC25 Low Flow Pass/Fail Lethal Static Renewal 48Hr Acute Ceriodaphnia dubia
T4P3E | IC25 Low Flow Pass/Fail Lethal Static Renewal 7 Day Chronic Americamysis bahia
T4P6J | IC25 Low Flow Pass/Fail Lethal Static Renewal 7 Day Chronic Menidia beryllina
T4P6C | IC25 Low Flow Pass/Fail Lethal Static Renewal 7 Day Chronic Pimephales promelas
T4N3C | IC25 Low Flow Pass/Fail Lethal Static Renewal 96Hr Acute Daphnia magna
T4M3E | IC25 Low Flow Pass/Fail Static Renewal 48Hr Acute Americamysis bahia
T4M3C | IC25 Low Flow Pass/Fail Static Renewal 48Hr Acute Daphnia magna
T4M3D | IC25 Low Flow Pass/Fail Static Renewal 48Hr Acute Daphnia pulex
T4M6J | IC25 Low Flow Pass/Fail Static Renewal 48Hr Acute Menidia beryllina
T4M6C | IC25 Low Flow Pass/Fail Static Renewal 48Hr Acute Pimephales promelas
T5P3E | IC25 Low Flow Pass/Fail Sub-Lethal Static Renewal 7 Day Chronic Americamysis bahia
T5P3B | IC25 Low Flow Pass/Fail Sub-Lethal Static Renewal 7 Day Chronic Ceriodaphnia dubia
T5P6J | IC25 Low Flow Pass/Fail Sub-Lethal Static Renewal 7 Day Chronic Menidia beryllina
T5P6C | IC25 Low Flow Pass/Fail Sub-Lethal Static Renewal 7 Day Chronic Pimephales promelas
T5N3C | IC25 Low Flow Pass/Fail Sub-Lethal Static Renewal 96Hr Acute Daphnia magna
T2I3E | IC25 Pass/Fail Static 24Hr Acute Americamysis bahia
T2I3C | IC25 Pass/Fail Static 24Hr Acute Daphnia magna
T2I3D | IC25 Pass/Fail Static 24Hr Acute Daphnia pulex
T2I6J | IC25 Pass/Fail Static 24Hr Acute Menidia beryllina
T2I6C | IC25 Pass/Fail Static 24Hr Acute Pimephales promelas
TRP3X | IC25 Static Renewal 7 Day Chronic Daphnia ambigua
TRP6B | IC25 Static Renewal 7 Day Chronic Menidia menidia
TRP3E | IC25 Static Renewal 7 Day Chronic Mysidopsis bahia
TRP3B | IC25 Statre 7Day Chrceriodaphnia
TRP6C | IC25 Statre 7Day Chrpimephales
T7P3E | IC25 Sub-Lethal Static Renewal 7 Day Chronic Americamysis bahia
T7P3B | IC25 Sub-Lethal Static Renewal 7 Day Chronic Ceriodaphnia dubia
T7P6J | IC25 Sub-Lethal Static Renewal 7 Day Chronic Menidia beryllina
T7P6C | IC25 Sub-Lethal Static Renewal 7 Day Chronic Pimephales promelas
T7N3C | IC25 Sub-Lethal Static Renewal 96Hr Acute Daphnia magna
1355 | Ice cover, floating or solid (severity)
32256 | Imco Lube 106 in drilling fluids
32257 | Imco Lubrikleen in drilling fluids
32258 | Imco phos in drilling fluids
51109 | Industrial contribution % of influent
74006 | Inert plastic spheres in drill fluids
52050 | Infiltration capacity
50056 | Injection pressure, at well head
51729 | Intake Velocity Excusions
45615 | Intermittent discharge-assessment
51749 | Iohexol | 66108950
51745 | Iopromide
77550 | Isoeugenol | 97541
51485 | Isolation Time Met
79853 | Isopropyl-1,2-diphenylethane
51563 | Kappa Factor
51019 | Kappa number
78878 | Kerosene | 8008206
31760 | Klebsiella species
32259 | Kwik Seal in drilling fluids | 70226027
82564 | Lagoon freeboard
82289 | Lagoon observation visual
TME1B | LC10 1Hr Chronic L. Minor
TME1A | LC10 1Hr Chronic Selen. Capr
TMG1B | LC10 1Hr Fert. Test Chronic L. Minor
TMG1A | LC10 1Hr Fert. Test Chronic Selen. Capr.
TMF1B | LC10 48Hr Chr, 5-7 Day Rec L. Minor
TMF1A | LC10 48Hr Chr, 5-7 Day Rec Selen. Capr.
TMB1B | LC10 96Hr Acute L. Minor
TMB1A | LC10 96Hr Acute Selen. Capr.
TMM3B | LC10 Statre 48Hr Acute Ceriodaphnia
TMM3C | LC10 Statre 48Hr Acute D. Magna
TMN3B | LC10 Statre 96Hr Acuceriodaphnia
TMN6B | LC10 Statre 96Hr Acumenidia
TMN3E | LC10 Statre 96Hr Acumysid. Bahia
TMN6C | LC10 Statre 96Hr Acute Pimephales
TNE1B | LC20 1Hr Chronic L. Minor
TNE1A | LC20 1Hr Chronic Selen. Capr.
TNG1B | LC20 1Hr Fert. Test Chronic L. Minor
TNG1A | LC20 1Hr Fert. Test Chronic Selen Capr.
TNF1B | LC20 48Hr Chr, 5-7 Day Rec. L. Minor
TNF1A | LC20 48Hr Chr, 5-7 Day Rec. Selen. Capr.
TNC1B | LC20 4Day Chr. L. Minor
TNC1A | LC20 4Day Chronic Selen. Capr.
TNB1B | LC20 96Hr Acute L. Minor
TNB1A | LC20 96Hr Acute Selen. Capr.
TNA3C | LC20 Static 48Hr Acute Ceriodaphnia
TNA3E | LC20 Static 48Hr Acute Mysid. Bahia
TNB3B | LC20 Static 96Hr Acute Ceriodaphnia
TNB6H | LC20 Static 96Hr Acute Cyprinella Leedsi
TNB6B | LC20 Static 96Hr Acute Menidia
TNB3E | LC20 Static 96Hr Acute Mysid. Bahia
TNB6C | LC20 Static 96Hr Acute Pimephales
TNN6C | LC20 Static Renewal 96Hr Acupimephales
TNP3C | LC20 Statre 7Day Chrceriodaphnia
TNP3E | LC20 Statre 7Day Chrmysid. Bahia
TNN6H | LC20 Statre 96Hr Acucyprinella Leedsi
TNN6B | LC20 Statre 96Hr Acumenidia
TNN3E | LC20 Statre 96Hr Acumysid Bahia
TNN3B | LC20 Statre 96Hr Acute Ceriodaphnia
TAW3A | LC50 Flth 48Hr Acute Arbacia
TAW3B | LC50 Flth 48Hr Acute Ceriodaphnia
TAW1C | LC50 Flth 48Hr Acute Champia
TAW6A | LC50 Flth 48Hr Acute Cyprinodon
TAW3C | LC50 Flth 48Hr Acute D. Magna
TAW3D | LC50 Flth 48Hr Acute D. Pulex
TAW1B | LC50 Flth 48Hr Acute L. Minor
TAW6E | LC50 Flth 48Hr Acute Lepomis Macrochi
TAW6B | LC50 Flth 48Hr Acute Menidia
TAW3E | LC50 Flth 48Hr Acute Mysid. Bahia
TAW6C | LC50 Flth 48Hr Acute Pimephales
TAW6D | LC50 Flth 48Hr Acute Salmo Gair.
TAW1A | LC50 Flth 48Hr Acute Selen. Capr.
TAY6E | LC50 Flth 4Day Chronic Lepomis Macrochi
TAZ6E | LC50 Flth 7Day Chronic Lepomis Macrochi
TAX3A | LC50 Flth 96Hr Acute Arbacia
TAX3B | LC50 Flth 96Hr Acute Ceriodaphnia
TAX1C | LC50 Flth 96Hr Acute Champia
TAX6A | LC50 Flth 96Hr Acute Cyprinodon
TAX3C | LC50 Flth 96Hr Acute D. Magna
TAX3D | LC50 Flth 96Hr Acute D. Pulex
TAX6E | LC50 Flth 96Hr Acute Lepomis Macrochi
TAX6B | LC50 Flth 96Hr Acute Menidia
TAX3E | LC50 Flth 96Hr Acute Mysid. Bahia
TAX6C | LC50 Flth 96Hr Acute Pimephales
TAX6D | LC50 Flth 96Hr Acute Salmo Gair.
TAX1A | LC50 Flth 96Hr Acute Selen. Capr.
TAX1B | LC50 Flth 96Hracu L. Minor
TB1CA | LC50 Fthd Minnow Fl-Thru Defn
TA1CA | LC50 Fthd Minnow Static Defn
TB1AA | LC50 Mycd Shrimp Fl-Thru Defn
TA1AA | LC50 Mycd Shrimp Static Defn
TIG1A | LC50 Pass/Fail 1Hr Fert. Test Chr.
TIW6E | LC50 Pass/Fail Flth 48Hr Acute Lepomis Macrochi
TIY6E | LC50 Pass/Fail Flth 4Day Chronic Lepomis Macrochi
TIZ6E | LC50 Pass/Fail Flth 7Day Chronic Lepomis Macrochi
TIX6E | LC50 Pass/Fail Flth 96Hr Acute Lepomis Macrochi
TIE3B | LC50 Pass/Fail Static 24Hr Acute Ceriodaphnia
TIE6A | LC50 Pass/Fail Static 24Hr Acute Cyprinodon
TIE3D | LC50 Pass/Fail Static 24Hr Acute D. Pulex
TIE6E | LC50 Pass/Fail Static 24Hr Acute Lepomis Macrochiru
TIE6B | LC50 Pass/Fail Static 24Hr Acute Menidia
TIE3E | LC50 Pass/Fail Static 24Hr Acute Mysid. Bahia
TIE6C | LC50 Pass/Fail Static 24Hr Acute Pimphales
TIA6E | LC50 Pass/Fail Static 48Hr Acute Lepomis Macrochirus
TIA3F | LC50 Pass/Fail Static 48Hr Acute Oyster Embryo
TIC6E | LC50 Pass/Fail Static 4Day Chronic Lepomis Macrochiru
TID6E | LC50 Pass/Fail Static 7Day Chronic Lepomis Macrochiru
TIB6E | LC50 Pass/Fail Static 96Hr Acute Lepomis Macrochiru
TIM3D | LC50 Pass/Fail Static Renewal 48Hr Acute Daphnia Pulex
TIM6E | LC50 Pass/Fail Static Renewal 48Hr Acute Lepomis Macrochirus
TIO6E | LC50 Pass/Fail Statre 4Day Chronic Lepomis Macrochi
TIP6E | LC50 Pass/Fail Statre 7Day Chronic Lepomis Macrochi
TIN6E | LC50 Pass/Fail Statre 96Hr Acute Lepomis Macrochi
TB1BA | LC50 Shee Minnow Fl-Thru Defn
TA1BA | LC50 Shee Minnow Static Defn
TAE3E | LC50 Static 1Hr Chronic Ceriodaphnia
TAE3B | LC50 Static 1Hr Chronic Ceriodaphnia Dubia
TAE6H | LC50 Static 1Hr Chronic Cyprinella Leedsi
TAE6E | LC50 Static 1Hr Chronic Lepomis Macrochiru
TAE6B | LC50 Static 1Hr Chronic Menidia Menidia
TAE6C | LC50 Static 1Hr Chronic Pimephales
TAA3A | LC50 Static 48Hr Acute Arbacia
TAA3B | LC50 Static 48Hr Acute Ceriodaphnia
TAA1C | LC50 Static 48Hr Acute Champia
TAA6H | LC50 Static 48Hr Acute Cyprinella Leedsi
TAA6A | LC50 Static 48Hr Acute Cyprinodon
TAA3C | LC50 Static 48Hr Acute D. Magna
TAA3D | LC50 Static 48Hr Acute D. Pulex
TAA1B | LC50 Static 48Hr Acute L. Minor
TAA6E | LC50 Static 48Hr Acute Lepomis Macrochirus
TAA6B | LC50 Static 48Hr Acute Menidia
TAA3E | LC50 Static 48Hr Acute Mysid. Bahia
TAA6C | LC50 Static 48Hr Acute Pimephales
TAA6D | LC50 Static 48Hr Acute Salmo Gair.
TAA6F | LC50 Static 48Hr Acute Salvel. Salmonid
TAA1A | LC50 Static 48Hr Acute Selen. Capr.
TAC6E | LC50 Static 4Day Chronic Lepomis Macrochirus
TAD6E | LC50 Static 7Day Chronic Lepomis Macrochirus
TAB3A | LC50 Static 96Hr Acute Arbacia
TAB3B | LC50 Static 96Hr Acute Ceriodaphnia
TAB1C | LC50 Static 96Hr Acute Champia
TAB6H | LC50 Static 96Hr Acute Cyprinella Leedsi
TAB6A | LC50 Static 96Hr Acute Cyprinodon
TAB3C | LC50 Static 96Hr Acute D. Magna
TAB3D | LC50 Static 96Hr Acute D. Pulex
TAB1B | LC50 Static 96Hr Acute L. Minor
TAB6E | LC50 Static 96Hr Acute Lepomis Macrochirus
TAB6B | LC50 Static 96Hr Acute Menidia
TAB3E | LC50 Static 96Hr Acute Mysid. Bahia
TAB6C | LC50 Static 96Hr Acute Pimephales
TAB6D | LC50 Static 96Hr Acute Salmo Gair.
TAB1A | LC50 Static 96Hr Acute Selen. Capr.
TAM3X | LC50 Static Renewal 48Hr Acute Daphnia ambigua
TAM3D | LC50 Static Renewal 48Hr Acute Daphnia Pulex
TAM6E | LC50 Static Renewal 48Hr Acute Lepomis Macrochirus
TIM3B | LC50 Statre 48Hr Acuc. Dubia
TAM3U | LC50 Statre 48Hr Acupenaeus Vannamei
TAM3A | LC50 Statre 48Hr Acute Arbacia
TAM3B | LC50 Statre 48Hr Acute Ceriodaphnia
TAM1C | LC50 Statre 48Hr Acute Champia
TAM6A | LC50 Statre 48Hr Acute Cyprinodon
TAM3C | LC50 Statre 48Hr Acute D. Magna
TAM1B | LC50 Statre 48Hr Acute L. Minor
TAM6B | LC50 Statre 48Hr Acute Menidia
TAM3E | LC50 Statre 48Hr Acute Mysid. Bahia
TIM6C | LC50 Statre 48Hr Acute P. Promelas
TAM6C | LC50 Statre 48Hr Acute Pimephales
TAM6D | LC50 Statre 48Hr Acute Salmo Gair.
TAM1A | LC50 Statre 48Hr Acute Selen. Capr.
TAO6E | LC50 Statre 4Day Chronic Lepomis Macrochi
TAP3B | LC50 Statre 7Day Chrceriodaphnia
TAP6E | LC50 Statre 7Day Chronic Lepomis Macrochi
TAN6H | LC50 Statre 96Hr Acucyprinella Leedsi
TAN6J | LC50 Statre 96Hr Acumenidia Beryllina
TAN3A | LC50 Statre 96Hr Acute Arbacia
TAN3J | LC50 Statre 96Hr Acute Cancer Magister
TAN3B | LC50 Statre 96Hr Acute Ceriodaphnia
TAN1C | LC50 Statre 96Hr Acute Champia
TAN6A | LC50 Statre 96Hr Acute Cyprinodon
TAN3C | LC50 Statre 96Hr Acute D. Magna
TAN3D | LC50 Statre 96Hr Acute D. Pulex
TAN1B | LC50 Statre 96Hr Acute L. Minor
TAN6E | LC50 Statre 96Hr Acute Lepomis Macrochi
TAN6B | LC50 Statre 96Hr Acute Menidia
TAN3E | LC50 Statre 96Hr Acute Mysid. Bahia
TAN6G | LC50 Statre 96Hr Acute Orcorhynchus Gorbus
TAN3I | LC50 Statre 96Hr Acute Pandulas Borealis
TAN3H | LC50 Statre 96Hr Acute Pandulas Hypsinotus
TAN6C | LC50 Statre 96Hr Acute Pimephales
TAN6D | LC50 Statre 96Hr Acute Salmo Gair.
TAN1A | LC50 Statre 96Hr Acute Selen. Capr.
72107 | Length of longest pH excursion
84368 | Level of pathogen requirements achieved
TEW6E | LF Pass/Fail Flth 48Hr Acute Lepomis Macrochi
TEY6E | LF Pass/Fail Flth 4Day Chronic Lepomis Macrochi
TEZ6E | LF Pass/Fail Flth 7Day Chronic Lepomis Macrochi
TEX6E | LF Pass/Fail Flth 96Hr Acute Lepomis Macrochi
TLP3B | LF Pass/Fail Leth Statre 7Day Chronic Ceriodaphnia
TLP6A | LF Pass/Fail Leth Statre 7Day Chronic Cyprinodon
TLP6B | LF Pass/Fail Leth Statre 7Day Chronic Menidia
TLP3E | LF Pass/Fail Leth Statre 7Day Chronic Mysid. Bahia
TLP6C | LF Pass/Fail Leth Statre 7Day Chronic Pimephales
TEE3D | LF Pass/Fail Static 24Hr Acute Daphnia Pulex
TEE6E | LF Pass/Fail Static 24Hr Acute Lepomis Macrochirus
TEE6C | LF Pass/Fail Static 24Hr Acute Pimephales
TEC6E | LF Pass/Fail Static 4Day Chronic Lepomis Macrochirus
TED6E | LF Pass/Fail Static 7Day Chronic Lepomis Macrochirus
TEB6E | LF Pass/Fail Static 96Hr Acute Lepomis Macrochirus
TEM6A | LF Pass/Fail Statre 48Hr Acute Cyprinodon Variega
TEM3C | LF Pass/Fail Statre 48Hr Acute Daphnia Magna
TEM3D | LF Pass/Fail Statre 48Hr Acute Daphnia Pulex
TEM6B | LF Pass/Fail Statre 48Hr Acute Menidia
TEM3E | LF Pass/Fail Statre 48Hr Acute Mysidopis Bahia
TEM6C | LF Pass/Fail Statre 48Hr Acute Pimephales Promela
TEO6E | LF Pass/Fail Statre 4Day Chronic Lepomis Macrochi
TEI6A | LF Pass/Fail Statre 7Day Chronic Cyprinodon
TEO6A | LF Pass/Fail Statre 7Day Chronic Cyprinodon Variega
TEP6E | LF Pass/Fail Statre 7Day Chronic Lepomis Macrochi
TEI3E | LF Pass/Fail Statre 7Day Chronic Mysid. Bahia
TEO3E | LF Pass/Fail Statre 7Day Chronic Mysidopsis Bahia
TEI6C | LF Pass/Fail Statre 7Day Chronic Pimephales
TEP6C | LF Pass/Fail Statre 7Day Chronic Pimephales
TEN6E | LF Pass/Fail Statre 96Hr Acute Lepomis Macrochi
TLE1B | LF Pass/Fail Survival Test 1Hr Chronic L. Minor
TLE1A | LF Pass/Fail Survival Test 1Hr Chronic Selen. Capr.
TLG1B | LF Pass/Fail Survival Test 1Hr Fert. Test Chronic L. Minor
TLG1A | LF Pass/Fail Survival Test 1Hr Fert. Test Chronic Selen. Capr
TLF1B | LF Pass/Fail Survival Test 48Hr Chr, 5-7 Day Rec L. Minor
TLF1A | LF Pass/Fail Survival Test 48Hr Chr, 5-7 Day Rec Selen. Capr.
TLB1A | LF Pass/Fail Survival Test 96Hr Acute Selen. Capr
80888 | Lightly treated lignosulfonated mud
963 | Lignite in drilling fluids | 65996909
51608 | Liner Leakage Rate
4613 | Lipitor (Atorvastatin Calcium)
TXM3C | LOEC Lethal Survival Static Renewal 48HR Acute Daphnia magna
TXM6J | LOEC Lethal Survival Static Renewal 48HR Acute Menidia beryllina
TXP6J | LOEC Lethal Survival Static Renewal 7 Day Chronic Menidia beryllina
TXP3C | LOEC Lethal Survival Static Renewal 7 Day Chronic Daphnia magna
TYP3C | LOEC Sub-Lethal Reproduction Static Renewal 7 Day Chronic Daphnia magna
TYP6J | LOEC Sub-Lethal Reproduction Static Renewal 7 Day Chronic Menidia beryllina
TEI3B | Low Flow Pass/Fail Static 24Hr Acute Ceriodaphnia Dubia
TEA6E | Low Flow Pass/Fail Static 48Hr Acute Lepomis Macrochirus
TEM6E | Low Flow Pass/Fail Static Renewal 48Hr Acute Lepomis Macrochirus
TEP3B | Low Flow Pass/Fail Static Renewal 7Day Chronic Ceriodaphnia Dubia
TLP3C | Low Flow Pass/Fail Survival Test Static Renewal 7 Day Chronic Daphnia magna
49220 | Macroinvertebrate assessment
1292 | Magnesium, pct exchange
85866 | Maint. Waste Are You Using Bmp?
85867 | Maint. Waste Do You Have A Bmp?
51083 | Manure remaining, gallons
79779 | Manure removed, gallons
51091 | Manure solids, percent total
51089 | Manure, wet tons remaining
51088 | Manure, wet tons removed
51090 | Manure, wet tons total
61944 | MARINE SANITATION DEVISE USED
82540 | MB 121
51747 | Meprobamate | 57534
82211 | Mercaptans, total
1169 | Metals toxicity ratio
78240 | Metals, total
78239 | Metals, tox priority pollutants, total
4614 | Methadone
51495 | Methanesulfonate
47021 | Methylene blue active substances
966 | MICA IN DRILLING FLUIDS
82239 | Microscopic analysis
49498 | Misc. discharges, free oil
4239 | Misc. free oil in Western GOM, OCS
52060 | Mix ratio
82238 | Mixed liquor
52070 | Moisture content
85820 | Monitoring well level from the surface
82577 | Month excursion time (min)
4615 | Morphine
51698 | Nalco H150M
51029 | Nalco Macrotrol 9210
61575 | Net rate of additionof heat
51719 | Nitrated Esters [NE]
633 | Nitrite plus nitrate in bottom deposits
82241 | Nitrobodies, total
696 | Nitrofurans
81384 | Nitrogenous oxygen demand, % removal
51800 | Nitrotriazolone [NTO] | 932649
51501 | N-Nitroso-N-Methylethylamine
TXT3C | No Observed Effect Concentration (NOEC) Lethal Survival 21 Day Chronic Daphnia Magna
TYT3C | No Observed Effect Concentration (NOEC) Sub-Lethal Reproduction 21 Day Chronic Daphnia Magna
TDE1B | Noael 1Hr Chronic L. Minor
TDW6E | Noael Flth 48Hr Acute Lepomis Macrochi
TDY6E | Noael Flth 4Day Chronic Lepomis Macrochi
TDZ6E | Noael Flth 7Day Chronic Lepomis Macrochi
TDX6E | Noael Flth 96Hr Acute Lepomis Macrochi
TDE6E | Noael Static 24Hr Acute Lepomis Macrochirus
TDA3Z | NOAEL Static 48Hr Acute Americamysis bahia
TDA3B | Noael Static 48Hr Acute Ceriodaphnia
TDA3D | Noael Static 48Hr Acute D. Pulex
TDA6B | Noael Static 48Hr Acute Menidia
TDA3E | Noael Static 48Hr Acute Mysid. Bahia
TDA6C | Noael Static 48Hr Acute Pimephales
TDA6F | Noael Static 48Hr Acute Salvel. Salmonid
TDC6E | Noael Static 4Day Chronic Lepomis Macrochirus
TDD6E | Noael Static 7Day Chronic Lepomis Macrochirus
TDB6E | Noael Static 96Hr Acute Lepomis Macrochirus
TDM1C | Noael Statre 48Hr Acu. Champia
TDM3A | Noael Statre 48Hr Acute Arbacia
TDM3B | Noael Statre 48Hr Acute Ceriodaphnia
TDM6A | Noael Statre 48Hr Acute Cyprinodon
TDM3C | Noael Statre 48Hr Acute D. Magna
TDM3D | Noael Statre 48Hr Acute D. Pulex
TDM1B | Noael Statre 48Hr Acute L. Minor
TDM6B | Noael Statre 48Hr Acute Menidia
TDM3E | Noael Statre 48Hr Acute Mysid. Bahia
TDM6C | Noael Statre 48Hr Acute Pimephales
TDM1A | Noael Statre 48Hr Acute Selen. Capr.
TDO3A | Noael Statre 4Day Chronic Arbacia
TDO3B | Noael Statre 4Day Chronic Ceriodaphnia
TDO1C | Noael Statre 4Day Chronic Champia
TDO6A | Noael Statre 4Day Chronic Cyprinodon
TDO3C | Noael Statre 4Day Chronic D. Magna
TDO3D | Noael Statre 4Day Chronic D. Pulex
TDO1B | Noael Statre 4Day Chronic L. Minor
TDO6E | Noael Statre 4Day Chronic Lepomis Macrochi
TDO6B | Noael Statre 4Day Chronic Menidia
TDO3E | Noael Statre 4Day Chronic Mysid. Bahia
TDO6C | Noael Statre 4Day Chronic Pimephales
TDO1A | Noael Statre 4Day Chronic Selen. Capr.
TDP3A | Noael Statre 7Day Chronic Arbacia
TDP3B | Noael Statre 7Day Chronic Ceriodaphnia
TDP1C | Noael Statre 7Day Chronic Champia
TDP6A | Noael Statre 7Day Chronic Cyprinodon
TDP3C | Noael Statre 7Day Chronic D. Magna
TDP3D | Noael Statre 7Day Chronic D. Pulex
TDP1B | Noael Statre 7Day Chronic L. Minor
TDP6E | Noael Statre 7Day Chronic Lepomis Macrochi
TDP6B | Noael Statre 7Day Chronic Menidia
TDP3E | Noael Statre 7Day Chronic Mysid. Bahia
TDP6C | Noael Statre 7Day Chronic Pimephales
TDP1A | Noael Statre 7Day Chronic Selen. Capr.
TDN1C | Noael Statre 96Hr Acu. Champia
TDN3A | Noael Statre 96Hr Acute Arbacia
TDN3B | Noael Statre 96Hr Acute Ceriodaphnia
TDN6A | Noael Statre 96Hr Acute Cyprinodon
TDN3C | Noael Statre 96Hr Acute D. Magna
TDN3D | Noael Statre 96Hr Acute D. Pulex
TDN1B | Noael Statre 96Hr Acute L. Minor
TDN6E | Noael Statre 96Hr Acute Lepomis Macrochi
TDN6B | Noael Statre 96Hr Acute Menidia
TDN3E | Noael Statre 96Hr Acute Mysid. Bahia
TDN6C | Noael Statre 96Hr Acute Pimephales
TDN1A | Noael Statre 96Hr Acute Selen. Capr.
TDA6E | NOEAL Static 48Hr Acute Lepomis Macrochirus
TDM6E | NOEAL Static Renewal 48Hr Acute Lepomis Macrochirus
TOP3C | NOEC Lethal Static Renewal 7 Day Chronic Daphnia magna
T3P3B | NOEC Static Renewal 7Day Chronic Ceriodaphnia dubia
T3P6C | NOEC Static Renewal 7Day Chronic Pimephales promelas
TPP3C | NOEC Sub-Lethal Static Renewal 7 Day Chronic Daphnia magna
TBW6E | Noel Flth 48Hr Acute Lepomis Macrochi
TBY3A | Noel Flth 4Day Chronic Arbacia
TBY3B | Noel Flth 4Day Chronic Ceriodaphnia
TBY1C | Noel Flth 4Day Chronic Champia
TBY6A | Noel Flth 4Day Chronic Cyprinodon
TBY3C | Noel Flth 4Day Chronic D. Magna
TBY3D | Noel Flth 4Day Chronic D. Pulex
TBY1B | Noel Flth 4Day Chronic L. Minor
TBY6E | Noel Flth 4Day Chronic Lepomis Macrochi
TBY6B | Noel Flth 4Day Chronic Menidia
TBY3E | Noel Flth 4Day Chronic Mysid. Bahia
TBY6C | Noel Flth 4Day Chronic Pimephales
TBY6D | Noel Flth 4Day Chronic Salmo Gair.
TBY1A | Noel Flth 4Day Chronic Selen. Capr.
TBZ3A | Noel Flth 7Day Chronic Arbacia
TBZ3B | Noel Flth 7Day Chronic Ceriodaphnia
TBZ1C | Noel Flth 7Day Chronic Champia
TBZ6A | Noel Flth 7Day Chronic Cyprinodon
TBZ3C | Noel Flth 7Day Chronic D. Magna
TBZ3D | Noel Flth 7Day Chronic D. Pulex
TBZ1B | Noel Flth 7Day Chronic L. Minor
TBZ6E | Noel Flth 7Day Chronic Lepomis Macrochi
TBZ6B | Noel Flth 7Day Chronic Menidia
TBZ3E | Noel Flth 7Day Chronic Mysid. Bahia
TBZ6C | Noel Flth 7Day Chronic Pimephales
TBZ6D | Noel Flth 7Day Chronic Salmo Gair.
TBZ1A | Noel Flth 7Day Chronic Selen. Capr.
TBX6E | Noel Flth 96Hr Acute Lepomis Macrochi
TOM6A | Noel Lethal Statre 48Hr Acute Cyprinodon
TOM3D | Noel Lethal Statre 48Hr Acute D. Pulex
TOM6B | Noel Lethal Statre 48Hr Acute Menidia
TOM3E | Noel Lethal Statre 48Hr Acute Mysid. Bahia
TOM6C | Noel Lethal Statre 48Hr Acute Pimephales
TOP3B | Noel Lethal Statre 7Day Chronic Ceriodaphnia
TOP6A | Noel Lethal Statre 7Day Chronic Cyprinodon
TOP6B | Noel Lethal Statre 7Day Chronic Menidia
TOP3E | Noel Lethal Statre 7Day Chronic Mysid. Bahia
TOP6C | Noel Lethal Statre 7Day Chronic Pimephales
TBF3N | Noel Static 1Hr Chronic Dendraster Excent
TBF3M | Noel Static 1Hr Chronic Green Sea Urchin
TBF3L | Noel Static 1Hr Chronic Purple Sea Urchin
TBF3K | Noel Static 1Hr Chronic Red Sea Urchin
TBH3A | Noel Static 1Hr Fert. Chronic Arbacia
TBE6E | Noel Static 24Hr Acute Lepomis Macrochirus
TBA3B | Noel Static 48Hr Acute Ceriodaphnia
TBA6E | NOEL Static 48Hr Acute Lepomis Macrochirus
TBG1C | Noel Static 48Hr Chronic Champia
TBG3O | Noel Static 48Hr Chronic Crassostrea Gigas
TBG3P | Noel Static 48Hr Chronic Mytilus Edulis
TBC3A | Noel Static 4Day Chronic Arbacia
TBC3B | Noel Static 4Day Chronic Ceriodaphnia
TBC1C | Noel Static 4Day Chronic Champia
TBC6A | Noel Static 4Day Chronic Cyprinodon
TBC3C | Noel Static 4Day Chronic D. Magna
TBC3D | Noel Static 4Day Chronic D. Pulex
TBC1B | Noel Static 4Day Chronic L. Minor
TBC6E | Noel Static 4Day Chronic Lepomis Macrochirus
TBC6B | Noel Static 4Day Chronic Menidia
TBC3E | Noel Static 4Day Chronic Mysid. Bahia
TBC6C | Noel Static 4Day Chronic Pimephales
TBC6D | Noel Static 4Day Chronic Salmo Gair.
TBC1A | Noel Static 4Day Chronic Selen. Capr.
TBD3A | Noel Static 7Day Chronic Arbacia
TBD3B | Noel Static 7Day Chronic Ceriodaphnia
TBD1C | Noel Static 7Day Chronic Champia
TBD6A | Noel Static 7Day Chronic Cyprinodon
TBD3C | Noel Static 7Day Chronic D. Magna
TBD3D | Noel Static 7Day Chronic D. Pulex
TBD1B | Noel Static 7Day Chronic L. Minor
TBD6E | Noel Static 7Day Chronic Lepomis Macrochirus
TBD6B | Noel Static 7Day Chronic Menidia
TBD3E | Noel Static 7Day Chronic Mysid. Bahia
TBD6C | Noel Static 7Day Chronic Pimephales
TBD6D | Noel Static 7Day Chronic Salmo Gair.
TBD1A | Noel Static 7Day Chronic Selen. Capr.
TBB6E | Noel Static 96Hr Acute Lepomis Macrochirus
TBM6E | NOEL Static Renewal 48Hr Acute Lepomis Macrochirus
TBQ6F | Noel Statre 10Day Chronic Salvel. Salmonid
TBO3A | Noel Statre 4Day Chronic Arbacia
TBO3B | Noel Statre 4Day Chronic Ceriodaphnia
TBO1C | Noel Statre 4Day Chronic Champia
TBO6A | Noel Statre 4Day Chronic Cyprinodon
TBO3C | Noel Statre 4Day Chronic D. Magna
TBO3D | Noel Statre 4Day Chronic D. Pulex
TBO1B | Noel Statre 4Day Chronic L. Minor
TBO6E | Noel Statre 4Day Chronic Lepomis Macrochi
TBO6B | Noel Statre 4Day Chronic Menidia
TBO3E | Noel Statre 4Day Chronic Mysid. Bahia
TBO6C | Noel Statre 4Day Chronic Pimephales
TBO6D | Noel Statre 4Day Chronic Salmo Gair.
TBO1A | Noel Statre 4Day Chronic Selen. Capr.
TBP6H | Noel Statre 7 Day Chronic Cyprinella Leedsi
TBP3A | Noel Statre 7Day Chronic Arbacia
TBP3B | Noel Statre 7Day Chronic Ceriodaphnia
TBP1C | Noel Statre 7Day Chronic Champia
TBP6A | Noel Statre 7Day Chronic Cyprinodon
TBP3C | Noel Statre 7Day Chronic D. Magna
TBP3D | Noel Statre 7Day Chronic D. Pulex
TBP1B | Noel Statre 7Day Chronic L. Minor
TBP6E | Noel Statre 7Day Chronic Lepomis Macrochi
TBP6B | Noel Statre 7Day Chronic Menidia
TBP3E | Noel Statre 7Day Chronic Mysid. Bahia
TBP6C | Noel Statre 7Day Chronic Pimephales
TBP6D | Noel Statre 7Day Chronic Salmo Gair.
TBP1A | Noel Statre 7Day Chronic Selen. Capr.
TBN6E | Noel Statre 96Hr Acute Lepomis Macrochi
TBN3E | Noel Statre 96Hr Acute Mysidopsis Bahia
TPE1B | Noel Sub-Leth 1Hr Chronic L. Minor
TPE1A | Noel Sub-Leth 1Hr Chronic Selen. Capr.
TPG1B | Noel Sub-Leth 1Hr Fert. Test Chronic L. Minor
TPG1A | Noel Sub-Leth 1Hr Fert. Test Chronic Selen. Capr.
TPF1B | Noel Sub-Leth 48Hr Chr, 5-7 Day Rec. L. Minor
TPF1A | Noel Sub-Leth 48Hr Chr, 5-7 Day Rec. Selen. Capr.
TPC1B | Noel Sub-Leth 4Day Chronic L. Minor
TPC1A | Noel Sub-Leth 4Day Chronic Selen. Capr
TPB1B | Noel Sub-Leth 96Hr Acute L. Minor
TPB1A | Noel Sub-Leth 96Hr Acute Selen. Capr.
TPP6A | Noel Sub-Leth Statre 7Day Chronic Cyprinodon
TPP6B | Noel Sub-Leth Statre 7Day Chronic Menidia
TPP3E | Noel Sub-Leth Statre 7Day Chronic Mysid. Bahia
TPP3B | Noel Sub-Lth Statre 7Day Chronic Ceriodaphnia
TPP6C | Noel Sub-Lth Statre 7Day Chronic Pimephales
51518 | Non-Halogenated Volatile Organics
85782 | Non-integrated fine paper
404 | Non-ionic dispersant (Nalsperse 7348)
51539 | Nonpurgeable Organic Halides
51178 | Nonyl phenoxypoly ethanol
51746 | Nonylphenol diethoxylate | 20427843
51750 | Nonylphenol monoethoxylate | 27986363
4619 | Nonylphenol Polyethoxylates
4138 | Number of batches
51484 | Number of Events
52080 | Number of operating tubes
51664 | Number of pumps in operation
74007 | Nutshells in drilling fluids
51751 | Octylphenol diethoxylate
51752 | Octylphenol monoethoxylate
4621 | Octylphenol Polyethoxylates
87 | Odor (threshold no. at 40 deg cent)
86 | Odor (threshold no. at 60 deg. C)
85 | Odor (threshold no. at room temperature)
1330 | Odor, atmospheric (severity)
51488 | Offensive Conditions
84105 | Oil - separator obsv - assessment
556 | Oil & grease
558 | Oil & grease % removal
560 | Oil & grease (freon extr.-IR meth) tot, RC
51411 | Oil & Grease (lbs/1000 lbs Product)
52110 | Oil & grease (polar)
82173 | Oil & grease aromatic
1300 | Oil & grease severity
561 | Oil & grease, dry weight
51198 | Oil & grease, non-polar material
70030 | Oil & grease, total recoverable
3582 | Oil and grease
51546 | Oil And Grease
182 | Oil and grease
550 | Oil and grease (soxhlet extr.) tot.
153 | Oil and grease per cfs of streamflw
152 | Oil and grease per production
84066 | Oil and grease visual
79776 | Oil and Grease, calculated limit
552 | Oil and grease, hexane extr method
555 | Oil and grease, per 1000 gallons
51707 | Oil Based, Aqueous Based Fluids and Cuttings
31667 | Oil petroleum, total recoverable | 8002059
32250 | Oil, petroleum ether extractables
51167 | Operation of turbines
78222 | Organic active ingredients (40 CFR455)
81396 | Organic compounds, chloroform extract.
46227 | Organic matter %
51020 | Organic nitrogen sludge, tot dry wt.
78221 | Organic pesticide chemicals (40 CFR455)
4584 | Organics, gasoline range
76029 | Organics, tot purgeables (Method 624)
81299 | Organics, total
52120 | Organics, total halogens (TOX)
78141 | Organics, total toxic (TTO)
78237 | Organics, volatile (NJAC reg. 7:23-17e)
78236 | Organics-tot voltile (NJAC reg.7:23-17e)
82550 | Osmotic pressure, total, unf whl wtr
84130 | Outfall observation,visual, y/n response
74061 | Overflow use
74062 | Overflow use, occurances
74063 | Overflow volume (SS0 volume, CSO volume)
51709 | Overflows
34046 | Oxidants released, total residual
34045 | Oxidants, free available
34044 | Oxidants, total residual
82210 | Oxygen demand first stage
177 | Oxygen demand, dissolved
51186 | Oxygen demand, nitrogenous, ultimate
388 | Oxygen demand, sum product
81018 | Oxygen demand, total
343 | Oxygen demand, total (tod)
176 | Oxygen demand, ult., percent removal
181 | Oxygen demand, ultimate
34048 | Oxygen injection diversion
34049 | Oxygen injection interruption
34047 | Oxygen transfer efficiency
301 | Oxygen, dissolved percent saturation
399 | Oxygen, dissolved, % of time violated
85779 | Paper production
85781 | Paper-grade sulfite pulp & paper
78205 | Paraben (methyl and propyl)
185 | Particulates, floating
186 | Particulates, floating, dry weight
TGA3X | Pass/Fail 48Hr Acute Static D. Ambigua
TGP3X | Pass/Fail 7Day Chronic Statre D. Ambigua
TGW6C | Pass/Fail Flow Through 48Hr Acute Pimephales promelas
TGX6C | Pass/Fail Flow Through 96Hr Acute Pimephales promelas
TGW6E | Pass/Fail Flth 48Hr Acute Lepomis Macrochi
TGY6E | Pass/Fail Flth 4Day Chronic Lepomis Macrochi
TGZ6E | Pass/Fail Flth 7Day Chronic Lepomis Macrochi
TGX6E | Pass/Fail Flth 96Hr Acute Lepomis Macrochi
TZT3C | Pass/Fail Reproduction 21 Day Chronic Daphnia Magna
TGS3N | Pass/Fail Static 20 Minute Fertilization Chronic Dendraster excentricus
TGS3L | Pass/Fail Static 20 Minute Fertilization Chronic Strongylocentrotus purpuratus
TGS3W | Pass/Fail Static 20 Minute Fertilization Chronic Tripneustes gratilla
TGE3B | Pass/Fail Static 24Hr Acute Ceriodaphnia Dubia
TGE3D | Pass/Fail Static 24Hr Acute Daphnia Pulex
TGE6E | Pass/Fail Static 24Hr Acute Lepomis Macrochirus
TGE3E | Pass/Fail Static 24Hr Acute Mysid. Bahia
TGE6C | Pass/Fail Static 24Hr Acute Pimephales
TGE6A | Pass/Fail Static 24Hr Cyprinodon
TGC6A | Pass/Fail Static 4 Day Chronic Cyprinodon Variega
TGC3D | Pass/Fail Static 4 Day Chronic Daphnia Pulex
TGC3E | Pass/Fail Static 4 Day Chronic Mysidopsis Bahia
TGC6C | Pass/Fail Static 4 Day Chronic Pimephales Promelas
TGC1E | Pass/Fail Static 4 Day Chronic Raphidocelis subcapitata
TGA3B | Pass/Fail Static 48Hr Acute Ceriodaphnia
TGA6H | Pass/Fail Static 48Hr Acute Cyprinella Leedsi
TGA6A | Pass/Fail Static 48Hr Acute Cyprinodon variegatus
TGA3D | Pass/Fail Static 48Hr Acute D. Pulex
TGA3C | Pass/Fail Static 48Hr Acute Daphnia Magna
TGA3Y | Pass/Fail Static 48Hr Acute Hyalella azteca
TGA6E | Pass/Fail Static 48Hr Acute Lepomis Macrochirus
TGA6B | Pass/Fail Static 48Hr Acute Menidia
TGA3E | Pass/Fail Static 48Hr Acute Mysidopsis Bahia
TGA6C | Pass/Fail Static 48Hr Acute Pimephales
TGK3O | Pass/Fail Static 48Hr Chronic Crassostrea gigas
TGK3R | Pass/Fail Static 48Hr Chronic Haliotis rufescens
TGK1D | Pass/Fail Static 48Hr Chronic Macrocystis pyrifera
TGK3P | Pass/Fail Static 48Hr Chronic Mytilus edulis
TGK3S | Pass/Fail Static 48Hr Chronic Mytilus Species
TGF1C | Pass/Fail Static 48Hr Chronic, 5-7 Day Rec. Champia parvula
TGC6E | Pass/Fail Static 4Day Chronic Lepomis Macrochirus
TGJ3N | Pass/Fail Static 72Hr Chronic Dendraster excentricus
TGJ3L | Pass/Fail Static 72Hr Chronic Strongylocentrotus purpuratus
TGD6E | Pass/Fail Static 7Day Chronic Lepomis Macrochirus
TGB6A | Pass/Fail Static 96 Hr Acute Cyprinodon Variega
TGB6C | Pass/Fail Static 96 Hr Acute Pimephales Promelas
TGB6L | Pass/Fail Static 96Hr Acute Atherinops affinis
TGB3B | Pass/Fail Static 96Hr Acute Ceriodaphnia Dubia
TGB3Q | Pass/Fail Static 96Hr Acute Holmesimysis costata
TGB6E | Pass/Fail Static 96Hr Acute Lepomis Macrochirus
TGB6J | Pass/Fail Static 96Hr Acute Menidia beryllina
TGR1A | Pass/Fail Static 96Hr Chronic Selen. Capricornutum
TGM6E | Pass/Fail Static Renewal 48Hr Acute Lepomis Macrochirus
TGP3A | Pass/Fail Static Renewal 7 Day Chronic Arbacia
TGP6L | Pass/Fail Static Renewal 7 Day Chronic Atherinops affinis
TGP3Q | Pass/Fail Static Renewal 7 Day Chronic Holmesimysis costata
TGP6J | Pass/Fail Static Renewal 7 Day Chronic Menidia beryllina
TGN3Z | Pass/Fail Static Renewal 96Hr Acute Americamysis bahia
TGN6L | Pass/Fail Static Renewal 96Hr Acute Atherinops Affinis
TGN6A | Pass/Fail Static Renewal 96Hr Acute Cyprinodon variegatus
TGN3Q | Pass/Fail Static Renewal 96Hr Acute Holmesimysis costata
TGN6J | Pass/Fail Static Renewal 96Hr Acute Menidia beryllina
TGN6I | Pass/Fail Static Renewal 96Hr Acute Oncorhynchus mykiss
TGM3B | Pass/Fail Statre 48Hr Acute Ceriodaphnia
TGM3G | Pass/Fail Statre 48Hr Acute Daphnia Species
TGM6B | Pass/Fail Statre 48Hr Acute Menidia
TGM3E | Pass/Fail Statre 48Hr Acute Mysidopsis Bahia
TGM6C | Pass/Fail Statre 48Hr Acute Pimephales Promelas
TGO6E | Pass/Fail Statre 4Day Chronic Lepomis Macrochi
TGP3B | Pass/Fail Statre 7Day Chronic Ceriodaphnia
TGP6H | Pass/Fail Statre 7Day Chronic Cyprinella Leedsi
TGP6A | Pass/Fail Statre 7Day Chronic Cyprinodon
TGP6E | Pass/Fail Statre 7Day Chronic Lepomis Macrochi
TGP6B | Pass/Fail Statre 7Day Chronic Menidia
TGP3E | Pass/Fail Statre 7Day Chronic Mysid. Bahia
TGP6C | Pass/Fail Statre 7Day Chronic Pimephales Promelas
TGN3B | Pass/Fail Statre 96Hr Acute Ceriodaphnia
TGN6H | Pass/Fail Statre 96Hr Acute Cyprinella Leedsi
TGN6E | Pass/Fail Statre 96Hr Acute Lepomis Macrochi
TGN6B | Pass/Fail Statre 96Hr Acute Menidia
TGN3E | Pass/Fail Statre 96Hr Acute Mysid. Bahia
TGN6C | Pass/Fail Statre 96Hr Acute Pimephales Promelas
TGN3C | Pass/Fail Stre 96Hr Acute Daphnia Magma
TWP3B | Pass/Fail Sub-Lethal 7 Day Ceriodaphnia Dubia
TWP6B | Pass/Fail Sub-Lethal 7 Day Menidia Menidia
TWP3E | Pass/Fail Sub-Lethal 7 Day Mysidopsis Bahia
TWP6C | Pass/Fail Sub-Lethal 7 Daypinephales Promelas
TWP3C | Pass/Fail Sub-Lethal Static Renewal 7 Day Chronic Daphnia magna
TLT3C | Pass/Fail Survival 21 Day Chronic Daphnia Magna
51708 | Penicillin G Potassium | 113984
51765 | Percent Base Saturation
51429 | Percent Overflow Wastewater Discharged
51522 | Perfluorobutanoic Acid
51635 | Perfluorodecane Sulfonate
51634 | Perfluoroheptane Sulfonate
51018 | Permission to discharge
74053 | Pesticides, general
45501 | Petrol hydrocarbons, total recoverable
400 | pH
82214 | pH change (range)
82575 | pH exchange (su)
51600 | pH Range Excursion, Maximum Duration
82581 | pH range excursions, > 60 minutes
51793 | pH range excursions, greater than 30 minutes
82582 | pH range excursions, monthly total accum
70311 | pH, CaCO3 stability
82583 | pH, in soil
403 | pH, lab
61941 | pH, maximum
61942 | pH, minimum
61565 | Phenolic compounds, sludge total, dry weight
70029 | Phenolic compounds, total
78218 | Phenolic compounds, unchlorinated
51493 | Phenolic Compounds,Total
4164 | Phenolic, total scan effluent
4165 | Phenolic, total scan sludge
32731 | Phenolics in bottom deposits (dry wgt)
32730 | Phenolics, total recoverable
39058 | Phosphated pesticides
78721 | Phthalates, total
82093 | Phytoplankton
TME6C | Pimephales
180 | Plant capacity fact. percent of capacity
50043 | Plant intake as % of stream flow
31751 | Plate count, total 35 deg. C, 24 hour
195 | Plume surface area
84367 | Pollutant table from 503.13
4622 | Polybrominated Diphenyl Ethers
39524 | Polybrominated diphenyl oxides
84110 | Pond observation
74002 | Population served
1296 | Potassium, pct exchange
78472 | Potassium, sludge, tot, dry wt. (as K) | 7440097
1295 | Potassium, total pct in water, (pct) | 7440097
74008 | Power plant load in megawatts
51716 | Precipitation volume
79777 | Precipitation volume
78887 | Precipitation, monthly accumulation
193 | Precipitation, total defined period/in
1266 | Pressure as pertaining to wells
78722 | Pressure difference
50057 | Pressure in annulus of waste inject well
82224 | Pressure, bottom-at well bottom
52140 | Pressure, casing
51127 | Priority pollutant chemical specific
51577 | Priority Pollutant Results
51168 | Priority pollutants scan (yes/no)
50008 | Priority pollutants total effluent
46397 | Process to further reduce pathogens
46396 | Process to significntly reduce pathogens
82601 | Produced sand, free oil
82602 | Produced sand, weight
4249 | Produced water toxicity 7 day noec
82600 | Produced water, flow
79834 | Produced water, free oil
82599 | Produced water, oil and grease
51185 | Produced water, TDS
4243 | Produced water, toxicity
51182 | Production divided by days operated mo.
3609 | Production, seafood effluent
168 | Production, total, megawatts
61164 | Protein, crop crude %
85778 | Pulp production
51483 | Pulp, Purchased
72035 | Pump hours
85775 | Purchased paper
3771 | Purgeable aromatics Method 602
3768 | Purgeable hydrocarbons, Meth. 601
51540 | Purgeable Organic Halides
79783 | Quarternary ammonium compounds
3530 | Radiation,Gross Beta Particle Activity
189 | Radioactivity
82066 | Radioactivity, gross
46529 | Rainfall
135 | Rainfall duration
51407 | Rainfall events
51580 | Rate of Discharge
111 | Ratio fecal coliform & streptococci
82028 | Ratio of fecal coliform to fecal streptoc
85777 | Raw materials processed
4279 | RCRA/CERCLA substances, 40 CFR 261 subp c
51009 | RDX+HMX
81391 | Recirculation flow
81005 | Recirculation, percent of plant flow
90 | Redox (oxidation reduction potential)
85539 | Report due (yrmoda)
72022 | Reservoir storage
515 | Residue, tot fltrble (dried at 105 C)
82063 | Residue, total filterable
81015 | Residue, total filterable
81021 | Residue, total volatile
81013 | Residue, volatile nonfilterable
82212 | Resin acids, total
22401 | Rotenolone
51796 | Run time
1336 | Runoff-spray irrigation field to stream
480 | Salinity
71204 | Salmonella
71202 | Salmonella From Sediments
968 | Sand in drilling fluids | 308075072
51665 | Sanitary and Domestic Foam or Floating Solids
45614 | Sanitary waste discharged-assessmnt
49187 | Sanitary waste, fecal coliform
82606 | Sanitary waste, flow
82605 | Sanitary waste, residual chlorine
82607 | Sanitary waste, solids
51438 | SAS - 310, Total
51728 | Screen Area Blockage
51727 | Screen Efficiency
51122 | Seabed survey, 1st suvey w/i 2 wks
51123 | Seabed survey, 2ndsuvey w/i 1 yr
51121 | Seabed survey, industry wide
51619 | Seafood Processing Waste
4278 | Seafood production, effluent # day/mo
81207 | Seawater gel mud
72048 | Seawater in drilling fluids
79856 | sec-Butyl-1,1-diphenylethane
79854 | sec-Butyl-1,2-diphenylethane
79851 | sec-Butyldiphenylmethane
70316 | Sediment sample, (dry weight)
80155 | Sediment, suspended
171 | Septage discharged to treatment fac.
81402 | Settleable solids percent removal
1265 | Settling index as pertaining to wells
51704 | Sewer Backups
1316 | Sludge build-up in water
84109 | Sludge buildup visual
51028 | Sludge hydraulic loading
81014 | Sludge return rate, % of plant flow
82219 | Sludge settleability 30 minute
82222 | Sludge volume daily into a well
165 | Sludge volume index (SVI)
80991 | Sludge waste from secondary clarifiers
51693 | Sludge weight, dry
70321 | Sludge weight, wet tons
52160 | Sludge, depth
173 | Sludge, rate of wasting
931 | Sodium adsorption ratio
51621 | Sodium Bromide/Sodium Hypochlorite Ratio
51490 | Sodium Hypochlorite Bleach
51721 | Sodium Tolytriazole | 6466557
38580 | Sodium, % exchangeable soil, total
61166 | Sodium, % total cations
74206 | Soil Erodibility Potential
82375 | Solids accumulation rate tot dry weight
70302 | Solids, dissolved- tons
167 | Solids, dry, discharge to sol. handling sys.
169 | Solids, dry, incin.as%ofdrysol.fromtrmtplt
170 | Solids, dry, removed from sol. handling sys.
70319 | Solids, fixed, % of total solids
78477 | Solids, sludge, tot, dry weight
81011 | Solids, suspended percent removal
51014 | Solids, suspended percent removal, dry
51015 | Solids, suspended percent removal, wet
157 | Solids, tot. volatile percent removal
85804 | Solids, total diss., percent by weight
52190 | Solids, total dissolved (inorganic)
3613 | Solids, total dissolved, total tons
82287 | Solids, total non- volatile, non-fixed
141 | Solids, total susp per production
70297 | Solids, total susp. per 1000 gallons
163 | Solids, total susp. per batch
150 | Solids, total susp. per cfs of streamflw
51404 | Solids, total suspd. non-volatile
51412 | Solids, Total Suspen (lbs/1000 lbs Product)
0530D | Solids, total suspended [per discharge]
0530S | Solids, total suspended [per season]
52170 | Solids, total suspended, loading rate
70318 | Solids, total, percent
61553 | Solids, total, sludge, percent
70322 | Solids, volatile % of total solids
70324 | Solids, volatile susp., in mixed liquor
81009 | Solids, volatile suspended, % removal
78246 | Solids-flotng-visual detrmntn-# days obs
95 | Specific conductance
51409 | Specific Conductance
82205 | Specific gravity
51030 | Spectrus CT 1300
51497 | Spectrus OX 1200
80996 | Spray irrigation
82216 | Spray irrigation, application rate
51564 | Spray to Rest Ratio
65 | Stage, stream
32261 | Starch in drilling fluids | 9005258
TTE3V | Static 1Hr Chronic Colobocentr. Atratus
TTG3V | Static 1Hr Chronic Coloboentr. Atratus
TTE3L | Static 1Hr Chronic Strongyl. Purpuratus
TTE3W | Static 1Hr Chronic Tripneustes Gratilla
TTG3W | Static 1Hr Chronic Tripneustes Gratilla
TTS3N | Static 20Min Chronic Dendraster Excentri
TTS3L | Static 20Min Chronic Strongyl. Purpuratus
TSI3B | Static 24 Hr Acute Ceriodaphnia Dubia
TSI3C | Static 24 Hr Acute Daphnia Magna
TSI6C | Static 24 Hr Acute Pimephales Promelas
TKI1A | Static 24HR Acute Selenastrum capricoruntum
TTK3C | Static 48 Hr Chronic Daphnia Magna
TTK6C | Static 48 Hr Chronic Pimphales Promelas
TTF1C | Static 48 Hr Chronic, 5-7 Day Rec. Champia parvula
TSA3Z | Static 48Hr Acute Americamysis bahia
TSA6L | Static 48Hr Acute Atherinops Affinis
TKA3B | Static 48Hr Acute Ceriodaphnia dubia
TSA3B | Static 48Hr Acute Ceriodaphnia Dubia
TSA3C | Static 48Hr Acute Daphnia Magna
TSA3D | Static 48Hr Acute Daphnia Pulex
TSA6B | Static 48Hr Acute Menidia Beryllina
TSA6C | Static 48Hr Acute Pimephales Promelas
TTK3O | Static 48Hr Chronic Crassostrea Gigas
TTK3R | Static 48Hr Chronic Haliotis Rufescens
TTA1D | Static 48Hr Chronic Macrocystis Pyrifera
TTK1D | Static 48Hr Chronic Macrocystis Pyrifera
TTK3P | Static 48Hr Chronic Mytilis Edulis
TTK3S | Static 48Hr Chronic Mytilis Species
TTF6A | Static 48Hr Chronic, 5-7 Day Rec. Cyprinodeon Variegas
TTC1E | Static 4Day Chronic Raphidoce. Subcapita
TTC1A | Static 4Day Chronic Selen. Capricornutum
TTJ3N | Static 72Hr Chronic Dendraster Excentri.
TTJ3L | Static 72Hr Chronic Strongyl. Purpuratus
TTD3B | Static 7Day Chronic Ceriodaphnia Dubia
TTP6A | Static 7-Day Chronic Cypr. Nodon Variegat
TTD6J | Static 7Day Chronic Menidia Beryllina
TTD6C | Static 7Day Chronic Pimephales Promelas
TSB6L | Static 96Hr Acute Atherinops Affinis
TSB6N | Static 96Hr Acute Citharichys Sitigmae
TSB6A | Static 96Hr Acute Cyprinodon variegatus
TSB3Q | Static 96Hr Acute Holmesimysis Costata
TSB6J | Static 96Hr Acute Medinia Beryllina
TSB6I | Static 96Hr Acute Oncorhynchus Mykiss
TSB3U | Static 96Hr Acute Penaeus Vannamei
TSB6C | Static 96Hr Acute Pimphales Promelas
TTR1A | Static 96Hr Chronic Selen. Capricornutum
TTR1F | Static 96Hr Chronic Thalassiosira Pseudonana Mar.Diat
TSF3B | Static Acute Ceriodaphnia Dubia
TSF3E | Static Acute Mysidopsis Bahia
TTF6C | Static Chronic Pimephales Promelas
TSM3B | Static Renewal 48Hr Acute Ceriodaphnia Dubia
TSM3C | Static Renewal 48Hr Acute Daphnia Magna
TSM6C | Static Renewal 48Hr Acute Pimephales Promelas
TTO3C | Static Renewal 4Day Chronic Daphnia Magna
TKP3B | Static Renewal 7 Day Chronic Ceriodaphnia dubia
TKP6C | Static Renewal 7 Day Chronic Pimephales promelas
TTP3Z | Static Renewal 7-Day Chronic Americamysis bahia
TTP6L | Static Renewal 7Day Chronic Atherinops Affinis
TTP3B | Static Renewal 7Day Chronic Ceriodaphnia Dubia
TTP3Q | Static Renewal 7Day Chronic Holmesimysis Costata
TTP6J | Static Renewal 7Day Chronic Menidia Beryllina
TTP3E | Static Renewal 7Day Chronic Mysidopsis Bahia
TTP6C | Static Renewal 7Day Chronic Pimphales Promelas
TSB3Z | Static Renewal 96Hr Acute Americamysis bahia
TSN3Z | Static Renewal 96HR Acute Americamysis bahia
TSN6L | Static Renewal 96Hr Acute Atherinops Affinis
TSN3B | Static Renewal 96Hr Acute Ceriodaphnia Dubia
TSB6K | Static Renewal 96Hr Acute Gasterost Aculeatus
TSN3Q | Static Renewal 96HR Acute Holmesimysis costata
TSN6J | Static Renewal 96Hr Acute Menidia Beryllina
TSB3E | Static Renewal 96Hr Acute Mysidopsis Bahia
TSN3E | Static Renewal 96Hr Acute Mysidopsis Bahia
TSN6I | Static Renewal 96Hr Acute Oncorhynchus Mykiss
TKN6C | Static Renewal 96Hr Acute Pimephales promelas
TSN6C | Static Renewal 96Hr Acute Pimphales Promelas
TSM3E | Static Renewal Acute Mysidopsis Bahia
TTM6A | Static Renewal Chronic Cyprinodeon Variegas
TTM6C | Static Renewal Chronic Pimephales Promelas
85772 | Stickwater discharge
3607 | Stickwater, effluent percent recycled
3608 | Stickwater, effluent volume recycled
51116 | Stock base fluid, biodegredation rate
51114 | Stock base fluid, PAH
51115 | Stock base fluid, sediment toxicity
81395 | Storm water flow
1351 | Stream flow (severity)
51579 | Stream Flow, End of Discharge
74069 | Stream flow, estimated
61 | Stream flow, instantaneous
60 | Stream flow, mean.daily
51578 | Stream Flow, Start of Discharge
34782 | Stream stage
55 | Stream velocity
4 | Stream width
31674 | Streptococci, fecal 10/mL
74054 | Streptococci, fecal general
31673 | Streptococci, fecal MF, KF agar, 35C, 48hr
31675 | Streptococci, fecal MPN, KF broth 35 C
31671 | Streptococci, fecal plate count KF agar
51528 | Strobane | 8001501
51753 | Sulfamethoxazole | 723466
85785 | Sulfite pulp
4370 | Sum BOD and ammonia, water
51 | Surface area
51112 | Surface area, square feet
50997 | Surface loading rate
38260 | Surfactants (MBAS)
51660 | Surfactants, anionic
34790 | Surfactants, as CTAS, effluent
51430 | Surfactants, Non-Ionic
51075 | Syltherm
32240 | Tannin and lignin
1331 | Taste (severity)
71260 | Taxa, total number
82698 | TCDD equivalents
61576 | Temp. diff. between intake and discharge
61577 | Temp. diff. between intake and discharge
16 | Temp. diff. between samp. & upstrm deg. C
18 | Temp. diff. between samp. & upstrm deg. F
3772 | Temp. diff. between up/down stream deg. F
81389 | Temp. difference, summer (deg. C)
70013 | Temp. difference, summer (deg. F)
81390 | Temp. difference, winter (deg. C)
70014 | Temp. difference, winter (deg. F)
51542 | Temperature Increase Deg. C
51543 | Temperature Increase Deg. F
136 | Temperature of sample upon arrival at lab
82234 | Temperature rate of change deg. C/hr
74029 | Temperature rate of change deg. F/hour
45599 | Temperature rise, length of excursion
20 | Temperature, air (degrees Centigrade)
21 | Temperature, air (degrees Fahrenheit)
52240 | Temperature, background
45600 | Temperature, length of excursion
74025 | Temperature, summer (deg. C)
74027 | Temperature, summer (deg. F)
10 | Temperature, water deg. centigrade
11 | Temperature, water deg. fahrenheit
74026 | Temperature, winter (deg. C)
74028 | Temperature, winter (deg. F)
85825 | THC, dry & O2 | 1972083
51414 | Thermal Discharge
78737 | Thermal discharge
17 | Thermal discharge million BTUs per day
15 | Thermal discharge million BTUs per hr.
51433 | Thermal Discharge, Million BTUs/Day
4383 | Thermal efficiency
82195 | Thiocarbamates
51056 | Threatened & endangered species, presence
84381 | Tidal stage
67 | Tide stage
79781 | Time each pumping rate utilized
61216 | Time of bromine addition
61217 | Time of ferrous sulfate addition
82074 | Time, ending (hhmm using 24-hour clock)
82073 | Time, starting (hhmmusing 24-hour clock)
51051 | Tin, tri-organo-
74009 | Torq trim it in drilling fluids
1273 | Total acid priority pollutants
1277 | Total agg concentration #1
1278 | Total agg concentration #2
1279 | Total agg concentration #3
1276 | Total agg concentration #4
1280 | Total agg concentration #5
1281 | Total agg concentration #6
1282 | Total agg concentration #7
1283 | Total agg concentration #8
51798 | Total Amount Land Applied
1274 | Total base/neutral priority pollutants
51802 | Total K001 Constituents
51197 | Total Organic Carbon % Removal
82560 | Total pesticides
52290 | Total petroleum hydrocarbon - diesel
52300 | Total petroleum hydrocarbon - gasoline
51683 | Total Petroleum Hydrocarbons - Diesel and Waste Oil
51584 | Total Petroleum Hydrocarbons - Jet Fuel | 8008206
51652 | Total Petroleum Hydrocarbons - Waste Oil
145 | Total production
50248 | Total production
51732 | Total Production - volume
39084 | Total purgeable halocarbons
4223 | Total residual ooxidant-discharge time
82237 | Total susp. solids- lb/cu ft process
78223 | Total toxic organics (TTO) (40 CFR413)
78224 | Total toxic organics (TTO) (40 CFR433)
78225 | Total toxic organics (TTO) (40 CFR464a)
78226 | Total toxic organics (TTO) (40 CFR464b)
78227 | Total toxic organics (TTO) (40 CFR464c)
78228 | Total toxic organics (TTO) (40 CFR464d)
78230 | Total toxic organics (TTO) (40 CFR467)
78231 | Total toxic organics (TTO) (40 CFR468)
78232 | Total toxic organics (TTO) (40 CFR469)
78229 | Total toxic organics(TTO) (40 CFR465)
1275 | Total volatile priority pollutants
52310 | Total water accumulations
52320 | Total water irrigated
3598 | Toxicity
187 | Toxicity
61423 | Toxicity [chronic], Ceriodaphnia dubia
61424 | Toxicity [chronic], Pimephales promelas [Fathead Minnow]
46390 | Toxicity characteristic leaching procedure
TS000 | Toxicity, Acute
TR000 | Toxicity, Acute, % Survival
61425 | Toxicity, ceriodaphnia acute
61426 | Toxicity, ceriodaphnia chronic
3599 | Toxicity, choice of species
TT000 | Toxicity, Chronic
61406 | Toxicity, final conc toxicity units
61427 | Toxicity, pimephales acute
61428 | Toxicity, pimephales chronic
3811 | Toxicity, salmo acute
3812 | Toxicity, salmo chronic
3601 | Toxicity, sand dollar
3600 | Toxicity, trout
26 | Toxics
3593 | Toxics, percent removal
51616 | Transparency
77 | Transparency, secchi disc (inches)
34717 | Triaryl phosphate
7001 | Tritium, total counting error (pc/L)
7020 | Tritium, total net increase H-3 units
TKE1B | TU 1Hr Chronic L. Minor
TKE1A | TU 1Hr Chronic Selen. Capr.
TKG1B | TU 1Hr Fert. Test Chronic L. Minor
TKG1A | TU 1Hr Fert. Test Chronic Selen Capr.
TKF1B | TU 48 Hr Chr, 5-7 Day Rec. L. Minor
TKF1A | TU 48Hr Chr, 5-7 Day Rec. Selen. Capr.
TKB1B | TU 96Hr Acute L. Minor
TKB1A | TU 96Hr Acute Selen. Capr.
TKF3N | TU Static 1Hr Chronic Dendraster Excent
TKF3M | TU Static 1Hr Chronic Green Sea Urchin
TKF3L | TU Static 1Hr Chronic Purple Sea Urchin
TKF3K | TU Static 1Hr Chronic Red Sea Urchin
TKG3O | TU Static 48Hr Chronic Crassostrea Gigas
TKG3P | TU Static 48Hr Chronic Mytilus Edulis
TKN3J | TU Statre 96Hr Acute Cancer Magister
TKN6G | TU Statre 96Hr Acute Orcorhynchus Gorbus
TKN3I | TU Statre 96Hr Acute Pandulas Borealis
TKN3H | TU Statre 96Hr Acute Pandulas Hypsinotus
70 | Turbidity
1350 | Turbidity (severity)
82235 | Turbidity, % increas over intake
52330 | Turbidity, background
52340 | Turbidity, change
76 | Turbidity, hch turbidimiter
75 | Turbidity, hellige (silicon dioxide)
52350 | Turbidity, increase over background
82079 | Turbidity, lab, NTU
51717 | Turbidity, sed stick
51517 | Turbidity, Test Failures
61736 | Turbidity, time above limit
74 | Turbidity, transmissometer, %
61938 | Ultraviolet light dosage
49607 | Ultraviolet light intensity
51043 | Ultraviolet light transmittance
49029 | Unit boundary to property line distance
49028 | Unit w/liner/leachate collection system
51669 | Utilization rate
51435 | UV Flow Rate
51436 | UV Lamp Intensity
51504 | UV Light Working
51434 | UV Transmittance
84370 | Vector attraction reduction altern used
83512 | Vegetative cover
81380 | Velocity of discharge, meters/sec.
85663 | Velocity of intake
51130 | Viable helminth ova in sludge, #/4grams
475 | Viscosity
78732 | Volatile compounds, (GC/MS)
78733 | Volatile fraction organics (EPA 624)
82635 | Volatile halogenated organics (VHO), tot
82559 | Volatile hydrocarbons
84085 | Volatile organics detected
52360 | Volume of injected wastewater
52380 | Volume, daily
51735 | Volume, total
52370 | Volume, total
51610 | VX Agent | 50782699
179 | Waste heat rejection rate
51172 | Water backwash
51482 | Water Elevation
85327 | Water level at sample collection time
82545 | Water level relative to mean sea level
51171 | Water softener backwash
82391 | Water treatment additives
51558 | Water Treatment Additives Presence
52390 | Water usage
82603 | Well fluids, free oil
4379 | Well fluids, oil & grease
49162 | Well fluids, pH
49156 | Well fluids, priority pollutants disch
82604 | Well fluids, volume
22418 | WET, sublethal retest #1
22419 | WET, sublethal retest #2
51050 | Wetland overflow, y/n response
22414 | Whole effluent toxicity
22415 | Whole effluent toxicity - retest #1
22416 | Whole effluent toxicity - retest #2
51443 | Whole Effluent Toxicity - Retest #3
51710 | Whole Effluent Toxicity [WET] - Ceriodaphnia dubia
51711 | Whole Effluent Toxicity [WET] - Daphnia pulex
51712 | Whole Effluent Toxicity [WET] - Menidia beryllina
51713 | Whole Effluent Toxicity [WET] - Mysidopsis bahia
51714 | Whole Effluent Toxicity [WET] - Pimephales promelas
51444 | Whole Effluent Toxicity, Sub-Lethal Retest #3
36 | Wind direction (deg from true N)
35 | Wind velocity
51053 | Woody vegetation, presence
49166 | WWT drill fluid/cutting, haz metal disch
49159 | WWT drill fluids/cutings free oil
49168 | WWT drill fluids/cuttings, chlorides
49167 | WWT drill fluids/cuttings, chromium
49154 | WWT drill fluids/cuttings, oil & grease
49161 | WWT drill fluids/cuttings, pH
49153 | WWT drill fluids/cuttings, TDS
49155 | WWT drill fluids/cuttings, zinc
38670 | Xanthates
32262 | XC Polymer in drilling fluids | 9046086
85795 | Xylene, meta & para in combination

## Filter Notes
Filter Notes (12.28.18)
"Exclude_Summ" tab has list of recommended DMR flow to filter
"DMR_Parameter_ListFor Filter" contains details on the decision process. Details below:
>Columns A through D and P through AD are direct exports from DMR full PRAM list.
>Columns E through L detail matching to Chem. Elementary flow list and associated correspondence file.
>Columns M through O provide rationale for inclusions/exclusions
Inclusions
Kept "Other flows" that are direct pollutants or where there was not enough information to exclude.
Kept all flows from chem. elementary flow list that have name, SRS or CAS matches.
Kept organic enrichment and nutrient flows (not on chem. Elementary flow list).
Kept elements such as metals (excluded from chemical list).
Kept groups of pollutants that are covered in LCIA (under Other Flows) such as VOC, or other groups like BTEX and DBPs, PFOS that may be mapped to LCIA flows.
Kept main suspended solids categories as reported by many LCI databases.
Kept all TRI Chemicals except toxicity equivalents and aggregate pesticides etc.
Only water quality maintained is the limiting nutrient, which may be of use for LCIA.
Exclusions
Exclude intermediate product flows such as fuels and pesticides.
Exclude paramaters that are properties (e.g., temperature, rate) rather than actual flows. Properties also include test methods, concentrations, infrastructure, % removal.
Excluded virus, pathogen, bacteria species and medicine not captured in LCIA.
Comingled/aggregate materials (e.g., generic foam, drill fluids, coal ash, total toxic organics etc.) are excluded.
Excluded biotic species such as fish, fleas, plankton.

## DMR_Parameter_List_ForFilter
PARAMETER_CODE | PARAMETER_DESC | CHEMICAL_ABSTRACT_SERVICE_NMBR | SRS_ID | Subs_Key_SRS | CORR_MATCH_SOURCE | CORR_MATCH_CAS | CORR_MATCH_SRS | CORR_KEEP | ELEM_NAME | ELEM_CAS | ELEM_KEEP | LCI MANUAL EXCLUDE | KEEP_REASON | EXCLUDE_REASON | EXCLUDED_FROM_LOADINGS | NITROGEN | PHOSPHORUS | ORGANIC_ENRICHMENT | SOLIDS | PATHOGEN_INDICATORS | METALS | CWA_PRIORITY_POLLUTANTS | CERCLA_HAZ_SUBST | TRI_CHEMICALS | TEMPERATURE | GEN_RADIOACTIVITY | RADIONUCLIDES | COLOR | WHOLE_EFFLUENT_TOXICITY
34731 | Phenylphenol, 4- total | 92693 | 14324 | 48205 | 0 | 0 | 0 | 0 | 0 | 92693 | 1 | 0 | Elem flow list | 0
34753 | 2,3,7,8-Tetrachlorodibenzo-p-dioxin sed, | 1746016 | 91918 | 40776 | 0 | 1746016 | 40776 | 1 | 0 | 1746016 | 1 | 0 | Elem flow list | 0 | Y | [6 empty] | Y | Y | Y
34782 | Stream stage |  |  | 0 | 0 | 0 | 0 | 0 | 0 | 0 | 0 | 1 | 0 | Property | Y
38404 | Aminocarb | 2032599 | 95661 | 94312 | 0 | 0 | 0 | 0 | Elem Flow List | 2032599 | 1 | 0 | Elem Flow List | 0
38418 | Barban | 101279 | 20016 | 47846 | 0 | 0 | 0 | 0 | Barban | 101279 | 1 | 0 | Elem Flow List | 0 | [8 empty] | Y
38432 | Dalapon | 75990 | 6049 | 87865 | 38432 | 75990 | 87865 | 1 | Dalapon | 75990 | 1 | 0 | Elem Flow List | 0 | [8 empty] | Y
38446 | Dichloran, total | 99309 | 18630 | 47948 | 38446 | 99309 | 47948 | 1 | 0 | 99309 | 1 | 0 | Elem flow list | 0 | [8 empty] | Y
38462 | Famphur | 52857 | 1594 | 89102 | 0 | 0 | 0 | 0 | Famphur | 52857 | 1 | 0 | Elem Flow List | 0 | [8 empty] | Y
38467 | Fenuron | 101428 | 20081 | 47841 | 0 | 0 | 0 | 0 | Fenuron | 101428 | 1 | 0 | Elem Flow List | 0
38486 | MCPB | 94815 | 15693 | 48471 | 0 | 0 | 0 | 0 | MCPB | 94815 | 1 | 0 | Elem Flow List | 0
38500 | Methiocarb | 2032657 | 95679 | 39720 | 0 | 0 | 0 | 0 | Methiocarb | 2032657 | 1 | 0 | Elem Flow List | 0 | [8 empty] | Y
38506 | Mexacarbate | 315184 | 42135 | 46246 | 0 | 0 | 0 | 0 | Mexacarbate | 315184 | 1 | 0 | Elem Flow List | 0 | [8 empty] | Y
38511 | Monuron | 150685 | 40071 | 46390 | 0 | 0 | 0 | 0 | Monuron | 150685 | 1 | 0 | Elem Flow List | 0 | [8 empty] | Y
38521 | Neburon | 555373 | 748962 | 83868 | 0 | 0 | 0 | 0 | Neburon | 555373 | 1 | 0 | Elem Flow List | 0
38528 | Polyram | 9006422 | 162537 | 37286 | 38528 | 9006422 | 37286 | 1 | 0 | 9006422 | 1 | 0 | Elem Flow List | 0 | [8 empty] | Y
38537 | Propoxur | 114261 | 28928 | 95786 | 0 | 0 | 0 | 0 | Propoxur | 114261 | 1 | 0 | Elem Flow List | 0 | [8 empty] | Y | Y
38547 | Siduron | 1982496 | 95109 | 91546 | 0 | 0 | 0 | 0 | Siduron | 1982496 | 1 | 0 | Elem Flow List | 0
38554 | SWEP | 1918189 | 748988 | 83866 | 0 | 0 | 0 | 0 | Swep | 1918189 | 1 | 0 | Elem Flow List | 0
38564 | Prothiofos | 34643464 | 267278 | 54448 | 0 | 0 | 0 | 0 | Prothiofos | 34643464 | 1 | 0 | Elem Flow List | 0
38579 | Benzene, halogenated |  |  | 0 | 38579 | 0 | 0 | 1 | 0 | 0 | 0 | 1 | 0 | Aggregate
38580 | Sodium, % exchangeable soil, total |  |  | 0 | 0 | 0 | 0 | 0 | 0 | 0 | 0 | 1 | 0 | Property | Y
38670 | Xanthates |  |  | 0 | 0 | 0 | 0 | 0 | 0 | 0 | 0 | 1 | 0 | Aggregate
38671 | 1,1-Dichloro-2,2,2-trifluoroethane | 306832 | 41855 | 46265 | 38671 | 306832 | 46265 | 1 | 0 | 306832 | 1 | 0 | Elem Flow List | 0 | [8 empty] | Y | Y
38672 | 1,1,1,2,2-Pentafluoroethane | 354336 | 43539 | 46467 | 0 | 0 | 0 | 0 | 0 | 354336 | 1 | 0 | Elem Flow List | 0
38674 | 1,1,1-Trichloro-2,2,2-trifluoroethane | 354585 | 43570 | 46464 | 0 | 0 | 0 | 0 | 0 | 354585 | 1 | 0 | Elem Flow List | 0
38675 | 1,1-Dichloro-1,2,2,2-tetrafluoroethane | 374072 | 44321 | 46035 | 38675 | 374072 | 46035 | 1 | 0 | 374072 | 1 | 0 | Elem Flow List | 0
38676 | 1,2-Dichloroethene, effluent | 540590 | 51904 | 45537 | 38676 | 540590 | 45537 | 1 | 0 | 540590 | 1 | 0 | Elem Flow List | 0 | [8 empty] | Y | Y
38683 | Chlorohexane, total | 25495903 | 962761 | 81002 | 0 | 0 | 0 | 0 | 0 | 25495903 | 1 | 0 | Elem Flow List | 0
38686 | Tetrachlorvinphos | 22248799 | 221416 | 92825 | 0 | 0 | 0 | 0 | Tetrachlorvinphos | 22248799 | 1 | 0 | Elem Flow List | 0
38705 | Benomyl, total | 17804352 | 209593 | 36086 | 0 | 0 | 0 | 0 | 0 | 17804352 | 1 | 0 | Elem Flow List | 0 | [8 empty] | Y | Y
38710 | Bentazon, total | 25057890 | 228676 | 57531 | 38710 | 25057890 | 57531 | 1 | 0 | 25057890 | 1 | 0 | Elem Flow List | 0
38715 | Bolstar | 35400432 | 269266 | 92336 | 0 | 0 | 0 | 0 | 0 | 35400432 | 1 | 0 | Elem Flow List | 0 | [8 empty] | Y
38740 | Chlorpyrifos methyl | 5598130 | 133991 | 89989 | 0 | 0 | 0 | 0 | 0 | 5598130 | 1 | 0 | Elem Flow List | 0 | [8 empty] | Y
38745 | 2,4-DB | 94826 | 15701 | 48470 | 38745 | 94826 | 48470 | 1 | 2,4-DB | 94826 | 1 | 0 | Elem Flow List | 0 | [8 empty] | Y
38765 | DEET | 134623 | 36137 | 46618 | 0 | 0 | 0 | 0 | 0 | 134623 | 1 | 0 | Elem Flow List | 0
38777 | Dichlorvos, total sed dry weight | 62737 | 3681 | 89211 | 0 | 0 | 0 | 0 | 0 | 62737 | 1 | 0 | Elem Flow List | 0 | Y | [7 empty] | Y | Y
38787 | Ethalfluralin water, total | 55283686 | 303834 | 90361 | 0 | 0 | 0 | 0 | 0 | 55283686 | 1 | 0 | Elem Flow List | 0
38810 | Fluometuron | 2164172 | 98004 | 41764 | 0 | 0 | 0 | 0 | Fluometuron | 2164172 | 1 | 0 | Elem Flow List | 0 | [8 empty] | Y | Y
38820 | Isopropalin water, total | 33820530 | 265181 | 55938 | 0 | 0 | 0 | 0 | 0 | 33820530 | 1 | 0 | Elem Flow List | 0
38845 | Metam-sodium | 137428 | 36970 | 97819 | 0 | 0 | 0 | 0 | 0 | 137428 | 1 | 0 | Elem Flow List | 0 | [8 empty] | Y | Y
38855 | Naled | 300765 | 41426 | 46292 | 0 | 0 | 0 | 0 | Naled | 300765 | 1 | 0 | Elem Flow List | 0 | [8 empty] | Y | Y
38865 | Oxamyl | 23135220 | 223180 | 92455 | 38865 | 23135220 | 92455 | 1 | Oxamyl | 23135220 | 1 | 0 | Elem Flow List | 0 | [8 empty] | Y
38877 | Stirofos | 961115 | 75366 | 87419 | 0 | 0 | 0 | 0 | 0 | 961115 | 1 | 0 | Elem Flow List | 0 | [8 empty] | Y
38897 | Trichloronate | 327980 | 42424 | 93288 | 0 | 0 | 0 | 0 | Trichloronate | 327980 | 1 | 0 | Elem Flow List | 0 | [8 empty] | Y
38925 | Dechlorane plus | 13560899 | 188433 | 97858 | 38925 | 13560899 | 97858 | 1 | 0 | 13560899 | 1 | 0 | Elem Flow List | 0
38926 | Endothall salts and esters |  |  | 0 | 38926 | 0 | 0 | 1 | 0 | 0 | 0 | 1 | 0 | Aggregate
38928 | Ethylene thiourea | 96457 | 16857 | 48129 | 0 | 0 | 0 | 0 | Ethylene thiourea | 96457 | 1 | 0 | Elem Flow List | 0 | [8 empty] | Y | Y
39013 | Dyfonate | 944229 | 74971 | 43833 | 0 | 0 | 0 | 0 | 0 | 944229 | 1 | 0 | Elem Flow List | 0 | [8 empty] | Y
39031 | DIFOLATAN |  |  | 0 | 0 | 0 | 0 | 0 | 0 | 0 | 0 | 1 | 0 | Intermediate flow | Y
39032 | Pentachlorophenol | 87865 | 11437 | 48409 | 39032 | 87865 | 48409 | 1 | Pentachlorophenol | 87865 | 1 | 0 | Elem Flow List | 0 | [7 empty] | Y |  | Y
39037 | Propanil | 709988 | 68619 | 44251 | 0 | 0 | 0 | 0 | Propanil | 709988 | 1 | 0 | Elem Flow List | 0 | [8 empty] | Y
39043 | Chlor, phenoxy acid gp, none found |  |  | 0 | 0 | 0 | 0 | 0 | 0 | 0 | 0 | 1 | 0 | Aggregate
39045 | 2,4,5-TP(silvex) acids/salts, whole water sample |  |  | 0 | 0 | 0 | 0 | 0 | 0 | 0 | 0 | 1 | 0 | Aggregate
39051 | Methomyl | 16752775 | 205609 | 93071 | 39051 | 16752775 | 93071 | 1 | Methomyl | 16752775 | 1 | 0 | Elem Flow List | 0 | [8 empty] | Y
39053 | Aldicarb | 116063 | 29363 | 47144 | 39053 | 116063 | 47144 | 1 | Aldicarb | 116063 | 1 | 0 | Elem Flow List | 0 | [8 empty] | Y | Y
39055 | Simazine | 122349 | 32219 | 94729 | 39055 | 122349 | 94729 | 1 | Simazine | 122349 | 1 | 0 | Elem Flow List | 0 | [8 empty] | Y | Y
39058 | Phosphated pesticides |  |  | 0 | 0 | 0 | 0 | 0 | 0 | 0 | 0 | 1 | 0 | Intermediate flow
39068 | Chlordane - Nonachlor, Cis | 5103731 |  | 0 | 0 | 0 | 0 | 0 | 0 | 0 | 0 | 1 | 0 | Intermediate flow
39071 | Chlordane - Nonachlor, Trans | 39765805 |  | 0 | 0 | 0 | 0 | 0 | 0 | 39765805 | 1 | 0 | Elem Flow List | 0
39084 | Total purgeable halocarbons |  |  | 0 | 39084 | 0 | 0 | 1 | 0 | 0 | 0 | 1 | 0 | Aggregate
39108 | Chloral hydrate | 302170 | 41574 | 91840 | 39108 | 302170 | 91840 | 1 | Chloral hydrate | 302170 | 1 | 0 | Elem Flow List | 0
39117 | Phthalate esters |  |  | 0 | 39117 | 0 | 0 | 1 | 0 | 0 | 0 | 0 | Other Flow | 0
39122 | Dimethoxybenzidine | 1331539 | 85183 | 43028 | 0 | 0 | 0 | 0 | 0 | 1331539 | 1 | 0 | Elem Flow List | 0
39129 | Chlorendic acid | 115286 | 29124 | 47165 | 0 | 0 | 0 | 0 | Chlorendic acid | 115286 | 1 | 0 | Elem Flow List | 0 | [8 empty] | Y
39140 | Creosote [Coal Tar] | 8001589 | 156950 | 16148 | 39140 | 8001589 | 16148 | 1 | 0 | 8001589 | 1 | 0 | Elem Flow List | 0
39150 | Dichlone | 117806 | 29926 | 47111 | 0 | 0 | 0 | 0 | Dichlone | 117806 | 1 | 0 | Elem Flow List | 0 | [8 empty] | Y
39305 | o,p'-DDT | 789026 | 70516 | 44109 | 39305 | 789026 | 44109 | 1 | o,p'-DDT | 789026 | 1 | 0 | Elem Flow List | 0
39350 | Chlordane (tech mix. and metabolites) |  |  | 0 | 39350 | 0 | 0 | 1 | 0 | 0 | 0 | 1 | 0 | Intermediate flow
39351 | Chlordane (tech mix & metabs), dry wgt |  |  | 0 | 0 | 0 | 0 | 0 | 0 | 0 | 0 | 1 | 0 | Intermediate flow
39356 | Metolachlor | 51218452 | 291013 | 89827 | 39356 | 51218452 | 89827 | 1 | Metolachlor | 51218452 | 1 | 0 | Elem Flow List | 0
39357 | Ronnel | 299843 | 41368 | 46297 | 0 | 0 | 0 | 0 | Ronnel | 299843 | 1 | 0 | Elem Flow List | 0
39379 | DDT/DDD/DDE, sum of p,p' & o,p' isomers |  |  | 0 | 39379 | 0 | 0 | 1 | 0 | 0 | 0 | 1 | 0 | Intermediate flow
39389 | Endosulfan, bottom deposits, dry solids | 115297 | 29132 | 47164 | 0 | 115297 | 47164 | 1 | 0 | 115297 | 1 | 0 | Elem Flow List | 0 | Y | [7 empty] | Y
39390 | Endrin | 72208 | 4887 | 48561 | 39390 | 72208 | 48561 | 1 | Endrin | 72208 | 1 | 0 | Elem Flow List | 0 | [7 empty] | Y | Y
39398 | Ethion | 563122 | 54577 | 45671 | 0 | 0 | 0 | 0 | Ethion | 563122 | 1 | 0 | Elem Flow List | 0 | [8 empty] | Y
39420 | Heptachlor epoxide | 1024573 | 76661 | 43710 | 39420 | 1024573 | 43710 | 1 | Heptachlor epoxide | 1024573 | 1 | 0 | Elem Flow List | 0 | [7 empty] | Y
39460 | Chlorobenzilate | 510156 | 49320 | 46053 | 0 | 0 | 0 | 0 | Chlorobenzilate | 510156 | 1 | 0 | Elem Flow List | 0 | [8 empty] | Y | Y
39492 | PCB-1232 | 11141165 | 173583 | 62305 | 39492 | 11141165 | 62305 | 1 | 0 | 11141165 | 1 | 0 | Elem Flow List | 0 | [7 empty] | Y | Y | Y
39495 | PCB-1232 bot. dep., dry solid | 11141165 | 173583 | 62305 | 0 | 11141165 | 62305 | 1 | 0 | 11141165 | 1 | 0 | Elem Flow List | 0 | Y | [7 empty] | Y | Y
39496 | PCB-1242 | 53469219 | 298950 | 51347 | 39496 | 53469219 | 51347 | 1 | 0 | 53469219 | 1 | 0 | Elem Flow List | 0 | [7 empty] | Y | Y | Y
39499 | PCB-1242 bot. dep., dry solid | 53469219 | 298950 | 51347 | 0 | 53469219 | 51347 | 1 | 0 | 53469219 | 1 | 0 | Elem Flow List | 0 | Y | [7 empty] | Y | Y
39500 | PCB-1248 | 12672296 | 182766 | 61983 | 39500 | 12672296 | 61983 | 1 | 0 | 12672296 | 1 | 0 | Elem Flow List | 0 | [7 empty] | Y | Y | Y
39502 | Propham | 122429 | 32276 | 94727 | 0 | 0 | 0 | 0 | Propham | 122429 | 1 | 0 | Elem Flow List | 0 | [8 empty] | Y
39503 | PCB-1248, bot. dep.,dry solid | 12672296 | 182766 | 61983 | 0 | 12672296 | 61983 | 1 | 0 | 12672296 | 1 | 0 | Elem Flow List | 0 | Y | [7 empty] | Y | Y
39504 | PCB-1254 | 11097691 | 173047 | 38818 | 39504 | 11097691 | 38818 | 1 | 0 | 11097691 | 1 | 0 | Elem Flow List | 0 | [7 empty] | Y | Y | Y
39507 | PCB-1254, bot. dep.,dry solid | 11097691 | 173047 | 38818 | 0 | 11097691 | 38818 | 1 | 0 | 11097691 | 1 | 0 | Elem Flow List | 0 | Y | [7 empty] | Y | Y
39508 | PCB-1260 | 11096825 | 173021 | 38820 | 39508 | 11096825 | 38820 | 1 | 0 | 11096825 | 1 | 0 | Elem Flow List | 0 | [7 empty] | Y | Y | Y
39511 | PCB-1260, bot. dep., dry solid | 11096825 | 173021 | 38820 | 0 | 11096825 | 38820 | 1 | 0 | 11096825 | 1 | 0 | Elem Flow List | 0 | Y | [7 empty] | Y | Y
39514 | PCB-1016, bot. sed., dry weight | 12674112 | 182782 | 61981 | 0 | 12674112 | 61981 | 1 | 0 | 12674112 | 1 | 0 | Elem Flow List | 0 | Y | [7 empty] | Y | Y
39519 | PCBs in bottom deps. (dry solids) | 1336363 | 85878 | 16366 | 0 | 1336363 | 16366 | 1 | 0 | 1336363 | 1 | 0 | Elem Flow List | 0 | Y | [7 empty] | Y | Y
39521 | POLYBROMINATED BIPHENYLS | 1336363 | 85878 | 16366 | 0 | 1336363 | 16366 | 1 | 0 | 1336363 | 1 | 0 | Elem Flow List | 0 | [8 empty] | Y | Y
39524 | Polybrominated diphenyl oxides |  |  | 0 | 0 | 0 | 0 | 0 | 0 | 0 | 0 | 1 | 0 | Aggregate
39530 | Malathion | 121755 | 31922 | 46970 | 39530 | 121755 | 46970 | 1 | Malathion | 121755 | 1 | 0 | Elem Flow List | 0 | [8 empty] | Y | Y
39560 | Demeton | 8065483 | 160234 | 87176 | 39560 | 8065483 | 87176 | 1 | Demeton | 8065483 | 1 | 0 | Elem Flow List | 0 | [8 empty] | Y
39570 | Diazinon | 333415 | 42705 | 46209 | 39570 | 333415 | 46209 | 1 | Diazinon | 333415 | 1 | 0 | Elem Flow List | 0 | [8 empty] | Y | Y
39600 | Methyl parathion | 298000 | 41194 | 92019 | 0 | 0 | 0 | 0 | Methyl parathion | 298000 | 1 | 0 | Elem Flow List | 0 | [8 empty] | Y | Y
39610 | Mevinphos | 7786347 | 155309 | 87468 | 0 | 0 | 0 | 0 | Mevinphos | 7786347 | 1 | 0 | Elem Flow List | 0 | [8 empty] | Y
39620 | TEPP | 107493 | 24422 | 47461 | 0 | 0 | 0 | 0 | 0 | 107493 | 1 | 0 | Elem Flow List | 0 | [8 empty] | Y
39640 | Captan | 133062 | 35790 | 46639 | 0 | 0 | 0 | 0 | Captan | 133062 | 1 | 0 | Elem Flow List | 0 | [8 empty] | Y | Y
39650 | Diuron | 330541 | 42606 | 46215 | 39650 | 330541 | 46215 | 1 | Diuron | 330541 | 1 | 0 | Elem Flow List | 0 | [8 empty] | Y | Y
39720 | Picloram | 1918021 | 94227 | 91763 | 39720 | 1918021 | 91763 | 1 | Picloram | 0 | 1 | 0 | Elem Flow List | 0 | [8 empty] | Y | Y
39730 | 2,4-Dichlorophenoxyacetic acid | 94757 | 15651 | 48475 | 39730 | 94757 | 48475 | 1 | 0 | 94757 | 1 | 0 | Elem Flow List | 0 | [8 empty] | Y | Y
39740 | 2,4,5-T | 93765 | 15065 | 87689 | 39740 | 93765 | 87689 | 1 | 2,4,5-T | 93765 | 1 | 0 | Elem Flow List | 0 | [8 empty] | Y
39755 | Mirex | 2385855 | 100883 | 92090 | 39755 | 2385855 | 92090 | 1 | Mirex | 2385855 | 1 | 0 | Elem Flow List | 0
39793 | Chloroethylenebisthiocyanate | 24689892 | 226779 | 58218 | 0 | 0 | 0 | 0 | 0 | 24689892 | 1 | 0 | Elem Flow List | 0
39794 | Sodium pentachloro- phenate | 131522 | 35394 | 46669 | 0 | 0 | 0 | 0 | 0 | 131522 | 1 | 0 | Elem Flow List | 0 | [8 empty] | Y
39930 | Pyrethrins | 8003347 | 157362 | 36969 | 39930 | 8003347 | 36969 | 1 | Pyrethrins | 8003347 | 1 | 0 | Elem Flow List | 0 | [8 empty] | Y
39942 | Hydrocarbons, aromatic | 63231516 | 713099 | 81718 | 39942 | 63231516 | 81718 | 1 | 0 | 63231516 | 1 | 0 | Elem Flow List | 0
78300 | 3-Nitroaniline | 99092 | 18507 | 47956 | 0 | 0 | 0 | 0 | 0 | 99092 | 1 | 0 | Elem Flow List | 0
78869 | 3-Nitroaniline, dry weight | 99092 | 18507 | 47956 | 0 | 0 | 0 | 0 | 0 | 99092 | 1 | 0 | Elem Flow List | 0
45019 | Isooctane | 26635643 | 240796 | 56112 | 0 | 0 | 0 | 0 | Isooctane | 26635643 | 1 | 0 | Elem Flow List | 0
45022 | Propyl acetate | 109604 | 25973 | 47345 | 0 | 0 | 0 | 0 | Propyl acetate | 109604 | 1 | 0 | Elem Flow List | 0
45025 | Chlorofluoromethane | 593704 | 57463 | 45074 | 0 | 0 | 0 | 0 | 0 | 593704 | 1 | 0 | Elem Flow List | 0
45028 | Chlorodifluoromethane | 75456 | 5595 | 48927 | 45028 | 75456 | 48927 | 1 | 0 | 75456 | 1 | 0 | Elem Flow List | 0 | [8 empty] | Y | Y
45040 | N-Methylbenzenesulfonamide | 5183788 | 129981 | 42256 | 0 | 0 | 0 | 0 | N-Methylbenzenesulfonamide | 5183788 | 1 | 0 | Elem Flow List | 0
45097 | Methylstyrene | 98839 | 18317 | 87273 | 45097 | 98839 | 87273 | 1 | 0 | 98839 | 1 | 0 | Elem Flow List | 0
45100 | Propanediol | 26264142 | 17026766 | 78780 | 0 | 0 | 0 | 0 | Propanediol | 26264142 | 1 | 0 | Elem Flow List | 0
45232 | Chlorophenoxypropananol | 4769737 | 127530 | 42430 | 0 | 0 | 0 | 0 | 0 | 4769737 | 1 | 0 | Elem Flow List | 0
45268 | Methylenebisthiocyanate | 6317186 | 139857 | 37045 | 0 | 0 | 0 | 0 | 0 | 6317186 | 1 | 0 | Elem Flow List | 0
45316 | Butoxyethoxyethanol, total | 112345 | 28340 | 47276 | 0 | 0 | 0 | 0 | 0 | 112345 | 1 | 0 | Elem Flow List | 0 | [9 empty] | Y
45364 | Benzisothiazole | 272162 | 961060 | 81255 | 0 | 0 | 0 | 0 | 0 | 272162 | 1 | 0 | Elem Flow List | 0
45430 | Methyl butenol | 115184 | 29041 | 47170 | 0 | 0 | 0 | 0 | 0 | 115184 | 1 | 0 | Elem Flow List | 0
45501 | Petrol hydrocarbons, total recoverable |  |  | 0 | 45501 | 0 | 0 | 1 | 0 | 0 | 0 | 1 | 0 | Intermediate flow
45504 | Hexane, sediment, dry weight | 110543 | 26740 | 47684 | 0 | 110543 | 47684 | 1 | 0 | 110543 | 1 | 0 | Elem Flow List | 0 | Y | [7 empty] | Y | Y
51437 | N-Hexane | 110543 | 26740 | 47684 | 51437 | 110543 | 47684 | 1 | 0 | 110543 | 1 | 0 | Elem Flow List | 0 | [8 empty] | Y | Y
81590 | Hexane | 110543 | 26740 | 47684 | 0 | 110543 | 47684 | 1 | Hexane | 110543 | 1 | 0 | Elem Flow List | 0 | Y | [7 empty] | Y | Y
45597 | Tetraethyl lead as alkyl lead | 78002 | 6825 | 48786 | 0 | 0 | 0 | 0 | 0 | 78002 | 1 | 0 | Elem Flow List | 0 | [8 empty] | Y
45599 | Temperature rise, length of excursion |  |  | 0 | 0 | 0 | 0 | 0 | 0 | 0 | 0 | 1 | 0 | Property | Y
45600 | Temperature, length of excursion |  |  | 0 | 0 | 0 | 0 | 0 | 0 | 0 | 0 | 1 | 0 | Property | Y
45601 | Equipment outage, length of downtime |  |  | 0 | 0 | 0 | 0 | 0 | 0 | 0 | 0 | 1 | 0 | Property | Y
45602 | Equipment outage, number of occurrences |  |  | 0 | 0 | 0 | 0 | 0 | 0 | 0 | 0 | 1 | 0 | Property | Y
45603 | Fish food fed per day |  |  | 0 | 0 | 0 | 0 | 0 | 0 | 0 | 0 | 1 | 0 | Property | Y
45604 | Fish on hand |  |  | 0 | 0 | 0 | 0 | 0 | 0 | 0 | 0 | 1 | 0 | Property | Y
45613 | Floating solids or visible foam-visual |  |  | 0 | 0 | 0 | 0 | 0 | 0 | 0 | 0 | 1 | 0 | Comingled | Y
45614 | Sanitary waste discharged-assessmnt |  |  | 0 | 0 | 0 | 0 | 0 | 0 | 0 | 0 | 1 | 0 | Property | Y
45615 | Intermittent discharge-assessment |  |  | 0 | 0 | 0 | 0 | 0 | 0 | 0 | 0 | 1 | 0 | Property | Y
45622 | 1,3-Dinitrobenzene | 99650 | 18846 | 47935 | 45622 | 99650 | 47935 | 1 | 0 | 99650 | 1 | 0 | Elem Flow List | 0
45670 | Dinonyl phthalate | 84764 | 10041 | 48872 | 0 | 0 | 0 | 0 | Dinonyl phthalate | 84764 | 1 | 0 | Elem Flow List | 0
46223 | Salts, Water Soluble in Soil | 7647145 | 152256 | 38655 | 0 | 7647145 | 38655 | 1 | 0 | 7647145 | 1 | 0 | Elem Flow List | 0
46227 | Organic matter % |  |  | 0 | 0 | 0 | 0 | 0 | 0 | 0 | 0 | 1 | 0 | Property | Y
46232 | Phosphorus, brays | 7723140 | 153049 | 38478 | 0 | 7723140 | 38478 | 1 | 0 | 7723140 | 1 | 0 | Elem Flow List | 0 | Y | [7 empty] | Y
46313 | Phorate | 298022 | 41202 | 46312 | 0 | 0 | 0 | 0 | Phorate | 298022 | 1 | 0 | Elem Flow List | 0 | [8 empty] | Y
46314 | Dimethoate | 60515 | 3400 | 90490 | 0 | 0 | 0 | 0 | Dimethoate | 60515 | 1 | 0 | Elem Flow List | 0 | [8 empty] | Y | Y
46341 | 3-Nitrotoluene | 99081 | 18499 | 87265 | 46341 | 99081 | 87265 | 1 | 0 | 99081 | 1 | 0 | Elem Flow List | 0
46351 | Folpet Water Total | 133-07-3 |  | 0 | 0 | 0 | 0 | 0 | 0 | 0 | 0 | 1 | 0 | Property
46356 | Biotic Index |  |  | 0 | 0 | 0 | 0 | 0 | 0 | 0 | 0 | 1 | 0 | Property | Y
46360 | P-Chlorotoluene | 106434 |  | 0 | 0 | 106434 | 0 | 1 | p-Chlorotoluene | 106434 | 1 | 0 | Elem Flow List | 0
61227 | 4-Chlorotoluene | 106434 | 23598 | 47527 | 61227 | 106434 | 47527 | 1 | 0 | 106434 | 1 | 0 | Elem Flow List | 0
46366 | 2,2-Dichloropropane | 594207 | 57604 | 88674 | 46366 | 594207 | 88674 | 1 | 2,2-Dichloropropane | 594207 | 1 | 0 | Elem Flow List | 0
46390 | Toxicity characteristic leaching procedure |  |  | 0 | 0 | 0 | 0 | 0 | 0 | 0 | 0 | 1 | 0 | Property
46391 | Zinc, total sludge | 7440666 | 150235 | 36815 | 0 | 7440666 | 36815 | 1 | 0 | 7440666 | 1 | 0 | Elem Flow List | 0 | Y | [7 empty] | Y | Y
46392 | Nickel, total sludge | 7440020 | 149674 | 37003 | 0 | 7440020 | 37003 | 1 | 0 | 7440020 | 1 | 0 | Elem Flow List | 0 | Y | [7 empty] | Y | Y
46393 | Lead, total sludge | 7439921 | 149583 | 37012 | 0 | 7439921 | 37012 | 1 | 0 | 7439921 | 1 | 0 | Elem Flow List | 0 | Y | [7 empty] | Y | Y
46396 | Process to significntly reduce pathogens |  |  | 0 | 0 | 0 | 0 | 0 | 0 | 0 | 0 | 1 | 0 | Property | Y
46397 | Process to further reduce pathogens |  |  | 0 | 0 | 0 | 0 | 0 | 0 | 0 | 0 | 1 | 0 | Property | Y
46474 | Hydroxyquinoline, total | 148243 | 39735 | 46414 | 0 | 0 | 0 | 0 | 0 | 148243 | 1 | 0 | Elem Flow List | 0
46475 | 4-Dodecene, total effluent | 25378227 | 232504 | 56184 | 0 | 0 | 0 | 0 | 0 | 25378227 | 1 | 0 | Elem Flow List | 0
46476 | Diethylene glycol dinitrate, total | 693210 | 67819 | 44310 | 46476 | 693210 | 44310 | 1 | 0 | 693210 | 1 | 0 | Elem Flow List | 0
46477 | Metrioltrinitrate, total | 3032551 | 110569 | 40861 | 0 | 0 | 0 | 0 | 0 | 3032551 | 1 | 0 | Elem Flow List | 0
46478 | Equipment inspection - visual |  |  | 0 | 0 | 0 | 0 | 0 | 0 | 0 | 0 | 1 | 0 | Property | Y
46529 | Rainfall |  |  | 0 | 0 | 0 | 0 | 0 | 0 | 0 | 0 | 1 | 0 | Property | Y
46570 | Hardness, Ca Mg Calculated (mg/L as CaCO3) |  |  | 0 | 46570 | 0 | 0 | 1 | 0 | 0 | 0 | 1 | 0 | Property
47027 | Chloride, per cfs of streamflow | 16887006 | 205955 | 59791 | 0 | 16887006 | 59791 | 1 | 0 | 16887006 | 1 | 0 | Elem Flow List | 0 | Y
49013 | Diffuser validation rpt % effl mix zone |  |  | 0 | 0 | 0 | 0 | 0 | 0 | 0 | 0 | 1 | 0 | Property | Y
49014 | Sodium salt of acifluorofen | 62476599 | 325225 | 89542 | 49014 | 62476599 | 89542 | 1 | 0 | 62476599 | 1 | 0 | Elem Flow List | 0 | [8 empty] | Y
49016 | Annual whole sludge application rate |  |  | 0 | 0 | 0 | 0 | 0 | 0 | 0 | 0 | 1 | 0 | Property | Y
49017 | Ann. amt sludge disposed by other method |  |  | 0 | 0 | 0 | 0 | 0 | 0 | 0 | 0 | 1 | 0 | Property | Y
49018 | Annual amt of sludge incinerated |  |  | 0 | 0 | 0 | 0 | 0 | 0 | 0 | 0 | 1 | 0 | Property | Y
49019 | Annual sludge production, total |  |  | 0 | 0 | 0 | 0 | 0 | 0 | 0 | 0 | 1 | 0 | Property | Y
49020 | Annual amount of sludge land applied |  |  | 0 | 0 | 0 | 0 | 0 | 0 | 0 | 0 | 1 | 0 | Property | Y
1299 | Nitrogen-nitrate in water, (pct) | 14797558 | 197186 | 97628 | 0 | 14797558 | 97628 | 1 | 0 | 14797558 | 1 | 0 | Elem Flow List | 0 | Y | [8 empty] | Y
1300 | Oil & grease severity |  |  | 0 | 0 | 0 | 0 | 0 | 0 | 0 | 0 | 1 | 0 | Property | Y
1301 | Sodium hexameta- phosphate | 10124568 | 168385 | 39188 | 0 | 0 | 0 | 0 | 0 | 10124568 | 1 | 0 | Elem Flow List | 0 | [8 empty] | Y
1302 | Bayer 73, in water | 1420048 | 86587 | 42913 | 0 | 0 | 0 | 0 | 0 | 1420048 | 1 | 0 | Elem Flow List | 0
1310 | Gas bubble severity |  |  | 0 | 0 | 0 | 0 | 0 | 0 | 0 | 0 | 1 | 0 | Property | Y
1316 | Sludge build-up in water |  |  | 0 | 0 | 0 | 0 | 0 | 0 | 0 | 0 | 1 | 0 | Property | Y
1325 | Algae, floating mats (severity) |  |  | 0 | 0 | 0 | 0 | 0 | 0 | 0 | 0 | 1 | 0 | Property | Y
1330 | Odor, atmospheric (severity) |  |  | 0 | 0 | 0 | 0 | 0 | 0 | 0 | 0 | 1 | 0 | Property | Y
1331 | Taste (severity) |  |  | 0 | 0 | 0 | 0 | 0 | 0 | 0 | 0 | 1 | 0 | Property | Y
1336 | Runoff-spray irrigation field to stream |  |  | 0 | 0 | 0 | 0 | 0 | 0 | 0 | 0 | 1 | 0 | Property | Y
1340 | Fish, dead (severity) |  |  | 0 | 0 | 0 | 0 | 0 | 0 | 0 | 0 | 1 | 0 | Property | Y
1345 | Debris, floating (severity) |  |  | 0 | 0 | 0 | 0 | 0 | 0 | 0 | 0 | 1 | 0 | Property | Y
1350 | Turbidity (severity) |  |  | 0 | 0 | 0 | 0 | 0 | 0 | 0 | 0 | 1 | 0 | Property | Y
1351 | Stream flow (severity) |  |  | 0 | 0 | 0 | 0 | 0 | 0 | 0 | 0 | 1 | 0 | Property | Y
1352 | Discharge flow as % of stream flow |  |  | 0 | 0 | 0 | 0 | 0 | 0 | 0 | 0 | 1 | 0 | Property | Y
1355 | Ice cover, floating or solid (severity) |  |  | 0 | 0 | 0 | 0 | 0 | 0 | 0 | 0 | 1 | 0 | Property | Y
1501 | Alpha, total | 12587461 | 182451 | 62199 | 0 | 0 | 0 | 0 | 0 | 12587461 | 1 | 0 | Elem Flow List | 0 | Y
1502 | Alpha, total, counting error |  |  | 0 | 0 | 0 | 0 | 0 | 0 | 0 | 0 | 1 | 0 | Property | Y
1503 | Alpha, dissolved | 12587461 | 182451 | 62199 | 0 | 0 | 0 | 0 | 0 | 12587461 | 1 | 0 | Elem Flow List | 0 | Y
1505 | Alpha, suspended | 12587461 | 182451 | 62199 | 0 | 0 | 0 | 0 | 0 | 12587461 | 1 | 0 | Elem Flow List | 0 | Y
1523 | Silver, ionic | 14701214 | 17026733 | 78783 | 1523 | 14701214 | 78783 | 1 | 0 | 14701214 | 1 | 0 | Elem Flow List | 0 | [6 empty] | Y |  |  | Y
3501 | Beta, total | 12587472 | 182469 | 62198 | 0 | 0 | 0 | 0 | 0 | 12587472 | 1 | 0 | Elem Flow List | 0 | Y
3502 | Beta, total, counting error |  |  | 0 | 0 | 0 | 0 | 0 | 0 | 0 | 0 | 1 | 0 | Property | Y
3503 | Beta, dissolved | 12587472 | 182469 | 62198 | 0 | 0 | 0 | 0 | 0 | 12587472 | 1 | 0 | Elem Flow List | 0 | Y
3505 | Beta, suspended | 12587472 | 182469 | 62198 | 0 | 0 | 0 | 0 | 0 | 12587472 | 1 | 0 | Elem Flow List | 0 | Y
3520 | Radiation, gross beta | 12587472 | 182469 | 62198 | 0 | 0 | 0 | 0 | 0 | 12587472 | 1 | 0 | Elem Flow List | 0 | [11 empty] | Y
3530 | Radiation,Gross Beta Particle Activity |  |  | 0 | 0 | 0 | 0 | 0 | 0 | 0 | 0 | 1 | 0 | Property | [11 empty] | Y
3593 | Toxics, percent removal |  |  | 0 | 0 | 0 | 0 | 0 | 0 | 0 | 0 | 1 | 0 | Property | Y
3594 | Halogens, adsorbable organic |  |  | 0 | 3594 | 0 | 0 | 1 | 0 | 0 | 0 | 1 | 0 | Property
3595 | Bioassay (96 hr) |  |  | 0 | 0 | 0 | 0 | 0 | 0 | 0 | 0 | 1 | 0 | Property | Y
3596 | Bioassay (48 hr) |  |  | 0 | 0 | 0 | 0 | 0 | 0 | 0 | 0 | 1 | 0 | Property | Y
3597 | Bioassay (24 hr) |  |  | 0 | 0 | 0 | 0 | 0 | 0 | 0 | 0 | 1 | 0 | Property | Y
3598 | Toxicity |  |  | 0 | 0 | 0 | 0 | 0 | 0 | 0 | 0 | 1 | 0 | Property | [14 empty] | Y
3599 | Toxicity, choice of species |  |  | 0 | 0 | 0 | 0 | 0 | 0 | 0 | 0 | 1 | 0 | Property | [14 empty] | Y
3600 | Toxicity, trout |  |  | 0 | 0 | 0 | 0 | 0 | 0 | 0 | 0 | 1 | 0 | Property | [14 empty] | Y
3601 | Toxicity, sand dollar |  |  | 0 | 0 | 0 | 0 | 0 | 0 | 0 | 0 | 1 | 0 | Property | [14 empty] | Y
3603 | Total suspendable solids |  |  | 0 | 3603 | 0 | 0 | 1 | 0 | 0 | 0 | 0 | Other Flow | 0
3604 | Total phenols |  |  | 0 | 3604 | 0 | 0 | 1 | 0 | 0 | 0 | 0 | Other Flow | 0
3605 | Flow meter calibration |  |  | 0 | 0 | 0 | 0 | 0 | 0 | 0 | 0 | 1 | 0 | Property | Y
3607 | Stickwater, effluent percent recycled |  |  | 0 | 0 | 0 | 0 | 0 | 0 | 0 | 0 | 1 | 0 | Property | Y
3608 | Stickwater, effluent volume recycled |  |  | 0 | 0 | 0 | 0 | 0 | 0 | 0 | 0 | 1 | 0 | Property | Y
3609 | Production, seafood effluent |  |  | 0 | 0 | 0 | 0 | 0 | 0 | 0 | 0 | 1 | 0 | Property | Y
3613 | Solids, total dissolved, total tons |  |  | 0 | 3613 | 0 | 0 | 1 | 0 | 0 | 0 | 1 | 0 | Aggregate
3768 | Purgeable hydrocarbons, Meth. 601 |  |  | 0 | 3768 | 0 | 0 | 1 | 0 | 0 | 0 | 1 | 0 | Aggregate
3771 | Purgeable aromatics Method 602 |  |  | 0 | 3771 | 0 | 0 | 1 | 0 | 0 | 0 | 1 | 0 | Aggregate
3772 | Temp. diff. between up/down stream deg. F |  |  | 0 | 0 | 0 | 0 | 0 | 0 | 0 | 0 | 1 | 0 | Property | Y
3773 | Chlorine produced oxidants |  |  | 0 | 3773 | 0 | 0 | 1 | 0 | 0 | 0 | 1 | 0 | Aggregate
3781 | Cypermethrin | 52315078 | 294660 | 55388 | 0 | 0 | 0 | 0 | 0 | 52315078 | 1 | 0 | Elem Flow List | 0
3792 | Sodium dodecylbenzene sulfonate | 25155300 | 230425 | 91518 | 0 | 0 | 0 | 0 | 0 | 25155300 | 1 | 0 | Elem Flow List | 0
3811 | Toxicity, salmo acute |  |  | 0 | 0 | 0 | 0 | 0 | 0 | 0 | 0 | 1 | 0 | Property | [14 empty] | Y
3812 | Toxicity, salmo chronic |  |  | 0 | 0 | 0 | 0 | 0 | 0 | 0 | 0 | 1 | 0 | Property | [14 empty] | Y
3823 | Hydrazines, total |  |  | 0 | 3823 | 0 | 0 | 1 | Hydrazines, total | 0 | 1 | 0 | Elem Flow List | 0
4083 | Chlorfenvinphos | 470906 | 46706 | 90755 | 0 | 0 | 0 | 0 | Chlorfenvinphos | 470906 | 1 | 0 | Elem Flow List | 0 | [8 empty] | Y
4094 | Dicamba, 5-hydroxy-, total recoverable | 7600502 | 52450384 | 79082 | 0 | 0 | 0 | 0 | 0 | 7600502 | 1 | 0 | Elem Flow List | 0
4138 | Number of batches |  |  | 0 | 0 | 0 | 0 | 0 | 0 | 0 | 0 | 1 | 0 | Property | Y
4157 | Phosphorus (reactive as P) | 7723140 | 153049 | 38478 | 0 | 7723140 | 38478 | 1 | 0 | 7723140 | 1 | 0 | Elem Flow List | 0 | Y |  | Y
4160 | Halocarbons, purgeable scan, effluent |  |  | 0 | 0 | 0 | 0 | 0 | 0 | 0 | 0 | 1 | 0 | Property | Y
4161 | Halocarbons, purgeable scan, sludge |  |  | 0 | 0 | 0 | 0 | 0 | 0 | 0 | 0 | 1 | 0 | Property | Y
4162 | Aromatic, purgeable scan, effluent |  |  | 0 | 0 | 0 | 0 | 0 | 0 | 0 | 0 | 1 | 0 | Property | Y
4163 | Aromatic, purgeable scan, sludge |  |  | 0 | 0 | 0 | 0 | 0 | 0 | 0 | 0 | 1 | 0 | Property | Y
4164 | Phenolic, total scan effluent |  |  | 0 | 0 | 0 | 0 | 0 | 0 | 0 | 0 | 1 | 0 | Property | Y
4165 | Phenolic, total scan sludge |  |  | 0 | 0 | 0 | 0 | 0 | 0 | 0 | 0 | 1 | 0 | Property | Y
4167 | PCB, total sludge, scan code | 1336363 | 85878 | 16366 | 0 | 1336363 | 16366 | 1 | 0 | 1336363 | 1 | 0 | Elem Flow List | 0 | Y | [7 empty] | Y | Y
4174 | Free liquids in sludge |  |  | 0 | 0 | 0 | 0 | 0 | 0 | 0 | 0 | 1 | 0 | Property | Y
4184 | Triallate | 2303175 | 99903 | 41312 | 0 | 0 | 0 | 0 | Triallate | 2303175 | 1 | 0 | Elem Flow List | 0 | [8 empty] | Y | Y
4196 | U-236, total wtr | 13982702 | 192864 | 5238 | 0 | 0 | 0 | 0 | 0 | 13982702 | 1 | 0 | Elem Flow List | 0
4223 | Total residual ooxidant-discharge time |  |  | 0 | 0 | 0 | 0 | 0 | 0 | 0 | 0 | 1 | 0 | Property | Y
4 | Stream width |  |  | 0 | 0 | 0 | 0 | 0 | 0 | 0 | 0 | 1 | 0 | Property | Y
10 | Temperature, water deg. centigrade |  |  | 0 | 0 | 0 | 0 | 0 | 0 | 0 | 0 | 1 | 0 | Property | Y | [9 empty] | Y
11 | Temperature, water deg. fahrenheit |  |  | 0 | 0 | 0 | 0 | 0 | 0 | 0 | 0 | 1 | 0 | Property | Y | [9 empty] | Y
15 | Thermal discharge million BTUs per hr. |  |  | 0 | 0 | 0 | 0 | 0 | 0 | 0 | 0 | 1 | 0 | Property | Y
16 | Temp. diff. between samp. & upstrm deg. C |  |  | 0 | 0 | 0 | 0 | 0 | 0 | 0 | 0 | 1 | 0 | Property | Y
17 | Thermal discharge million BTUs per day |  |  | 0 | 0 | 0 | 0 | 0 | 0 | 0 | 0 | 1 | 0 | Property | Y
18 | Temp. diff. between samp. & upstrm deg. F |  |  | 0 | 0 | 0 | 0 | 0 | 0 | 0 | 0 | 1 | 0 | Property | Y
20 | Temperature, air (degrees Centigrade) |  |  | 0 | 0 | 0 | 0 | 0 | 0 | 0 | 0 | 1 | 0 | Property | Y
21 | Temperature, air (degrees Fahrenheit) |  |  | 0 | 0 | 0 | 0 | 0 | 0 | 0 | 0 | 1 | 0 | Property | Y
26 | Toxics |  | 17028218 | 78497 | 26 | 0 | 0 | 1 | 0 | 0 | 0 | 1 | 0 | Aggregate
32 | Cloud cover (percent) |  |  | 0 | 0 | 0 | 0 | 0 | 0 | 0 | 0 | 1 | 0 | Property | Y
35 | Wind velocity |  |  | 0 | 0 | 0 | 0 | 0 | 0 | 0 | 0 | 1 | 0 | Property | Y
36 | Wind direction (deg from true N) |  |  | 0 | 0 | 0 | 0 | 0 | 0 | 0 | 0 | 1 | 0 | Property | Y
50 | Evaporation Total |  |  | 0 | 0 | 0 | 0 | 0 | 0 | 0 | 0 | 1 | 0 | Property | Y
51 | Surface area |  |  | 0 | 0 | 0 | 0 | 0 | 0 | 0 | 0 | 1 | 0 | Property | Y
55 | Stream velocity |  |  | 0 | 0 | 0 | 0 | 0 | 0 | 0 | 0 | 1 | 0 | Property | Y
56 | Flow rate |  |  | 0 | 0 | 0 | 0 | 0 | 0 | 0 | 0 | 1 | 0 | Property | Y
58 | Flow rate |  |  | 0 | 0 | 0 | 0 | 0 | 0 | 0 | 0 | 1 | 0 | Property | Y
59 | Flow rate, instantaneous |  |  | 0 | 0 | 0 | 0 | 0 | 0 | 0 | 0 | 1 | 0 | Property | Y
60 | Stream flow, mean.daily |  |  | 0 | 0 | 0 | 0 | 0 | 0 | 0 | 0 | 1 | 0 | Property | Y
61 | Stream flow, instantaneous |  |  | 0 | 0 | 0 | 0 | 0 | 0 | 0 | 0 | 1 | 0 | Property | Y
65 | Stage, stream |  |  | 0 | 0 | 0 | 0 | 0 | 0 | 0 | 0 | 1 | 0 | Property | Y
67 | Tide stage |  |  | 0 | 0 | 0 | 0 | 0 | 0 | 0 | 0 | 1 | 0 | Property | Y
68 | Depth, max of sample |  |  | 0 | 0 | 0 | 0 | 0 | 0 | 0 | 0 | 1 | 0 | Property | Y
70 | Turbidity |  |  | 0 | 0 | 0 | 0 | 0 | 0 | 0 | 0 | 1 | 0 | Property | Y
74 | Turbidity, transmissometer, % |  |  | 0 | 0 | 0 | 0 | 0 | 0 | 0 | 0 | 1 | 0 | Property | Y
75 | Turbidity, hellige (silicon dioxide) |  |  | 0 | 0 | 0 | 0 | 0 | 0 | 0 | 0 | 1 | 0 | Property | Y
76 | Turbidity, hch turbidimiter |  |  | 0 | 0 | 0 | 0 | 0 | 0 | 0 | 0 | 1 | 0 | Property | Y
77 | Transparency, secchi disc (inches) |  |  | 0 | 0 | 0 | 0 | 0 | 0 | 0 | 0 | 1 | 0 | Property | Y
80 | Color (PT-CO units) |  |  | 0 | 0 | 0 | 0 | 0 | 0 | 0 | 0 | 1 | 0 | Property | [13 empty] | Y
81 | Color, apparent (unfiltered sample) |  |  | 0 | 0 | 0 | 0 | 0 | 0 | 0 | 0 | 1 | 0 | Property | [13 empty] | Y
82 | Color, spectrophoto, water smpl at 7.6 pH |  |  | 0 | 0 | 0 | 0 | 0 | 0 | 0 | 0 | 1 | 0 | Property | [13 empty] | Y
83 | Color, spectrophoto-metric filter |  |  | 0 | 0 | 0 | 0 | 0 | 0 | 0 | 0 | 1 | 0 | Property | [13 empty] | Y
84 | Color |  |  | 0 | 0 | 0 | 0 | 0 | 0 | 0 | 0 | 1 | 0 | Property | [13 empty] | Y
85 | Odor (threshold no. at room temperature) |  |  | 0 | 0 | 0 | 0 | 0 | 0 | 0 | 0 | 1 | 0 | Property | y
86 | Odor (threshold no. at 60 deg. C) |  |  | 0 | 0 | 0 | 0 | 0 | 0 | 0 | 0 | 1 | 0 | Property | y
87 | Odor (threshold no. at 40 deg cent) |  |  | 0 | 0 | 0 | 0 | 0 | 0 | 0 | 0 | 1 | 0 | Property | y
90 | Redox (oxidation reduction potential) |  |  | 0 | 0 | 0 | 0 | 0 | 0 | 0 | 0 | 1 | 0 | Property | Y
91 | Flow, minimum flow range |  |  | 0 | 0 | 0 | 0 | 0 | 0 | 0 | 0 | 1 | 0 | Property | Y
92 | Flow, maximum flow range |  |  | 0 | 0 | 0 | 0 | 0 | 0 | 0 | 0 | 1 | 0 | Property | Y
94 | Conductivity |  |  | 0 | 0 | 0 | 0 | 0 | 0 | 0 | 0 | 1 | 0 | Property | Y
95 | Specific conductance |  |  | 0 | 0 | 0 | 0 | 0 | 0 | 0 | 0 | 1 | 0 | Property | Y
111 | Ratio fecal coliform & streptococci |  |  | 0 | 0 | 0 | 0 | 0 | 0 | 0 | 0 | 1 | 0 | Property | Y |  |  |  |  | Y
132 | Dry days preceding precipitation event |  |  | 0 | 0 | 0 | 0 | 0 | 0 | 0 | 0 | 1 | 0 | Property | Y
135 | Rainfall duration |  |  | 0 | 0 | 0 | 0 | 0 | 0 | 0 | 0 | 1 | 0 | Property | Y
136 | Temperature of sample upon arrival at lab |  |  | 0 | 0 | 0 | 0 | 0 | 0 | 0 | 0 | 1 | 0 | Property | Y
140 | BOD, 5-day, 20 deg. C per production |  |  | 0 | 0 | 0 | 0 | 0 | 0 | 0 | 0 | 1 | 0 | Property | Y
141 | Solids, total susp per production |  |  | 0 | 141 | 0 | 0 | 1 | 0 | 0 | 0 | 1 | 0 | Property
142 | Hydrogen cyanide | 74908 | 5140 | 48540 | 0 | 0 | 0 | 0 | Hydrogen cyanide | 74908 | 1 | 0 | Elem Flow List | 0 | [8 empty] | Y | Y
143 | Methyl mercaptan | 74931 | 5157 | 48539 | 0 | 0 | 0 | 0 | Methyl mercaptan | 74931 | 1 | 0 | Elem Flow List | 0 | [8 empty] | Y
144 | Combined metals sum |  |  | 0 | 144 | 0 | 0 | 1 | 0 | 0 | 0 | 1 | 0 | Aggregate
145 | Total production |  |  | 0 | 0 | 0 | 0 | 0 | 0 | 0 | 0 | 1 | 0 | Property | Y
146 | Chem. oxygen demand per production |  |  | 0 | 0 | 0 | 0 | 0 | 0 | 0 | 0 | 1 | 0 | Property | Y
148 | Herbicides, total |  |  | 0 | 0 | 0 | 0 | 0 | 0 | 0 | 0 | 1 | 0 | Intermediate flow
149 | Alpha emitting radium isotopes, dissolved |  |  | 0 | 0 | 0 | 0 | 0 | 0 | 0 | 0 | 1 | 0 | Property | [11 empty] | Y
150 | Solids, total susp. per cfs of streamflw |  |  | 0 | 0 | 0 | 0 | 0 | 0 | 0 | 0 | 1 | 0 | Property
151 | Nitrogen, ammonia per cfs of streamflw | 7664417 | 152389 | 38644 | 0 | 7664417 | 38644 | 1 | 0 | 7664417 | 1 | 0 | Elem Flow List | 0 | Y | [7 empty] | Y | Y
152 | Oil and grease per production |  |  | 0 | 0 | 0 | 0 | 0 | 0 | 0 | 0 | 1 | 0 | Property | Y
153 | Oil and grease per cfs of streamflw |  |  | 0 | 0 | 0 | 0 | 0 | 0 | 0 | 0 | 1 | 0 | Property
155 | Isooctyl silvex | 32534955 | 262402 | 53378 | 0 | 0 | 0 | 0 | 0 | 32534955 | 1 | 0 | Elem Flow List | 0 | [8 empty] | Y
156 | Isooctyl 2,4,5-T | 25168154 | 230599 | 91513 | 0 | 0 | 0 | 0 | 0 | 25168154 | 1 | 0 | Elem Flow List | 0 | [8 empty] | Y
157 | Solids, tot. volatile percent removal |  |  | 0 | 0 | 0 | 0 | 0 | 0 | 0 | 0 | 1 | 0 | Property | Y
163 | Solids, total susp. per batch |  |  | 0 | 0 | 0 | 0 | 0 | 0 | 0 | 0 | 1 | 0 | Property | Y
164 | Flow, gallons/batch |  |  | 0 | 0 | 0 | 0 | 0 | 0 | 0 | 0 | 1 | 0 | Property | Y
165 | Sludge volume index (SVI) |  |  | 0 | 0 | 0 | 0 | 0 | 0 | 0 | 0 | 1 | 0 | Property | Y
166 | Chloride, percent removal | 16887006 | 205955 | 59791 | 0 | 16887006 | 59791 | 1 | 0 | 16887006 | 1 | 0 | Elem Flow List | 0 | Y
167 | Solids, dry, discharge to sol. handling sys. |  |  | 0 | 167 | 0 | 0 | 1 | 0 | 0 | 0 | 1 | 0 | Comingled
168 | Production, total, megawatts |  |  | 0 | 0 | 0 | 0 | 0 | 0 | 0 | 0 | 1 | 0 | Property | Y
169 | Solids, dry, incin.as%ofdrysol.fromtrmtplt |  |  | 0 | 0 | 0 | 0 | 0 | 0 | 0 | 0 | 1 | 0 | Comingled | Y
170 | Solids, dry, removed from sol. handling sys. |  |  | 0 | 0 | 0 | 0 | 0 | 0 | 0 | 0 | 1 | 0 | Comingled
171 | Septage discharged to treatment fac. |  |  | 0 | 0 | 0 | 0 | 0 | 0 | 0 | 0 | 1 | 0 | Aggregate | Y
172 | Digester solids content, percent |  |  | 0 | 0 | 0 | 0 | 0 | 0 | 0 | 0 | 1 | 0 | Property | Y
173 | Sludge, rate of wasting |  |  | 0 | 0 | 0 | 0 | 0 | 0 | 0 | 0 | 1 | 0 | Property | Y
174 | Gas, digester, volume of |  |  | 0 | 0 | 0 | 0 | 0 | 0 | 0 | 0 | 1 | 0 | Property | Y
175 | Nitrogen, ammonia, percent removal | 7664417 | 152389 | 38644 | 0 | 7664417 | 38644 | 1 | 0 | 7664417 | 1 | 0 | Elem Flow List | 0 | Y | [7 empty] | Y | Y
176 | Oxygen demand, ult., percent removal |  |  | 0 | 0 | 0 | 0 | 0 | 0 | 0 | 0 | 1 | 0 | Property | Y
177 | Oxygen demand, dissolved |  |  | 0 | 0 | 0 | 0 | 0 | 0 | 0 | 0 | 1 | 0 | Property
178 | Nicotine sulfate | 65305 | 3962 | 49045 | 0 | 0 | 0 | 0 | Nicotine sulfate | 65305 | 1 | 0 | Elem Flow List | 0 | [8 empty] | Y | Y
179 | Waste heat rejection rate |  |  | 0 | 0 | 0 | 0 | 0 | 0 | 0 | 0 | 1 | 0 | Property | Y
180 | Plant capacity fact. percent of capacity |  |  | 0 | 0 | 0 | 0 | 0 | 0 | 0 | 0 | 1 | 0 | Property | Y
181 | Oxygen demand, ultimate |  |  | 0 | 181 | 0 | 0 | 1 | 0 | 0 | 0 | 1 | 0 | Property
183 | Chlorine, total residual, duration of violation |  |  | 0 | 183 | 0 | 0 | 1 | 0 | 0 | 0 | 1 | 0 | Property
184 | Coagulants added |  |  | 0 | 0 | 0 | 0 | 0 | 0 | 0 | 0 | 1 | 0 | Intermediate flow | Y
185 | Particulates, floating |  |  | 0 | 0 | 0 | 0 | 0 | 0 | 0 | 0 | 1 | 0 | Comingled | Y
186 | Particulates, floating, dry weight |  |  | 0 | 0 | 0 | 0 | 0 | 0 | 0 | 0 | 1 | 0 | Comingled | Y
187 | Toxicity |  |  | 0 | 0 | 0 | 0 | 0 | 0 | 0 | 0 | 1 | 0 | Property | [14 empty] | Y
188 | Chlorinated pesticides, total & PCB's |  |  | 0 | 0 | 0 | 0 | 0 | 0 | 0 | 0 | 1 | 0 | Intermediate flow
189 | Radioactivity |  |  | 0 | 0 | 0 | 0 | 0 | 0 | 0 | 0 | 1 | 0 | Property | [11 empty] | Y
190 | Bis ether |  |  | 0 | 0 | 0 | 0 | 0 | 0 | 0 | 0 | 0 | Other Flow | 0
191 | Hydrogen ion | 12408025 | 182113 | 62233 | 0 | 0 | 0 | 0 | Hydrogen ion | 12408025 | 1 | 0 | Elem Flow List | 0
192 | Oxygen demand, ult. carbonaceous (UCOD) |  |  | 0 | 0 | 0 | 0 | 0 | 0 | 0 | 0 | 0 | Organic Enrichment | 0 |  |  |  | Y
193 | Precipitation, total defined period/in |  |  | 0 | 0 | 0 | 0 | 0 | 0 | 0 | 0 | 1 | 0 | Property | Y
195 | Plume surface area |  |  | 0 | 0 | 0 | 0 | 0 | 0 | 0 | 0 | 1 | 0 | Property | Y
197 | Evaporation, Accumulated [Inches] |  |  | 0 | 0 | 0 | 0 | 0 | 0 | 0 | 0 | 1 | 0 | Property | Y
208 | Chlorine, total residual (dsg. time) | 7782505 | 154328 | 38144 | 0 | 7782505 | 38144 | 1 | 0 | 7782505 | 1 | 0 | Elem Flow List | 0 | Y | [7 empty] | Y
300 | Oxygen, dissolved (DO) | 7782447 | 154302 | 38146 | 300 | 7782447 | 38146 | 1 | 0 | 7782447 | 1 | 0 | Elem Flow List | 0
301 | Oxygen, dissolved percent saturation |  |  | 0 | 0 | 0 | 0 | 0 | 0 | 0 | 0 | 1 | 0 | Property | Y
314 | BOD, nitrogen inhib 5-day (20 deg. C) |  |  | 0 | 314 | 0 | 0 | 1 | 0 | 0 | 0 | 0 | Organic Enrichment | 0 |  |  |  | Y
319 | BOD, (ult. all stages) |  |  | 0 | 319 | 0 | 0 | 1 | 0 | 0 | 0 | 0 | Organic Enrichment | 0 |  |  |  | Y
320 | BOD, (ult. 1st stage) |  |  | 0 | 0 | 0 | 0 | 0 | 0 | 0 | 0 | 0 | Organic Enrichment | 0 |  |  |  | Y
321 | BOD, (ult. 2nd stage) |  |  | 0 | 0 | 0 | 0 | 0 | 0 | 0 | 0 | 0 | Organic Enrichment | 0 |  |  |  | Y
324 | BOD, 20-day (20 deg. C) |  |  | 0 | 0 | 0 | 0 | 0 | 0 | 0 | 0 | 0 | Organic Enrichment | 0 |  |  |  | Y
327 | BOD, 11-day (20 deg. C) |  |  | 0 | 0 | 0 | 0 | 0 | 0 | 0 | 0 | 0 | Organic Enrichment | 0 |  |  |  | Y
335 | Oxygen demand, chem. (low level) (COD) |  |  | 0 | 335 | 0 | 0 | 1 | 0 | 0 | 0 | 0 | Organic Enrichment | 0 |  |  |  | Y
340 | Oxygen demand, chem. (high level) (COD) |  |  | 0 | 340 | 0 | 0 | 1 | 0 | 0 | 0 | 0 | Organic Enrichment | 0 |  |  |  | Y
341 | Oxygen demand, chem. (COD), dissolved |  |  | 0 | 341 | 0 | 0 | 1 | 0 | 0 | 0 | 0 | Organic Enrichment | 0 |  |  |  | Y
343 | Oxygen demand, total (tod) |  |  | 0 | 343 | 0 | 0 | 1 | 0 | 0 | 0 | 1 | 0 | Property
352 | BOD, 35-day (20 deg. C) |  |  | 0 | 0 | 0 | 0 | 0 | 0 | 0 | 0 | 0 | Organic Enrichment | 0 |  |  |  | Y
370 | Chlorine demand, 1 hr |  |  | 0 | 0 | 0 | 0 | 0 | 0 | 0 | 0 | 1 | 0 | Property
388 | Oxygen demand, sum product |  |  | 0 | 0 | 0 | 0 | 0 | 0 | 0 | 0 | 1 | 0 | Property
398 | Dissolved oxygen injected |  |  | 0 | 0 | 0 | 0 | 0 | 0 | 0 | 0 | 1 | 0 | Property | Y
399 | Oxygen, dissolved, % of time violated |  |  | 0 | 0 | 0 | 0 | 0 | 0 | 0 | 0 | 1 | 0 | Property | Y
400 | pH |  |  | 0 | 0 | 0 | 0 | 0 | 0 | 0 | 0 | 1 | 0 | Property | Y
403 | pH, lab |  |  | 0 | 0 | 0 | 0 | 0 | 0 | 0 | 0 | 1 | 0 | Property | Y
404 | Non-ionic dispersant (Nalsperse 7348) |  |  | 0 | 0 | 0 | 0 | 0 | 0 | 0 | 0 | 1 | 0 | Intermediate flow
405 | Carbon dioxide (as CO2) | 124389 | 33548 | 46795 | 0 | 0 | 0 | 0 | 0 | 124389 | 1 | 0 | Elem Flow List | 0
410 | Alkalinity, total (as CaCO3) |  |  | 0 | 410 | 0 | 0 | 1 | 0 | 0 | 0 | 1 | 0 | Property
415 | Alkalinity, phenolphthaline method |  |  | 0 | 415 | 0 | 0 | 1 | 0 | 0 | 0 | 1 | 0 | Property
425 | Alkalinity, bicarbonate (as CaCO3) |  |  | 0 | 425 | 0 | 0 | 1 | 0 | 0 | 0 | 1 | 0 | Property
430 | Alkalinity, carbonate (as CaCO3) |  |  | 0 | 430 | 0 | 0 | 1 | 0 | 0 | 0 | 1 | 0 | Property
435 | Acidity, total (as CaCO3) |  |  | 0 | 435 | 0 | 0 | 1 | 0 | 0 | 0 | 1 | 0 | Property
436 | Acidity-mineral methyl orange (as CaCO3) |  |  | 0 | 0 | 0 | 0 | 0 | 0 | 0 | 0 | 1 | 0 | Property
437 | Acidity, CO2 phenol (as CaCO3) |  |  | 0 | 0 | 0 | 0 | 0 | 0 | 0 | 0 | 1 | 0 | Property
440 | Bicarbonate ion- (as HCO3) | 71523 | 4788 | 48568 | 440 | 71523 | 48568 | 1 | 0 | 71523 | 1 | 0 | Elem Flow List | 0
442 | Phosphorous, total elemental | 7723140 | 153049 | 38478 | 0 | 7723140 | 38478 | 1 | 0 | 7723140 | 1 | 0 | Elem Flow List | 0 | Y |  | Y
445 | Carbonate ion- (as CO3) | 3812326 | 119396 | 41008 | 445 | 3812326 | 41008 | 1 | 0 | 3812326 | 1 | 0 | Elem Flow List | 0
475 | Viscosity |  |  | 0 | 0 | 0 | 0 | 0 | 0 | 0 | 0 | 1 | 0 | Property | Y
480 | Salinity |  |  | 0 | 0 | 0 | 0 | 0 | 0 | 0 | 0 | 1 | 0 | Property | Y
497 | Flashpoint temp of oil/solvents ASTM |  |  | 0 | 0 | 0 | 0 | 0 | 0 | 0 | 0 | 1 | 0 | Property | Y
499 | Drilled solids in drilling fluids |  |  | 0 | 0 | 0 | 0 | 0 | 0 | 0 | 0 | 1 | 0 | Aggregate | Y
500 | Solids, total |  |  | 0 | 500 | 0 | 0 | 1 | 0 | 0 | 0 | 0 | Other Flow | 0
505 | Solids, total volatile |  |  | 0 | 505 | 0 | 0 | 1 | 0 | 0 | 0 | 0 | Other Flow | 0
510 | Solids, total fixed |  |  | 0 | 510 | 0 | 0 | 1 | 0 | 0 | 0 | 0 | Other Flow | 0
515 | Residue, tot fltrble (dried at 105 C) |  |  | 0 | 515 | 0 | 0 | 1 | 0 | 0 | 0 | 1 | 0 | Aggregate
534 | Solids, Settleable, Net |  | 1642842 | 79668 | 0 | 0 | 0 | 0 | 0 | 0 | 0 | 0 | Solids | 0 |  |  |  |  | Y
545 | Solids, settleable |  |  | 0 | 0 | 0 | 0 | 0 | 0 | 0 | 0 | 0 | Solids | 0 | Y |  |  |  | Y
546 | Residue, settleable |  |  | 0 | 0 | 0 | 0 | 0 | 0 | 0 | 0 | 0 | Solids | 0 |  |  |  |  | Y
547 | Residue, total non-settleable |  |  | 0 | 0 | 0 | 0 | 0 | 0 | 0 | 0 | 0 | Solids | 0 |  |  |  |  | Y
551 | Hydrocarbons, in H2O, IR, CC14 extractible chromatograph |  |  | 0 | 551 | 0 | 0 | 1 | 0 | 0 | 0 | 1 | 0 | Aggregate
555 | Oil and grease, per 1000 gallons |  |  | 0 | 0 | 0 | 0 | 0 | 0 | 0 | 0 | 1 | 0 | Comingled | Y
558 | Oil & grease % removal |  |  | 0 | 0 | 0 | 0 | 0 | 0 | 0 | 0 | 1 | 0 | Property | Y
562 | Baroid nos. 3, 7 |  |  | 0 | 0 | 0 | 0 | 0 | 0 | 0 | 0 | 1 | 0 | Intermediate flow
563 | Baroid nos. 2,4,5,6 imco no. 1,2,3,6 |  |  | 0 | 0 | 0 | 0 | 0 | 0 | 0 | 0 | 1 | 0 | Intermediate flow
564 | Imco nos. 4,5 |  |  | 0 | 0 | 0 | 0 | 0 | IMCO Nos. 4,5 | 0 | 1 | 0 | Elem Flow List | 0
566 | Imco nos. 1,2,3,6 |  |  | 0 | 0 | 0 | 0 | 0 | IMCO Nos. 1,2,3,6 | 0 | 1 | 0 | Elem Flow List | 0
570 | Biomass, plankton |  |  | 0 | 570 | 0 | 0 | 1 | 0 | 0 | 0 | 1 | 0 | Biotic
611 | Nitrogen, ammonia in bottom deposits | 7664417 | 152389 | 38644 | 0 | 7664417 | 38644 | 1 | 0 | 7664417 | 1 | 0 | Elem Flow List | 0 | Y | [7 empty] | Y | Y
633 | Nitrite plus nitrate in bottom deposits |  |  | 0 | 0 | 0 | 0 | 0 | 0 | 0 | 0 | 1 | 0 | Comingled | Y
637 | Dithiocarbamate, reported as dithiocarbonate | 4384821 | 961839 | 81107 | 0 | 0 | 0 | 0 | 0 | 4384821 | 1 | 0 | Elem Flow List | 0
663 | Total phosphorus exceedances | 7723140 | 153049 | 38478 | 0 | 7723140 | 38478 | 1 | 0 | 7723140 | 1 | 0 | Elem Flow List | 0 | Y | [7 empty] | Y
664 | Dock discharge of phosphorus | 7723140 | 153049 | 38478 | 664 | 7723140 | 38478 | 1 | 0 | 7723140 | 1 | 0 | Elem Flow List | 0 | [8 empty] | Y
667 | Phosphorus, dissolved reactive (drp as P) | 7723140 | 153049 | 38478 | 0 | 7723140 | 38478 | 1 | 0 | 7723140 | 1 | 0 | Elem Flow List | 0 | Y |  | Y
668 | Phosphorous, total, in bottom deposits | 7723140 | 153049 | 38478 | 0 | 7723140 | 38478 | 1 | 0 | 7723140 | 1 | 0 | Elem Flow List | 0 | Y | [7 empty] | Y
695 | Nitrilotriacetic acid | 139139 | 37374 | 46891 | 0 | 0 | 0 | 0 | Nitrilotriacetic acid | 139139 | 1 | 0 | Elem Flow List | 0 | [8 empty] | Y | Y
696 | Nitrofurans |  |  | 0 | 696 | 0 | 0 | 1 | 0 | 0 | 0 | 1 | 0 | Not in LCIA
697 | Acetic acid | 64197 | 3848 | 90042 | 697 | 64197 | 90042 | 1 | Acetic acid | 64197 | 1 | 0 | Elem Flow List | 0 | [8 empty] | Y
698 | Boric acid | 10043353 | 167148 | 39305 | 0 | 0 | 0 | 0 | 0 | 10043353 | 1 | 0 | Elem Flow List | 0
700 | Acids, total volatile (as acetic acid) |  |  | 0 | 0 | 0 | 0 | 0 | 0 | 0 | 0 | 1 | 0 | Aggregate
721 | Cyanide in bottom deposits (dry wgt) | 57125 | 2444 | 89604 | 0 | 57125 | 89604 | 1 | 0 | 57125 | 1 | 0 | Elem Flow List | 0 | Y | [8 empty] | Y
725 | Cyanate (as OCN) | 661201 | 66902 | 44378 | 0 | 0 | 0 | 0 | 0 | 661201 | 1 | 0 | Elem Flow List | 0
726 | Sodium chlorate | 7775099 | 153767 | 38307 | 0 | 0 | 0 | 0 | Sodium chlorate | 0 | 1 | 0 | Elem Flow List | 0
727 | Sodium dichromate | 10588019 | 172593 | 96962 | 0 | 0 | 0 | 0 | Sodium dichromate | 10588019 | 1 | 0 | Elem Flow List | 0 | [8 empty] | Y
728 | Sodium nitrite | 7632000 | 152058 | 38675 | 0 | 0 | 0 | 0 | Sodium nitrite | 7632000 | 1 | 0 | Elem Flow List | 0 | [8 empty] | Y | Y
730 | Thiocyanate (as SCN) | 302045 | 41558 | 46283 | 730 | 302045 | 46283 | 1 | 0 | 302045 | 1 | 0 | Elem Flow List | 0
740 | Sulfite (as SO3) | 14265453 | 194472 | 97716 | 740 | 14265453 | 97716 | 1 | 0 | 14265453 | 1 | 0 | Elem Flow List | 0
741 | Sulfite (as S) | 14265453 | 194472 | 97716 | 741 | 14265453 | 97716 | 1 | 0 | 14265453 | 1 | 0 | Elem Flow List | 0
760 | Sulfite waste liquor, Pearl Benson index | 14265453 | 194472 | 97716 | 0 | 14265453 | 97716 | 1 | 0 | 14265453 | 1 | 0 | Elem Flow List | 0 | Y
900 | Hardness, total (as CaCO3) |  |  | 0 | 900 | 0 | 0 | 1 | 0 | 0 | 0 | 1 | 0 | Property
917 | Calcium in bottom deposits | 7440702 | 150268 | 36812 | 0 | 0 | 0 | 0 | 0 | 7440702 | 1 | 0 | Elem Flow List | 0 | Y
924 | Magnesium, in bottom deposits | 7439954 | 149617 | 37009 | 0 | 7439954 | 37009 | 1 | 0 | 7439954 | 1 | 0 | Elem Flow List | 0 | Y
931 | Sodium adsorption ratio |  |  | 0 | 0 | 0 | 0 | 0 | 0 | 0 | 0 | 1 | 0 | Property | Y
932 | Sodium, % | 7440235 | 149856 | 36985 | 0 | 7440235 | 36985 | 1 | 0 | 7440235 | 1 | 0 | Elem Flow List | 0 | Y | [7 empty] | Y
934 | Sodium in bottom dep (as Na) (dry wgt) | 7440235 | 149856 | 36985 | 0 | 7440235 | 36985 | 1 | 0 | 7440235 | 1 | 0 | Elem Flow List | 0 | Y | [7 empty] | Y
938 | Potassium, in bottom deposits | 7440097 | 149740 | 36996 | 0 | 7440097 | 36996 | 1 | 0 | 0 | 0 | 0 | Element | 0 | Y
942 | Chloride, sludge, total dry weight | 16887006 | 205955 | 59791 | 0 | 16887006 | 59791 | 1 | 0 | 16887006 | 1 | 0 | Elem Flow List | 0 | Y
948 | Asbestos | 12001295 | 173617 | 62303 | 0 | 0 | 0 | 0 | Asbestos | 12001295 | 1 | 0 | Elem Flow List | 0 | Y
976 | Fibers, ambiguous asbestos | 12001295 | 173617 | 62303 | 0 | 0 | 0 | 0 | 0 | 12001295 | 1 | 0 | Elem Flow List | 0 | Y
977 | Fibers, non-amphibole, non-chrysotile asbestos | 12001295 | 173617 | 62303 | 0 | 0 | 0 | 0 | 0 | 12001295 | 1 | 0 | Elem Flow List | 0 | Y
34225 | Asbestos (fibrous) | 12001295 | 173617 | 62303 | 0 | 0 | 0 | 0 | 0 | 12001295 | 1 | 0 | Elem Flow List | 0 | Y
34228 | Asbestos (fibrous) dry weight | 12001295 | 173617 | 62303 | 0 | 0 | 0 | 0 | 0 | 12001295 | 1 | 0 | Elem Flow List | 0 | Y
969 | Asbestos, Chrysotile | 12001295 | 173617 | 62303 | 0 | 0 | 0 | 0 | 0 | 12001295 | 1 | 0 | Elem Flow List | 0 | Y
953 | Fluorine | 7782414 | 154286 | 38148 | 953 | 7782414 | 38148 | 1 | Fluorine | 7782414 | 1 | 0 | Elem Flow List | 0 | [8 empty] | Y | Y
959 | Attapulgite in drilling fluids | 12174117 | 180323 | 59952 | 0 | 0 | 0 | 0 | 0 | 12174117 | 1 | 0 | Elem Flow List | 0
960 | Barite in drilling fluids | 7727437 | 153130 | 38471 | 0 | 0 | 0 | 0 | 0 | 7727437 | 1 | 0 | Elem Flow List | 0 | [9 empty] | Y
961 | Bentonite in drilling fluids | 1302789 | 81968 | 16372 | 0 | 0 | 0 | 0 | 0 | 1302789 | 1 | 0 | Elem Flow List | 0
962 | Potassium chloride in drilling fluids | 7447407 | 150516 | 36787 | 0 | 0 | 0 | 0 | 0 | 7447407 | 1 | 0 | Elem Flow List | 0
963 | Lignite in drilling fluids | 65996909 | 351593 | 35050 | 0 | 0 | 0 | 0 | 0 | 0 | 0 | 1 | 0 | Intermediate flow
964 | Lignosulfate in drilling fluids | 8062155 | 160226 | 38109 | 0 | 0 | 0 | 0 | 0 | 8062155 | 1 | 0 | Elem Flow List | 0
965 | Lime in drilling fluids | 1305788 | 82263 | 43618 | 0 | 0 | 0 | 0 | 0 | 1305788 | 1 | 0 | Elem Flow List | 0
51774 | Calcium oxide | 1305788 | 82263 | 43618 | 0 | 0 | 0 | 0 | Calcium oxide | 1305788 | 1 | 0 | Elem Flow List | 0
966 | MICA IN DRILLING FLUIDS |  |  | 0 | 0 | 0 | 0 | 0 | 0 | 0 | 0 | 1 | 0 | Intermediate flow | Y
967 | Sodium bicarbonate in drilling fluids | 144558 | 39438 | 97682 | 0 | 0 | 0 | 0 | 0 | 144558 | 1 | 0 | Elem Flow List | 0
968 | Sand in drilling fluids | 308075072 | 17026907 | 78766 | 0 | 0 | 0 | 0 | 0 | 0 | 0 | 1 | 0 | Intermediate flow | Y
973 | Asbestos, total amphibole | 1318098 | 709485 | 82692 | 973 | 1318098 | 82692 | 1 | 0 | 1318098 | 1 | 0 | Elem Flow List | 0 | Y
986 | Yttrium, total recoverable | 7440655 | 150227 | 36816 | 0 | 0 | 0 | 0 | 0 | 7440655 | 1 | 0 | Elem Flow List | 0
987 | Iron and manganese, total |  |  | 0 | 987 | 0 | 0 | 1 | 0 | 0 | 0 | 0 | Element | 0
988 | Iron and manganese, soluble |  |  | 0 | 0 | 0 | 0 | 0 | 0 | 0 | 0 | 0 | Element | 0
989 | Uranyl-ion | 220861621 | 964684 | 80648 | 0 | 0 | 0 | 0 | 0 | 220861621 | 1 | 0 | Elem Flow List | 0
990 | Selenite, Total Recoverable | 14124675 |  | 0 | 990 | 14124675 | 0 | 1 | 0 | 14124675 | 1 | 0 | Elem Flow List | 0
997 | Arsenic, Inorganic | 7440382 | 149989 | 36973 | 997 | 7440382 | 36973 | 1 | 0 | 7440382 | 1 | 0 | Elem Flow List | 0
1008 | Barium in bottom deposits (dry wgt) | 7440393 | 149997 | 36972 | 0 | 7440393 | 36972 | 1 | 0 | 7440393 | 1 | 0 | Elem Flow List | 0 | Y | [7 empty] | Y | Y
1013 | Beryllium, in bottom deposits (dry wgt) | 7440417 | 150003 | 36837 | 0 | 7440417 | 36837 | 1 | 0 | 7440417 | 1 | 0 | Elem Flow List | 0 | Y | [7 empty] | Y | Y
1017 | Bismuth, total (as Bi) | 7440699 | 150250 | 36813 | 0 | 0 | 0 | 0 | 0 | 7440699 | 1 | 0 | Elem Flow List | 0
1024 | Chromium, total in bot dep (wet wgt) | 7440473 | 150060 | 36831 | 0 | 7440473 | 36831 | 1 | 0 | 7440473 | 1 | 0 | Elem Flow List | 0 | Y | [7 empty] | Y | Y
1028 | Cadmium, in bottom deposits (dry wgt) | 7440439 | 150029 | 36835 | 0 | 7440439 | 36835 | 1 | 0 | 7440439 | 1 | 0 | Elem Flow List | 0 | Y | [7 empty] | Y | Y
1043 | Copper in bottom deposits (dry wgt) | 7440508 | 150086 | 36829 | 0 | 7440508 | 36829 | 1 | 0 | 7440508 | 1 | 0 | Elem Flow List | 0 | Y | [7 empty] | Y | Y
1047 | Iron, ferrous | 15438310 | 199620 | 62083 | 0 | 0 | 0 | 0 | 0 | 15438310 | 1 | 0 | Elem Flow List | 0 | [6 empty] | Y
51733 | Iron, ferrous - present | 15438310 | 199620 | 62083 | 0 | 0 | 0 | 0 | 0 | 15438310 | 1 | 0 | Elem Flow List | 0
1053 | Manganese in bottom deposits (dry wgt) | 7439965 | 149625 | 37008 | 0 | 7439965 | 37008 | 1 | 0 | 7439965 | 1 | 0 | Elem Flow List | 0 | Y | [7 empty] | Y | Y
1064 | Tellurium, total | 13494809 | 187799 | 60326 | 0 | 0 | 0 | 0 | 0 | 13494809 | 1 | 0 | Elem Flow List | 0
1068 | Nickel, tot in bottom deposits (dry wgt) | 7440020 | 149674 | 37003 | 0 | 7440020 | 37003 | 1 | 0 | 7440020 | 1 | 0 | Elem Flow List | 0 | Y | [7 empty] | Y | Y
1078 | Silver in bottom deposits (dry wgt) | 7440224 | 149849 | 36986 | 0 | 7440224 | 36986 | 1 | 0 | 7440224 | 1 | 0 | Elem Flow List | 0 | Y | [7 empty] | Y | Y
1089 | Copper as suspended black oxide | 1317380 | 83360 | 43248 | 0 | 0 | 0 | 0 | 0 | 1317380 | 1 | 0 | Elem Flow List | 0 | [9 empty] | Y
1093 | Zinc in bottom deposits (dry wgt) | 7440666 | 150235 | 36815 | 0 | 7440666 | 36815 | 1 | 0 | 7440666 | 1 | 0 | Elem Flow List | 0 | Y | [7 empty] | Y | Y
1098 | Antimony, in bottom deposits (dry wgt) | 7440360 | 149963 | 36975 | 0 | 7440360 | 36975 | 1 | 0 | 7440360 | 1 | 0 | Elem Flow List | 0 | Y | [7 empty] | Y | Y
1108 | Aluminum, total sludge, dry wt. | 7429905 | 149476 | 37021 | 0 | 7429905 | 37021 | 1 | 0 | 7429905 | 1 | 0 | Elem Flow List | 0 | Y | [7 empty] | Y
1109 | Aluminum, ion | 22537231 | 17026758 | 78781 | 0 | 0 | 0 | 0 | 0 | 22537231 | 1 | 0 | Elem Flow List | 0 | [6 empty] | Y
1117 | Cesium, total (as Cs) | 7440462 | 150052 | 36832 | 1117 | 7440462 | 36832 | 1 | 0 | 7440462 | 1 | 0 | Elem Flow List | 0 | [6 empty] | Y
1122 | GALLIUM, TOTAL (AS GA) |  |  | 0 | 0 | 0 | 0 | 0 | 0 | 0 | 0 | 0 | Element | 0 | Y
1127 | Germanium, total (as Ge) | 7440564 | 150136 | 36824 | 0 | 0 | 0 | 0 | 0 | 7440564 | 1 | 0 | Elem Flow List | 0
1137 | Rubidium, total (as Rb) | 7440177 | 149799 | 36991 | 0 | 0 | 0 | 0 | 0 | 7440177 | 1 | 0 | Elem Flow List | 0
1139 | Columbium, total | 7440031 | 149682 | 37002 | 0 | 7440031 | 37002 | 1 | 0 | 0 | 0 | 0 | Element | 0
1239 | Niobium, Total | 7440031 | 149682 | 37002 | 1239 | 7440031 | 37002 | 1 | 0 | 0 | 0 | 0 | Element | 0
1142 | Silicon, total | 7440213 | 149831 | 36987 | 0 | 0 | 0 | 0 | 0 | 7440213 | 1 | 0 | Elem Flow List | 0
1162 | Zirconium, total | 7440677 | 150243 | 36814 | 1162 | 7440677 | 36814 | 1 | 0 | 7440677 | 1 | 0 | Elem Flow List | 0
1168 | Indium | 7440746 | 150276 | 36811 | 1168 | 7440746 | 36811 | 1 | Indium | 7440746 | 1 | 0 | Elem Flow List | 0
1169 | Metals toxicity ratio |  |  | 0 | 0 | 0 | 0 | 0 | 0 | 0 | 0 | 1 | 0 | Property
1171 | Platinum, total (as Pt) | 7440064 | 149716 | 36999 | 0 | 0 | 0 | 0 | 0 | 0 | 0 | 0 | Element | 0
1182 | Lanthanum, total | 7439910 | 149575 | 37013 | 0 | 0 | 0 | 0 | 0 | 7439910 | 1 | 0 | Elem Flow List | 0
1210 | Palladium, total (as Pd) | 7440053 | 149708 | 37000 | 1210 | 7440053 | 37000 | 1 | 0 | 0 | 0 | 0 | Element | 0
1237 | NEODYMIUM, TOTAL |  |  | 0 | 0 | 0 | 0 | 0 | 0 | 0 | 0 | 0 | Element | 0 | Y
1242 | Rhenium, total | 7440155 | 149773 | 36993 | 0 | 0 | 0 | 0 | 0 | 7440155 | 1 | 0 | Elem Flow List | 0
1243 | Hafnium, total | 7440586 | 150151 | 36822 | 0 | 0 | 0 | 0 | 0 | 7440586 | 1 | 0 | Elem Flow List | 0
1265 | Settling index as pertaining to wells |  |  | 0 | 0 | 0 | 0 | 0 | 0 | 0 | 0 | 1 | 0 | Property | Y
1266 | Pressure as pertaining to wells |  |  | 0 | 0 | 0 | 0 | 0 | 0 | 0 | 0 | 1 | 0 | Property | Y
1273 | Total acid priority pollutants |  |  | 0 | 0 | 0 | 0 | 0 | 0 | 0 | 0 | 1 | 0 | Aggregate
1274 | Total base/neutral priority pollutants |  |  | 0 | 0 | 0 | 0 | 0 | 0 | 0 | 0 | 1 | 0 | Aggregate
1275 | Total volatile priority pollutants |  |  | 0 | 0 | 0 | 0 | 0 | 0 | 0 | 0 | 1 | 0 | Aggregate
1276 | Total agg concentration #4 |  |  | 0 | 1276 | 0 | 0 | 1 | 0 | 0 | 0 | 1 | 0 | Property
1277 | Total agg concentration #1 |  |  | 0 | 1277 | 0 | 0 | 1 | 0 | 0 | 0 | 1 | 0 | Property
1278 | Total agg concentration #2 |  |  | 0 | 1278 | 0 | 0 | 1 | 0 | 0 | 0 | 1 | 0 | Property
1279 | Total agg concentration #3 |  |  | 0 | 1279 | 0 | 0 | 1 | 0 | 0 | 0 | 1 | 0 | Property
1280 | Total agg concentration #5 |  |  | 0 | 1280 | 0 | 0 | 1 | 0 | 0 | 0 | 1 | 0 | Property
1281 | Total agg concentration #6 |  |  | 0 | 1281 | 0 | 0 | 1 | 0 | 0 | 0 | 1 | 0 | Property
1282 | Total agg concentration #7 |  |  | 0 | 0 | 0 | 0 | 0 | 0 | 0 | 0 | 1 | 0 | Property
1283 | Total agg concentration #8 |  |  | 0 | 0 | 0 | 0 | 0 | 0 | 0 | 0 | 1 | 0 | Property
1284 | Application daily spray irrigation |  |  | 0 | 0 | 0 | 0 | 0 | 0 | 0 | 0 | 1 | 0 | Property | Y
1285 | Application monthly spray irrigation |  |  | 0 | 0 | 0 | 0 | 0 | 0 | 0 | 0 | 1 | 0 | Property | Y
1286 | Application period spray irrigation |  |  | 0 | 0 | 0 | 0 | 0 | 0 | 0 | 0 | 1 | 0 | Property | Y
1287 | Application weekly spray irrigation |  |  | 0 | 0 | 0 | 0 | 0 | 0 | 0 | 0 | 1 | 0 | Property | Y
1289 | Biocides |  |  | 0 | 1289 | 0 | 0 | 1 | Biocides | 0 | 1 | 0 | Elem Flow List | 0
1290 | Color (admi units) |  |  | 0 | 0 | 0 | 0 | 0 | 0 | 0 | 0 | 1 | 0 | Property | [13 empty] | Y
1292 | Magnesium, pct exchange |  |  | 0 | 0 | 0 | 0 | 0 | 0 | 0 | 0 | 1 | 0 | Property | Y
1293 | Calcium, pct exchange |  |  | 0 | 0 | 0 | 0 | 0 | 0 | 0 | 0 | 1 | 0 | Property | Y
1294 | Calcium, pct in water, (pct) | 7440702 | 150268 | 36812 | 0 | 0 | 0 | 0 | 0 | 7440702 | 1 | 0 | Elem Flow List | 0 | Y
1295 | Potassium, total pct in water, (pct) | 7440097 | 149740 | 36996 | 0 | 7440097 | 36996 | 1 | 0 | 0 | 0 | 1 | 0 | Property | Y
1296 | Potassium, pct exchange |  |  | 0 | 0 | 0 | 0 | 0 | 0 | 0 | 0 | 1 | 0 | Property | Y
1298 | Nitrogen-nitrite in water, (pct) | 14797650 | 197194 | 59837 | 0 | 14797650 | 59837 | 1 | 0 | 14797650 | 1 | 0 | Elem Flow List | 0 | Y
49491 | BTEX |  |  | 0 | 49491 | 0 | 0 | 1 | 0 | 0 | 0 | 0 | Other Flow | 0
49492 | Facility operated during mnth, # days |  |  | 0 | 0 | 0 | 0 | 0 | 0 | 0 | 0 | 1 | 0 | Property | Y
49498 | Misc. discharges, free oil |  |  | 0 | 0 | 0 | 0 | 0 | 0 | 0 | 0 | 1 | 0 | Comingled | Y
49538 | 1,1-Difluoroethane, total, water ug/L | 75376 | 5553 | 48930 | 0 | 0 | 0 | 0 | 0 | 75376 | 1 | 0 | Elem Flow List | 0 | [8 empty] | Y
49539 | Difluoromethane, total,water | 75105 | 5314 | 87907 | 0 | 0 | 0 | 0 | 0 | 75105 | 1 | 0 | Elem Flow List | 0
49540 | Tetrafluroethane-1,1,1,2, total,water | 811972 | 70623 | 44103 | 0 | 0 | 0 | 0 | 0 | 811972 | 1 | 0 | Elem Flow List | 0
49541 | 1-Chloro-1,1,2,2,2-pentafluoroethane, water | 76153 | 6163 | 87758 | 0 | 0 | 0 | 0 | 0 | 76153 | 1 | 0 | Elem Flow List | 0 | [8 empty] | Y | Y
49561 | Silver, total dry weight, sludge mt | 7440224 | 149849 | 36986 | 0 | 7440224 | 36986 | 1 | 0 | 7440224 | 1 | 0 | Elem Flow List | 0 | Y | [7 empty] | Y | Y
49563 | Pebulate | 1114712 | 78329 | 43532 | 0 | 0 | 0 | 0 | Pebulate | 1114712 | 1 | 0 | Elem Flow List | 0 | [8 empty] | Y | Y
49564 | Devrinol | 15299997 | 199182 | 62119 | 0 | 0 | 0 | 0 | 0 | 15299997 | 1 | 0 | Elem Flow List | 0
49565 | Arsenic total, dry weight, sludge | 7440382 | 149989 | 36973 | 0 | 7440382 | 36973 | 1 | 0 | 7440382 | 1 | 0 | Elem Flow List | 0 | Y | [7 empty] | Y | Y
49607 | Ultraviolet light intensity |  |  | 0 | 0 | 0 | 0 | 0 | 0 | 0 | 0 | 1 | 0 | Property | Y
49699 | Betz slimicide C-31, total |  |  | 0 | 49699 | 0 | 0 | 1 | 0 | 0 | 0 | 1 | 0 | Intermediate flow
49700 | Betz slimicide C-74, total |  |  | 0 | 0 | 0 | 0 | 0 | 0 | 0 | 0 | 1 | 0 | Intermediate flow
49702 | Ammonium picrate | 131748 | 35501 | 46662 | 49702 | 131748 | 46662 | 1 | Ammonium picrate | 131748 | 1 | 0 | Elem Flow List | 0 | [8 empty] | Y
49813 | Flash point, deg C (40 CFR 403/261.21) |  |  | 0 | 0 | 0 | 0 | 0 | 0 | 0 | 0 | 1 | 0 | Property | Y
49875 | Propylene glycol monobutyl ether | 5131668 | 129601 | 42282 | 49875 | 5131668 | 42282 | 1 | 0 | 5131668 | 1 | 0 | Elem Flow List | 0
49884 | Hatchery flow |  |  | 0 | 0 | 0 | 0 | 0 | 0 | 0 | 0 | 1 | 0 | Property | Y
49885 | Hatchery flow treated |  |  | 0 | 0 | 0 | 0 | 0 | 0 | 0 | 0 | 1 | 0 | Property | Y
49886 | Betz clam-trol CT-2 | 193700059 | 17026899 | 78767 | 49886 | 193700059 | 78767 | 1 | 0 | 193700059 | 1 | 0 | Elem Flow List | 0
49887 | Betz clam-trol CT-4 |  |  | 0 | 0 | 0 | 0 | 0 | 0 | 0 | 0 | 1 | 0 | Property
49888 | 1,1-Dichloro-2,2-diethoxyethane | 619330 | 61648 | 44882 | 0 | 0 | 0 | 0 | 1,1-Dichloro-2,2-diethoxyethane | 619330 | 1 | 0 | Elem Flow List | 0
49889 | 2-Ethylbenzeneamine | 578541 | 55319 | 45237 | 0 | 0 | 0 | 0 | 0 | 578541 | 1 | 0 | Elem Flow List | 0
49890 | Tetramethylurea, total | 632224 | 65243 | 44556 | 0 | 0 | 0 | 0 | 0 | 632224 | 1 | 0 | Elem Flow List | 0
49922 | Diesel range organics diesel, total, wtr |  |  | 0 | 49922 | 0 | 0 | 1 | 0 | 0 | 0 | 1 | 0 | Property
49924 | N-Methylbenzeneamine | 100618 | 19588 | 47877 | 49924 | 100618 | 47877 | 1 | 0 | 100618 | 1 | 0 | Elem Flow List | 0
50008 | Priority pollutants total effluent |  |  | 0 | 0 | 0 | 0 | 0 | 0 | 0 | 0 | 1 | 0 | Aggregate | Y
50018 | 2,4-Di-tert-pentylphenol, total | 120956 | 31518 | 94930 | 0 | 0 | 0 | 0 | 0 | 120956 | 1 | 0 | Elem Flow List | 0
50019 | Butylamine, total, water | 109739 | 26088 | 47334 | 0 | 0 | 0 | 0 | 0 | 109739 | 1 | 0 | Elem Flow List | 0 | [8 empty] | Y
50020 | 1-Formylpiperdine, total | 2591868 | 104885 | 39852 | 0 | 0 | 0 | 0 | 0 | 2591868 | 1 | 0 | Elem Flow List | 0
50021 | Tripropyl orthoformate, total | 621761 | 62299 | 44781 | 0 | 0 | 0 | 0 | 0 | 621761 | 1 | 0 | Elem Flow List | 0
50023 | U-Toluidine, total | 26915128 | 242800 | 58127 | 0 | 0 | 0 | 0 | 0 | 26915128 | 1 | 0 | Elem Flow List | 0
50024 | Chlordane, CA Ocean Plan definition |  |  | 0 | 0 | 0 | 0 | 0 | 0 | 0 | 0 | 1 | 0 | Intermediate flow
50033 | Condenser cooling, water pumping rate |  |  | 0 | 0 | 0 | 0 | 0 | 0 | 0 | 0 | 1 | 0 | Property | Y
50037 | Duration of discharge |  |  | 0 | 0 | 0 | 0 | 0 | 0 | 0 | 0 | 1 | 0 | Property | Y
50043 | Plant intake as % of stream flow |  |  | 0 | 0 | 0 | 0 | 0 | 0 | 0 | 0 | 1 | 0 | Property | Y
50045 | Application rate area sprayed |  |  | 0 | 0 | 0 | 0 | 0 | 0 | 0 | 0 | 1 | 0 | Property | Y
50047 | Flow, maximum during 24 hr period |  |  | 0 | 0 | 0 | 0 | 0 | 0 | 0 | 0 | 1 | 0 | Property | Y
50048 | Flow, maximum during 24 hour period |  |  | 0 | 0 | 0 | 0 | 0 | 0 | 0 | 0 | 1 | 0 | Property | Y
50049 | Flow, wastewater by-passing trtmnt plant |  |  | 0 | 0 | 0 | 0 | 0 | 0 | 0 | 0 | 1 | 0 | Property | Y
50050 | Flow, in conduit or thru treatment plant |  |  | 0 | 0 | 0 | 0 | 0 | 0 | 0 | 0 | 1 | 0 | Property | Y
50056 | Injection pressure, at well head |  |  | 0 | 0 | 0 | 0 | 0 | 0 | 0 | 0 | 1 | 0 | Property | Y
50057 | Pressure in annulus of waste inject well |  |  | 0 | 0 | 0 | 0 | 0 | 0 | 0 | 0 | 1 | 0 | Property | Y
50058 | Chlorine dose |  |  | 0 | 0 | 0 | 0 | 0 | 0 | 0 | 0 | 1 | 0 | Property | Y
50059 | Chlorine rate |  |  | 0 | 0 | 0 | 0 | 0 | 0 | 0 | 0 | 1 | 0 | Property | Y
50068 | Chlorination |  |  | 0 | 0 | 0 | 0 | 0 | 0 | 0 | 0 | 1 | 0 | Property | Y
50070 | Chlorine dioxide | 10049044 | 167296 | 39291 | 50070 | 10049044 | 39291 | 1 | Chlorine dioxide | 10049044 | 1 | 0 | Elem Flow List | 0 | [8 empty] | Y
50073 | Monoboro chlorate | 52623844 | 295865 | 55288 | 0 | 0 | 0 | 0 | 0 | 52623844 | 1 | 0 | Elem Flow List | 0
50074 | Chlorite | 14998277 | 198119 | 59596 | 50074 | 14998277 | 59596 | 1 | Chlorite | 14998277 | 1 | 0 | Elem Flow List | 0
50075 | Ferricyanide | 13408623 | 962290 | 81068 | 0 | 0 | 0 | 0 | Ferricyanide | 13408623 | 1 | 0 | Elem Flow List | 0 | [9 empty] | Y
50076 | BOD, percent removal (total) |  |  | 0 | 0 | 0 | 0 | 0 | 0 | 0 | 0 | 1 | 0 | Property | Y
50079 | 7-Day sum of WLA values |  |  | 0 | 0 | 0 | 0 | 0 | 0 | 0 | 0 | 1 | 0 | Property
50081 | WLA BOD-5 day value |  |  | 0 | 0 | 0 | 0 | 0 | 0 | 0 | 0 | 0 | Organic Enrichment | 0 | Y |  |  | Y
50082 | 5-Day sum of WLA values |  |  | 0 | 0 | 0 | 0 | 0 | 0 | 0 | 0 | 1 | 0 | Property
50248 | Total production |  |  | 0 | 0 | 0 | 0 | 0 | 0 | 0 | 0 | 1 | 0 | Property | Y
50256 | Halogens, adsorbable organic (AOX) |  |  | 0 | 0 | 0 | 0 | 0 | 0 | 0 | 0 | 1 | 0 | Aggregate
50570 | 4-Chloro-2,6-dinitrophenol | 88879 | 12054 | 48364 | 50570 | 88879 | 48364 | 1 | 0 | 88879 | 1 | 0 | Elem Flow List | 0
50572 | Pentaeerythritol tetranitrate | 78115 | 6882 | 87453 | 0 | 0 | 0 | 0 | 0 | 78115 | 1 | 0 | Elem Flow List | 0
50758 | Triethylene glycol | 112276 | 28282 | 96026 | 0 | 0 | 0 | 0 | Triethylene glycol | 112276 | 1 | 0 | Elem Flow List | 0
50796 | Acrylamide monomer | 79061 | 7575 | 48733 | 50796 | 79061 | 48733 | 1 | 0 | 79061 | 1 | 0 | Elem Flow List | 0 | [8 empty] | Y | Y
50797 | Carcinogen additivity factor |  |  | 0 | 0 | 0 | 0 | 0 | 0 | 0 | 0 | 1 | 0 | Property | Y
50997 | Surface loading rate |  |  | 0 | 0 | 0 | 0 | 0 | 0 | 0 | 0 | 1 | 0 | Property | Y
51000 | Methyl formate | 107313 | 24307 | 47471 | 51000 | 107313 | 47471 | 1 | Methyl formate | 107313 | 1 | 0 | Elem Flow List | 0 | [8 empty] | Y
51001 | Isobutyraldehyde | 78842 | 7369 | 48752 | 51001 | 78842 | 48752 | 1 | Isobutyraldehyde | 78842 | 1 | 0 | Elem Flow List | 0 | [8 empty] | Y | Y
51003 | Amyl alcohol | 71410 | 4747 | 48571 | 51003 | 71410 | 48571 | 1 | 0 | 71410 | 1 | 0 | Elem Flow List | 0
51004 | Boundary areas |  |  | 0 | 0 | 0 | 0 | 0 | 0 | 0 | 0 | 1 | 0 | Property | Y
51006 | Spinosad (DE-105) | 168316958 | 965574 | 80504 | 51006 | 168316958 | 80504 | 1 | 0 | 168316958 | 1 | 0 | Elem Flow List | 0
51009 | RDX+HMX |  |  | 0 | 0 | 0 | 0 | 0 | 0 | 0 | 0 | 1 | 0 | Intermediate flow | Y
51010 | Methyl acrylate | 96333 | 16790 | 48133 | 51010 | 96333 | 48133 | 1 | Methyl acrylate | 96333 | 1 | 0 | Elem Flow List | 0 | [8 empty] | Y | Y
51012 | BOD, 5 day percent removal, dry |  |  | 0 | 0 | 0 | 0 | 0 | 0 | 0 | 0 | 1 | 0 | Property | Y
51013 | BOD, 5 day percent removal, wet |  |  | 0 | 0 | 0 | 0 | 0 | 0 | 0 | 0 | 1 | 0 | Property | Y
51014 | Solids, suspended percent removal, dry |  |  | 0 | 0 | 0 | 0 | 0 | 0 | 0 | 0 | 1 | 0 | Property | Y
51015 | Solids, suspended percent removal, wet |  |  | 0 | 0 | 0 | 0 | 0 | 0 | 0 | 0 | 1 | 0 | Property | Y
51016 | BOD, 5 day carbonaceous, % rmvl, dry |  |  | 0 | 0 | 0 | 0 | 0 | 0 | 0 | 0 | 1 | 0 | Property | Y
51017 | BOD, 5 day carbonaceous, % rmvl, wet |  |  | 0 | 0 | 0 | 0 | 0 | 0 | 0 | 0 | 1 | 0 | Property | Y
51018 | Permission to discharge |  |  | 0 | 0 | 0 | 0 | 0 | 0 | 0 | 0 | 1 | 0 | Property | Y
51019 | Kappa number |  |  | 0 | 0 | 0 | 0 | 0 | 0 | 0 | 0 | 1 | 0 | Property | Y
51020 | Organic nitrogen sludge, tot dry wt. |  |  | 0 | 0 | 0 | 0 | 0 | 0 | 0 | 0 | 1 | 0 | Aggregate | Y
51026 | DMPA | 299854 | 41376 | 46296 | 0 | 0 | 0 | 0 | 0 | 299854 | 1 | 0 | Elem Flow List | 0
51028 | Sludge hydraulic loading |  |  | 0 | 0 | 0 | 0 | 0 | 0 | 0 | 0 | 1 | 0 | Property | Y
51029 | Nalco Macrotrol 9210 |  |  | 0 | 51029 | 0 | 0 | 1 | 0 | 0 | 0 | 1 | 0 | Intermediate flow
51030 | Spectrus CT 1300 |  |  | 0 | 51030 | 0 | 0 | 1 | 0 | 0 | 0 | 1 | 0 | Intermediate flow
51031 | Terpineol | 8000417 | 156729 | 87299 | 51031 | 8000417 | 87299 | 1 | Terpineol | 8000417 | 1 | 0 | Elem Flow List | 0
51032 | Chlordane | 57749 | 2683 | 49134 | 51032 | 57749 | 49134 | 1 | Chlordane | 57749 | 1 | 0 | Elem Flow List | 0 | [7 empty] | Y | Y | Y
51033 | N,N-Dimethyl-1-butanamine | 927628 | 74021 | 87823 | 0 | 0 | 0 | 0 | 0 | 927628 | 1 | 0 | Elem Flow List | 0
51036 | 4-Methyl-2,6-di-tert-butylphenol | 128370 | 34496 | 46726 | 0 | 0 | 0 | 0 | 0 | 128370 | 1 | 0 | Elem Flow List | 0
51037 | Dimethylpropylphenol |  |  | 0 | 0 | 0 | 0 | 0 | 0 | 0 | 0 | 0 | Other Flow | 0
51038 | 4-t-Amyl-2-chlorophenol | 5323659 | 17026667 | 78790 | 0 | 0 | 0 | 0 | 0 | 5323659 | 1 | 0 | Elem Flow List | 0 | [9 empty] | Y
51039 | Dichloro-4-(1,1-dimethylpropylphenol) |  |  | 0 | 0 | 0 | 0 | 0 | 0 | 0 | 0 | 0 | Other Flow | 0
51043 | Ultraviolet light transmittance |  |  | 0 | 0 | 0 | 0 | 0 | 0 | 0 | 0 | 1 | 0 | Property | Y
51047 | 1-Ethoxy-2-methylpropane | 627021 | 17026618 | 78860 | 0 | 0 | 0 | 0 | 1-Ethoxy-2-methylpropane | 627021 | 1 | 0 | Elem Flow List | 0
51048 | Elevation, top of mine pool |  |  | 0 | 0 | 0 | 0 | 0 | 0 | 0 | 0 | 1 | 0 | Property | Y
51050 | Wetland overflow, y/n response |  |  | 0 | 0 | 0 | 0 | 0 | 0 | 0 | 0 | 1 | 0 | Property | Y
51051 | Tin, tri-organo- |  |  | 0 | 51051 | 0 | 0 | 1 | 0 | 0 | 0 | 1 | 0 | Intermediate flow
51052 | Herbaceous vegetation, presence |  |  | 0 | 0 | 0 | 0 | 0 | 0 | 0 | 0 | 1 | 0 | Property | Y
51053 | Woody vegetation, presence |  |  | 0 | 0 | 0 | 0 | 0 | 0 | 0 | 0 | 1 | 0 | Property | Y
51054 | Algae, presence |  |  | 0 | 0 | 0 | 0 | 0 | 0 | 0 | 0 | 1 | 0 | Property | Y
51055 | Fish, presence |  |  | 0 | 0 | 0 | 0 | 0 | 0 | 0 | 0 | 1 | 0 | Property | Y
51056 | Threatened & endangered species, presence |  |  | 0 | 0 | 0 | 0 | 0 | 0 | 0 | 0 | 1 | 0 | Property | Y
51060 | Rhodamine WT dye | 37299868 | 759738 | 83596 | 51060 | 37299868 | 83596 | 1 | 0 | 37299868 | 1 | 0 | Elem Flow List | 0
51061 | Flow (dry weather) |  |  | 0 | 0 | 0 | 0 | 0 | 0 | 0 | 0 | 1 | 0 | Property | Y
51062 | 3-Phenoxylbenzyl |  |  | 0 | 0 | 0 | 0 | 0 | 0 | 0 | 0 | 1 | 0 | Intermediate flow
51063 | Methallyloxyphenol | 4790710 | 650374 | 82623 | 0 | 0 | 0 | 0 | 0 | 4790710 | 1 | 0 | Elem Flow List | 0
51065 | Ammonium perfluoroctanoate | 3825261 | 119495 | 41002 | 51065 | 3825261 | 41002 | 1 | 0 | 3825261 | 1 | 0 | Elem Flow List | 0
51069 | Hatchery flow treated (GPM) |  |  | 0 | 0 | 0 | 0 | 0 | 0 | 0 | 0 | 1 | 0 | Property | Y
51070 | 2,2-Dimethoxypropane | 77769 | 6676 | 48800 | 0 | 0 | 0 | 0 | 0 | 77769 | 1 | 0 | Elem Flow List | 0
51072 | Delta pH |  |  | 0 | 0 | 0 | 0 | 0 | 0 | 0 | 0 | 1 | 0 | Property | Y
51075 | Syltherm |  |  | 0 | 0 | 0 | 0 | 0 | 0 | 0 | 0 | 1 | 0 | Intermediate flow
51079 | Benzothiazole, 2-(methythio)- | 615225 | 60632 | 44512 | 0 | 0 | 0 | 0 | 0 | 615225 | 1 | 0 | Elem Flow List | 0
51080 | 1,2-Benzisothiazole, 3-methoxy- | 40991386 | 17026824 | 78774 | 0 | 0 | 0 | 0 | 0 | 40991386 | 1 | 0 | Elem Flow List | 0
51081 | Dibenzothiophene, 1,2,3,4-Tetrahydro-8-methyl- | 54889440 | 17027087 | 78749 | 0 | 0 | 0 | 0 | 0 | 54889440 | 1 | 0 | Elem Flow List | 0
51082 | Larvin | 59669260 | 315127 | 51689 | 0 | 0 | 0 | 0 | 0 | 59669260 | 1 | 0 | Elem Flow List | 0 | [8 empty] | Y | Y
51083 | Manure remaining, gallons |  |  | 0 | 0 | 0 | 0 | 0 | 0 | 0 | 0 | 1 | 0 | Property
51088 | Manure, wet tons removed |  |  | 0 | 0 | 0 | 0 | 0 | 0 | 0 | 0 | 1 | 0 | Property
51089 | Manure, wet tons remaining |  |  | 0 | 0 | 0 | 0 | 0 | 0 | 0 | 0 | 1 | 0 | Property
51090 | Manure, wet tons total |  |  | 0 | 0 | 0 | 0 | 0 | 0 | 0 | 0 | 1 | 0 | Property
51091 | Manure solids, percent total |  |  | 0 | 0 | 0 | 0 | 0 | 0 | 0 | 0 | 1 | 0 | Property | Y
51092 | Phosphate, total (P2O5), water | 17101369 | 17026741 | 78782 | 51092 | 17101369 | 78782 | 1 | 0 | 17101369 | 1 | 0 | Elem Flow List | 0
51093 | Nitrogen, total, as NO3, (sludge) | 14797558 | 197186 | 97628 | 0 | 14797558 | 97628 | 1 | 0 | 14797558 | 1 | 0 | Elem Flow List | 0 | Y | [8 empty] | Y
51094 | Nitrogen, total available, (sludge) | 7727379 | 153122 | 38472 | 0 | 7727379 | 38472 | 1 | 0 | 7727379 | 1 | 0 | Elem Flow List | 0 | Y
51095 | Nitrogen, ammonia (NH3-N), (sludge) | 7664417 | 152389 | 38644 | 0 | 7664417 | 38644 | 1 | 0 | 7664417 | 1 | 0 | Elem Flow List | 0 | Y | [7 empty] | Y | Y
51096 | Nitrogen, nitrate (NO3), (sludge) | 14797558 | 197186 | 97628 | 0 | 14797558 | 97628 | 1 | 0 | 14797558 | 1 | 0 | Elem Flow List | 0 | Y | [8 empty] | Y
51097 | Nitrogen, Kjeldahl, total (TKN), (sludge) | 7727379 | 153122 | 38472 | 0 | 7727379 | 38472 | 1 | 0 | 7727379 | 1 | 0 | Elem Flow List | 0 | Y
51779 | Potassium oxide | 12136457 | 179630 | 60190 | 0 | 0 | 0 | 0 | Potassium oxide | 12136457 | 1 | 0 | Elem Flow List | 0
51098 | Potassium, total (K2O), (sludge) | 12136457 | 179630 | 60190 | 0 | 0 | 0 | 0 | 0 | 12136457 | 1 | 0 | Elem Flow List | 0 | Y
51110 | Potassium, total (K2O), (water) | 12136457 | 179630 | 60190 | 0 | 0 | 0 | 0 | 0 | 12136457 | 1 | 0 | Elem Flow List | 0
51099 | Phosphate, total (P2O5), sludge | 17101369 | 17026741 | 78782 | 0 | 17101369 | 78782 | 1 | 0 | 17101369 | 1 | 0 | Elem Flow List | 0 | Y
51101 | Morpholine | 110918 | 27086 | 96266 | 51101 | 110918 | 96266 | 1 | Morpholine | 110918 | 1 | 0 | Elem Flow List | 0
51102 | 2,4-D SALTS AND ESTERS |  |  | 0 | 0 | 0 | 0 | 0 | 0 | 0 | 0 | 1 | 0 | Comingled | Y
4224 | Dicyclohexylamine, total | 101837 | 20396 | 47818 | 0 | 0 | 0 | 0 | 0 | 101837 | 1 | 0 | Elem Flow List | 0
4239 | Misc. free oil in Western GOM, OCS |  |  | 0 | 0 | 0 | 0 | 0 | 0 | 0 | 0 | 1 | 0 | Comingled | Y
4240 | Acetochlor | 34256821 | 266114 | 92725 | 4240 | 34256821 | 92725 | 1 | Acetochlor | 34256821 | 1 | 0 | Elem Flow List | 0
4242 | Produced water, gross beta radiation | 12587472 | 182469 | 62198 | 0 | 0 | 0 | 0 | 0 | 12587472 | 1 | 0 | Elem Flow List | 0 | [11 empty] | Y
4243 | Produced water, toxicity |  |  | 0 | 0 | 0 | 0 | 0 | 0 | 0 | 0 | 1 | 0 | Property
4249 | Produced water toxicity 7 day noec |  |  | 0 | 0 | 0 | 0 | 0 | 0 | 0 | 0 | 1 | 0 | Property
4250 | Bioaccumulation testing performed |  |  | 0 | 0 | 0 | 0 | 0 | 0 | 0 | 0 | 1 | 0 | Property | Y
4251 | CLAMTROL CT-1, TOTAL WATER |  |  | 0 | 0 | 0 | 0 | 0 | 0 | 0 | 0 | 1 | 0 | Property | Y
4252 | Butyl, 5-benzotriazole, total | 3663249 | 17026915 | 78765 | 0 | 0 | 0 | 0 | 0 | 3663249 | 1 | 0 | Elem Flow List | 0
4270 | Chronic toxicity, daphnia magnia 21 dy |  |  | 0 | 0 | 0 | 0 | 0 | 0 | 0 | 0 | 1 | 0 | Property | [14 empty] | Y
4278 | Seafood production, effluent # day/mo |  |  | 0 | 0 | 0 | 0 | 0 | 0 | 0 | 0 | 1 | 0 | Property | Y
4279 | RCRA/CERCLA substances, 40 CFR 261 subp c |  |  | 0 | 0 | 0 | 0 | 0 | 0 | 0 | 0 | 1 | 0 | Aggregate | Y
4280 | Bisazer, total, water, ug/L |  |  | 0 | 0 | 0 | 0 | 0 | 0 | 0 | 0 | 1 | 0 | Comingled
4310 | Dicrotophos | 141662 | 38406 | 46139 | 0 | 0 | 0 | 0 | Dicrotophos | 141662 | 1 | 0 | Elem Flow List | 0 | [8 empty] | Y
4311 | Drilling fluid, end of well, 96-hr IC50 |  |  | 0 | 0 | 0 | 0 | 0 | 0 | 0 | 0 | 1 | 0 | Comingled | Y
4312 | Drilling fluid, toxicity |  |  | 0 | 0 | 0 | 0 | 0 | 0 | 0 | 0 | 1 | 0 | Property
4370 | Sum BOD and ammonia, water |  |  | 0 | 0 | 0 | 0 | 0 | 0 | 0 | 0 | 1 | 0 | Aggregate
4382 | 1,2-Dichloro-1,2-difluoroethane | 431061 | 685636 | 82194 | 0 | 0 | 0 | 0 | 0 | 431061 | 1 | 0 | Elem Flow List | 0
4383 | Thermal efficiency |  |  | 0 | 0 | 0 | 0 | 0 | 0 | 0 | 0 | 1 | 0 | Property | Y
4584 | Organics, gasoline range |  |  | 0 | 0 | 0 | 0 | 0 | 0 | 0 | 0 | 1 | 0 | Property | Y
4607 | Azithromycin | 83905015 |  | 0 | 0 | 0 | 0 | 0 | 0 | 0 | 0 | 1 | 0 | Not in LCIA
4608 | Carbamazepine |  |  | 0 | 0 | 0 | 0 | 0 | 0 | 0 | 0 | 1 | 0 | Not in LCIA | Y
4609 | Ciprofloxacin | 85721331 |  | 0 | 0 | 0 | 0 | 0 | 0 | 0 | 0 | 1 | 0 | Not in LCIA
4610 | Gemfibrozil |  |  | 0 | 0 | 0 | 0 | 0 | Gemfibrozil | 0 | 1 | 0 | Elem Flow List | 0 | Y
4611 | Ibuprofen | 15687271 |  | 0 | 0 | 0 | 0 | 0 | 0 | 15687271 | 1 | 0 | Elem Flow List | 0
4612 | Iodinated Contrast Media | 7553562 |  | 0 | 0 | 0 | 0 | 0 | 0 | 7553562 | 1 | 0 | Elem Flow List | 0
4613 | Lipitor (Atorvastatin Calcium) |  |  | 0 | 0 | 0 | 0 | 0 | 0 | 0 | 0 | 1 | 0 | Not in LCIA | Y
4614 | Methadone |  |  | 0 | 0 | 0 | 0 | 0 | 0 | 0 | 0 | 1 | 0 | Not in LCIA | Y
4615 | Morphine |  |  | 0 | 0 | 0 | 0 | 0 | 0 | 0 | 0 | 1 | 0 | Not in LCIA | Y
4616 | Ethinyl Estradiol | 57636 |  | 0 | 0 | 0 | 0 | 0 | Ethinyl estradiol | 57636 | 1 | 0 | Elem Flow List | 0
4617 | Triclosan | 3380345 |  | 0 | 0 | 0 | 0 | 0 | Triclosan | 3380345 | 1 | 0 | Elem Flow List | 0
4619 | Nonylphenol Polyethoxylates |  |  | 0 | 0 | 0 | 0 | 0 | 0 | 0 | 0 | 1 | 0 | Intermediate flow | Y
4621 | Octylphenol Polyethoxylates |  |  | 0 | 0 | 0 | 0 | 0 | 0 | 0 | 0 | 1 | 0 | Aggregate | Y
4622 | Polybrominated Diphenyl Ethers |  |  | 0 | 0 | 0 | 0 | 0 | 0 | 0 | 0 | 1 | 0 | Aggregate
4623 | Estrone | 53167 |  | 0 | 0 | 0 | 0 | 0 | Estrone | 53167 | 1 | 0 | Elem Flow List | 0
0530D | Solids, total suspended [per discharge] |  | 1642818 | 79671 | 0 | 0 | 0 | 0 | 0 | 0 | 0 | 1 | 0 | Property
0530S | Solids, total suspended [per season] |  | 1642818 | 79671 | 0 | 0 | 0 | 0 | 0 | 0 | 0 | 1 | 0 | Property
5501 | Gamma, total |  |  | 0 | 0 | 0 | 0 | 0 | 0 | 0 | 0 | 1 | 0 | Property | Y
5502 | Gamma, total counting error |  |  | 0 | 0 | 0 | 0 | 0 | 0 | 0 | 0 | 1 | 0 | Property | Y
7001 | Tritium, total counting error (pc/L) |  |  | 0 | 0 | 0 | 0 | 0 | 0 | 0 | 0 | 1 | 0 | Property | Y
7020 | Tritium, total net increase H-3 units |  |  | 0 | 0 | 0 | 0 | 0 | 0 | 0 | 0 | 1 | 0 | Property | Y
1034A | Chromium | 7440473 | 150060 | 36831 | 0 | 7440473 | 36831 | 1 | Chromium | 7440473 | 1 | 0 | Elem Flow List | 0
1034D | Chromium, total [as Cr] [per discharge] | 7440473 | 150060 | 36831 | 0 | 7440473 | 36831 | 1 | 0 | 7440473 | 1 | 0 | Elem Flow List | 0
1092A | Zinc | 7440666 | 150235 | 36815 | 0 | 7440666 | 36815 | 1 | Zinc | 7440666 | 1 | 0 | Elem Flow List | 0
1092D | Zinc, total [as Zn] [per discharge] | 7440666 | 150235 | 36815 | 0 | 7440666 | 36815 | 1 | 0 | 7440666 | 1 | 0 | Elem Flow List | 0
11500 | Radium 226 & 228, dissolved |  |  | 0 | 0 | 0 | 0 | 0 | 0 | 0 | 0 | 0 | Element | 0 | [11 empty] | Y
11503 | Radium 226 + radium 228, total |  |  | 0 | 0 | 0 | 0 | 0 | 0 | 0 | 0 | 0 | Element | 0 | [11 empty] | Y
18501 | Iodine 129 | 15046841 | 198267 | 5228 | 0 | 0 | 0 | 0 | 0 | 15046841 | 1 | 0 | Elem Flow List | 0
19500 | Total polonium | 7440086 | 149732 | 36997 | 0 | 0 | 0 | 0 | 0 | 0 | 0 | 0 | Element | 0
19501 | Polonium 210 | 13981527 | 192815 | 5241 | 0 | 0 | 0 | 0 | 0 | 13981527 | 1 | 0 | Elem Flow List | 0 | Y
20501 | Radium 223, total | 15623457 | 200626 | 5249 | 20501 | 15623457 | 5249 | 1 | 0 | 15623457 | 1 | 0 | Elem Flow List | 0 | [6 empty] | Y | [5 empty] | Y
21508 | Protactinium 234, Dry Weight | 15100284 |  | 0 | 0 | 0 | 0 | 0 | 0 | 0 | 0 | 0 | Element | 0 | [6 empty] | Y
22012 | Plutonium-238 | 13981163 | 192807 | 5242 | 0 | 0 | 0 | 0 | 0 | 0 | 0 | 0 | Element | 0
22014 | Plutonium-239 | 15117483 | 198580 | 5253 | 0 | 0 | 0 | 0 | 0 | 0 | 0 | 0 | Element | 0
22401 | Rotenolone |  |  | 0 | 0 | 0 | 0 | 0 | 0 | 0 | 0 | 1 | 0 | Intermediate flow | Y
22405 | Aluminum chloride, dissolved, water | 7446700 | 150482 | 36790 | 0 | 0 | 0 | 0 | 0 | 7446700 | 1 | 0 | Elem Flow List | 0
22409 | Octachlorostyrene | 29082744 | 251777 | 59178 | 0 | 0 | 0 | 0 | Octachlorostyrene | 29082744 | 1 | 0 | Elem Flow List | 0 | [8 empty] | Y | Y
22410 | Tris(2,3-dibromo- propyl) phosphate | 126727 | 33969 | 94461 | 0 | 0 | 0 | 0 | 0 | 126727 | 1 | 0 | Elem Flow List | 0 | [8 empty] | Y | Y
22414 | Whole effluent toxicity |  |  | 0 | 0 | 0 | 0 | 0 | 0 | 0 | 0 | 1 | 0 | Property | [14 empty] | Y
22415 | Whole effluent toxicity - retest #1 |  |  | 0 | 0 | 0 | 0 | 0 | 0 | 0 | 0 | 1 | 0 | Property | [14 empty] | Y
22416 | Whole effluent toxicity - retest #2 |  |  | 0 | 0 | 0 | 0 | 0 | 0 | 0 | 0 | 1 | 0 | Property | [14 empty] | Y
22418 | WET, sublethal retest #1 |  |  | 0 | 0 | 0 | 0 | 0 | 0 | 0 | 0 | 1 | 0 | Property | [14 empty] | Y
22419 | WET, sublethal retest #2 |  |  | 0 | 0 | 0 | 0 | 0 | 0 | 0 | 0 | 1 | 0 | Property | [14 empty] | Y
22421 | Tert-Amyl Methyl Ether | 994058 |  | 0 | 22421 | 994058 | 0 | 1 | tert-Amyl methyl ether | 994058 | 1 | 0 | Elem Flow List | 0
22454 | Methoxypropylamine | 5332730 | 131037 | 42183 | 0 | 0 | 0 | 0 | 0 | 5332730 | 1 | 0 | Elem Flow List | 0
22456 | Polynuc aromatic HC per Method 610 | 130498292 | 627059 | 84476 | 22456 | 130498292 | 84476 | 1 | 0 | 130498292 | 1 | 0 | Elem Flow List | 0 | [9 empty] | Y
51614 | Total Group I Polycyclic Aromatic Hydrocarbons | 130498292 | 627059 | 84476 | 51614 | 130498292 | 84476 | 1 | 0 | 130498292 | 1 | 0 | Elem Flow List | 0 | [9 empty] | Y
51615 | Total Group II Polycyclic Aromatic Hydrocarbons | 130498292 | 627059 | 84476 | 51615 | 130498292 | 84476 | 1 | 0 | 130498292 | 1 | 0 | Elem Flow List | 0 | [9 empty] | Y
22501 | Thorium 232 | 7440291 | 149906 | 5256 | 0 | 0 | 0 | 0 | 0 | 7440291 | 1 | 0 | Elem Flow List | 0 | [6 empty] | Y
79732 | 2,4,5-TP | 93721 | 15057 | 48153 | 79732 | 93721 | 48153 | 1 | 0 | 93721 | 1 | 0 | Elem Flow List | 0 | [8 empty] | Y
3614 | 2,4,5-Trichlorophenoxypropionic acid | 93721 | 15057 | 48153 | 3614 | 93721 | 48153 | 1 | 0 | 93721 | 1 | 0 | Elem Flow List | 0 | [8 empty] | Y
39760 | Silvex | 93721 | 15057 | 48153 | 39760 | 93721 | 48153 | 1 | Silvex | 93721 | 1 | 0 | Elem Flow List | 0 | [8 empty] | Y
25501 | Actinium 227 | 14952400 | 197814 | 5229 | 0 | 0 | 0 | 0 | 0 | 14952400 | 1 | 0 | Elem Flow List | 0 | [6 empty] | Y
26501 | Thorium 230 | 14269637 | 194514 | 5235 | 0 | 0 | 0 | 0 | 0 | 14269637 | 1 | 0 | Elem Flow List | 0 | [6 empty] | Y
26631 | Thorium 232 pci/g of dry solids | 7440291 | 149906 | 5256 | 0 | 0 | 0 | 0 | 0 | 7440291 | 1 | 0 | Elem Flow List | 0 | Y
28801 | Cerium, total | 7440451 | 150045 | 36833 | 0 | 0 | 0 | 0 | 0 | 7440451 | 1 | 0 | Elem Flow List | 0
29404 | Chromium, trivalent in bottom deposits | 16065831 | 203000 | 60916 | 0 | 16065831 | 60916 | 1 | 0 | 16065831 | 1 | 0 | Elem Flow List | 0 | Y | [8 empty] | Y
29405 | Chromium, hexavalent in bot dep (dry wt) | 18540299 | 212357 | 62530 | 0 | 18540299 | 62530 | 1 | 0 | 18540299 | 1 | 0 | Elem Flow List | 0 | Y | [8 empty] | Y
29620 | Phosphorous 32, total | 14596373 | 196287 | 5233 | 0 | 0 | 0 | 0 | 0 | 14596373 | 1 | 0 | Elem Flow List | 0
29865 | Americium-241 | 14596102 | 962464 | 5129 | 0 | 0 | 0 | 0 | 0 | 0 | 0 | 0 | Element | 0
77416 | 2-Methylnaphthalene | 91576 | 13524 | 87964 | 77416 | 91576 | 87964 | 1 | 2-Methylnaphthalene | 91576 | 1 | 0 | Elem Flow List | 0
78868 | 2-Methylnaphthalene | 91576 | 13524 | 87964 | 78868 | 91576 | 87964 | 1 | 2-Methylnaphthalene | 91576 | 1 | 0 | Elem Flow List | 0
30004 | Fensulfothion | 115902 | 29298 | 47151 | 0 | 0 | 0 | 0 | Fensulfothion | 115902 | 1 | 0 | Elem Flow List | 0 | [8 empty] | Y
30006 | Fenthion | 55389 | 1909 | 48979 | 0 | 0 | 0 | 0 | Fenthion | 55389 | 1 | 0 | Elem Flow List | 0 | [8 empty] | Y
30009 | Merphos | 150505 | 40048 | 46392 | 0 | 0 | 0 | 0 | Merphos | 150505 | 1 | 0 | Elem Flow List | 0 | [8 empty] | Y | Y
30190 | Dichloroprop | 120365 | 31146 | 47026 | 30190 | 120365 | 47026 | 1 | 0 | 120365 | 1 | 0 | Elem Flow List | 0 | [8 empty] | Y | Y
30192 | MCPA | 94746 | 15644 | 48476 | 0 | 0 | 0 | 0 | MCPA | 94746 | 1 | 0 | Elem Flow List | 0 | [8 empty] | Y | Y
30193 | MCPP | 93652 | 15008 | 48156 | 0 | 0 | 0 | 0 | 0 | 93652 | 1 | 0 | Elem Flow List | 0 | [8 empty] | Y
30234 | Terbacil | 5902512 | 136010 | 38062 | 0 | 0 | 0 | 0 | Terbacil | 5902512 | 1 | 0 | Elem Flow List | 0 | [8 empty] | Y
30264 | Hexazimone | 51235042 | 291062 | 55696 | 0 | 0 | 0 | 0 | 0 | 51235042 | 1 | 0 | Elem Flow List | 0 | [8 empty] | Y | Y
30344 | 1,2,3,7,8-Pentachlorodibenzo-p-dioxin | 40321764 | 650911 | 82582 | 30344 | 40321764 | 82582 | 1 | 1,2,3,7,8-Pentachlorodibenzo-p-dioxin | 40321764 | 1 | 0 | Elem Flow List | 0 | [8 empty] | Y | Y
30345 | 1,2,3,4,7,8-Hexachlorodibenzo-p-dioxin | 39227286 | 711986 | 94099 | 30345 | 39227286 | 94099 | 1 | 1,2,3,4,7,8-Hexachlorodibenzo-p-dioxin | 39227286 | 1 | 0 | Elem Flow List | 0 | [8 empty] | Y | Y
30346 | 1,2,3,6,7,8-Hexachlorodibenzo-p-dioxin | 57653857 | 694281 | 89422 | 30346 | 57653857 | 89422 | 1 | 1,2,3,6,7,8-Hexachlorodibenzo-p-dioxin | 57653857 | 1 | 0 | Elem Flow List | 0 | [8 empty] | Y | Y
30347 | 1,2,3,7,8,9-Hexachlorodibenzo-p-dioxin | 19408743 | 214783 | 91728 | 30347 | 19408743 | 91728 | 1 | 1,2,3,7,8,9-Hexachlorodibenzo-p-dioxin | 19408743 | 1 | 0 | Elem Flow List | 0 | [8 empty] | Y | Y
30350 | 1,2,3,7,8-Pentachlorodibenzofuran | 57117416 | 308817 | 89607 | 30350 | 57117416 | 89607 | 1 | 1,2,3,7,8-Pentachlorodibenzofuran | 57117416 | 1 | 0 | Elem Flow List | 0 | [8 empty] | Y | Y
30351 | 2,3,4,7,8-Pentachlorodibenzofuran | 57117314 | 308809 | 51072 | 30351 | 57117314 | 51072 | 1 | 2,3,4,7,8-Pentachlorodibenzofuran | 57117314 | 1 | 0 | Elem Flow List | 0 | [8 empty] | Y | Y
30352 | 1,2,3,4,7,8-Hexachlorodibenzofuran | 70648269 | 525212 | 66666 | 30352 | 70648269 | 66666 | 1 | 1,2,3,4,7,8-Hexachlorodibenzofuran | 70648269 | 1 | 0 | Elem Flow List | 0 | [8 empty] | Y | Y
30353 | 1,2,3,6,7,8-Hexachlorodibenzofuran | 57117449 | 308825 | 51071 | 30353 | 57117449 | 51071 | 1 | 1,2,3,6,7,8-Hexachlorodibenzofuran | 57117449 | 1 | 0 | Elem Flow List | 0 | [8 empty] | Y | Y
30354 | 1,2,3,7,8,9-Hexachlorodibenzofuran | 72918219 | 570150 | 64281 | 30354 | 72918219 | 64281 | 1 | 1,2,3,7,8,9-Hexachlorodibenzofuran | 72918219 | 1 | 0 | Elem Flow List | 0 | [8 empty] | Y | Y
30355 | 2,3,4,6,7,8-Hexachlorodibenzofuran | 60851345 | 317966 | 50784 | 30355 | 60851345 | 50784 | 1 | 2,3,4,6,7,8-Hexachlorodibenzofuran | 60851345 | 1 | 0 | Elem Flow List | 0 | [8 empty] | Y | Y
30356 | 1,2,3,4,6,7,8-Heptachlorodibenzofuran | 67562394 | 358382 | 73858 | 30356 | 67562394 | 73858 | 1 | 1,2,3,4,6,7,8-Heptachlorodibenzofuran | 67562394 | 1 | 0 | Elem Flow List | 0 | [8 empty] | Y | Y
30357 | 1,2,3,4,7,8,9-Heptachlorodibenzofuran | 55673897 | 304782 | 49572 | 30357 | 55673897 | 49572 | 1 | 1,2,3,4,7,8,9-Heptachlorodibenzofuran | 55673897 | 1 | 0 | Elem Flow List | 0 | [8 empty] | Y | Y
30358 | 1,2,3,4,6,7,8-Heptachlorodibenzo-p-dioxin | 35822469 | 270140 | 92155 | 30358 | 35822469 | 92155 | 1 | 1,2,3,4,6,7,8-Heptachlorodibenzo-p-dioxin | 35822469 | 1 | 0 | Elem Flow List | 0 | [8 empty] | Y | Y
30362 | 2,3,7,8-TCDF, sed. | 51207319 | 291005 | 55701 | 0 | 51207319 | 55701 | 1 | 0 | 51207319 | 1 | 0 | Elem Flow List | 0 | Y | [7 empty] | Y | Y
30383 | Benzene, ethylbenzene, toluene, xylene combination |  |  | 0 | 30383 | 0 | 0 | 1 | 0 | 0 | 0 | 0 | Other Flow | 0
30391 | Chlorosyringaldehyde, effluent | 76341690 | 588236 | 85682 | 0 | 0 | 0 | 0 | 0 | 76341690 | 1 | 0 | Elem Flow List | 0
31662 | Phosphate, tot. bottom sed., dry wt. | 14265442 | 194464 | 60773 | 0 | 14265442 | 60773 | 1 | 0 | 14265442 | 1 | 0 | Elem Flow List | 0 | Y
31663 | Halogens, tot organics bottom sediment |  |  | 0 | 0 | 0 | 0 | 0 | 0 | 0 | 0 | 1 | 0 | Comingled | Y
31667 | Oil petroleum, total recoverable | 8002059 | 157081 | 16136 | 31667 | 8002059 | 16136 | 1 | 0 | 0 | 0 | 1 | 0 | Comingled
31751 | Plate count, total 35 deg. C, 24 hour |  |  | 0 | 0 | 0 | 0 | 0 | 0 | 0 | 0 | 1 | 0 | Property | Y
31760 | Klebsiella species |  |  | 0 | 31760 | 0 | 0 | 1 | 0 | 0 | 0 | 1 | 0 | Not in LCIA
32015 | Base/neutral compounds |  |  | 0 | 32015 | 0 | 0 | 1 | Base/neutral compounds | 0 | 1 | 0 | Elem Flow List | 0
32017 | Sodium chloride (salt) | 7647145 | 152256 | 38655 | 32017 | 7647145 | 38655 | 1 | 0 | 7647145 | 1 | 0 | Elem Flow List | 0
32019 | Cyanide and thiocyanate - total |  |  | 0 | 0 | 0 | 0 | 0 | 0 | 0 | 0 | 1 | 0 | Aggregate
32020 | Acid compounds |  |  | 0 | 0 | 0 | 0 | 0 | Acid compounds | 0 | 1 | 0 | Elem Flow List | 0
32218 | Pheophytin | 603178 | 58529 | 44996 | 0 | 0 | 0 | 0 | 0 | 603178 | 1 | 0 | Elem Flow List | 0
32223 | Chlorophyll A, corrected | 479618 | 47076 | 90583 | 0 | 479618 | 90583 | 1 | 0 | 479618 | 1 | 0 | Elem Flow List | 0
32231 | Chlorophyll B | 519620 | 49890 | 45310 | 0 | 0 | 0 | 0 | Chlorophyll b | 519620 | 1 | 0 | Elem Flow List | 0
32232 | Chlorophyll C | 11003455 | 172783 | 38839 | 0 | 0 | 0 | 0 | Chlorophyll c | 11003455 | 1 | 0 | Elem Flow List | 0
32240 | Tannin and lignin |  |  | 0 | 32240 | 0 | 0 | 1 | 0 | 0 | 0 | 1 | 0 | Aggregate
32251 | Benzofuran | 271896 | 40865 | 46335 | 0 | 0 | 0 | 0 | Benzofuran | 271896 | 1 | 0 | Elem Flow List | 0
32252 | Acrylic polymer in drilling fluids | 9003014 | 161265 | 37686 | 0 | 0 | 0 | 0 | 0 | 0 | 0 | 1 | 0 | Intermediate flow
32253 | Aluminum stearate, wat sol in drill fl | 637127 | 65763 | 90436 | 0 | 0 | 0 | 0 | 0 | 637127 | 1 | 0 | Elem Flow List | 0
32254 | Cellulose polymer, in drilling fluids | 9004346 | 161794 | 37633 | 0 | 0 | 0 | 0 | 0 | 9004346 | 1 | 0 | Elem Flow List | 0
32255 | DOS-3 in drilling fluids |  |  | 0 | 0 | 0 | 0 | 0 | 0 | 0 | 0 | 1 | 0 | Intermediate flow
32256 | Imco Lube 106 in drilling fluids |  |  | 0 | 0 | 0 | 0 | 0 | 0 | 0 | 0 | 1 | 0 | Intermediate flow
32257 | Imco Lubrikleen in drilling fluids |  |  | 0 | 0 | 0 | 0 | 0 | 0 | 0 | 0 | 1 | 0 | Intermediate flow
32258 | Imco phos in drilling fluids |  |  | 0 | 0 | 0 | 0 | 0 | 0 | 0 | 0 | 1 | 0 | Intermediate flow
32259 | Kwik Seal in drilling fluids | 70226027 | 17026873 | 78769 | 0 | 0 | 0 | 0 | 0 | 0 | 0 | 1 | 0 | Intermediate flow
32261 | Starch in drilling fluids | 9005258 | 162230 | 37424 | 0 | 0 | 0 | 0 | 0 | 0 | 0 | 1 | 0 | Intermediate flow
32262 | XC Polymer in drilling fluids | 9046086 | 17026709 | 78786 | 0 | 0 | 0 | 0 | 0 | 0 | 0 | 1 | 0 | Intermediate flow
32270 | Chloroform extractables, total |  |  | 0 | 0 | 0 | 0 | 0 | 0 | 0 | 0 | 1 | 0 | Not in LCIA
32731 | Phenolics in bottom deposits (dry wgt) |  |  | 0 | 0 | 0 | 0 | 0 | 0 | 0 | 0 | 1 | 0 | Comingled | Y
34011 | Halogenated toluene |  |  | 0 | 0 | 0 | 0 | 0 | 0 | 0 | 0 | 1 | 0 | Intermediate flow
34032 | Chlorinated methanes |  |  | 0 | 0 | 0 | 0 | 0 | 0 | 0 | 0 | 1 | 0 | Aggregate
34033 | Chlorinated ethanes | 68411723 | 426601 | 12076 | 0 | 0 | 0 | 0 | 0 | 68411723 | 1 | 0 | Elem Flow List | 0
34035 | Isopimaric acid | 5835267 | 135202 | 89228 | 0 | 0 | 0 | 0 | Isopimaric acid | 5835267 | 1 | 0 | Elem Flow List | 0
34036 | Linolenic acid | 463401 | 46466 | 93650 | 0 | 0 | 0 | 0 | Linolenic acid | 463401 | 1 | 0 | Elem Flow List | 0
34037 | 9,10-Epoxystearic acid | 2443392 | 961664 | 81121 | 0 | 0 | 0 | 0 | 9,10-Epoxystearic acid | 2443392 | 1 | 0 | Elem Flow List | 0
34038 | 9,10 DICHLOROSTEARIC ACID |  |  | 0 | 0 | 0 | 0 | 0 | 0 | 0 | 0 | 0 | Other Flow | 0 | Y
34039 | Monochlorodehydroabietic acid | 57055386 | 694240 | 89614 | 0 | 0 | 0 | 0 | Monochlorodehydroabietic acid | 57055386 | 1 | 0 | Elem Flow List | 0
34040 | Dichlorodehydroabietic acid | 57055397 | 694257 | 82528 | 0 | 0 | 0 | 0 | Dichlorodehydroabietic acid | 57055397 | 1 | 0 | Elem Flow List | 0
34042 | Isoprene | 78795 | 7328 | 48755 | 0 | 0 | 0 | 0 | Isoprene | 78795 | 1 | 0 | Elem Flow List | 0 | [8 empty] | Y
34044 | Oxidants, total residual |  |  | 0 | 34044 | 0 | 0 | 1 | 0 | 0 | 0 | 1 | 0 | Aggregate
34045 | Oxidants, free available |  |  | 0 | 34045 | 0 | 0 | 1 | 0 | 0 | 0 | 1 | 0 | Aggregate
34046 | Oxidants released, total residual |  |  | 0 | 34046 | 0 | 0 | 1 | 0 | 0 | 0 | 1 | 0 | Aggregate
34047 | Oxygen transfer efficiency |  |  | 0 | 0 | 0 | 0 | 0 | 0 | 0 | 0 | 1 | 0 | Property | Y
34048 | Oxygen injection diversion |  |  | 0 | 0 | 0 | 0 | 0 | 0 | 0 | 0 | 1 | 0 | Property | Y
34049 | Oxygen injection interruption |  |  | 0 | 0 | 0 | 0 | 0 | 0 | 0 | 0 | 1 | 0 | Property | Y
34101 | Nitroglycerin by gas chromatography | 55630 | 1941 | 48975 | 34101 | 55630 | 48975 | 1 | 0 | 55630 | 1 | 0 | Elem Flow List | 0 | [8 empty] | Y | Y
34102 | Ethylene glycol dinitrate | 628966 | 64527 | 89174 | 34102 | 628966 | 89174 | 1 | Ethylene glycol dinitrate | 628966 | 1 | 0 | Elem Flow List | 0
34103 | Benzene, toluene, xylene in combination |  |  | 0 | 34103 | 0 | 0 | 1 | 0 | 0 | 0 | 1 | 0 | Property
34199 | n-Butylbenzene sulfonamide (in water) | 3622842 | 117432 | 41635 | 34199 | 3622842 | 41635 | 1 | 0 | 3622842 | 1 | 0 | Elem Flow List | 0
34200 | Acenaphthylene | 208968 | 40717 | 46344 | 34200 | 208968 | 46344 | 1 | Acenaphthylene | 208968 | 1 | 0 | Elem Flow List | 0 | [7 empty] | Y | Y
34205 | Acenaphthene | 83329 | 9555 | 48599 | 34205 | 83329 | 48599 | 1 | Acenaphthene | 83329 | 1 | 0 | Elem Flow List | 0 | [7 empty] | Y | Y
34208 | Acenaphthene, sed (dry weight) | 83329 | 9555 | 48599 | 0 | 83329 | 48599 | 1 | 0 | 83329 | 1 | 0 | Elem Flow List | 0 | Y | [6 empty] | Y | Y
34220 | Anthracene | 120127 | 31013 | 95212 | 34220 | 120127 | 95212 | 1 | Anthracene | 120127 | 1 | 0 | Elem Flow List | 0 | [7 empty] | Y | Y | Y
34242 | Benzo(k)fluoranthene | 207089 | 40709 | 93556 | 34242 | 207089 | 93556 | 1 | 0 | 207089 | 1 | 0 | Elem Flow List | 0 | [7 empty] | Y | Y | Y
34273 | Bis(2-chloroethyl) ether | 111444 | 27532 | 46914 | 34273 | 111444 | 46914 | 1 | Bis(2-chloroethyl) ether | 111444 | 1 | 0 | Elem Flow List | 0 | [7 empty] | Y | Y | Y
34275 | Bis(2-chloro-1-methylethyl) ether | 108601 | 25213 | 47402 | 0 | 0 | 0 | 0 | Bis(2-chloro-1-methylethyl) ether | 108601 | 1 | 0 | Elem Flow List | 0 | [8 empty] | Y | Y
73522 | 2,2'-Oxybis[1-Chloropropane] | 108601 | 25213 | 47402 | 0 | 0 | 0 | 0 | 0 | 108601 | 1 | 0 | Elem Flow List | 0
34283 | Bis(2-chloroisopropyl) ether | 39638329 | 279893 | 53058 | 34283 | 39638329 | 53058 | 1 | Bis(2-chloroisopropyl) ether | 39638329 | 1 | 0 | Elem Flow List | 0 | [7 empty] | Y
34292 | Butyl benzyl phthalate | 85687 | 10470 | 48846 | 34292 | 85687 | 48846 | 1 | Butyl benzyl phthalate | 85687 | 1 | 0 | Elem Flow List | 0 | [7 empty] | Y | Y
34320 | Chrysene | 218019 | 40733 | 93021 | 34320 | 218019 | 93021 | 1 | Chrysene | 218019 | 1 | 0 | Elem Flow List | 0 | [7 empty] | Y | Y
34356 | .beta.-Endosulfan | 33213659 | 263996 | 93104 | 34356 | 33213659 | 93104 | 1 | .beta.-Endosulfan | 33213659 | 1 | 0 | Elem Flow List | 0 | [7 empty] | Y | Y
34366 | Endrin aldehyde | 7421934 | 149336 | 37030 | 34366 | 7421934 | 37030 | 1 | Endrin aldehyde | 7421934 | 1 | 0 | Elem Flow List | 0 | [7 empty] | Y | Y
34480 | Thallium in bottom deposits (dry wgt) | 7440280 | 149898 | 36981 | 0 | 7440280 | 36981 | 1 | 0 | 7440280 | 1 | 0 | Elem Flow List | 0 | Y | [7 empty] | Y | Y
34521 | Benzo(ghi)perylene | 191242 | 40576 | 91912 | 34521 | 191242 | 91912 | 1 | 0 | 191242 | 1 | 0 | Elem Flow List | 0 | [7 empty] | Y | Y | Y
34526 | Benzo(a)anthracene | 56553 | 2212 | 48956 | 34526 | 56553 | 48956 | 1 | 0 | 56553 | 1 | 0 | Elem Flow List | 0 | [7 empty] | Y | Y | Y
34581 | 2-Chloronaphthalene | 91587 | 13532 | 48260 | 34581 | 91587 | 48260 | 1 | 2-Chloronaphthalene | 91587 | 1 | 0 | Elem Flow List | 0 | [7 empty] | Y | Y
34586 | 2-Chlorophenol | 95578 | 16238 | 47745 | 34586 | 95578 | 47745 | 1 | 0 | 95578 | 1 | 0 | Elem Flow List | 0 | [7 empty] | Y | Y | Y
34591 | 2-Nitrophenol | 88755 | 12005 | 88124 | 34591 | 88755 | 88124 | 1 | 0 | 88755 | 1 | 0 | Elem Flow List | 0 | [7 empty] | Y | Y | Y
34601 | 2,4-Dichlorophenol | 120832 | 31443 | 94933 | 34601 | 120832 | 94933 | 1 | 2,4-Dichlorophenol | 120832 | 1 | 0 | Elem Flow List | 0 | [7 empty] | Y | Y | Y
34606 | 2,4-Dimethylphenol | 105679 | 22970 | 96968 | 34606 | 105679 | 96968 | 1 | 2,4-Dimethylphenol | 105679 | 1 | 0 | Elem Flow List | 0 | [7 empty] | Y | Y | Y
34636 | 4-Bromophenyl phenyl ether | 101553 | 20172 | 47835 | 34636 | 101553 | 47835 | 1 | 0 | 101553 | 1 | 0 | Elem Flow List | 0 | [7 empty] | Y | Y
34641 | 4-Chlorophenyl phenyl ether | 7005723 | 146647 | 37788 | 34641 | 7005723 | 37788 | 1 | 0 | 7005723 | 1 | 0 | Elem Flow List | 0 | [7 empty] | Y | Y
34671 | PCB-1016 | 12674112 | 182782 | 61981 | 34671 | 12674112 | 61981 | 1 | 0 | 12674112 | 1 | 0 | Elem Flow List | 0 | [7 empty] | Y | Y | Y
34679 | 2,3,7,8-TCDD TEC |  |  | 0 | 34679 | 0 | 0 | 1 | 0 | 0 | 0 | 0 | Other Flow | 0
34694 | Phenol | 108952 | 25510 | 47376 | 34694 | 108952 | 47376 | 1 | Phenol | 108952 | 1 | 0 | Elem Flow List | 0 | [7 empty] | Y |  | Y
51431 | Phenol, Single Compound Dry Weight | 108952 | 25510 | 47376 | 0 | 108952 | 47376 | 1 | 0 | 108952 | 1 | 0 | Elem Flow List | 0 | [7 empty] | Y |  | Y
51786 | Phenol, calculated limit | 108952 | 25510 | 47376 | 0 | 108952 | 47376 | 1 | 0 | 108952 | 1 | 0 | Elem Flow List | 0
34704 | cis-1,3-Dichloropropene | 10061015 | 167445 | 39276 | 34704 | 10061015 | 39276 | 1 | cis-1,3-Dichloropropene | 10061015 | 1 | 0 | Elem Flow List | 0 | [7 empty] | Y
34711 | Benzo(b,k)fluoranthene |  |  | 0 | 34711 | 0 | 0 | 1 | 0 | 0 | 0 | 0 | Other Flow | 0
34717 | Triaryl phosphate |  |  | 0 | 0 | 0 | 0 | 0 | 0 | 0 | 0 | 1 | 0 | Aggregate
34722 | Bolero | 28249776 | 248542 | 92602 | 34722 | 28249776 | 92602 | 1 | 0 | 28249776 | 1 | 0 | Elem Flow List | 0 | [8 empty] | Y
34724 | Sodium polyacrylate, total | 9003047 | 161281 | 37684 | 0 | 0 | 0 | 0 | 0 | 0 | 0 | 0 | Other Flow | 0
34729 | Sodium molybdate, total | 7631950 | 152017 | 39469 | 0 | 0 | 0 | 0 | 0 | 7631950 | 1 | 0 | Elem Flow List | 0
34730 | 2,3-Dichlorophenol, total | 576249 | 55210 | 45625 | 0 | 0 | 0 | 0 | 0 | 576249 | 1 | 0 | Elem Flow List | 0 | [9 empty] | Y
1313 | Cadmium, potentially dissolvd | 7440439 | 150029 | 36835 | 1313 | 7440439 | 36835 | 1 | 0 | 7440439 | 1 | 0 | Elem Flow List | 0 | [6 empty] | Y | Y | Y | Y
1025 | Cadmium, dissolved (as Cd) | 7440439 | 150029 | 36835 | 1025 | 7440439 | 36835 | 1 | 0 | 7440439 | 1 | 0 | Elem Flow List | 0 | [6 empty] | Y | Y | Y | Y
32105 | Dibromochloromethane | 124481 | 33597 | 46791 | 32105 | 124481 | 46791 | 1 | 0 | 124481 | 1 | 0 | Elem Flow List | 0 | [7 empty] | Y | Y
34306 | Chlorodibromomethane | 124481 | 33597 | 46791 | 34306 | 124481 | 46791 | 1 | Chlorodibromomethane | 124481 | 1 | 0 | Elem Flow List | 0 | [7 empty] | Y | Y
34309 | Chlorodibromomethane, dry weight | 124481 | 33597 | 46791 | 0 | 124481 | 46791 | 1 | 0 | 124481 | 1 | 0 | Elem Flow List | 0 | [7 empty] | Y | Y
46363 | cis-1,2-Dichloroethylene, total | 156592 | 40451 | 46363 | 46363 | 156592 | 46363 | 1 | 0 | 156592 | 1 | 0 | Elem Flow List | 0
81574 | 1,2-cis-Dichloroethylene | 156592 | 40451 | 46363 | 81574 | 156592 | 46363 | 1 | 0 | 156592 | 1 | 0 | Elem Flow List | 0
77093 | cis-1,2-Dichloroethylene | 156592 | 40451 | 46363 | 77093 | 156592 | 46363 | 1 | cis-1,2-Dichloroethylene | 156592 | 1 | 0 | Elem Flow List | 0
3864 | 1,2-cis-Dichloroethene | 156592 | 40451 | 46363 | 3864 | 156592 | 46363 | 1 | 0 | 156592 | 1 | 0 | Elem Flow List | 0
81686 | cis-1,2-Dichloroethene, whole water | 156592 | 40451 | 46363 | 81686 | 156592 | 46363 | 1 | 0 | 156592 | 1 | 0 | Elem Flow List | 0
32230 | Chlorophyll A | 479618 | 47076 | 90583 | 32230 | 479618 | 90583 | 1 | Chlorophyll a | 479618 | 1 | 0 | Elem Flow List | 0
32209 | Chlorophyll A, corrected | 479618 | 47076 | 90583 | 32209 | 479618 | 90583 | 1 | 0 | 479618 | 1 | 0 | Elem Flow List | 0
34301 | Chlorobenzene | 108907 | 25478 | 47379 | 34301 | 108907 | 47379 | 1 | Chlorobenzene | 108907 | 1 | 0 | Elem Flow List | 0 | [8 empty] | Y | Y
34031 | Monochlorobenzenes | 108907 | 25478 | 47379 | 34031 | 108907 | 47379 | 1 | 0 | 108907 | 1 | 0 | Elem Flow List | 0 | [8 empty] | Y | Y
51310 | 2-Chlorobenzene | 108907 | 25478 | 47379 | 0 | 108907 | 47379 | 1 | 0 | 108907 | 1 | 0 | Elem Flow List | 0 | [8 empty] | Y | Y
34304 | Chlorobenzene, dry weight | 108907 | 25478 | 47379 | 0 | 108907 | 47379 | 1 | 0 | 108907 | 1 | 0 | Elem Flow List | 0 | [8 empty] | Y | Y
32106 | Chloroform | 67663 | 4317 | 49020 | 32106 | 67663 | 49020 | 1 | Chloroform | 67663 | 1 | 0 | Elem Flow List | 0 | [7 empty] | Y | Y | Y
78194 | Trichloromethane | 67663 | 4317 | 49020 | 0 | 67663 | 49020 | 1 | 0 | 67663 | 1 | 0 | Elem Flow List | 0 | [7 empty] | Y | Y | Y
85836 | OCDF, total sludge | 39001020 | 278218 | 94109 | 0 | 39001020 | 94109 | 1 | 0 | 39001020 | 1 | 0 | Elem Flow List | 0 | Y | [7 empty] | Y | Y
85837 | 2,3,7,8-TCDD, total sludge | 1746016 | 91918 | 40776 | 0 | 1746016 | 40776 | 1 | 0 | 1746016 | 1 | 0 | Elem Flow List | 0 | Y | [7 empty] | Y | Y
85838 | 2,3,7,8-TCDF, total sludge | 51207319 | 291005 | 55701 | 0 | 51207319 | 55701 | 1 | 0 | 51207319 | 1 | 0 | Elem Flow List | 0 | Y | [7 empty] | Y | Y
85839 | 1,2,3,7,8-PECDD, total sludge | 40321764 | 650911 | 82582 | 0 | 40321764 | 82582 | 1 | 0 | 40321764 | 1 | 0 | Elem Flow List | 0 | Y | [7 empty] | Y | Y
85840 | 1,2,3,7,8-PECDF, total sludge | 57117416 | 308817 | 89607 | 0 | 57117416 | 89607 | 1 | 0 | 57117416 | 1 | 0 | Elem Flow List | 0 | Y | [7 empty] | Y | Y
85841 | 2,3,4,7,8-PECDF, total sludge | 57117314 | 308809 | 51072 | 0 | 57117314 | 51072 | 1 | 0 | 57117314 | 1 | 0 | Elem Flow List | 0 | Y | [7 empty] | Y | Y
85842 | 1,2,3,4,7,8-HXCDD, total sludge | 39227286 | 711986 | 94099 | 0 | 39227286 | 94099 | 1 | 0 | 39227286 | 1 | 0 | Elem Flow List | 0 | Y | [7 empty] | Y | Y
85843 | 1,2,3,6,7,8-HXCDD, total sludge | 57653857 | 694281 | 89422 | 0 | 57653857 | 89422 | 1 | 0 | 57653857 | 1 | 0 | Elem Flow List | 0 | Y | [7 empty] | Y | Y
85844 | HXCDD, 1,2,3,7,8,9-, total sludge | 19408743 | 214783 | 91728 | 0 | 19408743 | 91728 | 1 | 0 | 19408743 | 1 | 0 | Elem Flow List | 0 | Y | [7 empty] | Y | Y
85845 | 1,2,3,4,7,8-HXCDF, total sludge | 70648269 | 525212 | 66666 | 0 | 70648269 | 66666 | 1 | 0 | 70648269 | 1 | 0 | Elem Flow List | 0 | Y | [7 empty] | Y | Y
85846 | 1,2,3,6,7,8-HXCDF, total sludge | 57117449 | 308825 | 51071 | 0 | 57117449 | 51071 | 1 | 0 | 57117449 | 1 | 0 | Elem Flow List | 0 | Y | [7 empty] | Y | Y
85847 | 1,2,3,7,8,9-HXCDF, total sludge | 72918219 | 570150 | 64281 | 0 | 72918219 | 64281 | 1 | 0 | 72918219 | 1 | 0 | Elem Flow List | 0 | Y | [7 empty] | Y | Y
85848 | 2,3,4,6,7,8-HXCDF, total sludge | 60851345 | 317966 | 50784 | 0 | 60851345 | 50784 | 1 | 0 | 60851345 | 1 | 0 | Elem Flow List | 0 | Y | [7 empty] | Y | Y
85849 | 1,2,3,4,6,7,8-HPCDD, total sludge | 35822469 | 270140 | 92155 | 0 | 35822469 | 92155 | 1 | 0 | 35822469 | 1 | 0 | Elem Flow List | 0 | Y | [7 empty] | Y | Y
85850 | 1,2,3,4,6,7,8-HPCDF, total sludge | 67562394 | 358382 | 73858 | 0 | 67562394 | 73858 | 1 | 0 | 67562394 | 1 | 0 | Elem Flow List | 0 | Y | [7 empty] | Y | Y
85851 | 1,2,3,4,7,8,9-HPCDF, total sludge | 55673897 | 304782 | 49572 | 0 | 55673897 | 49572 | 1 | 0 | 55673897 | 1 | 0 | Elem Flow List | 0 | Y | [7 empty] | Y | Y
85852 | 3,3',4,4'-TCB, total sludge | 32598133 | 692145 | 83012 | 0 | 0 | 0 | 0 | 0 | 32598133 | 1 | 0 | Elem Flow List | 0 | Y
85853 | 3,4,4',5-TCB, total sludge | 70362504 | 740092 | 83081 | 0 | 0 | 0 | 0 | 0 | 70362504 | 1 | 0 | Elem Flow List | 0 | Y
85854 | 3,3',4,4',5-PECB, total sludge | 57465288 | 739771 | 82641 | 0 | 0 | 0 | 0 | 0 | 57465288 | 1 | 0 | Elem Flow List | 0 | Y
85855 | 2,3,3',4,4'-PECB, total sludge | 32598144 | 692152 | 83011 | 0 | 0 | 0 | 0 | 0 | 32598144 | 1 | 0 | Elem Flow List | 0 | Y
85856 | 2,3',4,4',5-PECB, total sludge | 31508006 | 692087 | 83018 | 0 | 0 | 0 | 0 | 0 | 31508006 | 1 | 0 | Elem Flow List | 0 | Y
85857 | 2,3',4,4',5'-PECB, total sludge | 65510443 | 739888 | 89143 | 0 | 0 | 0 | 0 | 0 | 65510443 | 1 | 0 | Elem Flow List | 0 | Y
85858 | 2,3,4,4',5-PECB, total sludge | 74472370 | 740266 | 82976 | 0 | 0 | 0 | 0 | 0 | 74472370 | 1 | 0 | Elem Flow List | 0 | Y
85859 | 3,3',4,4',5,5'-HXCB, total sludge | 32774166 | 739102 | 82835 | 0 | 0 | 0 | 0 | 0 | 32774166 | 1 | 0 | Elem Flow List | 0 | Y
85860 | 2,3,3',4,4',5-HXCB, total sludge | 38380084 | 692855 | 82894 | 0 | 0 | 0 | 0 | 0 | 38380084 | 1 | 0 | Elem Flow List | 0 | Y
85861 | 2,3,3',4,4',5'-HXCB, total sludge | 69782907 | 740019 | 83089 | 0 | 0 | 0 | 0 | 0 | 69782907 | 1 | 0 | Elem Flow List | 0 | Y
85862 | 2,3',4,4',5,5'-HXCB, total sludge | 52663726 | 739557 | 82655 | 0 | 0 | 0 | 0 | 0 | 52663726 | 1 | 0 | Elem Flow List | 0 | Y
85863 | 2,3,3',4,4',5,5'-HPCB, total sludge | 39635319 | 739284 | 82817 | 0 | 0 | 0 | 0 | 0 | 39635319 | 1 | 0 | Elem Flow List | 0 | Y
85864 | 2,3,3',4,4',5,5'-HPCB, total sludge | 39635319 | 739284 | 82817 | 0 | 0 | 0 | 0 | 0 | 39635319 | 1 | 0 | Elem Flow List | 0 | Y
85865 | 2,3,7,8-TCDD TTE, total sludge |  |  | 0 | 0 | 0 | 0 | 0 | 0 | 0 | 0 | 1 | 0 | Comingled | Y
85866 | Maint. Waste Are You Using Bmp? |  |  | 0 | 0 | 0 | 0 | 0 | 0 | 0 | 0 | 1 | 0 | Property | Y
85867 | Maint. Waste Do You Have A Bmp? |  |  | 0 | 0 | 0 | 0 | 0 | 0 | 0 | 0 | 1 | 0 | Property | Y
85868 | Cooling Water Intake Velocity |  |  | 0 | 0 | 0 | 0 | 0 | 0 | 0 | 0 | 1 | 0 | Property | Y
85869 | Cooling Water Baseline Study |  |  | 0 | 0 | 0 | 0 | 0 | 0 | 0 | 0 | 1 | 0 | Property | Y
85870 | Cooling Water Entrain. Mon. Study |  |  | 0 | 0 | 0 | 0 | 0 | 0 | 0 | 0 | 1 | 0 | Property | Y
85871 | Cooling Water Intake Inspection |  |  | 0 | 0 | 0 | 0 | 0 | 0 | 0 | 0 | 1 | 0 | Property | Y
85872 | Compliance With Part I.B.10.A.? |  |  | 0 | 0 | 0 | 0 | 0 | 0 | 0 | 0 | 1 | 0 | Property | Y
85873 | BMP Certification Submittal? |  |  | 0 | 0 | 0 | 0 | 0 | 0 | 0 | 0 | 1 | 0 | Property | Y
8691S | 2,3,7,8-Tetrachlorodibenzofuran [per season] | 51207319 | 291005 | 55701 | 0 | 51207319 | 55701 | 1 | 0 | 51207319 | 1 | 0 | Elem Flow List | 0
81646 | Surfactants (linear alkylate sulfonate) | 42615292 | 285890 | 53882 | 81646 | 42615292 | 53882 | 1 | 0 | 42615292 | 1 | 0 | Elem Flow List | 0
45131 | Alkyl bensene sulfonates, linear (LAS) | 42615292 | 285890 | 53882 | 45131 | 42615292 | 53882 | 1 | 0 | 42615292 | 1 | 0 | Elem Flow List | 0
45130 | Alkyl benzene sulfonated (ABS) | 42615292 | 285890 | 53882 | 0 | 42615292 | 53882 | 1 | 0 | 42615292 | 1 | 0 | Elem Flow List | 0
81552 | Acetone | 67641 | 4309 | 49021 | 81552 | 67641 | 49021 | 1 | Acetone | 67641 | 1 | 0 | Elem Flow List | 0 | [8 empty] | Y
50762 | 2-Propanone | 67641 | 4309 | 49021 | 0 | 67641 | 49021 | 1 | 0 | 67641 | 1 | 0 | Elem Flow List | 0 | [8 empty] | Y
73191 | Acetone, dry weight | 67641 | 4309 | 49021 | 73191 | 67641 | 49021 | 1 | 0 | 67641 | 1 | 0 | Elem Flow List | 0 | [8 empty] | Y
34215 | Acrylonitrile | 107131 | 24182 | 47480 | 34215 | 107131 | 47480 | 1 | Acrylonitrile | 107131 | 1 | 0 | Elem Flow List | 0 | [7 empty] | Y | Y | Y
34218 | Acrylonitrile, dry weight | 107131 | 24182 | 47480 | 0 | 107131 | 47480 | 1 | 0 | 107131 | 1 | 0 | Elem Flow List | 0 | [7 empty] | Y | Y | Y
73207 | Acetonitrile | 75058 | 5272 | 48527 | 73207 | 75058 | 48527 | 1 | Acetonitrile | 75058 | 1 | 0 | Elem Flow List | 0 | [8 empty] | Y | Y
76997 | Methyl cyanide (acetonitrile) | 75058 | 5272 | 48527 | 76997 | 75058 | 48527 | 1 | 0 | 75058 | 1 | 0 | Elem Flow List | 0 | [8 empty] | Y | Y
51196 | Acetontrile | 75058 | 5272 | 48527 | 51196 | 75058 | 48527 | 1 | 0 | 75058 | 1 | 0 | Elem Flow List | 0 | [8 empty] | Y | Y
34210 | Acrolein | 107028 | 24075 | 47488 | 34210 | 107028 | 47488 | 1 | Acrolein | 107028 | 1 | 0 | Elem Flow List | 0 | [7 empty] | Y | Y | Y
34213 | Acrolein, dry weight | 107028 | 24075 | 47488 | 0 | 107028 | 47488 | 1 | 0 | 107028 | 1 | 0 | Elem Flow List | 0 | [7 empty] | Y | Y | Y
78728 | Alkyl dimethylbenzyl ammonium chloride | 8001545 | 156943 | 37294 | 0 | 0 | 0 | 0 | 0 | 8001545 | 1 | 0 | Elem Flow List | 0
78156 | N-Alkyldimethylbenzylammonium chloride | 8001545 | 156943 | 37294 | 0 | 0 | 0 | 0 | 0 | 8001545 | 1 | 0 | Elem Flow List | 0
1077D | Silver, total [as Ag] [per discharge] | 7440224 | 149849 | 36986 | 0 | 7440224 | 36986 | 1 | 0 | 7440224 | 1 | 0 | Elem Flow List | 0
1077 | Silver, total (as Ag) | 7440224 | 149849 | 36986 | 1077 | 7440224 | 36986 | 1 | 0 | 7440224 | 1 | 0 | Elem Flow List | 0 | [6 empty] | Y | Y |  | Y
1263 | Silver | 7440224 | 149849 | 36986 | 0 | 7440224 | 36986 | 1 | Silver | 7440224 | 1 | 0 | Elem Flow List | 0 | [6 empty] | Y | Y |  | Y
162 | Silver, total per batch | 7440224 | 149849 | 36986 | 0 | 7440224 | 36986 | 1 | 0 | 7440224 | 1 | 0 | Elem Flow List | 0 | [6 empty] | Y | Y |  | Y
1079 | Silver total recoverable | 7440224 | 149849 | 36986 | 1079 | 7440224 | 36986 | 1 | 0 | 7440224 | 1 | 0 | Elem Flow List | 0 | [6 empty] | Y | Y |  | Y
1304 | Silver, potentially dissolved | 7440224 | 149849 | 36986 | 1304 | 7440224 | 36986 | 1 | 0 | 7440224 | 1 | 0 | Elem Flow List | 0 | [6 empty] | Y | Y |  | Y
1075 | Silver, dissolved (as Ag) | 7440224 | 149849 | 36986 | 1075 | 7440224 | 36986 | 1 | 0 | 7440224 | 1 | 0 | Elem Flow List | 0 | [6 empty] | Y | Y |  | Y
1105 | Aluminum, total (as Al) | 7429905 | 149476 | 37021 | 1105 | 7429905 | 37021 | 1 | 0 | 7429905 | 1 | 0 | Elem Flow List | 0 | [6 empty] | Y |  | Y
1251 | Aluminum | 7429905 | 149476 | 37021 | 1251 | 7429905 | 37021 | 1 | Aluminum | 7429905 | 1 | 0 | Elem Flow List | 0 | [6 empty] | Y |  | Y
82056 | Aluminum, total | 7429905 | 149476 | 37021 | 0 | 7429905 | 37021 | 1 | 0 | 7429905 | 1 | 0 | Elem Flow List | 0 | [6 empty] | Y |  | Y
1104 | Aluminum, total recoverable | 7429905 | 149476 | 37021 | 1104 | 7429905 | 37021 | 1 | 0 | 7429905 | 1 | 0 | Elem Flow List | 0 | [6 empty] | Y |  | Y
1308 | Aluminum, potentially dissolvd | 7429905 | 149476 | 37021 | 1308 | 7429905 | 37021 | 1 | 0 | 7429905 | 1 | 0 | Elem Flow List | 0 | [6 empty] | Y |  | Y
85824 | Aluminum, acid soluble | 7429905 | 149476 | 37021 | 85824 | 7429905 | 37021 | 1 | 0 | 7429905 | 1 | 0 | Elem Flow List | 0 | [6 empty] | Y |  | Y
1106 | Aluminum, dissolved (as Al) | 7429905 | 149476 | 37021 | 1106 | 7429905 | 37021 | 1 | 0 | 7429905 | 1 | 0 | Elem Flow List | 0 | [6 empty] | Y |  | Y
1105A | Aluminum | 7429905 | 149476 | 37021 | 0 | 7429905 | 37021 | 1 | Aluminum | 7429905 | 1 | 0 | Elem Flow List | 0
39161 | Alachlor | 15972608 | 202549 | 60955 | 39161 | 15972608 | 60955 | 1 | Alachlor | 15972608 | 1 | 0 | Elem Flow List | 0 | [8 empty] | Y | Y
77825 | Alachlor | 15972608 | 202549 | 60955 | 77825 | 15972608 | 60955 | 1 | Alachlor | 15972608 | 1 | 0 | Elem Flow List | 0 | [8 empty] | Y | Y
46342 | Alachlor, dissolved | 15972608 | 202549 | 60955 | 0 | 15972608 | 60955 | 1 | 0 | 15972608 | 1 | 0 | Elem Flow List | 0 | [8 empty] | Y | Y
39330 | Aldrin | 309002 | 42002 | 46257 | 39330 | 309002 | 46257 | 1 | Aldrin | 309002 | 1 | 0 | Elem Flow List | 0 | [7 empty] | Y | Y | Y
39333 | Aldrin, dry weight | 309002 | 42002 | 46257 | 0 | 309002 | 46257 | 1 | 0 | 309002 | 1 | 0 | Elem Flow List | 0 | [7 empty] | Y | Y | Y
80000 | Alpha activity | 12587461 | 182451 | 62199 | 0 | 0 | 0 | 0 | 0 | 12587461 | 1 | 0 | Elem Flow List | 0
4241 | Produced water, gross alpha radiation | 12587461 | 182451 | 62199 | 0 | 0 | 0 | 0 | 0 | 12587461 | 1 | 0 | Elem Flow List | 0 | [11 empty] | Y
80030 | Radiation-gross alpha tot dissolved | 12587461 | 182451 | 62199 | 0 | 0 | 0 | 0 | 0 | 12587461 | 1 | 0 | Elem Flow List | 0 | [11 empty] | Y
80040 | Radiation-gross alpha tot suspended | 12587461 | 182451 | 62199 | 0 | 0 | 0 | 0 | 0 | 12587461 | 1 | 0 | Elem Flow List | 0 | [11 empty] | Y
3809 | Amyl acetate, total | 628637 | 64394 | 44621 | 3809 | 628637 | 44621 | 1 | 0 | 628637 | 1 | 0 | Elem Flow List | 0 | [8 empty] | Y
51002 | n-Amyl acetate | 628637 | 64394 | 44621 | 51002 | 628637 | 44621 | 1 | n-Amyl acetate | 628637 | 1 | 0 | Elem Flow List | 0 | [8 empty] | Y
0610S | Nitrogen, ammonia total [as N] [per season] | 7664417 | 152389 | 38644 | 0 | 7664417 | 38644 | 1 | 0 | 7664417 | 1 | 0 | Elem Flow List | 0
0610D | Nitrogen, ammonia total [as N] [per discharge] | 7664417 | 152389 | 38644 | 0 | 7664417 | 38644 | 1 | 0 | 7664417 | 1 | 0 | Elem Flow List | 0
610 | Nitrogen, ammonia total (as N) | 7664417 | 152389 | 38644 | 610 | 7664417 | 38644 | 1 | 0 | 7664417 | 1 | 0 | Elem Flow List | 0 |  | Y | [6 empty] | Y | Y
51446 | Nitrogen, Ammonia Total | 7664417 | 152389 | 38644 | 51446 | 7664417 | 38644 | 1 | 0 | 7664417 | 1 | 0 | Elem Flow List | 0 |  | Y | [6 empty] | Y | Y
609 | Ammonia nitrogen, total, (as N) 30 day | 7664417 | 152389 | 38644 | 609 | 7664417 | 38644 | 1 | 0 | 7664417 | 1 | 0 | Elem Flow List | 0 |  | Y | [6 empty] | Y | Y
612 | Nitrogen, ammonia, tot unionized (as N) | 7664417 | 152389 | 38644 | 612 | 7664417 | 38644 | 1 | 0 | 7664417 | 1 | 0 | Elem Flow List | 0 |  | Y | [6 empty] | Y | Y
38402 | Ametryn | 834128 | 71894 | 43683 | 38402 | 834128 | 43683 | 1 | Ametryn | 834128 | 1 | 0 | Elem Flow List | 0 | [8 empty] | Y | Y
51134 | Ametryn | 834128 | 71894 | 43683 | 0 | 834128 | 43683 | 1 | Ametryn | 834128 | 1 | 0 | Elem Flow List | 0 | [8 empty] | Y | Y
77089 | Aniline | 62533 | 3632 | 49067 | 77089 | 62533 | 49067 | 1 | Aniline | 62533 | 1 | 0 | Elem Flow List | 0 | [8 empty] | Y | Y
73185 | Aniline, dry weight | 62533 | 3632 | 49067 | 0 | 62533 | 49067 | 1 | 0 | 62533 | 1 | 0 | Elem Flow List | 0 | [8 empty] | Y | Y
1002 | Arsenic, total (as As) | 7440382 | 149989 | 36973 | 1002 | 7440382 | 36973 | 1 | 0 | 7440382 | 1 | 0 | Elem Flow List | 0 | [6 empty] | Y | Y | Y | Y
1252 | Arsenic | 7440382 | 149989 | 36973 | 1252 | 7440382 | 36973 | 1 | Arsenic | 7440382 | 1 | 0 | Elem Flow List | 0 | [6 empty] | Y | Y | Y | Y
978 | Arsenic, total recoverable | 7440382 | 149989 | 36973 | 978 | 7440382 | 36973 | 1 | 0 | 7440382 | 1 | 0 | Elem Flow List | 0 | [6 empty] | Y | Y | Y | Y
1003 | Arsenic, dry weight | 7440382 | 149989 | 36973 | 0 | 7440382 | 36973 | 1 | 0 | 7440382 | 1 | 0 | Elem Flow List | 0 | [6 empty] | Y | Y | Y | Y
1309 | Arsenic, potentially dissolvd | 7440382 | 149989 | 36973 | 1309 | 7440382 | 36973 | 1 | 0 | 7440382 | 1 | 0 | Elem Flow List | 0 | [6 empty] | Y | Y | Y | Y
1000 | Arsenic, dissolved (as As) | 7440382 | 149989 | 36973 | 1000 | 7440382 | 36973 | 1 | 0 | 7440382 | 1 | 0 | Elem Flow List | 0 | [6 empty] | Y | Y | Y | Y
51770 | Arsenic, trivalent total | 22541544 | 52450400 | 79080 | 51770 | 22541544 | 79080 | 1 | 0 | 22541544 | 1 | 0 | Elem Flow List | 0
991 | Arsenic, trivalent, total recoverable | 22541544 | 52450400 | 79080 | 991 | 22541544 | 79080 | 1 | 0 | 22541544 | 1 | 0 | Elem Flow List | 0 | [6 empty] | Y |  |  | Y
22680 | Arsenic, trivalent dissolved | 22541544 | 52450400 | 79080 | 22680 | 22541544 | 79080 | 1 | 0 | 22541544 | 1 | 0 | Elem Flow List | 0 | [6 empty] | Y |  |  | Y
39033 | Atrazine | 1912249 | 94128 | 91913 | 39033 | 1912249 | 91913 | 1 | Atrazine | 1912249 | 1 | 0 | Elem Flow List | 0 | [8 empty] | Y | Y
39632 | Atrazine, dissolved | 1912249 | 94128 | 91913 | 39632 | 1912249 | 91913 | 1 | 0 | 1912249 | 1 | 0 | Elem Flow List | 0 | [8 empty] | Y | Y
39580 | Guthion | 86500 | 10777 | 48453 | 39580 | 86500 | 48453 | 1 | 0 | 86500 | 1 | 0 | Elem Flow List | 0 | [8 empty] | Y
82616 | Azinphos-methyl | 86500 | 10777 | 48453 | 0 | 86500 | 48453 | 1 | Azinphos-methyl | 86500 | 1 | 0 | Elem Flow List | 0 | [8 empty] | Y
1022 | Boron, total (as B) | 7440428 | 150011 | 36836 | 1022 | 7440428 | 36836 | 1 | 0 | 7440428 | 1 | 0 | Elem Flow List | 0
82057 | Boron, total | 7440428 | 150011 | 36836 | 82057 | 7440428 | 36836 | 1 | 0 | 7440428 | 1 | 0 | Elem Flow List | 0
999 | Boron, total recoverable | 7440428 | 150011 | 36836 | 999 | 7440428 | 36836 | 1 | 0 | 7440428 | 1 | 0 | Elem Flow List | 0
1020 | Boron, dissolved (as B) | 7440428 | 150011 | 36836 | 1020 | 7440428 | 36836 | 1 | 0 | 7440428 | 1 | 0 | Elem Flow List | 0
1007 | Barium, total (as Ba) | 7440393 | 149997 | 36972 | 1007 | 7440393 | 36972 | 1 | 0 | 7440393 | 1 | 0 | Elem Flow List | 0 | [6 empty] | Y |  | Y | Y
1009 | Barium, total recoverable | 7440393 | 149997 | 36972 | 1009 | 7440393 | 36972 | 1 | 0 | 7440393 | 1 | 0 | Elem Flow List | 0 | [6 empty] | Y |  | Y | Y
1311 | Barium, potentially dissolvd | 7440393 | 149997 | 36972 | 1311 | 7440393 | 36972 | 1 | 0 | 7440393 | 1 | 0 | Elem Flow List | 0 | [6 empty] | Y |  | Y | Y
1005 | Barium, dissolved (as Ba) | 7440393 | 149997 | 36972 | 1005 | 7440393 | 36972 | 1 | 0 | 7440393 | 1 | 0 | Elem Flow List | 0 | [6 empty] | Y |  | Y | Y
34247 | Benzo(a)pyrene | 50328 | 1115 | 49190 | 34247 | 50328 | 49190 | 1 | 0 | 50328 | 1 | 0 | Elem Flow List | 0 | [7 empty] | Y | Y | Y
34250 | Benzo(a)pyrene, dry weight | 50328 | 1115 | 49190 | 34250 | 50328 | 49190 | 1 | 0 | 50328 | 1 | 0 | Elem Flow List | 0 | [7 empty] | Y | Y | Y
81557 | 1-Bromo-2-chloroethane | 107040 | 24091 | 47487 | 0 | 0 | 0 | 0 | 1-Bromo-2-chloroethane | 107040 | 1 | 0 | Elem Flow List | 0
77936 | Bromochloroethane, in water | 107040 | 24091 | 47487 | 0 | 0 | 0 | 0 | 0 | 107040 | 1 | 0 | Elem Flow List | 0
77653 | 1,2-Bis(2-chloroethoxy) ethane | 112265 | 28274 | 47281 | 0 | 0 | 0 | 0 | 0 | 112265 | 1 | 0 | Elem Flow List | 0
78454 | Ethane, 1,2-bis(2- chloroethoxy)-, homologous sum | 112265 | 28274 | 47281 | 0 | 0 | 0 | 0 | 0 | 112265 | 1 | 0 | Elem Flow List | 0
34278 | Bis(2-chloroethoxy)methane | 111911 | 27987 | 96048 | 34278 | 111911 | 96048 | 1 | Bis(2-chloroethoxy)methane | 111911 | 1 | 0 | Elem Flow List | 0 | [7 empty] | Y | Y | Y
81899 | Sevin in tissue | 63252 | 3723 | 49061 | 0 | 63252 | 49061 | 1 | 0 | 63252 | 1 | 0 | Elem Flow List | 0 | Y | [7 empty] | Y | Y
82028 | Ratio of fecal coliform to fecal streptoc |  |  | 0 | 0 | 0 | 0 | 0 | 0 | 0 | 0 | 1 | 0 | Property | Y |  |  |  |  | Y
82051 | Chloramben | 133904 | 35956 | 46629 | 0 | 0 | 0 | 0 | Chloramben | 133904 | 1 | 0 | Elem Flow List | 0 | [8 empty] | Y
82052 | Dicamba | 1918009 | 94219 | 40140 | 82052 | 1918009 | 40140 | 1 | Dicamba | 1918009 | 1 | 0 | Elem Flow List | 0 | [8 empty] | Y | Y
82058 | Chromium, total percent removal | 7440473 | 150060 | 36831 | 0 | 7440473 | 36831 | 1 | 0 | 7440473 | 1 | 0 | Elem Flow List | 0 | Y | [7 empty] | Y | Y
82063 | Residue, total filterable |  |  | 0 | 0 | 0 | 0 | 0 | 0 | 0 | 0 | 1 | 0 | Property
82064 | Ferrous sulfate | 7720787 | 152926 | 38489 | 82064 | 7720787 | 38489 | 1 | Ferrous sulfate | 7720787 | 1 | 0 | Elem Flow List | 0 | [8 empty] | Y
49021 | Annual amt. sludge disposed surface unit |  |  | 0 | 0 | 0 | 0 | 0 | 0 | 0 | 0 | 1 | 0 | Property | Y
49022 | Annual amt sludge disposed in landfill |  |  | 0 | 0 | 0 | 0 | 0 | 0 | 0 | 0 | 1 | 0 | Property | Y
49023 | Annual amt sludge transported interstate |  |  | 0 | 0 | 0 | 0 | 0 | 0 | 0 | 0 | 1 | 0 | Property | Y
49028 | Unit w/liner/leachate collection system |  |  | 0 | 0 | 0 | 0 | 0 | 0 | 0 | 0 | 1 | 0 | Property | Y
49029 | Unit boundary to property line distance |  |  | 0 | 0 | 0 | 0 | 0 | 0 | 0 | 0 | 1 | 0 | Property | Y
49030 | Compliance w/part 258 sludge requirement |  |  | 0 | 0 | 0 | 0 | 0 | 0 | 0 | 0 | 1 | 0 | Property | Y
49031 | Selenium, sludge, total dry weight | 7782492 | 154310 | 38145 | 0 | 7782492 | 38145 | 1 | 0 | 7782492 | 1 | 0 | Elem Flow List | 0 | Y | [7 empty] | Y | Y
49132 | Effluent back pressure, discharge pipe |  |  | 0 | 0 | 0 | 0 | 0 | 0 | 0 | 0 | 1 | 0 | Property | Y
49153 | WWT drill fluids/cuttings, TDS |  |  | 0 | 0 | 0 | 0 | 0 | 0 | 0 | 0 | 1 | 0 | Comingled
49155 | WWT drill fluids/cuttings, zinc |  |  | 0 | 0 | 0 | 0 | 0 | 0 | 0 | 0 | 1 | 0 | Comingled
49156 | Well fluids, priority pollutants disch |  |  | 0 | 0 | 0 | 0 | 0 | 0 | 0 | 0 | 1 | 0 | Comingled | Y
49157 | Formation test fluids, free oil |  |  | 0 | 0 | 0 | 0 | 0 | 0 | 0 | 0 | 1 | 0 | Intermediate flow
49158 | Excess cement slurry, free oil |  |  | 0 | 0 | 0 | 0 | 0 | 0 | 0 | 0 | 1 | 0 | Intermediate flow | Y
49159 | WWT drill fluids/cutings free oil |  |  | 0 | 0 | 0 | 0 | 0 | 0 | 0 | 0 | 1 | 0 | Intermediate flow
49160 | Sanitary waste, BOD, 5-day |  |  | 0 | 49160 | 0 | 0 | 1 | 0 | 0 | 0 | 0 | Organic Enrichment | 0 |  |  |  | Y
49161 | WWT drill fluids/cuttings, pH |  |  | 0 | 0 | 0 | 0 | 0 | 0 | 0 | 0 | 1 | 0 | Property | Y
49162 | Well fluids, pH |  |  | 0 | 0 | 0 | 0 | 0 | 0 | 0 | 0 | 1 | 0 | Property | Y
49165 | WWT drill fluids/cuttings, COD |  |  | 0 | 0 | 0 | 0 | 0 | 0 | 0 | 0 | 0 | Organic Enrichment | 0 |  |  |  | Y
49166 | WWT drill fluid/cutting, haz metal disch |  |  | 0 | 0 | 0 | 0 | 0 | 0 | 0 | 0 | 1 | 0 | Comingled
49167 | WWT drill fluids/cuttings, chromium |  |  | 0 | 0 | 0 | 0 | 0 | 0 | 0 | 0 | 1 | 0 | Comingled
49168 | WWT drill fluids/cuttings, chlorides |  |  | 0 | 0 | 0 | 0 | 0 | 0 | 0 | 0 | 1 | 0 | Comingled
49169 | Formation test fluids, pH |  |  | 0 | 0 | 0 | 0 | 0 | 0 | 0 | 0 | 1 | 0 | Property | Y
49220 | Macroinvertebrate assessment |  |  | 0 | 0 | 0 | 0 | 0 | 0 | 0 | 0 | 1 | 0 | Property | Y
49263 | trans-1,4-Dichloro-2-butene | 110576 | 26765 | 96270 | 49263 | 110576 | 96270 | 1 | trans-1,4-Dichloro-2-butene | 110576 | 1 | 0 | Elem Flow List | 0 | [8 empty] | Y | Y
51477 | Analytical Chemistry |  |  | 0 | 0 | 0 | 0 | 0 | 0 | 0 | 0 | 1 | 0 | Property | Y
51478 | Malachite Green | 569642 | 54932 | 45646 | 0 | 0 | 0 | 0 | Malachite green | 569642 | 1 | 0 | Elem Flow List | 0 | [8 empty] | Y
51479 | Chlordene, Gamma | 56641384 |  | 0 | 0 | 0 | 0 | 0 | 0 | 0 | 0 | 1 | 0 | Property
51480 | Chloramine-T | 127651 |  | 0 | 51480 | 127651 | 0 | 1 | 0 | 127651 | 1 | 0 | Elem Flow List | 0
51481 | PVP-Iodine | 25655418 |  | 0 | 51481 | 25655418 | 0 | 1 | 0 | 25655418 | 1 | 0 | Elem Flow List | 0
51482 | Water Elevation |  |  | 0 | 0 | 0 | 0 | 0 | 0 | 0 | 0 | 1 | 0 | Property | Y
51483 | Pulp, Purchased |  |  | 0 | 0 | 0 | 0 | 0 | 0 | 0 | 0 | 1 | 0 | Intermediate flow | Y
51484 | Number of Events |  |  | 0 | 0 | 0 | 0 | 0 | 0 | 0 | 0 | 1 | 0 | Property | Y
51485 | Isolation Time Met |  |  | 0 | 0 | 0 | 0 | 0 | 0 | 0 | 0 | 1 | 0 | Property | Y
51486 | Apparent Color (Admi Units) |  |  | 0 | 0 | 0 | 0 | 0 | 0 | 0 | 0 | 1 | 0 | Property | [13 empty] | Y
51487 | Are You In Compliance |  |  | 0 | 0 | 0 | 0 | 0 | 0 | 0 | 0 | 1 | 0 | Property | Y
51488 | Offensive Conditions |  |  | 0 | 0 | 0 | 0 | 0 | 0 | 0 | 0 | 1 | 0 | Property | Y
51490 | Sodium Hypochlorite Bleach |  |  | 0 | 0 | 0 | 0 | 0 | 0 | 0 | 0 | 1 | 0 | Intermediate flow
51492 | Bromate | 15541454 |  | 0 | 51492 | 15541454 | 0 | 1 | Bromate | 15541454 | 1 | 0 | Elem Flow List | 0
51493 | Phenolic Compounds,Total |  | 749630 | 35995 | 0 | 0 | 0 | 0 | 0 | 0 | 0 | 1 | 0 | Aggregate
51494 | Tetryl | 479458 |  | 0 | 51494 | 479458 | 0 | 1 | Tetryl | 479458 | 1 | 0 | Elem Flow List | 0
51495 | Methanesulfonate |  |  | 0 | 0 | 0 | 0 | 0 | 0 | 0 | 0 | 1 | 0 | Not in LCIA | Y
51496 | Heptachlor + Heptachlor Epoxide |  |  | 0 | 51496 | 0 | 0 | 1 | 0 | 0 | 0 | 1 | 0 | Aggregate
51497 | Spectrus OX 1200 |  |  | 0 | 0 | 0 | 0 | 0 | 0 | 0 | 0 | 1 | 0 | Not in LCIA | Y
51499 | Diisopropyl methylphosphonate | 1445-75-6 |  | 0 | 51499 | 1445-75-6 | 0 | 1 | Diisopropyl methylphosphonate | 0 | 1 | 0 | Elem Flow List | 0
51500 | Flow, total |  |  | 0 | 0 | 0 | 0 | 0 | 0 | 0 | 0 | 1 | 0 | Property | Y
51501 | N-Nitroso-N-Methylethylamine |  |  | 0 | 51501 | 0 | 0 | 1 | 0 | 0 | 0 | 1 | 0 | Intermediate flow
51502 | Furmecyclox |  |  | 0 | 0 | 0 | 0 | 0 | 0 | 0 | 0 | 0 | 1 | Intermediate flow
51503 | Calcium Chloride | 10043524 | 167155 | 39304 | 51503 | 10043524 | 39304 | 1 | Calcium chloride | 10043524 | 1 | 0 | Elem Flow List | 0
51504 | UV Light Working |  |  | 0 | 0 | 0 | 0 | 0 | 0 | 0 | 0 | 1 | 0 | Property | Y
51506 | Bismuth 214 | 14733030 |  | 0 | 0 | 0 | 0 | 0 | 0 | 0 | 0 | 0 | Element | 0 | [6 empty] | Y
51509 | Lead 212 | 15092941 |  | 0 | 0 | 0 | 0 | 0 | 0 | 0 | 0 | 0 | Element | 0 | [6 empty] | Y
51510 | Lead 214 | 15067284 |  | 0 | 0 | 0 | 0 | 0 | 0 | 0 | 0 | 0 | Element | 0 | [6 empty] | Y
51512 | Thallium 208 | 14913509 |  | 0 | 0 | 0 | 0 | 0 | 0 | 0 | 0 | 0 | Element | 0 | [6 empty] | Y |  |  | Y
51513 | Thorium 234 | 15065108 |  | 0 | 0 | 0 | 0 | 0 | 0 | 0 | 0 | 0 | Element | 0 | [6 empty] | Y
51514 | Actinium 228 | 14331830 |  | 0 | 0 | 0 | 0 | 0 | 0 | 0 | 0 | 0 | Element | 0 | [6 empty] | Y
51516 | Niclosamide | 50657 |  | 0 | 0 | 0 | 0 | 0 | Niclosamide | 50657 | 1 | 0 | Elem Flow List | 0
51517 | Turbidity, Test Failures |  |  | 0 | 0 | 0 | 0 | 0 | 0 | 0 | 0 | 1 | 0 | Property | Y
51518 | Non-Halogenated Volatile Organics |  |  | 0 | 0 | 0 | 0 | 0 | 0 | 0 | 0 | 1 | 0 | Aggregate
51519 | Endrin Sulfate |  |  | 0 | 0 | 0 | 0 | 0 | 0 | 0 | 0 | 1 | 0 | Intermediate flow | Y
51520 | Chlorine Residual * Detention Time Product |  |  | 0 | 0 | 0 | 0 | 0 | 0 | 0 | 0 | 1 | 0 | Property | Y
51521 | Perfluorooctanoic Acid | 335671 |  | 0 | 51521 | 335671 | 0 | 1 | Perfluorooctanoic acid | 335671 | 1 | 0 | Elem Flow List | 0
51522 | Perfluorobutanoic Acid |  |  | 0 | 0 | 0 | 0 | 0 | 0 | 0 | 0 | 1 | 0 | Intermediate flow | Y
51523 | Perfluorobutanoicsulfonate |  |  | 0 | 0 | 0 | 0 | 0 | 0 | 0 | 0 | 0 | Other Flow | 0 | Y
51524 | Perfluorobutanesulfonamide |  |  | 0 | 0 | 0 | 0 | 0 | 0 | 0 | 0 | 0 | Other Flow | 0 | Y
51525 | Perfluorooctanesulfonamide | 754916 |  | 0 | 51525 | 754916 | 0 | 1 | Perfluorooctanesulfonamide | 754916 | 1 | 0 | Elem Flow List | 0
51526 | Perfluorooctanesulfonate |  |  | 0 | 0 | 0 | 0 | 0 | 0 | 0 | 0 | 0 | Other Flow | 0 | Y
51527 | Isodrin | 465736 |  | 0 | 0 | 0 | 0 | 0 | Isodrin | 465736 | 1 | 0 | Elem Flow List | 0 | [8 empty] | Y | Y
51528 | Strobane | 8001501 |  | 0 | 0 | 0 | 0 | 0 | 0 | 0 | 0 | 1 | 0 | Intermediate flow
51529 | Perthane | 72560 |  | 0 | 0 | 0 | 0 | 0 | 0 | 72560 | 1 | 0 | Elem Flow List | 0
51531 | Sulfur Trioxide | 7446119 | 150375 | 36801 | 0 | 0 | 0 | 0 | Sulfur trioxide | 0 | 1 | 0 | Elem Flow List | 0 | [8 empty] | Y
51532 | Fish Waste Weight |  |  | 0 | 0 | 0 | 0 | 0 | 0 | 0 | 0 | 1 | 0 | Property | Y
51533 | Fillet Production |  |  | 0 | 0 | 0 | 0 | 0 | 0 | 0 | 0 | 1 | 0 | Property | Y
51534 | Fillet Operation |  |  | 0 | 0 | 0 | 0 | 0 | 0 | 0 | 0 | 1 | 0 | Property | Y
51535 | Haloacetic acids [HAA5] |  | 701185 | 35903 | 0 | 0 | 0 | 0 | 0 | 0 | 0 | 0 | Other Flow | 0 | Y
51536 | Selenate, Total Recoverable | 14124686 |  | 0 | 51536 | 14124686 | 0 | 1 | 0 | 14124686 | 1 | 0 | Elem Flow List | 0
51539 | Nonpurgeable Organic Halides |  |  | 0 | 51539 | 0 | 0 | 1 | 0 | 0 | 0 | 1 | 0 | Aggregate
51540 | Purgeable Organic Halides |  |  | 0 | 51540 | 0 | 0 | 1 | 0 | 0 | 0 | 1 | 0 | Aggregate
51541 | Hexachlorophene | 70304 |  | 0 | 51541 | 70304 | 0 | 1 | Hexachlorophene | 70304 | 1 | 0 | Elem Flow List | 0 | [8 empty] | Y | Y
51542 | Temperature Increase Deg. C |  |  | 0 | 0 | 0 | 0 | 0 | 0 | 0 | 0 | 1 | 0 | Property | Y
51543 | Temperature Increase Deg. F |  |  | 0 | 0 | 0 | 0 | 0 | 0 | 0 | 0 | 1 | 0 | Property | Y
51547 | Amoxicillin | 61336707 |  | 0 | 51547 | 61336707 | 0 | 1 | Amoxicillin | 61336707 | 1 | 0 | Elem Flow List | 0
51548 | Ampicillin | 69534 |  | 0 | 51548 | 69534 | 0 | 1 | Ampicillin | 69534 | 1 | 0 | Elem Flow List | 0
51549 | Cefadroxil |  |  | 0 | 0 | 0 | 0 | 0 | 0 | 0 | 0 | 1 | 0 | Not in LCIA | Y
51550 | Cefdinir |  |  | 0 | 0 | 0 | 0 | 0 | 0 | 0 | 0 | 1 | 0 | Not in LCIA | Y
51551 | Cefprozil |  |  | 0 | 0 | 0 | 0 | 0 | 0 | 0 | 0 | 1 | 0 | Not in LCIA | Y
51552 | Cephalexin |  |  | 0 | 0 | 0 | 0 | 0 | 0 | 0 | 0 | 1 | 0 | Not in LCIA | Y
51553 | Dicloxacillin |  |  | 0 | 0 | 0 | 0 | 0 | 0 | 0 | 0 | 1 | 0 | Not in LCIA | Y
51554 | Baitfish |  | 9999999 | 0 | 0 | 0 | 0 | 0 | 0 | 0 | 0 | 1 | 0 | Intermediate flow | Y
51555 | Diethylene Glycol | 111466 |  | 0 | 0 | 0 | 0 | 0 | Diethylene glycol | 111466 | 1 | 0 | Elem Flow List | 0
51558 | Water Treatment Additives Presence |  |  | 0 | 0 | 0 | 0 | 0 | 0 | 0 | 0 | 1 | 0 | Property | Y
51559 | Drilling Fluids, Discharge Rate Occurrences |  |  | 0 | 0 | 0 | 0 | 0 | 0 | 0 | 0 | 1 | 0 | Property | Y
51561 | Potassium Acetate | 127082 | 34124 | 46753 | 0 | 0 | 0 | 0 | 0 | 0 | 0 | 0 | Other Flow | 0
51562 | Chlorine Dioxide Application Rate | 10049044 | 167296 | 39291 | 0 | 10049044 | 39291 | 1 | 0 | 10049044 | 1 | 0 | Elem Flow List | 0
51563 | Kappa Factor |  |  | 0 | 0 | 0 | 0 | 0 | 0 | 0 | 0 | 1 | 0 | Property | Y
51564 | Spray to Rest Ratio |  | 1646728 | 79498 | 0 | 0 | 0 | 0 | 0 | 0 | 0 | 1 | 0 | Property | Y
51565 | 1,2,3-Trimethyl Benzene | 526738 | 50153 | 45727 | 0 | 0 | 0 | 0 | 0 | 526738 | 1 | 0 | Elem Flow List | 0
51566 | tert-Butylphenol | 27178343 |  | 0 | 51566 | 27178343 | 0 | 1 | 0 | 27178343 | 1 | 0 | Elem Flow List | 0
51567 | 3-methylphenol and 4-methylphenol Combination | 27029761 |  | 0 | 51567 | 27029761 | 0 | 1 | 0 | 27029761 | 1 | 0 | Elem Flow List | 0
51568 | Nonylphenol |  |  | 0 | 51568 | 0 | 0 | 1 | Nonylphenol | 0 | 1 | 0 | Elem Flow List | 0
51569 | (1,1,3,3-Tetramethylbutyl)phenol | 27193288 |  | 0 | 51569 | 27193288 | 0 | 1 | (1,1,3,3-Tetramethylbutyl)phenol | 27193288 | 1 | 0 | Elem Flow List | 0
51718 | 2-Ethyl-9,10-Anthraquinone | 84515 | 9894 | 48579 | 0 | 0 | 0 | 0 | 0 | 0 | 0 | 1 | 0 | Intermediate flow
51719 | Nitrated Esters [NE] |  |  | 0 | 0 | 0 | 0 | 0 | 0 | 0 | 0 | 1 | 0 | Aggregate | Y
51720 | BOD, carbonaceous, 20-day, % Removal |  | 1640960 | 79323 | 0 | 0 | 0 | 0 | 0 | 0 | 0 | 1 | 0 | Property | Y
51721 | Sodium Tolytriazole | 6466557 | 340455 | 73975 | 0 | 0 | 0 | 0 | 0 | 0 | 0 | 1 | 0 | Intermediate flow
51724 | Fish feed used efficiency |  |  | 0 | 0 | 0 | 0 | 0 | 0 | 0 | 0 | 1 | 0 | Property | Y
51725 | Flow, in conduit or thru treatment plant |  |  | 0 | 0 | 0 | 0 | 0 | 0 | 0 | 0 | 1 | 0 | Property | Y
51726 | Critical Dilution |  |  | 0 | 0 | 0 | 0 | 0 | 0 | 0 | 0 | 1 | 0 | Property | Y
51727 | Screen Efficiency |  |  | 0 | 0 | 0 | 0 | 0 | 0 | 0 | 0 | 1 | 0 | Property | Y
51728 | Screen Area Blockage |  |  | 0 | 0 | 0 | 0 | 0 | 0 | 0 | 0 | 1 | 0 | Property | Y
51729 | Intake Velocity Excusions |  |  | 0 | 0 | 0 | 0 | 0 | 0 | 0 | 0 | 1 | 0 | Property | Y
51730 | Fish/Shellfish Impinged |  |  | 0 | 0 | 0 | 0 | 0 | 0 | 0 | 0 | 1 | 0 | Property | Y
51731 | Poly[hexamethylenebiguanide] hydrochloride | 32289580 | 261719 | 53599 | 51731 | 32289580 | 53599 | 1 | 0 | 32289580 | 1 | 0 | Elem Flow List | 0
51732 | Total Production - volume |  | 1647056 | 79505 | 0 | 0 | 0 | 0 | 0 | 0 | 0 | 1 | 0 | Property | Y
51734 | Crop yield per day |  | 1648062 | 79737 | 0 | 0 | 0 | 0 | 0 | 0 | 0 | 1 | 0 | Property | Y
51735 | Volume, total |  | 17132507 | 97431 | 0 | 0 | 0 | 0 | 0 | 0 | 0 | 1 | 0 | Property | Y
51736 | Dibenz[a,h]acridine | 226368 | 40774 | 92639 | 51736 | 226368 | 92639 | 1 | Dibenz[a,h]acridine | 226368 | 1 | 0 | Elem Flow List | 0
51737 | Dibenzo[a,e]pyrene | 192654 | 40600 | 46350 | 51737 | 192654 | 46350 | 1 | Dibenzo[a,e]pyrene | 192654 | 1 | 0 | Elem Flow List | 0
51738 | Dibenzo[a,h]pyrene | 189640 | 40550 | 46353 | 51738 | 189640 | 46353 | 1 | Dibenzo[a,h]pyrene | 189640 | 1 | 0 | Elem Flow List | 0
51742 | Coagulants added [mass] |  | 1641729 | 79471 | 0 | 0 | 0 | 0 | 0 | 0 | 0 | 1 | 0 | Property | Y
51743 | Coagulants added [volume] |  | 1641729 | 79471 | 0 | 0 | 0 | 0 | 0 | 0 | 0 | 1 | 0 | Property | Y
51744 | Dilantin [Phenytoin] | 57410 | 2535 | 49147 | 0 | 0 | 0 | 0 | 0 | 57410 | 1 | 0 | Elem Flow List | 0
51745 | Iopromide |  |  | 0 | 0 | 0 | 0 | 0 | 0 | 0 | 0 | 1 | 0 | Intermediate flow
51746 | Nonylphenol diethoxylate | 20427843 | 217562 | 58041 | 0 | 0 | 0 | 0 | 0 | 0 | 0 | 1 | 0 | Aggregate | [9 empty] | Y
51747 | Meprobamate | 57534 | 2576 | 89436 | 0 | 0 | 0 | 0 | 0 | 0 | 0 | 1 | 0 | Not in LCIA
51748 | Trimethoprim | 738705 | 17003344 | 77977 | 0 | 0 | 0 | 0 | Trimethoprim | 738705 | 1 | 0 | Elem Flow List | 0
51749 | Iohexol | 66108950 |  | 0 | 0 | 0 | 0 | 0 | 0 | 0 | 0 | 1 | 0 | Not in LCIA
51750 | Nonylphenol monoethoxylate | 27986363 | 247510 | 56520 | 0 | 0 | 0 | 0 | 0 | 0 | 0 | 1 | 0 | Aggregate | [9 empty] | Y
51751 | Octylphenol diethoxylate |  | 17164732 | 88388 | 0 | 0 | 0 | 0 | 0 | 0 | 0 | 1 | 0 | Intermediate flow | Y
51752 | Octylphenol monoethoxylate |  | 17164724 | 88389 | 0 | 0 | 0 | 0 | 0 | 0 | 0 | 1 | 0 | Intermediate flow
51753 | Sulfamethoxazole | 723466 | 68866 | 88489 | 0 | 0 | 0 | 0 | 0 | 0 | 0 | 1 | 0 | Not in LCIA
51754 | Tris[2-chloroethyl] phosphate [TCEP] | 115968 | 29322 | 47148 | 0 | 0 | 0 | 0 | 0 | 115968 | 1 | 0 | Elem Flow List | 0
51755 | Dixylylethane [DEX] | 1742149 | 91843 | 40780 | 0 | 0 | 0 | 0 | 0 | 0 | 0 | 1 | 0 | Intermediate flow
51756 | 2,4-Dinitroanisole | 119277 | 30585 | 47066 | 0 | 0 | 0 | 0 | 0 | 0 | 0 | 0 | Other flow | 0
51757 | Tetrahydroxymethylphosphonium chloride, THPC | 124641 | 33613 | 46790 | 51757 | 124641 | 46790 | 1 | 0 | 124641 | 1 | 0 | Elem Flow List | 0
51758 | Fipronil | 120068373 | 621722 | 84178 | 0 | 0 | 0 | 0 | Fipronil | 120068373 | 1 | 0 | Elem Flow List | 0
51759 | Diclofenac | 15307865 |  | 0 | 0 | 0 | 0 | 0 | 0 | 0 | 0 | 1 | 0 | Not in LCIA
51760 | Galaxolide | 1222055 | 81414 | 94893 | 0 | 0 | 0 | 0 | 0 | 0 | 0 | 1 | 0 | Intermediate flow
51761 | TDCPP [Tris[1,3-dichloro-2-propyl] phosphate] | 13674878 | 189563 | 59647 | 0 | 0 | 0 | 0 | 0 | 13674878 | 1 | 0 | Elem Flow List | 0
51762 | TCPP [Tris [1-chloro-2-propyl] phosphate] | 13674845 | 189555 | 59648 | 0 | 0 | 0 | 0 | 0 | 13674845 | 1 | 0 | Elem Flow List | 0
51763 | APELs Requested? |  |  | 0 | 0 | 0 | 0 | 0 | 0 | 0 | 0 | 1 | 0 | Property | Y
51764 | Phosphorus Adsorption | 7723140 | 153049 | 38478 | 0 | 7723140 | 38478 | 1 | 0 | 7723140 | 1 | 0 | Elem Flow List | 0 | Y
51765 | Percent Base Saturation |  |  | 0 | 0 | 0 | 0 | 0 | 0 | 0 | 0 | 1 | 0 | Property | Y
51766 | Hydroxide | 14280309 | 776500 | 85321 | 51766 | 14280309 | 85321 | 1 | Hydroxide | 14280309 | 1 | 0 | Elem Flow List | 0
51767 | Radium, total | 7440144 | 149765 | 36994 | 0 | 0 | 0 | 0 | 0 | 7440144 | 1 | 0 | Elem Flow List | 0 | [11 empty] | Y
51768 | Radium, dissolved | 7440144 | 149765 | 36994 | 0 | 0 | 0 | 0 | 0 | 7440144 | 1 | 0 | Elem Flow List | 0 | [11 empty] | Y
51769 | 3,3'-Dimethoxybenzidine | 119904 | 30924 | 47040 | 0 | 0 | 0 | 0 | 3,3'-Dimethoxybenzidine | 119904 | 1 | 0 | Elem Flow List | 0
51771 | Coal ash | 68131748 | 396671 | 14305 | 0 | 0 | 0 | 0 | 0 | 0 | 0 | 1 | 0 | Comingled
51772 | Aluminum oxide | 1344281 | 86132 | 42955 | 0 | 0 | 0 | 0 | 0 | 1344281 | 1 | 0 | Elem Flow List | 0
51773 | Barium oxide | 1304285 | 82164 | 43628 | 0 | 0 | 0 | 0 | 0 | 0 | 0 | 0 | Other Flow | 0
51775 | Iron oxide | 1332372 | 85308 | 43019 | 0 | 0 | 0 | 0 | 0 | 0 | 0 | 0 | Other Flow | 0
51776 | Magnesium oxide | 1309484 | 82529 | 43592 | 0 | 0 | 0 | 0 | 0 | 0 | 0 | 0 | Other Flow | 0
51777 | Manganese oxide | 1344430 | 86173 | 42951 | 0 | 0 | 0 | 0 | 0 | 0 | 0 | 0 | Other Flow | 0
51778 | Phosphorus Pentoxide | 1314563 | 83089 | 42854 | 0 | 0 | 0 | 0 | Phosphorus pentoxide | 1314563 | 1 | 0 | Elem Flow List | 0
51780 | Silica [Silicone dioxide] | 7631869 | 151977 | 39473 | 0 | 7631869 | 39473 | 1 | 0 | 7631869 | 1 | 0 | Elem Flow List | 0
51781 | Sodium oxide | 1313593 | 82834 | 42879 | 0 | 0 | 0 | 0 | 0 | 0 | 0 | 0 | Other Flow | 0
51782 | Benzopyrene |  | 713800 | 81535 | 0 | 0 | 0 | 0 | 0 | 0 | 0 | 0 | Other Flow | 0
51783 | Fecal Matter |  | 17136243 | 96200 | 0 | 0 | 0 | 0 | 0 | 0 | 0 | 1 | 0 | Comingled
51784 | Benzene, calculated limit | 71432 | 4754 | 98385 | 0 | 71432 | 98385 | 1 | 0 | 71432 | 1 | 0 | Elem Flow List | 0 | Y
51788 | Flow, discharge |  |  | 0 | 0 | 0 | 0 | 0 | 0 | 0 | 0 | 1 | 0 | Property | Y
51789 | Flow, irrigation |  |  | 0 | 0 | 0 | 0 | 0 | 0 | 0 | 0 | 1 | 0 | Property | Y
51790 | Flow, reclamation |  |  | 0 | 0 | 0 | 0 | 0 | 0 | 0 | 0 | 1 | 0 | Property | Y
51791 | Heterotrophic bacteria, total |  | 761734 | 6168 | 0 | 0 | 0 | 0 | 0 | 0 | 0 | 1 | 0 | Not in LCIA
51792 | Tetramethylammonium chloride | 75570 | 5678 | 48921 | 0 | 0 | 0 | 0 | Tetramethylammonium chloride | 75570 | 1 | 0 | Elem Flow List | 0
51793 | pH range excursions, greater than 30 minutes |  | 1644285 | 79930 | 0 | 0 | 0 | 0 | 0 | 0 | 0 | 1 | 0 | Property | Y
51795 | Flowing, Receiving Stream |  |  | 0 | 0 | 0 | 0 | 0 | 0 | 0 | 0 | 1 | 0 | Property | Y
51796 | Run time |  |  | 0 | 0 | 0 | 0 | 0 | 0 | 0 | 0 | 1 | 0 | Property | Y
51797 | BOD excursions |  | 1640606 | 79154 | 0 | 0 | 0 | 0 | 0 | 0 | 0 | 1 | 0 | Property | Y
51798 | Total Amount Land Applied |  |  | 0 | 0 | 0 | 0 | 0 | 0 | 0 | 0 | 1 | 0 | Property | Y
51799 | Duration of Land Application |  | 1642404 | 79536 | 0 | 0 | 0 | 0 | 0 | 0 | 0 | 1 | 0 | Property | Y
51800 | Nitrotriazolone [NTO] | 932649 | 17157272 | 96503 | 0 | 0 | 0 | 0 | 0 | 0 | 0 | 1 | 0 | Intermediate flow
51801 | Carbon, dissolved inorganic [as C] |  | 17294661 | 98463 | 0 | 0 | 0 | 0 | 0 | 0 | 0 | 0 | Other Flow | 0
51802 | Total K001 Constituents |  | 740837 | 4404 | 51802 | 0 | 0 | 1 | 0 | 0 | 0 | 1 | 0 | Aggregate
52000 | Azide | 14343692 | 962423 | 81032 | 0 | 0 | 0 | 0 | Azide | 14343692 | 1 | 0 | Elem Flow List | 0
52010 | Ethoxyquin | 91532 | 13490 | 87966 | 0 | 0 | 0 | 0 | Ethoxyquin | 91532 | 1 | 0 | Elem Flow List | 0
52020 | Freeboard |  |  | 0 | 52020 | 0 | 0 | 1 | 0 | 0 | 0 | 1 | 0 | Property
52030 | Furans |  |  | 0 | 52030 | 0 | 0 | 1 | 0 | 0 | 0 | 0 | Other Flow | 0
52040 | Halogens, total combined |  |  | 0 | 52040 | 0 | 0 | 1 | 0 | 0 | 0 | 1 | 0 | Aggregate
52050 | Infiltration capacity |  |  | 0 | 0 | 0 | 0 | 0 | 0 | 0 | 0 | 1 | 0 | Property | Y
52060 | Mix ratio |  |  | 0 | 0 | 0 | 0 | 0 | 0 | 0 | 0 | 1 | 0 | Property | Y
52070 | Moisture content |  |  | 0 | 0 | 0 | 0 | 0 | 0 | 0 | 0 | 1 | 0 | Property | Y
52080 | Number of operating tubes |  |  | 0 | 0 | 0 | 0 | 0 | 0 | 0 | 0 | 1 | 0 | Property | Y
52120 | Organics, total halogens (TOX) |  |  | 0 | 0 | 0 | 0 | 0 | 0 | 0 | 0 | 1 | 0 | Aggregate
52130 | Pentachlorophenol, removal efficiency | 87865 | 11437 | 48409 | 0 | 87865 | 48409 | 1 | 0 | 87865 | 1 | 0 | Elem Flow List | 0 | Y | [7 empty] | Y | Y
52140 | Pressure, casing |  |  | 0 | 0 | 0 | 0 | 0 | 0 | 0 | 0 | 1 | 0 | Property | Y
52150 | Rovral | 36734197 | 272120 | 52899 | 0 | 0 | 0 | 0 | 0 | 36734197 | 1 | 0 | Elem Flow List | 0
52160 | Sludge, depth |  |  | 0 | 0 | 0 | 0 | 0 | 0 | 0 | 0 | 1 | 0 | Property | Y
52170 | Solids, total suspended, loading rate |  |  | 0 | 0 | 0 | 0 | 0 | 0 | 0 | 0 | 1 | 0 | Property | Y
52190 | Solids, total dissolved (inorganic) |  |  | 0 | 52190 | 0 | 0 | 1 | 0 | 0 | 0 | 1 | 0 | Aggregate
52220 | Tebuconazole | 107534963 | 699223 | 83455 | 52220 | 107534963 | 83455 | 1 | Tebuconazole | 107534963 | 1 | 0 | Elem Flow List | 0
52240 | Temperature, background |  |  | 0 | 0 | 0 | 0 | 0 | 0 | 0 | 0 | 1 | 0 | Property | Y
52250 | Tetramethyl ammonium hydroxide | 75592 | 5694 | 48920 | 0 | 0 | 0 | 0 | 0 | 75592 | 1 | 0 | Elem Flow List | 0
52280 | Topsin | 23564069 | 224279 | 55992 | 0 | 0 | 0 | 0 | 0 | 23564069 | 1 | 0 | Elem Flow List | 0 | [8 empty] | Y
52290 | Total petroleum hydrocarbon - diesel |  |  | 0 | 52290 | 0 | 0 | 1 | 0 | 0 | 0 | 1 | 0 | Comingled
52300 | Total petroleum hydrocarbon - gasoline |  |  | 0 | 52300 | 0 | 0 | 1 | 0 | 0 | 0 | 1 | 0 | Comingled
52310 | Total water accumulations |  |  | 0 | 0 | 0 | 0 | 0 | 0 | 0 | 0 | 1 | 0 | Property | Y
52320 | Total water irrigated |  |  | 0 | 0 | 0 | 0 | 0 | 0 | 0 | 0 | 1 | 0 | Property | Y
52330 | Turbidity, background |  |  | 0 | 0 | 0 | 0 | 0 | 0 | 0 | 0 | 1 | 0 | Property | Y
52340 | Turbidity, change |  |  | 0 | 0 | 0 | 0 | 0 | 0 | 0 | 0 | 1 | 0 | Property | Y
52350 | Turbidity, increase over background |  |  | 0 | 0 | 0 | 0 | 0 | 0 | 0 | 0 | 1 | 0 | Property | Y
52360 | Volume of injected wastewater |  |  | 0 | 0 | 0 | 0 | 0 | 0 | 0 | 0 | 1 | 0 | Property | Y
52370 | Volume, total |  |  | 0 | 0 | 0 | 0 | 0 | 0 | 0 | 0 | 1 | 0 | Property | Y
52380 | Volume, daily |  |  | 0 | 0 | 0 | 0 | 0 | 0 | 0 | 0 | 1 | 0 | Property | Y
52390 | Water usage |  |  | 0 | 0 | 0 | 0 | 0 | 0 | 0 | 0 | 1 | 0 | Property | Y
52400 | BYPASS VALVE (OPEN/CLOSED) |  |  | 0 | 0 | 0 | 0 | 0 | 0 | 0 | 0 | 1 | 0 | Property | Y
60050 | Algae, total (cells/mL) |  |  | 0 | 0 | 0 | 0 | 0 | 0 | 0 | 0 | 1 | 0 | Biotic | Y
61026 | 2,3,4,5-Tetrachlorophenol | 4901513 | 128272 | 42376 | 61026 | 4901513 | 42376 | 1 | 2,3,4,5-Tetrachlorophenol | 4901513 | 1 | 0 | Elem Flow List | 0 | [9 empty] | Y
61164 | Protein, crop crude % |  |  | 0 | 0 | 0 | 0 | 0 | 0 | 0 | 0 | 1 | 0 | Property | Y
61165 | Crop yield |  |  | 0 | 0 | 0 | 0 | 0 | 0 | 0 | 0 | 1 | 0 | Property | Y
61166 | Sodium, % total cations |  |  | 0 | 0 | 0 | 0 | 0 | 0 | 0 | 0 | 1 | 0 | Property | Y
61167 | Cations, total |  |  | 0 | 0 | 0 | 0 | 0 | 0 | 0 | 0 | 1 | 0 | Aggregate | Y
61189 | Carbosulfan, total | 55285148 | 303842 | 49853 | 0 | 0 | 0 | 0 | 0 | 55285148 | 1 | 0 | Elem Flow List | 0 | [8 empty] | Y
61194 | Halogen, total residual |  |  | 0 | 61194 | 0 | 0 | 1 | 0 | 0 | 0 | 1 | 0 | Aggregate
61209 | Perchlorate (ClO4) | 14797730 | 962480 | 81029 | 61209 | 14797730 | 81029 | 1 | 0 | 14797730 | 1 | 0 | Elem Flow List | 0
61216 | Time of bromine addition |  |  | 0 | 0 | 0 | 0 | 0 | 0 | 0 | 0 | 1 | 0 | Property | Y
61217 | Time of ferrous sulfate addition |  |  | 0 | 0 | 0 | 0 | 0 | 0 | 0 | 0 | 1 | 0 | Property | Y
61224 | Diazoxon | 962583 | 17026626 | 78859 | 61224 | 962583 | 78859 | 1 | Diazoxon | 962583 | 1 | 0 | Elem Flow List | 0
61225 | 3-Methylcholanthrene | 56495 | 2188 | 48958 | 61225 | 56495 | 48958 | 1 | 3-Methylcholanthrene | 56495 | 1 | 0 | Elem Flow List | 0
61230 | Cryptosporidium |  |  | 0 | 61230 | 0 | 0 | 1 | 0 | 0 | 0 | 1 | 0 | Not in LCIA
61237 | Chlorinated hydrocarbons, total |  |  | 0 | 61237 | 0 | 0 | 1 | 0 | 0 | 0 | 1 | 0 | Aggregate
61280 | Gasoline | 86290815 | 599746 | 86501 | 0 | 0 | 0 | 0 | 0 | 0 | 0 | 1 | 0 | Intermediate flow
61400 | Bioassay (24 hr.) |  |  | 0 | 0 | 0 | 0 | 0 | 0 | 0 | 0 | 1 | 0 | Property | Y
61401 | Bioassay (48 hr.) |  |  | 0 | 0 | 0 | 0 | 0 | 0 | 0 | 0 | 1 | 0 | Property | Y
61402 | Bioassay (96 hr.) |  |  | 0 | 0 | 0 | 0 | 0 | 0 | 0 | 0 | 1 | 0 | Property | Y
61406 | Toxicity, final conc toxicity units |  |  | 0 | 0 | 0 | 0 | 0 | 0 | 0 | 0 | 1 | 0 | Property | [14 empty] | Y
61423 | Toxicity [chronic], Ceriodaphnia dubia |  | 1921063 | 22815 | 0 | 0 | 0 | 0 | 0 | 0 | 0 | 1 | 0 | Property | Y
61424 | Toxicity [chronic], Pimephales promelas [Fathead Minnow] |  | 1900778 | 21805 | 0 | 0 | 0 | 0 | 0 | 0 | 0 | 1 | 0 | Property | Y
61425 | Toxicity, ceriodaphnia acute |  |  | 0 | 0 | 0 | 0 | 0 | 0 | 0 | 0 | 1 | 0 | Property | [14 empty] | Y
61426 | Toxicity, ceriodaphnia chronic |  |  | 0 | 0 | 0 | 0 | 0 | 0 | 0 | 0 | 1 | 0 | Property | [14 empty] | Y
61427 | Toxicity, pimephales acute |  |  | 0 | 0 | 0 | 0 | 0 | 0 | 0 | 0 | 1 | 0 | Property | [14 empty] | Y
61428 | Toxicity, pimephales chronic |  |  | 0 | 0 | 0 | 0 | 0 | 0 | 0 | 0 | 1 | 0 | Property | [14 empty] | Y
61453 | Biological diversity, Shannon-Weaver index |  |  | 0 | 0 | 0 | 0 | 0 | 0 | 0 | 0 | 1 | 0 | Property
61503 | Lead, sludge solid | 7439921 | 149583 | 37012 | 0 | 7439921 | 37012 | 1 | 0 | 7439921 | 1 | 0 | Elem Flow List | 0 | Y | [7 empty] | Y | Y
61504 | Lead, sludge total | 7439921 | 149583 | 37012 | 0 | 7439921 | 37012 | 1 | 0 | 7439921 | 1 | 0 | Elem Flow List | 0 | Y | [7 empty] | Y | Y
61506 | Copper, sludge solid | 7440508 | 150086 | 36829 | 0 | 7440508 | 36829 | 1 | 0 | 7440508 | 1 | 0 | Elem Flow List | 0 | Y | [7 empty] | Y | Y
61507 | Copper, sludge total | 7440508 | 150086 | 36829 | 0 | 7440508 | 36829 | 1 | 0 | 7440508 | 1 | 0 | Elem Flow List | 0 | Y | [7 empty] | Y | Y
51570 | Sulfolane | 126330 | 33845 | 46775 | 51570 | 126330 | 46775 | 1 | Sulfolane | 126330 | 1 | 0 | Elem Flow List | 0
51571 | Sulfolane | 126330 | 33845 | 46775 | 0 | 126330 | 46775 | 1 | Sulfolane | 126330 | 1 | 0 | Elem Flow List | 0
51572 | n-Propyl Bromide | 106945 | 23994 | 47494 | 0 | 0 | 0 | 0 | 0 | 106945 | 1 | 0 | Elem Flow List | 0
51573 | Color, spectrophoto, water smpl at 7.6 pH |  | 1640283 | 79262 | 0 | 0 | 0 | 0 | 0 | 0 | 0 | 1 | 0 | Property | [13 empty] | Y
51575 | Free Oil |  |  | 0 | 0 | 0 | 0 | 0 | 0 | 0 | 0 | 1 | 0 | Intermediate flow | Y
51576 | Compliance With Best Management Practices |  | 1647056 | 79505 | 0 | 0 | 0 | 0 | 0 | 0 | 0 | 1 | 0 | Property | Y
51577 | Priority Pollutant Results |  |  | 0 | 0 | 0 | 0 | 0 | 0 | 0 | 0 | 1 | 0 | Property | Y
51578 | Stream Flow, Start of Discharge |  |  | 0 | 0 | 0 | 0 | 0 | 0 | 0 | 0 | 1 | 0 | Property | Y
51579 | Stream Flow, End of Discharge |  |  | 0 | 0 | 0 | 0 | 0 | 0 | 0 | 0 | 1 | 0 | Property | Y
51580 | Rate of Discharge |  |  | 0 | 0 | 0 | 0 | 0 | 0 | 0 | 0 | 1 | 0 | Property | Y
51581 | Arochlor 1268 | 11100144 |  | 0 | 51581 | 11100144 | 0 | 1 | 0 | 11100144 | 1 | 0 | Elem Flow List | 0
51582 | Detergents, Total |  |  | 0 | 0 | 0 | 0 | 0 | 0 | 0 | 0 | 1 | 0 | Intermediate flow | Y
51583 | Free cationic polymer |  |  | 0 | 0 | 0 | 0 | 0 | 0 | 0 | 0 | 1 | 0 | Intermediate flow | Y
51584 | Total Petroleum Hydrocarbons - Jet Fuel | 8008206 | 158055 | 16071 | 51584 | 8008206 | 16071 | 1 | 0 | 0 | 0 | 1 | 0 | Intermediate flow
51585 | Imazapyr | 81334341 | 592782 | 86394 | 51585 | 81334341 | 86394 | 1 | Imazapyr | 81334341 | 1 | 0 | Elem Flow List | 0
51586 | Triclopyr | 55335063 | 303958 | 90354 | 51586 | 55335063 | 90354 | 1 | Triclopyr | 55335063 | 1 | 0 | Elem Flow List | 0
51587 | Penoxsulam | 219714962 | 17131947 | 76846 | 51587 | 219714962 | 76846 | 1 | Penoxsulam | 219714962 | 1 | 0 | Elem Flow List | 0
51588 | Fluridone | 59756604 | 315366 | 51671 | 51588 | 59756604 | 51671 | 1 | Fluridone | 59756604 | 1 | 0 | Elem Flow List | 0
51589 | Carfentrazone | 128639021 | 964346 | 80773 | 0 | 0 | 0 | 0 | 0 | 128639021 | 1 | 0 | Elem Flow List | 0
51590 | Glutaraldehyde | 111308 | 27425 | 46922 | 0 | 0 | 0 | 0 | Glutaraldehyde | 111308 | 1 | 0 | Elem Flow List | 0
51592 | Diesel oil, no. 2 | 68476346 |  | 0 | 0 | 0 | 0 | 0 | 0 | 0 | 0 | 1 | 0 | Intermediate flow
51593 | Fuel oil, no. 4 | 68476313 | 439182 | 13371 | 0 | 0 | 0 | 0 | 0 | 0 | 0 | 1 | 0 | Intermediate flow
51594 | Fuel oil, no. 5 | 70892114 | 17075227 | 76761 | 0 | 0 | 0 | 0 | 0 | 0 | 0 | 1 | 0 | Intermediate flow
51595 | Fuel oil, no. 6 | 68553004 | 453886 | 11158 | 0 | 0 | 0 | 0 | 0 | 0 | 0 | 1 | 0 | Intermediate flow
51600 | pH Range Excursion, Maximum Duration |  |  | 0 | 0 | 0 | 0 | 0 | 0 | 0 | 0 | 1 | 0 | Property | Y
51602 | 1,2,3-Benzotriazole | 95147 | 15909 | 47767 | 0 | 0 | 0 | 0 | 0 | 0 | 0 | 0 | Other flow | 0
51605 | Dichloroacetic acid (DCAA) | 79436 |  | 0 | 51605 | 79436 | 0 | 1 | 0 | 79436 | 1 | 0 | Elem Flow List | 0
51606 | Monobromoacetic acid (MBAA) | 79083 |  | 0 | 51606 | 79083 | 0 | 1 | 0 | 79083 | 1 | 0 | Elem Flow List | 0
51607 | Cesium 137 | 10045973 |  | 0 | 0 | 10045973 | 0 | 1 | 0 | 10045973 | 1 | 0 | Elem Flow List | 0 | [6 empty] | Y | [5 empty] | Y
51608 | Liner Leakage Rate |  |  | 0 | 0 | 0 | 0 | 0 | 0 | 0 | 0 | 1 | 0 | Property | Y
51609 | GB Agent | 107448 | 24380 | 47465 | 0 | 0 | 0 | 0 | 0 | 0 | 0 | 1 | 0 | Intermediate flow
51610 | VX Agent | 50782699 | 289512 | 52775 | 0 | 0 | 0 | 0 | 0 | 0 | 0 | 1 | 0 | Intermediate flow
51611 | Diethylenetriamine [DETA] | 111400 | 27490 | 46917 | 0 | 0 | 0 | 0 | 0 | 111400 | 1 | 0 | Elem Flow List | 0
51612 | Dipropylene Glycol | 25265718 |  | 0 | 51612 | 25265718 | 0 | 1 | Dipropylene glycol | 25265718 | 1 | 0 | Elem Flow List | 0
51613 | Sodium Absorption Ratio | 7440235 | 149856 | 36985 | 0 | 7440235 | 36985 | 1 | 0 | 7440235 | 1 | 0 | Elem Flow List | 0 | Y
51616 | Transparency |  | 1646157 | 79346 | 0 | 0 | 0 | 0 | 0 | 0 | 0 | 1 | 0 | Property | Y
51618 | Enterococci - % of upper confidence limit |  | 763854 | 6163 | 0 | 0 | 0 | 0 | 0 | 0 | 0 | 1 | 0 | Property | Y
51619 | Seafood Processing Waste |  | 17163312 | 87133 | 51619 | 0 | 0 | 1 | 0 | 0 | 0 | 1 | 0 | Comingled
51620 | Calcium Dimethyldithiocarbamate | 20279690 |  | 0 | 0 | 0 | 0 | 0 | 0 | 0 | 0 | 0 | Other flow | 0
51621 | Sodium Bromide/Sodium Hypochlorite Ratio |  |  | 0 | 0 | 0 | 0 | 0 | 0 | 0 | 0 | 1 | 0 | Property | Y
51622 | Limiting Nutrient [Nitrogen or Phosphorus] |  |  | 0 | 0 | 0 | 0 | 0 | 0 | 0 | 0 | 0 | Water Quality for LCIA | 0 | Y
51623 | Perfluoropentanoic acid | 2706903 |  | 0 | 51623 | 2706903 | 0 | 1 | 0 | 2706903 | 1 | 0 | Elem Flow List | 0
51624 | Perfluorohexanoic acid | 307244 |  | 0 | 51624 | 307244 | 0 | 1 | Perfluorohexanoic acid | 307244 | 1 | 0 | Elem Flow List | 0
51625 | Perfluoroheptanoic acid | 375859 |  | 0 | 51625 | 375859 | 0 | 1 | Perfluoroheptanoic acid | 375859 | 1 | 0 | Elem Flow List | 0
51626 | Perfluorononanoic acid | 375951 |  | 0 | 51626 | 375951 | 0 | 1 | Perfluorononanoic acid | 375951 | 1 | 0 | Elem Flow List | 0
51627 | Perfluorodecanoic acid | 335762 |  | 0 | 51627 | 335762 | 0 | 1 | Perfluorodecanoic acid | 335762 | 1 | 0 | Elem Flow List | 0
51628 | Perfluoroundecanoic acid | 4234235 |  | 0 | 51628 | 4234235 | 0 | 1 | Perfluoroundecanoic acid | 0 | 1 | 0 | Elem Flow List | 0
51629 | Perfluorododecanoic acid | 307551 |  | 0 | 51629 | 307551 | 0 | 1 | 0 | 307551 | 1 | 0 | Elem Flow List | 0
51630 | Perfluorotridecanoic acid | 72629948 |  | 0 | 51630 | 72629948 | 0 | 1 | Perfluorotridecanoic acid | 72629948 | 1 | 0 | Elem Flow List | 0
51631 | Perfluorotetradecanoic acid | 376067 |  | 0 | 51631 | 376067 | 0 | 1 | 0 | 376067 | 1 | 0 | Elem Flow List | 0
51632 | Perfluorobutane Sulfonate | 45187153 |  | 0 | 51632 | 45187153 | 0 | 1 | 0 | 45187153 | 1 | 0 | Elem Flow List | 0
51633 | Perfluorohexane Sulfonate | 108427538 |  | 0 | 51633 | 108427538 | 0 | 1 | 0 | 108427538 | 1 | 0 | Elem Flow List | 0
51634 | Perfluoroheptane Sulfonate |  |  | 0 | 51634 | 0 | 0 | 1 | 0 | 0 | 0 | 1 | 0 | Intermediate flow
51635 | Perfluorodecane Sulfonate |  |  | 0 | 51635 | 0 | 0 | 1 | 0 | 0 | 0 | 1 | 0 | Intermediate flow
51636 | 8:2 Fluorotelomer Alcohol | 678397 |  | 0 | 51636 | 678397 | 0 | 1 | 0 | 678397 | 1 | 0 | Elem Flow List | 0
51637 | 10:2 Fluorotelomer Alcohol | 865861 |  | 0 | 51637 | 865861 | 0 | 1 | 0 | 865861 | 1 | 0 | Elem Flow List | 0
51638 | 8:2 Fluorotelomer Acrylate |  |  | 0 | 51638 | 0 | 0 | 1 | 0 | 0 | 0 | 1 | 0 | Not in LCIA
51639 | 10:2 Fluorotelomer Acrylate |  |  | 0 | 51639 | 0 | 0 | 1 | 0 | 0 | 0 | 1 | 0 | Not in LCIA
51642 | N-methylperfluorooctane Sulfonamidoethanol | 24448097 |  | 0 | 51642 | 24448097 | 0 | 1 | 0 | 24448097 | 1 | 0 | Elem Flow List | 0
51643 | 2-(N-ethylperfluorooctanesulfonamido) acetic acid |  |  | 0 | 51643 | 0 | 0 | 1 | 0 | 0 | 0 | 1 | 0 | Intermediate flow
51644 | 2-(N-methylperfluorooctanesulfonamido) acetic acid |  |  | 0 | 51644 | 0 | 0 | 1 | 0 | 0 | 0 | 1 | 0 | Intermediate flow
51645 | Oxygen, dissolved [DO] minimum | 7782447 | 154302 | 38146 | 0 | 7782447 | 38146 | 1 | 0 | 7782447 | 1 | 0 | Elem Flow List | 0
51646 | Oxygen, dissolved [DO] maximum | 7782447 | 154302 | 38146 | 0 | 7782447 | 38146 | 1 | 0 | 7782447 | 1 | 0 | Elem Flow List | 0
51648 | m-Toluidine | 108441 |  | 0 | 51648 | 108441 | 0 | 1 | m-Toluidine | 108441 | 1 | 0 | Elem Flow List | 0
51649 | 1-Chloro-2-nitrobenzene | 88733 |  | 0 | 51649 | 88733 | 0 | 1 | 0 | 88733 | 1 | 0 | Elem Flow List | 0
51650 | Calcium sulfate | 7778189 | 153858 | 38300 | 0 | 0 | 0 | 0 | 0 | 0 | 0 | 0 | Other Flow | 0
51651 | Glyoxal | 107222 | 24265 | 47474 | 0 | 0 | 0 | 0 | Glyoxal | 107222 | 1 | 0 | Elem Flow List | 0
51652 | Total Petroleum Hydrocarbons - Waste Oil |  |  | 0 | 51652 | 0 | 0 | 1 | 0 | 0 | 0 | 1 | 0 | Intermediate flow
51653 | Polyacrylamide | 9003058 | 161299 | 37683 | 0 | 0 | 0 | 0 | 0 | 0 | 0 | 0 | Other Flow | 0
51654 | 5-Chloro-2-methyl-4-isothiazolin-3-one | 26172554 | 237594 | 57230 | 0 | 0 | 0 | 0 | 5-Chloro-2-methyl-4-isothiazolin-3-one | 26172554 | 1 | 0 | Elem Flow List | 0
51655 | 2-methyl-4-isothiazolin-3-one | 2682204 | 106138 | 42765 | 0 | 0 | 0 | 0 | 0 | 2682204 | 1 | 0 | Elem Flow List | 0
51656 | Phosphonocarboxylic Acid Salt | 71050629 | 537746 | 67625 | 0 | 0 | 0 | 0 | 0 | 0 | 0 | 0 | Other flow | 0
51657 | Phosno-Butanetricarboxylic Acid Salt | 40372665 | 281220 | 52621 | 0 | 0 | 0 | 0 | 0 | 0 | 0 | 0 | Other flow | 0
51658 | Ethanolamine | 141435 |  | 0 | 51658 | 141435 | 0 | 1 | Ethanolamine | 141435 | 1 | 0 | Elem Flow List | 0
51659 | Dimethyldithiocarbamate | 79458 |  | 0 | 51659 | 79458 | 0 | 1 | 0 | 79458 | 1 | 0 | Elem Flow List | 0
51660 | Surfactants, anionic |  |  | 0 | 51660 | 0 | 0 | 1 | 0 | 0 | 0 | 1 | 0 | Intermediate flow
51661 | Ethyl acrylate | 140885 |  | 0 | 51661 | 140885 | 0 | 1 | Ethyl acrylate | 140885 | 1 | 0 | Elem Flow List | 0 | [9 empty] | Y
51664 | Number of pumps in operation |  |  | 0 | 0 | 0 | 0 | 0 | 0 | 0 | 0 | 1 | 0 | Property | Y
51665 | Sanitary and Domestic Foam or Floating Solids |  |  | 0 | 0 | 0 | 0 | 0 | 0 | 0 | 0 | 1 | 0 | Comingled | Y
51666 | Flow rate, deck drainage |  |  | 0 | 0 | 0 | 0 | 0 | 0 | 0 | 0 | 1 | 0 | Property | Y
51667 | Flow rate, domestic |  |  | 0 | 0 | 0 | 0 | 0 | 0 | 0 | 0 | 1 | 0 | Property | Y
51668 | Flash point, deg F [40 CFR 403/261.21] |  |  | 0 | 0 | 0 | 0 | 0 | 0 | 0 | 0 | 1 | 0 | Property | Y
51669 | Utilization rate |  |  | 0 | 0 | 0 | 0 | 0 | 0 | 0 | 0 | 1 | 0 | Property | Y
51670 | Nitrogen, total, percent removal [%] | 7727379 | 153122 | 38472 | 0 | 7727379 | 38472 | 1 | 0 | 7727379 | 1 | 0 | Elem Flow List | 0 | Y
51672 | Chlorhexidine diacetate | 56951 | 2360 | 89625 | 51672 | 56951 | 89625 | 1 | Chlorhexidine diacetate | 56951 | 1 | 0 | Elem Flow List | 0
51673 | Coconut Diethanolamide | 68603429 | 461186 | 11132 | 51673 | 68603429 | 11132 | 1 | 0 | 68603429 | 1 | 0 | Elem Flow List | 0
51674 | Peracetic Acid | 79210 |  | 0 | 51674 | 79210 | 0 | 1 | Peracetic acid | 79210 | 1 | 0 | Elem Flow List | 0 | [9 empty] | Y
51676 | C5-C8 Aliphatics |  |  | 0 | 51676 | 0 | 0 | 1 | 0 | 0 | 0 | 1 | 0 | Aggregate
51677 | C9-C12 Aliphatics |  |  | 0 | 51677 | 0 | 0 | 1 | 0 | 0 | 0 | 1 | 0 | Aggregate
51678 | C9-C18 Aliphatics |  |  | 0 | 51678 | 0 | 0 | 1 | 0 | 0 | 0 | 1 | 0 | Aggregate
51679 | C19-C36 Aliphatics |  |  | 0 | 51679 | 0 | 0 | 1 | 0 | 0 | 0 | 1 | 0 | Aggregate
51680 | C9-C10 Aromatics |  |  | 0 | 51680 | 0 | 0 | 1 | 0 | 0 | 0 | 1 | 0 | Aggregate
51681 | C11-C22 Aromatics |  |  | 0 | 51681 | 0 | 0 | 1 | 0 | 0 | 0 | 1 | 0 | Aggregate
51682 | .lambda.-Cyhalothrin | 91465086 | 602565 | 85786 | 0 | 0 | 0 | 0 | .lambda.-Cyhalothrin | 91465086 | 1 | 0 | Elem Flow List | 0
51683 | Total Petroleum Hydrocarbons - Diesel and Waste Oil |  |  | 0 | 0 | 0 | 0 | 0 | 0 | 0 | 0 | 1 | 0 | Aggregate
51684 | Giardia |  |  | 0 | 51684 | 0 | 0 | 1 | 0 | 0 | 0 | 1 | 0 | Not in LCIA
51686 | Imidacloprid [Neonicotinoid] | 138261413 | 700989 | 82986 | 51686 | 138261413 | 82986 | 1 | 0 | 138261413 | 1 | 0 | Elem Flow List | 0
51687 | Duration of Oxidant Addition |  |  | 0 | 0 | 0 | 0 | 0 | 0 | 0 | 0 | 1 | 0 | Property | Y
51689 | Free Oil Visual Sheen |  |  | 0 | 0 | 0 | 0 | 0 | 0 | 0 | 0 | 1 | 0 | Intermediate flow | Y
51690 | Thorium-230 + Thorium-232 |  |  | 0 | 0 | 0 | 0 | 0 | 0 | 0 | 0 | 0 | Element | 0 | [11 empty] | Y
51691 | Fly ash | 329065125 | 17136573 | 96226 | 0 | 0 | 0 | 0 | 0 | 0 | 0 | 1 | 0 | Comingled
51692 | PCB-Aroclor (mixture unspecified) | 12767792 |  | 0 | 51692 | 12767792 | 0 | 1 | 0 | 12767792 | 1 | 0 | Elem Flow List | 0
51693 | Sludge weight, dry |  | 17136292 | 96195 | 0 | 0 | 0 | 0 | 0 | 0 | 0 | 1 | 0 | Comingled | Y
51696 | Ethoxylated alkyl quaternary ammonium compound [generic] |  | 751859 | 76237 | 0 | 0 | 0 | 0 | 0 | 0 | 0 | 1 | 0 | Aggregate | Y
51697 | Dimethyl Benzyl Ammonium Chloride |  |  | 0 | 51697 | 0 | 0 | 1 | 0 | 0 | 0 | 1 | 0 | Intermediate flow
51698 | Nalco H150M |  |  | 0 | 51698 | 0 | 0 | 1 | 0 | 0 | 0 | 1 | 0 | Intermediate flow
51700 | Methyl Isobutyl Carbinol | 108112 | 24869 | 96460 | 0 | 0 | 0 | 0 | 0 | 108112 | 1 | 0 | Elem Flow List | 0
51701 | Potassium Amyl Xanthate [PAX] | 2720732 | 106625 | 41938 | 0 | 0 | 0 | 0 | 0 | 2720732 | 1 | 0 | Elem Flow List | 0
51702 | Florfenicol | 73231342 |  | 0 | 0 | 0 | 0 | 0 | 0 | 0 | 0 | 1 | 0 | Not in LCIA
51703 | Head Loss |  |  | 0 | 0 | 0 | 0 | 0 | 0 | 0 | 0 | 1 | 0 | Property | Y
51704 | Sewer Backups |  |  | 0 | 0 | 0 | 0 | 0 | 0 | 0 | 0 | 1 | 0 | Property | Y
51705 | Floating solids or visible foam-visual/days |  |  | 0 | 0 | 0 | 0 | 0 | 0 | 0 | 0 | 1 | 0 | Comingled | Y
51706 | Corrosion Inhibitor |  |  | 0 | 51706 | 0 | 0 | 1 | 0 | 0 | 0 | 1 | 0 | Intermediate flow
51707 | Oil Based, Aqueous Based Fluids and Cuttings |  |  | 0 | 0 | 0 | 0 | 0 | 0 | 0 | 0 | 1 | 0 | Comingled | Y
51708 | Penicillin G Potassium | 113984 | 28902 | 95789 | 0 | 0 | 0 | 0 | 0 | 0 | 0 | 1 | 0 | Not in LCIA
51709 | Overflows |  | P1CONV | 0 | 0 | 0 | 0 | 0 | 0 | 0 | 0 | 1 | 0 | Property | Y
51710 | Whole Effluent Toxicity [WET] - Ceriodaphnia dubia |  | 1921063 | 22815 | 0 | 0 | 0 | 0 | 0 | 0 | 0 | 1 | 0 | Aggregate | Y
51711 | Whole Effluent Toxicity [WET] - Daphnia pulex |  | 1922509 | 22744 | 0 | 0 | 0 | 0 | 0 | 0 | 0 | 1 | 0 | Aggregate | Y
51712 | Whole Effluent Toxicity [WET] - Menidia beryllina |  | 1972785 | 16462 | 0 | 0 | 0 | 0 | 0 | 0 | 0 | 1 | 0 | Aggregate | Y
51713 | Whole Effluent Toxicity [WET] - Mysidopsis bahia |  | 1896422 | 19157 | 0 | 0 | 0 | 0 | 0 | 0 | 0 | 1 | 0 | Aggregate | Y
51714 | Whole Effluent Toxicity [WET] - Pimephales promelas |  | 1900778 | 21805 | 0 | 0 | 0 | 0 | 0 | 0 | 0 | 1 | 0 | Aggregate | Y
51715 | C3 Dimer Acid/Salt |  |  | 0 | 0 | 0 | 0 | 0 | 0 | 0 | 0 | 1 | 0 | Aggregate | Y
51716 | Precipitation volume |  |  | 0 | 0 | 0 | 0 | 0 | 0 | 0 | 0 | 1 | 0 | Property | Y
51717 | Turbidity, sed stick |  | 1640507 | 79196 | 0 | 0 | 0 | 0 | 0 | 0 | 0 | 1 | 0 | Property | Y
51103 | Bromacil, lithium | 53404196 | 298505 | 88755 | 0 | 0 | 0 | 0 | 0 | 53404196 | 1 | 0 | Elem Flow List | 0 | [8 empty] | Y
51104 | Bromoxynil octanoate | 1689992 | 90845 | 41163 | 0 | 0 | 0 | 0 | Bromoxynil octanoate | 1689992 | 1 | 0 | Elem Flow List | 0 | [8 empty] | Y
51641 | N-ethylperfluorooctane Sulfonamidoethanol | 1691992 | 90845 | 41163 | 51641 | 1691992 | 0 | 1 | 0 | 1691992 | 1 | 0 | Elem Flow List | 0
51105 | CAPTAFOL |  |  | 0 | 0 | 0 | 0 | 0 | Captafol | 0 | 1 | 0 | Elem Flow List | 0 | Y
51107 | Nabonate | 138932 | 37309 | 46536 | 0 | 0 | 0 | 0 | 0 | 138932 | 1 | 0 | Elem Flow List | 0 | [8 empty] | Y
51108 | TCMTB | 21564170 | 220012 | 57156 | 0 | 0 | 0 | 0 | 0 | 21564170 | 1 | 0 | Elem Flow List | 0
51109 | Industrial contribution % of influent |  |  | 0 | 0 | 0 | 0 | 0 | 0 | 0 | 0 | 1 | 0 | Property | Y
51111 | Chlorinated paraffin in sludge |  |  | 0 | 0 | 0 | 0 | 0 | 0 | 0 | 0 | 1 | 0 | Comingled | Y
51112 | Surface area, square feet |  |  | 0 | 0 | 0 | 0 | 0 | 0 | 0 | 0 | 1 | 0 | Property | Y
51113 | Trichloronitromethane | 76062 | 6106 | 87860 | 0 | 76062 | 87860 | 1 | 0 | 76062 | 1 | 0 | Elem Flow List | 0 | [8 empty] | Y | Y
51114 | Stock base fluid, PAH |  |  | 0 | 0 | 0 | 0 | 0 | 0 | 0 | 0 | 1 | 0 | Comingled | Y
51115 | Stock base fluid, sediment toxicity |  |  | 0 | 0 | 0 | 0 | 0 | 0 | 0 | 0 | 1 | 0 | Property
51116 | Stock base fluid, biodegredation rate |  |  | 0 | 0 | 0 | 0 | 0 | 0 | 0 | 0 | 1 | 0 | Property | Y
51117 | Discharge drill cuttings, sediment toxicity |  |  | 0 | 0 | 0 | 0 | 0 | 0 | 0 | 0 | 1 | 0 | Property
51118 | Discharge drill cuttings, formation oil |  |  | 0 | 0 | 0 | 0 | 0 | 0 | 0 | 0 | 1 | 0 | Comingled | Y
51119 | Discharge drill cuttings, formation oil cert |  |  | 0 | 0 | 0 | 0 | 0 | 0 | 0 | 0 | 1 | 0 | Comingled | Y
51120 | Discharge drill cuttings, base fluids retained |  |  | 0 | 0 | 0 | 0 | 0 | 0 | 0 | 0 | 1 | 0 | Comingled | Y
51121 | Seabed survey, industry wide |  |  | 0 | 0 | 0 | 0 | 0 | 0 | 0 | 0 | 1 | 0 | Property | Y
51122 | Seabed survey, 1st suvey w/i 2 wks |  |  | 0 | 0 | 0 | 0 | 0 | 0 | 0 | 0 | 1 | 0 | Property | Y
51123 | Seabed survey, 2ndsuvey w/i 1 yr |  |  | 0 | 0 | 0 | 0 | 0 | 0 | 0 | 0 | 1 | 0 | Property | Y
51124 | Application rate, daily spray irrigation. |  |  | 0 | 0 | 0 | 0 | 0 | 0 | 0 | 0 | 1 | 0 | Property | Y
51125 | Application rate, weekly spray irrigation. |  |  | 0 | 0 | 0 | 0 | 0 | 0 | 0 | 0 | 1 | 0 | Property | Y
51126 | Application rate, rate/area sprayed |  |  | 0 | 0 | 0 | 0 | 0 | 0 | 0 | 0 | 1 | 0 | Property | Y
51127 | Priority pollutant chemical specific |  |  | 0 | 0 | 0 | 0 | 0 | 0 | 0 | 0 | 1 | 0 | Property | Y
51128 | Application rate, gallons spray irrigation |  |  | 0 | 0 | 0 | 0 | 0 | 0 | 0 | 0 | 1 | 0 | Property | Y
51129 | Biosolids weight indluding admixtures |  |  | 0 | 0 | 0 | 0 | 0 | 0 | 0 | 0 | 1 | 0 | Property | Y
51130 | Viable helminth ova in sludge, #/4grams |  |  | 0 | 0 | 0 | 0 | 0 | 0 | 0 | 0 | 1 | 0 | Property | Y
51131 | Fecal coliform in sludge, CFU/gram |  |  | 0 | 0 | 0 | 0 | 0 | 0 | 0 | 0 | 1 | 0 | Not in LCIA | Y |  |  |  |  | Y
51132 | Cyanuric acid | 108805 | 25387 | 47385 | 51132 | 108805 | 47385 | 1 | Cyanuric acid | 108805 | 1 | 0 | Elem Flow List | 0
51133 | Blend ratio |  |  | 0 | 0 | 0 | 0 | 0 | 0 | 0 | 0 | 1 | 0 | Property | Y
51135 | Benomyl and carbendazim |  |  | 0 | 0 | 0 | 0 | 0 | 0 | 0 | 0 | 1 | 0 | Intermediate flow
51144 | Endothall salts & esters |  |  | 0 | 0 | 0 | 0 | 0 | 0 | 0 | 0 | 1 | 0 | Aggregate
51165 | SAS - 305, total | 211578040 | 1652338 | 24210 | 0 | 0 | 0 | 0 | 0 | 211578040 | 1 | 0 | Elem Flow List | 0
51166 | SAS - 305, total in sludge | 211578040 | 1652338 | 24210 | 0 | 0 | 0 | 0 | 0 | 211578040 | 1 | 0 | Elem Flow List | 0 | Y
79852 | Isopropyl-1,1-diphenylethane | 211578040 | 1652338 | 24210 | 0 | 0 | 0 | 0 | 0 | 211578040 | 1 | 0 | Elem Flow List | 0
51167 | Operation of turbines |  |  | 0 | 0 | 0 | 0 | 0 | 0 | 0 | 0 | 1 | 0 | Property | Y
51168 | Priority pollutants scan (yes/no) |  |  | 0 | 0 | 0 | 0 | 0 | 0 | 0 | 0 | 1 | 0 | Property | Y
51169 | Hematite, production | 1317608 | 83410 | 43243 | 0 | 0 | 0 | 0 | 0 | 1317608 | 1 | 0 | Elem Flow List | 0 | Y
51170 | Filter backwash discharges per day |  |  | 0 | 0 | 0 | 0 | 0 | 0 | 0 | 0 | 1 | 0 | Property | Y
51171 | Water softener backwash |  |  | 0 | 0 | 0 | 0 | 0 | 0 | 0 | 0 | 1 | 0 | Property | Y
51172 | Water backwash |  |  | 0 | 0 | 0 | 0 | 0 | 0 | 0 | 0 | 1 | 0 | Property | Y
51176 | Surfynol 104E | 126863 | 34025 | 46763 | 0 | 0 | 0 | 0 | 0 | 126863 | 1 | 0 | Elem Flow List | 0
51177 | Betzdearborn DG5671 |  |  | 0 | 0 | 0 | 0 | 0 | 0 | 0 | 0 | 1 | 0 | Intermediate flow
51178 | Nonyl phenoxypoly ethanol |  |  | 0 | 51178 | 0 | 0 | 1 | 0 | 0 | 0 | 1 | 0 | Aggregate | [9 empty] | Y
51179 | Polyethylene glycol | 25322683 | 231977 | 56396 | 0 | 0 | 0 | 0 | Polyethylene glycol | 25322683 | 1 | 0 | Elem Flow List | 0
51180 | O,O-Diethyl S-methyl dithiophosphate | 3288582 | 114165 | 39814 | 0 | 0 | 0 | 0 | O,O-Diethyl S-methyl dithiophosphate | 3288582 | 1 | 0 | Elem Flow List | 0 | [8 empty] | Y
51181 | Glycol mix applied |  |  | 0 | 51181 | 0 | 0 | 1 | 0 | 0 | 0 | 1 | 0 | Property
51182 | Production divided by days operated mo. |  |  | 0 | 0 | 0 | 0 | 0 | 0 | 0 | 0 | 1 | 0 | Property | Y
51183 | Ethyl mercaptan | 75081 | 5298 | 48525 | 51183 | 75081 | 48525 | 1 | Ethyl mercaptan | 75081 | 1 | 0 | Elem Flow List | 0 | [8 empty] | Y
51184 | Acetophene | 50782 | 1198 | 49184 | 0 | 0 | 0 | 0 | 0 | 50782 | 1 | 0 | Elem Flow List | 0
51185 | Produced water, TDS |  |  | 0 | 0 | 0 | 0 | 0 | 0 | 0 | 0 | 1 | 0 | Comingled
51186 | Oxygen demand, nitrogenous, ultimate |  |  | 0 | 0 | 0 | 0 | 0 | 0 | 0 | 0 | 1 | 0 | Property
51187 | Free oil, dewatering effluent |  |  | 0 | 0 | 0 | 0 | 0 | 0 | 0 | 0 | 1 | 0 | Intermediate flow
51188 | Dewatering effluent chlorides tidal |  |  | 0 | 0 | 0 | 0 | 0 | 0 | 0 | 0 | 1 | 0 | Comingled
51189 | Dewatering effluent COD |  |  | 0 | 0 | 0 | 0 | 0 | 0 | 0 | 0 | 0 | Organic Enrichment | 0 |  |  |  | Y
51190 | Dewatering effluent free oil |  |  | 0 | 0 | 0 | 0 | 0 | 0 | 0 | 0 | 1 | 0 | Comingled
51192 | Dewatering effluent pH |  |  | 0 | 0 | 0 | 0 | 0 | 0 | 0 | 0 | 1 | 0 | Property | Y
51193 | Dewatering effluent TDS |  |  | 0 | 0 | 0 | 0 | 0 | 0 | 0 | 0 | 1 | 0 | Comingled
51195 | Flow, as a portion of stream flow |  |  | 0 | 0 | 0 | 0 | 0 | 0 | 0 | 0 | 1 | 0 | Property | Y
51197 | Total Organic Carbon % Removal |  |  | 0 | 0 | 0 | 0 | 0 | 0 | 0 | 0 | 1 | 0 | Property | Y
51199 | Flow, return factor |  |  | 0 | 0 | 0 | 0 | 0 | 0 | 0 | 0 | 1 | 0 | Property | Y
51200 | Endothall | 145733 | 39560 | 46482 | 51200 | 145733 | 46482 | 1 | Endothall | 145733 | 1 | 0 | Elem Flow List | 0 | [8 empty] | Y
51201 | Color |  |  | 0 | 0 | 0 | 0 | 0 | 0 | 0 | 0 | 1 | 0 | Property | [13 empty] | Y
51202 | Sulfide-hydrogen sulfide (undissociated) |  |  | 0 | 51202 | 0 | 0 | 1 | 0 | 0 | 0 | 0 | Other Flow | 0
51340 | p-Phenolsulfonic acid | 98679 | 18226 | 87278 | 0 | 0 | 0 | 0 | p-Phenolsulfonic acid | 98679 | 1 | 0 | Elem Flow List | 0
51360 | m-Benzenedisulfonic acid | 98486 | 18051 | 47986 | 0 | 0 | 0 | 0 | m-Benzenedisulfonic acid | 98486 | 1 | 0 | Elem Flow List | 0
51370 | Area of disposal-used |  |  | 0 | 0 | 0 | 0 | 0 | 0 | 0 | 0 | 1 | 0 | Property | Y
51380 | Bicarbonate as (CaCO3) |  |  | 0 | 51380 | 0 | 0 | 1 | 0 | 0 | 0 | 0 | Other Flow | 9
51381 | Thionazin | 297972 | 41186 | 46313 | 0 | 0 | 0 | 0 | Thionazin | 297972 | 1 | 0 | Elem Flow List | 0 | [8 empty] | Y
51382 | Leptophos | 21609905 | 220087 | 93187 | 0 | 0 | 0 | 0 | Leptophos | 21609905 | 1 | 0 | Elem Flow List | 0 | [8 empty] | Y
51383 | Fenitrothion | 122145 | 32144 | 94895 | 0 | 0 | 0 | 0 | Fenitrothion | 122145 | 1 | 0 | Elem Flow List | 0
51384 | Aspon | 3244904 | 113530 | 40019 | 0 | 0 | 0 | 0 | 0 | 3244904 | 1 | 0 | Elem Flow List | 0
51400 | DMR submitted |  |  | 0 | 0 | 0 | 0 | 0 | 0 | 0 | 0 | 1 | 0 | Property | Y
51401 | Zinc, percent removal | 7440666 | 150235 | 36815 | 0 | 7440666 | 36815 | 1 | 0 | 7440666 | 1 | 0 | Elem Flow List | 0 | Y | [7 empty] | Y | Y
51402 | Copper, percent removal | 7440508 | 150086 | 36829 | 0 | 7440508 | 36829 | 1 | 0 | 7440508 | 1 | 0 | Elem Flow List | 0 | Y | [7 empty] | Y | Y
51403 | Cadmium, percent removal | 7440439 | 150029 | 36835 | 0 | 7440439 | 36835 | 1 | 0 | 7440439 | 1 | 0 | Elem Flow List | 0 | Y | [7 empty] | Y | Y
51404 | Solids, total suspd. non-volatile |  |  | 0 | 51404 | 0 | 0 | 1 | 0 | 0 | 0 | 1 | 0 | Aggregate
51405 | Excess thermal load |  |  | 0 | 0 | 0 | 0 | 0 | 0 | 0 | 0 | 1 | 0 | Property | Y
51406 | Carbonate ion (as CaCO3) | 3812326 | 119396 | 41008 | 0 | 3812326 | 41008 | 1 | 0 | 3812326 | 1 | 0 | Elem Flow List | 0
51407 | Rainfall events |  |  | 0 | 0 | 0 | 0 | 0 | 0 | 0 | 0 | 1 | 0 | Property | Y
51408 | Oxytetracycline Hydrochloride |  |  | 0 | 0 | 0 | 0 | 0 | Oxytetracycline hydrochloride | 0 | 1 | 0 | Elem Flow List | 0 | Y
51409 | Specific Conductance |  |  | 0 | 0 | 0 | 0 | 0 | 0 | 0 | 0 | 1 | 0 | Property | Y
51411 | Oil & Grease (lbs/1000 lbs Product) |  |  | 0 | 0 | 0 | 0 | 0 | 0 | 0 | 0 | 1 | 0 | Aggregate | Y
51412 | Solids, Total Suspen (lbs/1000 lbs Product) |  |  | 0 | 0 | 0 | 0 | 0 | 0 | 0 | 0 | 1 | 0 | Property | Y
51413 | BOD 5-Day (lbs/1000 lbs Product) |  |  | 0 | 0 | 0 | 0 | 0 | 0 | 0 | 0 | 1 | 0 | Property | Y
51414 | Thermal Discharge |  |  | 0 | 0 | 0 | 0 | 0 | 0 | 0 | 0 | 1 | 0 | Property | Y
51415 | Volatile Organic Compound (VOC) |  |  | 0 | 51415 | 0 | 0 | 1 | 0 | 0 | 0 | 0 | Other Flow | 0
51416 | Contact Cooling Water Volume (MGD) |  |  | 0 | 0 | 0 | 0 | 0 | 0 | 0 | 0 | 1 | 0 | Property | Y
51417 | Contact Cooling Water Process Operatng Days |  |  | 0 | 0 | 0 | 0 | 0 | 0 | 0 | 0 | 1 | 0 | Property | Y
51418 | Cable Test Tank Drainage Volume (Mgd) |  |  | 0 | 0 | 0 | 0 | 0 | 0 | 0 | 0 | 1 | 0 | Property | Y
51419 | Cable Test Tank, Drainage, Process Discharge |  |  | 0 | 0 | 0 | 0 | 0 | 0 | 0 | 0 | 1 | 0 | Property | Y
51420 | Extrusion Lines In Operation, Number |  |  | 0 | 0 | 0 | 0 | 0 | 0 | 0 | 0 | 1 | 0 | Property | Y
51421 | Conductivity Excursions |  |  | 0 | 0 | 0 | 0 | 0 | 0 | 0 | 0 | 1 | 0 | Property | Y
51422 | 1,2-Dichloro-1,1,2-T |  |  | 0 | 0 | 0 | 0 | 0 | 0 | 0 | 0 | 1 | 0 | Intermediate flow | Y
51423 | Benzo(A) Fluoranthene |  |  | 0 | 0 | 0 | 0 | 0 | 0 | 0 | 0 | 0 | Other Flow | 0 | Y
51427 | Choloroneb, Total |  |  | 0 | 0 | 0 | 0 | 0 | 0 | 0 | 0 | 1 | 0 | Intermediate flow | Y
51428 | Bypass Volume |  |  | 0 | 0 | 0 | 0 | 0 | 0 | 0 | 0 | 1 | 0 | Property | Y
51429 | Percent Overflow Wastewater Discharged |  |  | 0 | 0 | 0 | 0 | 0 | 0 | 0 | 0 | 1 | 0 | Property | Y
51430 | Surfactants, Non-Ionic |  |  | 0 | 0 | 0 | 0 | 0 | 0 | 0 | 0 | 1 | 0 | Intermediate flow | Y
51432 | Pentachlorophenol, Dry Weight | 87865 | 11437 | 48409 | 0 | 87865 | 48409 | 1 | 0 | 87865 | 1 | 0 | Elem Flow List | 0 | [7 empty] | Y |  | Y
51433 | Thermal Discharge, Million BTUs/Day |  |  | 0 | 0 | 0 | 0 | 0 | 0 | 0 | 0 | 1 | 0 | Property | Y
51434 | UV Transmittance |  |  | 0 | 0 | 0 | 0 | 0 | 0 | 0 | 0 | 1 | 0 | Property | Y
51435 | UV Flow Rate |  |  | 0 | 0 | 0 | 0 | 0 | 0 | 0 | 0 | 1 | 0 | Property | Y
51436 | UV Lamp Intensity |  |  | 0 | 0 | 0 | 0 | 0 | 0 | 0 | 0 | 1 | 0 | Property | Y
51438 | SAS - 310, Total |  |  | 0 | 0 | 0 | 0 | 0 | 0 | 0 | 0 | 1 | 0 | Unkown | Y
51439 | Sodium Bisulfite |  |  | 0 | 0 | 0 | 0 | 0 | 0 | 0 | 0 | 0 | Other Flow | 0 | Y
51440 | 2,4-DDD (O,P-DDD) | 53190 | 775643 | 84992 | 51440 | 53190 | 84992 | 1 | 0 | 53190 | 1 | 0 | Elem Flow List | 0
51441 | 2,4-DDE (O,P-DDE) | 3424826 | 775866 | 84913 | 0 | 0 | 0 | 0 | 0 | 0 | 0 | 0 | Other flow | 0
51442 | Propicanazole | 60207901 | 316398 | 90668 | 0 | 0 | 0 | 0 | 0 | 60207901 | 1 | 0 | Elem Flow List | 0 | [8 empty] | Y | Y
51443 | Whole Effluent Toxicity - Retest #3 |  |  | 0 | 0 | 0 | 0 | 0 | 0 | 0 | 0 | 1 | 0 | Property | [14 empty] | Y
51444 | Whole Effluent Toxicity, Sub-Lethal Retest #3 |  |  | 0 | 0 | 0 | 0 | 0 | 0 | 0 | 0 | 1 | 0 | Property | [14 empty] | Y
51452 | Chiral (Stereoisomer of MP062) |  |  | 0 | 0 | 0 | 0 | 0 | 0 | 0 | 0 | 1 | 0 | Intermediate flow
51453 | MP062 (Steward) | 173584446 | 964643 | 80652 | 0 | 0 | 0 | 0 | 0 | 173584446 | 1 | 0 | Elem Flow List | 0
51455 | Asana | 66230044 | 355552 | 73014 | 0 | 0 | 0 | 0 | 0 | 66230044 | 1 | 0 | Elem Flow List | 0
51457 | Pirimicarb | 23103982 | 223123 | 92460 | 0 | 0 | 0 | 0 | Pirimicarb | 23103982 | 1 | 0 | Elem Flow List | 0
51458 | Pymetrozine | 123312890 | 964296 | 80778 | 0 | 0 | 0 | 0 | Pymetrozine | 123312890 | 1 | 0 | Elem Flow List | 0
51459 | Pyrifenox | 88283414 | 963892 | 88140 | 0 | 0 | 0 | 0 | Pyrifenox | 88283414 | 1 | 0 | Elem Flow List | 0
51460 | Trichorofon | 52686 | 1586 | 49159 | 51460 | 52686 | 49159 | 1 | 0 | 52686 | 1 | 0 | Elem Flow List | 0 | [8 empty] | Y | Y
51461 | Deltamethrin |  |  | 0 | 0 | 0 | 0 | 0 | Deltamethrin | 0 | 1 | 0 | Elem Flow List | 0
51463 | Cycles Of Concentration |  |  | 0 | 0 | 0 | 0 | 0 | 0 | 0 | 0 | 1 | 0 | Property | Y
51465 | Acetate, Total | 71501 | 684910 | 98371 | 51465 | 71501 | 98371 | 1 | 0 | 71501 | 1 | 0 | Elem Flow List | 0
51466 | Propionitrile | 107120 | 24174 | 47481 | 0 | 0 | 0 | 0 | 0 | 107120 | 1 | 0 | Elem Flow List | 0 | [8 empty] | Y
51467 | 2,6-Dimethylphenol | 576261 | 55228 | 45624 | 0 | 0 | 0 | 0 | 2,6-Dimethylphenol | 576261 | 1 | 0 | Elem Flow List | 0
51468 | 2,5-Dimethyphenol | 95874 | 16469 | 47724 | 0 | 0 | 0 | 0 | 0 | 95874 | 1 | 0 | Elem Flow List | 0
51469 | 2,3-Dimethylphenol | 526750 | 50161 | 45726 | 0 | 0 | 0 | 0 | 2,3-Dimethylphenol | 526750 | 1 | 0 | Elem Flow List | 0
51470 | Propanal | 123386 | 32953 | 94706 | 0 | 0 | 0 | 0 | 0 | 123386 | 1 | 0 | Elem Flow List | 0 | [8 empty] | Y | Y
51471 | Pentanal | 110623 | 26815 | 47678 | 0 | 0 | 0 | 0 | Pentanal | 110623 | 1 | 0 | Elem Flow List | 0
51472 | M-Toluadehyde | 620235 | 61929 | 89747 | 0 | 0 | 0 | 0 | 0 | 0 | 0 | 0 | Other flow | 0
51473 | Hexanal | 66251 | 4085 | 49038 | 0 | 0 | 0 | 0 | 0 | 66251 | 1 | 0 | Elem Flow List | 0
79834 | Produced water, free oil |  |  | 0 | 0 | 0 | 0 | 0 | 0 | 0 | 0 | 1 | 0 | Intermediate flow | Y
79851 | sec-Butyldiphenylmethane |  |  | 0 | 0 | 0 | 0 | 0 | 0 | 0 | 0 | 1 | 0 | Intermediate flow
79853 | Isopropyl-1,2-diphenylethane |  |  | 0 | 0 | 0 | 0 | 0 | 0 | 0 | 0 | 1 | 0 | Intermediate flow
79854 | sec-Butyl-1,2-diphenylethane |  |  | 0 | 0 | 0 | 0 | 0 | 0 | 0 | 0 | 1 | 0 | Intermediate flow
79855 | Adsorbable organic halides (AOX) |  |  | 0 | 79855 | 0 | 0 | 1 | 0 | 0 | 0 | 1 | 0 | Aggregate
79856 | sec-Butyl-1,1-diphenylethane |  |  | 0 | 0 | 0 | 0 | 0 | 0 | 0 | 0 | 1 | 0 | Intermediate flow
79857 | Certified operator name |  |  | 0 | 0 | 0 | 0 | 0 | 0 | 0 | 0 | 1 | 0 | Property | Y
79858 | Certified operator number |  |  | 0 | 0 | 0 | 0 | 0 | 0 | 0 | 0 | 1 | 0 | Property | Y
79859 | Certified operator class |  |  | 0 | 0 | 0 | 0 | 0 | 0 | 0 | 0 | 1 | 0 | Property | Y
79860 | Certified operator certification exp. |  |  | 0 | 0 | 0 | 0 | 0 | 0 | 0 | 0 | 1 | 0 | Property | Y
79861 | Diethylhydroxylamine | 3710847 | 118380 | 41241 | 0 | 0 | 0 | 0 | Diethylhydroxylamine | 3710847 | 1 | 0 | Elem Flow List | 0
80029 | Alpha gross radioactivity | 12587461 | 182451 | 62199 | 0 | 0 | 0 | 0 | 0 | 12587461 | 1 | 0 | Elem Flow List | 0 | [11 empty] | Y
80045 | Alpha, gross particle activity | 12587461 | 182451 | 62199 | 0 | 0 | 0 | 0 | 0 | 12587461 | 1 | 0 | Elem Flow List | 0 | [11 empty] | Y
80087 | BOD, carbonaceous, 20 day, 20 C |  |  | 0 | 80087 | 0 | 0 | 1 | 0 | 0 | 0 | 0 | Organic Enrichment | 0 |  |  |  | Y
80089 | BOD, carbonaceous, 40 day, 20 C |  |  | 0 | 0 | 0 | 0 | 0 | 0 | 0 | 0 | 0 | Organic Enrichment | 0 |  |  |  | Y
80091 | BOD, carb-5 day, 20 deg C, percent removal |  |  | 0 | 0 | 0 | 0 | 0 | 0 | 0 | 0 | 1 | 0 | Property | Y
80092 | Dechlorination reagent, gen |  |  | 0 | 0 | 0 | 0 | 0 | 0 | 0 | 0 | 1 | 0 | Intermediate flow | Y
80093 | Dilution factor |  |  | 0 | 0 | 0 | 0 | 0 | 0 | 0 | 0 | 1 | 0 | Property | Y
80103 | Chemical oxygen demand (COD) |  |  | 0 | 80103 | 0 | 0 | 1 | 0 | 0 | 0 | 0 | Organic Enrichment | 0 |  |  |  | Y
80108 | Chemical oxygen demand (COD) |  |  | 0 | 80108 | 0 | 0 | 1 | 0 | 0 | 0 | 0 | Organic Enrichment | 0 |  |  |  | Y
80114 | Color, concentration at wavelength |  |  | 0 | 0 | 0 | 0 | 0 | 0 | 0 | 0 | 1 | 0 | Property | [13 empty] | Y
80115 | Chem. oxygen demand (COD) % removal |  |  | 0 | 0 | 0 | 0 | 0 | 0 | 0 | 0 | 1 | 0 | Property | Y
80116 | Chemical oxygen demand, soluble |  |  | 0 | 80116 | 0 | 0 | 1 | 0 | 0 | 0 | 0 | Organic Enrichment | 0 |  |  |  | Y
80126 | BOD, carbonaceous, 5 day, 5 C |  |  | 0 | 80126 | 0 | 0 | 1 | 0 | 0 | 0 | 0 | Organic Enrichment | 0 |  |  |  | Y
80155 | Sediment, suspended |  | 17136284 | 96196 | 80155 | 0 | 0 | 1 | 0 | 0 | 0 | 1 | 0 | Aggregate
80273 | BOD, carbonaceous, 25-day (20 deg. C) |  |  | 0 | 0 | 0 | 0 | 0 | 0 | 0 | 0 | 0 | Organic Enrichment | 0 |  |  |  | Y
80276 | BOD, carbonaceous, 28-day (20 deg. C) |  |  | 0 | 80276 | 0 | 0 | 1 | 0 | 0 | 0 | 0 | Organic Enrichment | 0 |  |  |  | Y
80279 | CBOD5/NH3-N |  |  | 0 | 80279 | 0 | 0 | 1 | 0 | 0 | 0 | 0 | Organic Enrichment | 0 |  |  |  | Y
80358 | BOD, carbonaceous, percent removal |  |  | 0 | 0 | 0 | 0 | 0 | 0 | 0 | 0 | 1 | 0 | Property | Y
80361 | Methylmercury | 22967926 |  | 0 | 80361 | 22967926 | 0 | 1 | 0 | 22967926 | 1 | 0 | Elem Flow List | 0 | [9 empty] | Y
80887 | Ferrochrome lignosulfonated frwtr mud |  |  | 0 | 0 | 0 | 0 | 0 | 0 | 0 | 0 | 1 | 0 | Comingled | Y
80888 | Lightly treated lignosulfonated mud |  |  | 0 | 0 | 0 | 0 | 0 | 0 | 0 | 0 | 1 | 0 | Comingled | Y
80991 | Sludge waste from secondary clarifiers |  |  | 0 | 0 | 0 | 0 | 0 | 0 | 0 | 0 | 1 | 0 | Comingled | Y
80996 | Spray irrigation |  |  | 0 | 0 | 0 | 0 | 0 | 0 | 0 | 0 | 1 | 0 | Property | Y
80998 | Bypass valve |  |  | 0 | 0 | 0 | 0 | 0 | 0 | 0 | 0 | 1 | 0 | Property | Y
80999 | Bypass of treatment |  |  | 0 | 0 | 0 | 0 | 0 | 0 | 0 | 0 | 1 | 0 | Property | Y
81005 | Recirculation, percent of plant flow |  |  | 0 | 0 | 0 | 0 | 0 | 0 | 0 | 0 | 1 | 0 | Property | Y
81009 | Solids, volatile suspended, % removal |  |  | 0 | 0 | 0 | 0 | 0 | 0 | 0 | 0 | 1 | 0 | Property | Y
81010 | BOD, 5-day, percent removal |  |  | 0 | 0 | 0 | 0 | 0 | 0 | 0 | 0 | 1 | 0 | Property | Y
81011 | Solids, suspended percent removal |  |  | 0 | 0 | 0 | 0 | 0 | 0 | 0 | 0 | 1 | 0 | Property | Y
81012 | Phosphorus, total percent removal | 7723140 | 153049 | 38478 | 0 | 7723140 | 38478 | 1 | 0 | 7723140 | 1 | 0 | Elem Flow List | 0 | Y | [7 empty] | Y
81013 | Residue, volatile nonfilterable |  |  | 0 | 0 | 0 | 0 | 0 | 0 | 0 | 0 | 1 | 0 | Aggregate
81014 | Sludge return rate, % of plant flow |  |  | 0 | 0 | 0 | 0 | 0 | 0 | 0 | 0 | 1 | 0 | Property | Y
81015 | Residue, total filterable |  |  | 0 | 0 | 0 | 0 | 0 | 0 | 0 | 0 | 1 | 0 | Aggregate
81017 | Chemical Oxygen Demand (COD) |  |  | 0 | 81017 | 0 | 0 | 1 | 0 | 0 | 0 | 0 | Organic Enrichment | 0 |  |  |  | Y
81018 | Oxygen demand, total |  |  | 0 | 0 | 0 | 0 | 0 | 0 | 0 | 0 | 1 | 0 | Property
81021 | Residue, total volatile |  |  | 0 | 0 | 0 | 0 | 0 | 0 | 0 | 0 | 1 | 0 | Aggregate
81207 | Seawater gel mud |  |  | 0 | 0 | 0 | 0 | 0 | 0 | 0 | 0 | 1 | 0 | Comingled
81281 | Kepone | 143500 | 39313 | 46497 | 0 | 0 | 0 | 0 | 0 | 143500 | 1 | 0 | Elem Flow List | 0 | [8 empty] | Y
81290 | EPN | 2104645 | 96982 | 93383 | 0 | 0 | 0 | 0 | 0 | 2104645 | 1 | 0 | Elem Flow List | 0 | [8 empty] | Y
81291 | Phosalone | 2310170 | 100057 | 41142 | 0 | 0 | 0 | 0 | Phosalone | 2310170 | 1 | 0 | Elem Flow List | 0
81292 | Azinphos-ethyl | 2642719 | 105676 | 39636 | 0 | 0 | 0 | 0 | Azinphos-ethyl | 2642719 | 1 | 0 | Elem Flow List | 0 | [8 empty] | Y
81293 | Coumaphos | 56724 | 2246 | 89782 | 0 | 0 | 0 | 0 | Coumaphos | 56724 | 1 | 0 | Elem Flow List | 0 | [8 empty] | Y
81299 | Organics, total |  |  | 0 | 0 | 0 | 0 | 0 | 0 | 0 | 0 | 1 | 0 | Aggregate | Y
81308 | Hydrocarbons, nitrated |  |  | 0 | 0 | 0 | 0 | 0 | Hydrocarbons, nitrated | 0 | 1 | 0 | Elem Flow List | 0
81313 | Hydrazine | 302012 | 41541 | 46284 | 81313 | 302012 | 46284 | 1 | Hydrazine | 302012 | 1 | 0 | Elem Flow List | 0 | [8 empty] | Y | Y
81314 | 1,1-Dimethylhydrazine | 57147 | 2469 | 48940 | 0 | 0 | 0 | 0 | 1,1-Dimethylhydrazine | 57147 | 1 | 0 | Elem Flow List | 0 | [8 empty] | Y | Y
81317 | Thiosulfate ion(2-) | 14383507 | 195222 | 60534 | 0 | 0 | 0 | 0 | 0 | 14383507 | 1 | 0 | Elem Flow List | 0
81318 | Ferrocyanide | 13408634 | 185876 | 61028 | 0 | 0 | 0 | 0 | Ferrocyanide | 13408634 | 1 | 0 | Elem Flow List | 0 | [9 empty] | Y
81322 | Chlorpropham | 101213 | 19984 | 94742 | 0 | 0 | 0 | 0 | Chlorpropham | 101213 | 1 | 0 | Elem Flow List | 0
81324 | Camphor, whole water | 76222 | 6205 | 48828 | 81324 | 76222 | 48828 | 1 | 0 | 76222 | 1 | 0 | Elem Flow List | 0
81328 | Dichloroethene, total | 25323302 | 232025 | 56391 | 81328 | 25323302 | 56391 | 1 | 0 | 25323302 | 1 | 0 | Elem Flow List | 0
81329 | Hexene, total water | 25264931 | 231464 | 56439 | 0 | 0 | 0 | 0 | 0 | 25264931 | 1 | 0 | Elem Flow List | 0
81332 | N,N-Dimethyl acetamide, whole water | 127195 | 34165 | 46749 | 0 | 0 | 0 | 0 | 0 | 127195 | 1 | 0 | Elem Flow List | 0
81356 | Cation exchange capacity |  |  | 0 | 0 | 0 | 0 | 0 | 0 | 0 | 0 | 1 | 0 | Property | Y
81375 | Halogenated organics |  |  | 0 | 0 | 0 | 0 | 0 | Halogenated organics | 0 | 1 | 0 | Elem Flow List | 0
81380 | Velocity of discharge, meters/sec. |  |  | 0 | 0 | 0 | 0 | 0 | 0 | 0 | 0 | 1 | 0 | Property | Y
81381 | Duration of discharge |  |  | 0 | 0 | 0 | 0 | 0 | 0 | 0 | 0 | 1 | 0 | Property | Y
81382 | Nitrogenous oxygen demand (20-day, 20 C) |  |  | 0 | 81382 | 0 | 0 | 1 | 0 | 0 | 0 | 0 | Organic Enrichment | 0
81383 | Carbonaceous oxygen demand, % removal |  |  | 0 | 0 | 0 | 0 | 0 | 0 | 0 | 0 | 1 | 0 | Property | Y
81384 | Nitrogenous oxygen demand, % removal |  |  | 0 | 0 | 0 | 0 | 0 | 0 | 0 | 0 | 1 | 0 | Property | Y
81385 | BOD, 20-day, percent removal |  |  | 0 | 0 | 0 | 0 | 0 | 0 | 0 | 0 | 1 | 0 | Property | Y
81386 | Heat (summer) (per hour) |  |  | 0 | 0 | 0 | 0 | 0 | 0 | 0 | 0 | 1 | 0 | Property | Y
81387 | Heat (winter) (per hour) |  |  | 0 | 0 | 0 | 0 | 0 | 0 | 0 | 0 | 1 | 0 | Property | Y
81389 | Temp. difference, summer (deg. C) |  |  | 0 | 0 | 0 | 0 | 0 | 0 | 0 | 0 | 1 | 0 | Property | Y
81390 | Temp. difference, winter (deg. C) |  |  | 0 | 0 | 0 | 0 | 0 | 0 | 0 | 0 | 1 | 0 | Property | Y
81391 | Recirculation flow |  |  | 0 | 0 | 0 | 0 | 0 | 0 | 0 | 0 | 1 | 0 | Property | Y
81392 | Gallons distilled |  |  | 0 | 0 | 0 | 0 | 0 | 0 | 0 | 0 | 1 | 0 | Property | Y
81393 | Nitrogen, total Kjeldahl, % removal | 7727379 | 153122 | 38472 | 0 | 7727379 | 38472 | 1 | 0 | 7727379 | 1 | 0 | Elem Flow List | 0 | Y
81394 | Ballast water flow |  |  | 0 | 0 | 0 | 0 | 0 | 0 | 0 | 0 | 1 | 0 | Property | Y
81395 | Storm water flow |  |  | 0 | 0 | 0 | 0 | 0 | 0 | 0 | 0 | 1 | 0 | Property | Y
81396 | Organic compounds, chloroform extract. |  |  | 0 | 0 | 0 | 0 | 0 | 0 | 0 | 0 | 1 | 0 | Aggregate | Y
81397 | Chlorinated organic compounds |  |  | 0 | 0 | 0 | 0 | 0 | Chlorinated organic compounds | 0 | 1 | 0 | Elem Flow List | 0
81398 | Heat (summer) (per day) |  |  | 0 | 0 | 0 | 0 | 0 | 0 | 0 | 0 | 1 | 0 | Property | Y
81399 | Heat (winter) (per day) |  |  | 0 | 0 | 0 | 0 | 0 | 0 | 0 | 0 | 1 | 0 | Property | Y
81400 | Chlorine usage |  |  | 0 | 0 | 0 | 0 | 0 | 0 | 0 | 0 | 1 | 0 | Property | Y
81402 | Settleable solids percent removal |  |  | 0 | 0 | 0 | 0 | 0 | 0 | 0 | 0 | 1 | 0 | Property | Y
81405 | Carbofuran | 1563662 | 88666 | 41800 | 81405 | 1563662 | 41800 | 1 | Carbofuran | 1563662 | 1 | 0 | Elem Flow List | 0 | [8 empty] | Y | Y
81410 | Sutan | 2008415 | 95398 | 39902 | 0 | 0 | 0 | 0 | 0 | 2008415 | 1 | 0 | Elem Flow List | 0
81436 | Caffeine | 58082 | 2741 | 49129 | 0 | 0 | 0 | 0 | Caffeine | 58082 | 1 | 0 | Elem Flow List | 0
81501 | Pentachloroethane | 76017 | 6056 | 48888 | 81501 | 76017 | 48888 | 1 | Pentachloroethane | 76017 | 1 | 0 | Elem Flow List | 0 | [8 empty] | Y | Y
81512 | Benzothiazole | 95169 | 15925 | 47766 | 0 | 0 | 0 | 0 | Benzothiazole | 95169 | 1 | 0 | Elem Flow List | 0
81513 | Biphenyl, total | 92524 | 14183 | 48214 | 0 | 0 | 0 | 0 | 0 | 92524 | 1 | 0 | Elem Flow List | 0 | [8 empty] | Y | Y
81518 | Chloronitrobenzene | 25167935 | 230557 | 56852 | 0 | 0 | 0 | 0 | Chloronitrobenzene | 25167935 | 1 | 0 | Elem Flow List | 0
81520 | Chloroprene | 126998 | 34090 | 46756 | 81520 | 126998 | 46756 | 1 | Chloroprene | 126998 | 1 | 0 | Elem Flow List | 0 | [8 empty] | Y | Y
81531 | Dimethylnaphthalene | 28804888 | 250811 | 59265 | 0 | 0 | 0 | 0 | Dimethylnaphthalene | 28804888 | 1 | 0 | Elem Flow List | 0
81533 | Dinitrotoluene | 25321146 | 231894 | 91492 | 0 | 0 | 0 | 0 | Dinitrotoluene | 25321146 | 1 | 0 | Elem Flow List | 0 | [8 empty] | Y | Y
81547 | Methyl naphthalene | 1321944 | 83782 | 43208 | 81547 | 1321944 | 43208 | 1 | 0 | 1321944 | 1 | 0 | Elem Flow List | 0
81549 | Tetrachloroethane, total | 25322207 | 231951 | 91490 | 81549 | 25322207 | 91490 | 1 | 0 | 25322207 | 1 | 0 | Elem Flow List | 0
81553 | Acetophenone | 98862 | 18333 | 47967 | 81553 | 98862 | 47967 | 1 | Acetophenone | 98862 | 1 | 0 | Elem Flow List | 0 | [8 empty] | Y | Y
81555 | Bromo benzene, total | 108861 | 25437 | 47382 | 81555 | 108861 | 47382 | 1 | 0 | 108861 | 1 | 0 | Elem Flow List | 0
81559 | Bromodichloroethane | 683534 | 67397 | 44339 | 81559 | 683534 | 44339 | 1 | 0 | 683534 | 1 | 0 | Elem Flow List | 0
81561 | Buthdiene, total | 106990 | 24042 | 47490 | 81561 | 106990 | 47490 | 1 | 0 | 106990 | 1 | 0 | Elem Flow List | 0 | [8 empty] | Y | Y
51695 | 1,3-Butadiene | 106990 | 24042 | 47490 | 0 | 106990 | 47490 | 1 | 1,3-Butadiene | 106990 | 1 | 0 | Elem Flow List | 0
81563 | Butane | 106978 | 24026 | 47492 | 0 | 0 | 0 | 0 | Butane | 106978 | 1 | 0 | Elem Flow List | 0 | [8 empty] | Y
81570 | Cyclohexane | 110827 | 27003 | 47659 | 81570 | 110827 | 47659 | 1 | Cyclohexane | 110827 | 1 | 0 | Elem Flow List | 0 | [8 empty] | Y | Y
81572 | Dicyclopentadiene | 77736 | 6643 | 48803 | 0 | 0 | 0 | 0 | Dicyclopentadiene | 77736 | 1 | 0 | Elem Flow List | 0 | [8 empty] | Y | Y
81579 | Dimethyl sulfide, total | 75183 | 5371 | 48519 | 0 | 0 | 0 | 0 | 0 | 75183 | 1 | 0 | Elem Flow List | 0
81585 | Ethyl acetate | 141786 | 38455 | 46136 | 81585 | 141786 | 46136 | 1 | Ethyl acetate | 141786 | 1 | 0 | Elem Flow List | 0 | [8 empty] | Y
81588 | Furfural | 98011 | 17699 | 87376 | 81588 | 98011 | 87376 | 1 | Furfural | 98011 | 1 | 0 | Elem Flow List | 0 | [8 empty] | Y
81593 | Methacrylonitrile | 126987 | 34082 | 46757 | 0 | 0 | 0 | 0 | Methacrylonitrile | 126987 | 1 | 0 | Elem Flow List | 0 | [8 empty] | Y | Y
81597 | Methyl methacrylate | 80626 | 8458 | 48666 | 81597 | 80626 | 48666 | 1 | Methyl methacrylate | 80626 | 1 | 0 | Elem Flow List | 0 | [8 empty] | Y | Y
81607 | Tetrahydrofuran | 109999 | 26310 | 47713 | 81607 | 109999 | 47713 | 1 | Tetrahydrofuran | 109999 | 1 | 0 | Elem Flow List | 0 | [8 empty] | Y
81610 | Trichloropropane | 25735299 | 711366 | 82117 | 0 | 0 | 0 | 0 | Trichloropropane | 25735299 | 1 | 0 | Elem Flow List | 0
81611 | Trichlorotrifluoroethane | 26523648 | 239822 | 56367 | 81611 | 26523648 | 56367 | 1 | Trichlorotrifluoroethane | 26523648 | 1 | 0 | Elem Flow List | 0
81612 | Sulfate in sediment | 14808798 | 197301 | 59829 | 0 | 14808798 | 59829 | 1 | 0 | 14808798 | 1 | 0 | Elem Flow List | 0 | Y
81649 | PCB-1262 | 37324235 | 274183 | 55008 | 81649 | 37324235 | 55008 | 1 | 0 | 37324235 | 1 | 0 | Elem Flow List | 0
81678 | Dehydroabietic acid | 1740198 | 91827 | 40781 | 0 | 0 | 0 | 0 | Dehydroabietic acid | 1740198 | 1 | 0 | Elem Flow List | 0
81679 | Epichlorohydrin | 106898 | 23945 | 96714 | 81679 | 106898 | 96714 | 1 | Epichlorohydrin | 106898 | 1 | 0 | Elem Flow List | 0 | [8 empty] | Y | Y
81680 | Dichloroethane | 1300216 | 81786 | 43278 | 81680 | 1300216 | 43278 | 1 | Dichloroethane | 1300216 | 1 | 0 | Elem Flow List | 0
81683 | 2-Butoxyethanol | 124174 | 33449 | 46802 | 81683 | 124174 | 46802 | 1 | 0 | 124174 | 1 | 0 | Elem Flow List | 0
81685 | 2-Ethoxyethanol | 110805 | 26989 | 47661 | 81685 | 110805 | 47661 | 1 | 2-Ethoxyethanol | 110805 | 1 | 0 | Elem Flow List | 0 | [8 empty] | Y | Y
81706 | Propylene oxide | 75569 | 5660 | 48922 | 0 | 0 | 0 | 0 | Propylene oxide | 75569 | 1 | 0 | Elem Flow List | 0 | [8 empty] | Y | Y
81710 | .meta.-Xylene | 108383 | 25056 | 96452 | 81710 | 108383 | 96452 | 1 | 0 | 108383 | 1 | 0 | Elem Flow List | 0 | [8 empty] | Y | Y
81758 | Ethoprop | 13194484 | 184630 | 97974 | 0 | 0 | 0 | 0 | Ethoprop | 13194484 | 1 | 0 | Elem Flow List | 0 | [8 empty] | Y | Y
81769 | 2,4-D, isobutyl ester in sediments | 1713151 | 91314 | 92879 | 0 | 0 | 0 | 0 | 0 | 1713151 | 1 | 0 | Elem Flow List | 0 | Y
81795 | Sulfur dioxide, total | 7446095 | 150367 | 36802 | 81795 | 7446095 | 36802 | 1 | 0 | 0 | 0 | 0 | Other flow | 0 | [8 empty] | Y
81799 | Flow, average stream per composite sampl |  |  | 0 | 0 | 0 | 0 | 0 | 0 | 0 | 0 | 1 | 0 | Property | Y
81871 | TRICHLOROGUAIACOL |  |  | 0 | 0 | 0 | 0 | 0 | Trichloroguaiacol | 0 | 1 | 0 | Elem Flow List | 0 | Y
81879 | Tetrachlorobiphenyl | 26914330 | 242784 | 93149 | 0 | 0 | 0 | 0 | Tetrachlorobiphenyl | 26914330 | 1 | 0 | Elem Flow List | 0
81885 | Hexachlorobiphenyl | 26601649 | 240572 | 56134 | 0 | 0 | 0 | 0 | Hexachlorobiphenyl | 26601649 | 1 | 0 | Elem Flow List | 0
81892 | Cycloate | 1134232 | 79624 | 43437 | 0 | 0 | 0 | 0 | Cycloate | 1134232 | 1 | 0 | Elem Flow List | 0 | [8 empty] | Y
61509 | Zinc, sludge solid | 7440666 | 150235 | 36815 | 0 | 7440666 | 36815 | 1 | 0 | 7440666 | 1 | 0 | Elem Flow List | 0 | Y | [7 empty] | Y | Y
61510 | Zinc, sludge total | 7440666 | 150235 | 36815 | 0 | 7440666 | 36815 | 1 | 0 | 7440666 | 1 | 0 | Elem Flow List | 0 | Y | [7 empty] | Y | Y
61512 | Chromium, sludge solid | 7440473 | 150060 | 36831 | 0 | 7440473 | 36831 | 1 | 0 | 7440473 | 1 | 0 | Elem Flow List | 0 | Y | [7 empty] | Y | Y
61513 | Chromium, sludge total | 7440473 | 150060 | 36831 | 0 | 7440473 | 36831 | 1 | 0 | 7440473 | 1 | 0 | Elem Flow List | 0 | Y | [7 empty] | Y | Y
61515 | Nickel, sludge solid | 7440020 | 149674 | 37003 | 0 | 7440020 | 37003 | 1 | 0 | 7440020 | 1 | 0 | Elem Flow List | 0 | Y | [7 empty] | Y | Y
61516 | Nickel, sludge total | 7440020 | 149674 | 37003 | 0 | 7440020 | 37003 | 1 | 0 | 7440020 | 1 | 0 | Elem Flow List | 0 | Y | [7 empty] | Y | Y
61518 | Selenium, sludge solid | 7782492 | 154310 | 38145 | 0 | 7782492 | 38145 | 1 | 0 | 7782492 | 1 | 0 | Elem Flow List | 0 | Y | [7 empty] | Y | Y
61521 | Arsenic, sludge tot. dry wt (as As) | 7440382 | 149989 | 36973 | 0 | 7440382 | 36973 | 1 | 0 | 7440382 | 1 | 0 | Elem Flow List | 0 | Y | [7 empty] | Y | Y
61524 | Beryllium, sludge, tot. dry wt (as Be) | 7440417 | 150003 | 36837 | 0 | 7440417 | 36837 | 1 | 0 | 7440417 | 1 | 0 | Elem Flow List | 0 | Y | [7 empty] | Y | Y
61527 | Cadmium, sludge solid | 7440439 | 150029 | 36835 | 0 | 7440439 | 36835 | 1 | 0 | 7440439 | 1 | 0 | Elem Flow List | 0 | Y | [7 empty] | Y | Y
61528 | Cadmium, sludge total | 7440439 | 150029 | 36835 | 0 | 7440439 | 36835 | 1 | 0 | 7440439 | 1 | 0 | Elem Flow List | 0 | Y | [7 empty] | Y | Y
61533 | Nitrogen sludge solid | 7727379 | 153122 | 38472 | 0 | 7727379 | 38472 | 1 | 0 | 7727379 | 1 | 0 | Elem Flow List | 0 | Y
61534 | Nitrogen sludge total | 7727379 | 153122 | 38472 | 0 | 7727379 | 38472 | 1 | 0 | 7727379 | 1 | 0 | Elem Flow List | 0 | Y
61536 | Nitrogen, ammonia, sludge solid | 7664417 | 152389 | 38644 | 0 | 7664417 | 38644 | 1 | 0 | 7664417 | 1 | 0 | Elem Flow List | 0 | Y | [7 empty] | Y | Y
61539 | Nitrogen (as NO3) sludge solid | 14797558 | 197186 | 97628 | 0 | 14797558 | 97628 | 1 | 0 | 14797558 | 1 | 0 | Elem Flow List | 0 | Y | [8 empty] | Y
61553 | Solids, total, sludge, percent |  |  | 0 | 0 | 0 | 0 | 0 | 0 | 0 | 0 | 1 | 0 | Property | Y
61556 | Cyanide, sludge solid | 57125 | 2444 | 89604 | 0 | 57125 | 89604 | 1 | 0 | 57125 | 1 | 0 | Elem Flow List | 0 | Y | [8 empty] | Y
61565 | Phenolic compounds, sludge total, dry weight |  |  | 0 | 0 | 0 | 0 | 0 | 0 | 0 | 0 | 1 | 0 | Comingled | Y
61575 | Net rate of additionof heat |  |  | 0 | 0 | 0 | 0 | 0 | 0 | 0 | 0 | 1 | 0 | Property | Y
61576 | Temp. diff. between intake and discharge |  |  | 0 | 0 | 0 | 0 | 0 | 0 | 0 | 0 | 1 | 0 | Property | Y
61577 | Temp. diff. between intake and discharge |  |  | 0 | 0 | 0 | 0 | 0 | 0 | 0 | 0 | 1 | 0 | Property | Y
61580 | Bifenthrin | 82657043 | 594945 | 85911 | 0 | 0 | 0 | 0 | Bifenthrin | 82657043 | 1 | 0 | Elem Flow List | 0 | [8 empty] | Y | Y
61583 | Chlorethoxyfos | 54593838 | 302257 | 90699 | 0 | 0 | 0 | 0 | Chlorethoxyfos | 54593838 | 1 | 0 | Elem Flow List | 0
61585 | Cyfluthrin | 68359375 | 420992 | 90789 | 0 | 0 | 0 | 0 | Cyfluthrin | 68359375 | 1 | 0 | Elem Flow List | 0 | [8 empty] | Y | Y
61602 | Tebupirimfos | 96182535 | 606400 | 86723 | 61602 | 96182535 | 86723 | 1 | 0 | 96182535 | 1 | 0 | Elem Flow List | 0
61603 | Profenofos | 41198087 | 282798 | 54948 | 0 | 0 | 0 | 0 | Profenofos | 41198087 | 1 | 0 | Elem Flow List | 0 | [8 empty] | Y | Y
61606 | Tefluthrin | 79538322 | 591271 | 86777 | 0 | 0 | 0 | 0 | Tefluthrin | 79538322 | 1 | 0 | Elem Flow List | 0
61607 | Temephos | 3383968 | 115162 | 39587 | 0 | 0 | 0 | 0 | Temephos | 3383968 | 1 | 0 | Elem Flow List | 0 | [8 empty] | Y | Y
61736 | Turbidity, time above limit |  |  | 0 | 0 | 0 | 0 | 0 | 0 | 0 | 0 | 1 | 0 | Property | Y
61916 | 1,3-Diaminourea | 497187 | 48009 | 45773 | 0 | 0 | 0 | 0 | 0 | 497187 | 1 | 0 | Elem Flow List | 0
61938 | Ultraviolet light dosage |  |  | 0 | 0 | 0 | 0 | 0 | 0 | 0 | 0 | 1 | 0 | Property | Y
61941 | pH, maximum |  |  | 0 | 0 | 0 | 0 | 0 | 0 | 0 | 0 | 1 | 0 | Property | Y
61942 | pH, minimum |  |  | 0 | 0 | 0 | 0 | 0 | 0 | 0 | 0 | 1 | 0 | Property | Y
61944 | MARINE SANITATION DEVISE USED |  |  | 0 | 0 | 0 | 0 | 0 | 0 | 0 | 0 | 1 | 0 | Property | Y
70002 | Phenylpropanolamine | 14838154 | 197376 | 97622 | 0 | 0 | 0 | 0 | Phenylpropanolamine | 14838154 | 1 | 0 | Elem Flow List | 0
70003 | Acetaminophen | 103902 | 21774 | 97267 | 0 | 0 | 0 | 0 | Acetaminophen | 103902 | 1 | 0 | Elem Flow List | 0
70004 | Phenyltoloxamine | 92126 | 13904 | 48237 | 0 | 0 | 0 | 0 | Phenyltoloxamine | 92126 | 1 | 0 | Elem Flow List | 0
70005 | Chloroxazone | 95250 | 15990 | 47761 | 0 | 0 | 0 | 0 | 0 | 95250 | 1 | 0 | Elem Flow List | 0
70006 | Chlorpheniramine | 132229 | 35584 | 46657 | 0 | 0 | 0 | 0 | Chlorpheniramine | 132229 | 1 | 0 | Elem Flow List | 0
70007 | Methocarbamol | 532036 | 50724 | 88920 | 0 | 0 | 0 | 0 | Methocarbamol | 532036 | 1 | 0 | Elem Flow List | 0
70008 | Ephedrine sulfate | 134725 | 36160 | 46616 | 0 | 0 | 0 | 0 | Ephedrine sulfate | 134725 | 1 | 0 | Elem Flow List | 0
70009 | Bromochloromethane | 74975 | 5199 | 48535 | 70009 | 74975 | 48535 | 1 | 0 | 74975 | 1 | 0 | Elem Flow List | 0
70010 | Dichlorofluoromethane | 75434 | 5579 | 48928 | 70010 | 75434 | 48928 | 1 | 0 | 75434 | 1 | 0 | Elem Flow List | 0 | [8 empty] | Y | Y
70011 | Isodecyl diphenyl phosphate | 29761215 | 254391 | 92027 | 0 | 0 | 0 | 0 | Isodecyl diphenyl phosphate | 29761215 | 1 | 0 | Elem Flow List | 0
70013 | Temp. difference, summer (deg. F) |  |  | 0 | 0 | 0 | 0 | 0 | 0 | 0 | 0 | 1 | 0 | Property | Y
70014 | Temp. difference, winter (deg. F) |  |  | 0 | 0 | 0 | 0 | 0 | 0 | 0 | 0 | 1 | 0 | Property | Y
70015 | Freon, total |  |  | 0 | 70015 | 0 | 0 | 1 | 0 | 0 | 0 | 1 | 0 | Aggregate
70018 | Isoxsuprine | 395288 | 44826 | 46001 | 0 | 0 | 0 | 0 | Isoxsuprine | 395288 | 1 | 0 | Elem Flow List | 0
70019 | Hydroxyzine | 68882 | 4481 | 87804 | 0 | 0 | 0 | 0 | Hydroxyzine | 68882 | 1 | 0 | Elem Flow List | 0
70027 | COD, 25N K2Cr207, tot |  |  | 0 | 70027 | 0 | 0 | 1 | 0 | 0 | 0 | 0 | Organic Enrichment | 0 |  |  |  | Y
70226 | Current direction deg from true north |  |  | 0 | 0 | 0 | 0 | 0 | 0 | 0 | 0 | 1 | 0 | Property | Y
70297 | Solids, total susp. per 1000 gallons |  |  | 0 | 70297 | 0 | 0 | 1 | 0 | 0 | 0 | 1 | 0 | Property
70302 | Solids, dissolved- tons |  |  | 0 | 0 | 0 | 0 | 0 | 0 | 0 | 0 | 1 | 0 | Aggregate
70311 | pH, CaCO3 stability |  |  | 0 | 0 | 0 | 0 | 0 | 0 | 0 | 0 | 1 | 0 | Property | Y
70316 | Sediment sample, (dry weight) |  |  | 0 | 0 | 0 | 0 | 0 | 0 | 0 | 0 | 1 | 0 | Property | Y
70318 | Solids, total, percent |  |  | 0 | 0 | 0 | 0 | 0 | 0 | 0 | 0 | 1 | 0 | Property | Y
70319 | Solids, fixed, % of total solids |  |  | 0 | 0 | 0 | 0 | 0 | 0 | 0 | 0 | 1 | 0 | Property | Y
70321 | Sludge weight, wet tons |  |  | 0 | 0 | 0 | 0 | 0 | 0 | 0 | 0 | 1 | 0 | Comingled | Y
70322 | Solids, volatile % of total solids |  |  | 0 | 0 | 0 | 0 | 0 | 0 | 0 | 0 | 1 | 0 | Property | Y
70324 | Solids, volatile susp., in mixed liquor |  |  | 0 | 0 | 0 | 0 | 0 | 0 | 0 | 0 | 1 | 0 | Comingled
70353 | Organic halides, total |  |  | 0 | 70353 | 0 | 0 | 1 | Organic halides, total | 0 | 1 | 0 | Elem Flow List | 0
71202 | Salmonella From Sediments |  |  | 0 | 0 | 0 | 0 | 0 | 0 | 0 | 0 | 1 | 0 | Not in LCIA | Y
71204 | Salmonella |  |  | 0 | 0 | 0 | 0 | 0 | 0 | 0 | 0 | 1 | 0 | Not in LCIA
71260 | Taxa, total number |  |  | 0 | 0 | 0 | 0 | 0 | 0 | 0 | 0 | 1 | 0 | Property
71800 | Urea | 57136 | 2451 | 48941 | 71800 | 57136 | 48941 | 1 | Urea | 57136 | 1 | 0 | Elem Flow List | 0
71820 | Density of water at 20 deg. C |  |  | 0 | 0 | 0 | 0 | 0 | 0 | 0 | 0 | 1 | 0 | Property | Y
71865 | Iodide (as I) | 20461545 | 217679 | 58034 | 71865 | 20461545 | 58034 | 1 | 0 | 20461545 | 1 | 0 | Elem Flow List | 0
71870 | Bromide (as Br) | 24959679 | 227538 | 57984 | 71870 | 24959679 | 57984 | 1 | 0 | 24959679 | 1 | 0 | Elem Flow List | 0
71871 | Bromine, reported as the element | 7726956 | 153072 | 38476 | 71871 | 7726956 | 38476 | 1 | 0 | 7726956 | 1 | 0 | Elem Flow List | 0 | [8 empty] | Y | Y
71872 | Bromine chloride | 13863417 | 192104 | 61670 | 71872 | 13863417 | 61670 | 1 | Bromine chloride | 13863417 | 1 | 0 | Elem Flow List | 0
71910 | Gold, total (as Au) | 7440575 | 150144 | 36823 | 71910 | 7440575 | 36823 | 1 | 0 | 7440575 | 1 | 0 | Elem Flow List | 0
71911 | Rare earth metals, total |  |  | 0 | 0 | 0 | 0 | 0 | Rare earth metals, total | 0 | 1 | 0 | Elem Flow List | 0
71921 | Mercury, tot in bot deposits (dry wgt) | 7439976 | 149633 | 37007 | 0 | 7439976 | 37007 | 1 | 0 | 7439976 | 1 | 0 | Elem Flow List | 0 | Y | [7 empty] | Y | Y
72009 | Elevation of original ground |  |  | 0 | 0 | 0 | 0 | 0 | 0 | 0 | 0 | 1 | 0 | Property | Y
72019 | Depth to water level ft below landsurface |  |  | 0 | 0 | 0 | 0 | 0 | 0 | 0 | 0 | 1 | 0 | Property | Y
72022 | Reservoir storage |  |  | 0 | 0 | 0 | 0 | 0 | 0 | 0 | 0 | 1 | 0 | Property | Y
72025 | Depth of pond or reservoir in feet |  |  | 0 | 0 | 0 | 0 | 0 | 0 | 0 | 0 | 1 | 0 | Property | Y
72026 | Detention time |  |  | 0 | 0 | 0 | 0 | 0 | 0 | 0 | 0 | 1 | 0 | Property | Y
72035 | Pump hours |  |  | 0 | 0 | 0 | 0 | 0 | 0 | 0 | 0 | 1 | 0 | Property | Y
72047 | Gases, total dissolved |  |  | 0 | 0 | 0 | 0 | 0 | 0 | 0 | 0 | 1 | 0 | Aggregate
72048 | Seawater in drilling fluids |  |  | 0 | 0 | 0 | 0 | 0 | 0 | 0 | 0 | 1 | 0 | Comingled | Y
72049 | Freshwater in drilling fluids | 7732185 | 153171 | 38468 | 0 | 0 | 0 | 0 | 0 | 7732185 | 1 | 0 | Elem Flow List | 0 | Y
72107 | Length of longest pH excursion |  |  | 0 | 0 | 0 | 0 | 0 | 0 | 0 | 0 | 1 | 0 | Property | Y
72108 | % of time exceeding pH limits |  |  | 0 | 0 | 0 | 0 | 0 | 0 | 0 | 0 | 1 | 0 | Property | Y
72110 | Elevation of top of well casing |  |  | 0 | 0 | 0 | 0 | 0 | 0 | 0 | 0 | 1 | 0 | Property | Y
73037 | 3,4,5-Trichlorocatechol | 56961207 | 712596 | 81890 | 73037 | 56961207 | 81890 | 1 | 3,4,5-Trichlorocatechol | 56961207 | 1 | 0 | Elem Flow List | 0
73179 | p-Dimethylaminoazobenzene | 60117 | 3269 | 49098 | 0 | 0 | 0 | 0 | 0 | 60117 | 1 | 0 | Elem Flow List | 0 | [8 empty] | Y | Y
73183 | Phenacetin | 62442 | 3590 | 49070 | 0 | 0 | 0 | 0 | Phenacetin | 62442 | 1 | 0 | Elem Flow List | 0 | [8 empty] | Y
73184 | Ethyl methanesulfonate | 62500 | 3616 | 49068 | 0 | 0 | 0 | 0 | Ethyl methanesulfonate | 62500 | 1 | 0 | Elem Flow List | 0 | [8 empty] | Y
73190 | Methyl methanesulfonate | 66273 | 4093 | 49037 | 0 | 0 | 0 | 0 | Methyl methanesulfonate | 66273 | 1 | 0 | Elem Flow List | 0
73202 | Bromoethane, dry weight | 74964 | 5181 | 48536 | 0 | 0 | 0 | 0 | 0 | 74964 | 1 | 0 | Elem Flow List | 0
73505 | 2-Propen-1-ol | 107186 | 24224 | 47477 | 0 | 0 | 0 | 0 | 2-Propen-1-ol | 107186 | 1 | 0 | Elem Flow List | 0
73525 | 2-Butanone peroxide | 1338234 | 85969 | 42969 | 0 | 0 | 0 | 0 | 0 | 1338234 | 1 | 0 | Elem Flow List | 0 | [8 empty] | Y
73529 | Benzenamine, 4-chloro- | 106478 | 23630 | 47523 | 0 | 106478 | 47523 | 1 | 0 | 106478 | 1 | 0 | Elem Flow List | 0 | [8 empty] | Y | Y
50312 | 4-Chloroaniline | 106478 | 23630 | 47523 | 50312 | 106478 | 47523 | 1 | 0 | 106478 | 1 | 0 | Elem Flow List | 0 | [9 empty] | Y
73542 | Dibenz[a,j]acridine | 224420 | 40741 | 46342 | 73542 | 224420 | 46342 | 1 | Dibenz[a,j]acridine | 224420 | 1 | 0 | Elem Flow List | 0
73546 | Benzo[rst]pentaphene | 189559 | 40543 | 46354 | 73546 | 189559 | 46354 | 1 | 0 | 189559 | 1 | 0 | Elem Flow List | 0
73570 | 2-Propenoic 2-Methyl-, Ethyl Est | 97632 |  | 0 | 0 | 0 | 0 | 0 | 0 | 97632 | 1 | 0 | Elem Flow List | 0 | [8 empty] | Y
73593 | Methylhydrazine | 60344 | 3376 | 49090 | 73593 | 60344 | 49090 | 1 | 0 | 60344 | 1 | 0 | Elem Flow List | 0 | [8 empty] | Y | Y
73603 | Nickel carbonyl | 13463393 | 186866 | 60586 | 0 | 0 | 0 | 0 | Nickel carbonyl | 13463393 | 1 | 0 | Elem Flow List | 0 | [8 empty] | Y | Y
73617 | Morpholine, 4-nitroso- | 59892 | 3194 | 49102 | 73617 | 59892 | 49102 | 1 | 0 | 59892 | 1 | 0 | Elem Flow List | 0 | [8 empty] | Y
73619 | 1-Nitrosopiperidine | 100754 | 19695 | 47866 | 0 | 0 | 0 | 0 | 0 | 100754 | 1 | 0 | Elem Flow List | 0 | [8 empty] | Y | Y
73647 | Thiourea | 62566 | 3665 | 89392 | 0 | 0 | 0 | 0 | Thiourea | 62566 | 1 | 0 | Elem Flow List | 0
73648 | Toluenediamine | 25376458 | 232421 | 56189 | 0 | 0 | 0 | 0 | Toluenediamine | 25376458 | 1 | 0 | Elem Flow List | 0
73652 | Phosphorothioic acid, O,O,O-triethyl ester | 126681 | 33944 | 46769 | 0 | 0 | 0 | 0 | 0 | 126681 | 1 | 0 | Elem Flow List | 0
73653 | 1,3,5-Trinitrobenzene | 99354 | 18671 | 47945 | 73653 | 99354 | 47945 | 1 | 1,3,5-Trinitrobenzene | 99354 | 1 | 0 | Elem Flow List | 0 | [8 empty] | Y
73676 | Flow, restrictive |  |  | 0 | 0 | 0 | 0 | 0 | 0 | 0 | 0 | 1 | 0 | Property | Y
74002 | Population served |  |  | 0 | 0 | 0 | 0 | 0 | 0 | 0 | 0 | 1 | 0 | Property | Y
74006 | Inert plastic spheres in drill fluids |  |  | 0 | 0 | 0 | 0 | 0 | 0 | 0 | 0 | 1 | 0 | Property | Y
74007 | Nutshells in drilling fluids |  |  | 0 | 0 | 0 | 0 | 0 | 0 | 0 | 0 | 1 | 0 | Property | Y
74008 | Power plant load in megawatts |  |  | 0 | 0 | 0 | 0 | 0 | 0 | 0 | 0 | 1 | 0 | Property | Y
74009 | Torq trim it in drilling fluids |  |  | 0 | 0 | 0 | 0 | 0 | 0 | 0 | 0 | 1 | 0 | Property
74011 | Drill cutting, (oil rigs) |  |  | 0 | 0 | 0 | 0 | 0 | 0 | 0 | 0 | 1 | 0 | Intermediate flow | Y
74012 | Condenser cooling water temp. increase |  |  | 0 | 0 | 0 | 0 | 0 | 0 | 0 | 0 | 1 | 0 | Property | Y
74013 | Calculated limit |  |  | 0 | 0 | 0 | 0 | 0 | 0 | 0 | 0 | 1 | 0 | Property | Y
74014 | Applicable temperature limitation |  |  | 0 | 0 | 0 | 0 | 0 | 0 | 0 | 0 | 1 | 0 | Property | Y
74020 | Flow, pump out |  |  | 0 | 0 | 0 | 0 | 0 | 0 | 0 | 0 | 1 | 0 | Property | Y
74024 | Caustic in drilling fluids |  |  | 0 | 0 | 0 | 0 | 0 | 0 | 0 | 0 | 1 | 0 | Intermediate flow
74025 | Temperature, summer (deg. C) |  |  | 0 | 0 | 0 | 0 | 0 | 0 | 0 | 0 | 1 | 0 | Property | Y
74026 | Temperature, winter (deg. C) |  |  | 0 | 0 | 0 | 0 | 0 | 0 | 0 | 0 | 1 | 0 | Property | Y
74027 | Temperature, summer (deg. F) |  |  | 0 | 0 | 0 | 0 | 0 | 0 | 0 | 0 | 1 | 0 | Property | Y
74028 | Temperature, winter (deg. F) |  |  | 0 | 0 | 0 | 0 | 0 | 0 | 0 | 0 | 1 | 0 | Property | Y
74029 | Temperature rate of change deg. F/hour |  |  | 0 | 0 | 0 | 0 | 0 | 0 | 0 | 0 | 1 | 0 | Property | Y
74030 | Flashpoint temp of oil/solv ASTM 93-77 |  |  | 0 | 0 | 0 | 0 | 0 | 0 | 0 | 0 | 1 | 0 | Property | Y
74051 | Algicides, general |  |  | 0 | 74051 | 0 | 0 | 1 | Algicides, general | 0 | 1 | 0 | Elem Flow List | 0
74052 | Chlorinated hydrocarbons, general |  |  | 0 | 74052 | 0 | 0 | 1 | 0 | 0 | 0 | 1 | 0 | Aggregate
74053 | Pesticides, general |  |  | 0 | 74053 | 0 | 0 | 1 | 0 | 0 | 0 | 1 | 0 | Intermediate flow
74060 | Flow rate |  |  | 0 | 0 | 0 | 0 | 0 | 0 | 0 | 0 | 1 | 0 | Property | Y
74061 | Overflow use |  |  | 0 | 0 | 0 | 0 | 0 | 0 | 0 | 0 | 1 | 0 | Property | Y
74062 | Overflow use, occurances |  |  | 0 | 0 | 0 | 0 | 0 | 0 | 0 | 0 | 1 | 0 | Property | Y
74063 | Overflow volume (SS0 volume, CSO volume) |  |  | 0 | 0 | 0 | 0 | 0 | 0 | 0 | 0 | 1 | 0 | Property | Y
74069 | Stream flow, estimated |  |  | 0 | 0 | 0 | 0 | 0 | 0 | 0 | 0 | 1 | 0 | Property | Y
74071 | Flow |  |  | 0 | 0 | 0 | 0 | 0 | 0 | 0 | 0 | 1 | 0 | Property | Y
74076 | Flow |  |  | 0 | 0 | 0 | 0 | 0 | 0 | 0 | 0 | 1 | 0 | Property | Y
74206 | Soil Erodibility Potential |  | 1646033 | 79358 | 0 | 0 | 0 | 0 | 0 | 0 | 0 | 1 | 0 | Property | Y
75062 | Isopropyl alcohol (C3H8O), sed. | 67630 | 4291 | 49022 | 0 | 67630 | 49022 | 1 | 0 | 67630 | 1 | 0 | Elem Flow List | 0 | Y | [7 empty] | Y
76023 | Chlorinated dibenzo-furans, effluent | 136677106 | 629352 | 36001 | 0 | 0 | 0 | 0 | 0 | 136677106 | 1 | 0 | Elem Flow List | 0
76024 | Chlorinated dibenzo-furans, sludge | 136677106 | 629352 | 36001 | 0 | 0 | 0 | 0 | 0 | 136677106 | 1 | 0 | Elem Flow List | 0 | Y
76025 | Chlorinated dibenzo-p-dioxins, effluent | 136677093 | 629345 | 85485 | 76025 | 136677093 | 85485 | 1 | 0 | 136677093 | 1 | 0 | Elem Flow List | 0
76026 | Chlorinated dibenzo-p-dioxins, sludge | 136677093 | 629345 | 85485 | 0 | 136677093 | 85485 | 1 | 0 | 136677093 | 1 | 0 | Elem Flow List | 0 | Y
76028 | Base neutrals & acid (Method 625), efflnt |  |  | 0 | 76028 | 0 | 0 | 1 | 0 | 0 | 0 | 1 | 0 | Aggregate
76029 | Organics, tot purgeables (Method 624) |  |  | 0 | 76029 | 0 | 0 | 1 | 0 | 0 | 0 | 1 | 0 | Aggregate
76030 | Base neutrals & acid (Method 625), total |  |  | 0 | 76030 | 0 | 0 | 1 | 0 | 0 | 0 | 1 | 0 | Aggregate
76982 | 4-Chloro-3,5-dimethylphenol | 88040 | 11510 | 48403 | 0 | 0 | 0 | 0 | 4-Chloro-3,5-dimethylphenol | 88040 | 1 | 0 | Elem Flow List | 0
76987 | 4-Amino-2,6-dinitrotoluene | 19406510 | 962605 | 81018 | 76987 | 19406510 | 81018 | 1 | 4-Amino-2,6-dinitrotoluene | 19406510 | 1 | 0 | Elem Flow List | 0
76993 | 2,2-Dibromo-3-nitrilopropionamide | 10222012 | 169524 | 39095 | 76993 | 10222012 | 39095 | 1 | 2,2-Dibromo-3-nitrilopropionamide | 10222012 | 1 | 0 | Elem Flow List | 0 | [8 empty] | Y
76994 | Methane | 74828 | 5066 | 48548 | 0 | 0 | 0 | 0 | Methane | 74828 | 1 | 0 | Elem Flow List | 0 | [8 empty] | Y
76996 | Methylamine | 74895 | 5132 | 48541 | 0 | 0 | 0 | 0 | Methylamine | 74895 | 1 | 0 | Elem Flow List | 0 | [8 empty] | Y
76998 | Propene, total | 115071 | 29009 | 47173 | 0 | 0 | 0 | 0 | 0 | 115071 | 1 | 0 | Elem Flow List | 0 | [8 empty] | Y | Y
76999 | Ethylene oxide | 75218 | 5405 | 48517 | 0 | 0 | 0 | 0 | Ethylene oxide | 75218 | 1 | 0 | Elem Flow List | 0 | [8 empty] | Y | Y
77001 | Acetaldehyde | 75070 |  | 0 | 77001 | 75070 | 0 | 1 | Acetaldehyde | 75070 | 1 | 0 | Elem Flow List | 0 | [9 empty] | Y
77002 | Ethylamine, whole water | 75047 | 5264 | 48528 | 0 | 0 | 0 | 0 | 0 | 75047 | 1 | 0 | Elem Flow List | 0 | [8 empty] | Y
77003 | Dimethylamine | 124403 | 33555 | 46794 | 77003 | 124403 | 46794 | 1 | Dimethylamine | 124403 | 1 | 0 | Elem Flow List | 0 | [8 empty] | Y | Y
77006 | Formic acid | 64186 | 3830 | 49053 | 0 | 0 | 0 | 0 | Formic acid | 64186 | 1 | 0 | Elem Flow List | 0 | [8 empty] | Y | Y
77014 | Isopropylamine | 75310 |  | 0 | 77014 | 75310 | 0 | 1 | Isopropylamine | 75310 | 1 | 0 | Elem Flow List | 0
77015 | Isopropanol | 67630 | 4291 | 49022 | 77015 | 67630 | 49022 | 1 | Isopropanol | 67630 | 1 | 0 | Elem Flow List | 0 | [8 empty] | Y
77018 | n-Propyl alcohol | 71238 | 4713 | 48574 | 77018 | 71238 | 48574 | 1 | 0 | 71238 | 1 | 0 | Elem Flow List | 0
77028 | Crotonaldehyde | 4170303 | 122135 | 40185 | 0 | 0 | 0 | 0 | Crotonaldehyde | 4170303 | 1 | 0 | Elem Flow List | 0 | [8 empty] | Y | Y
77030 | Diethylamine | 109897 | 26245 | 47318 | 77030 | 109897 | 47318 | 1 | Diethylamine | 109897 | 1 | 0 | Elem Flow List | 0 | [8 empty] | Y
77031 | Propionic acid, total | 79094 | 7609 | 48730 | 0 | 0 | 0 | 0 | 0 | 79094 | 1 | 0 | Elem Flow List | 0 | [8 empty] | Y
77032 | Methyl acetate | 79209 | 7674 | 48723 | 0 | 0 | 0 | 0 | Methyl acetate | 79209 | 1 | 0 | Elem Flow List | 0
77033 | Isobutyl alcohol | 78831 | 7351 | 48753 | 77033 | 78831 | 48753 | 1 | 0 | 78831 | 1 | 0 | Elem Flow List | 0 | [8 empty] | Y
77042 | Dimethyl sulfoxide, total | 67685 | 4325 | 49019 | 77042 | 67685 | 49019 | 1 | 0 | 67685 | 1 | 0 | Elem Flow List | 0
77043 | 1-Chloropropane | 540545 | 51896 | 45538 | 0 | 0 | 0 | 0 | 0 | 0 | 0 | 0 | Other flow | 0
77053 | Piperdin, total | 110894 | 27060 | 46946 | 0 | 0 | 0 | 0 | 0 | 110894 | 1 | 0 | Elem Flow List | 0 | [8 empty] | Y
77055 | 3-Methylpentane | 96140 | 16634 | 48145 | 0 | 0 | 0 | 0 | 3-Methylpentane | 96140 | 1 | 0 | Elem Flow List | 0
77063 | Butanoic acid | 107926 | 24729 | 96465 | 77063 | 107926 | 96465 | 1 | 0 | 107926 | 1 | 0 | Elem Flow List | 0 | [8 empty] | Y
77066 | 2-Methyl-1,3-dioxolane | 497267 | 48025 | 45772 | 77066 | 497267 | 45772 | 1 | 2-Methyl-1,3-dioxolane | 497267 | 1 | 0 | Elem Flow List | 0
77081 | Oxalic acid | 144627 | 39446 | 46489 | 0 | 0 | 0 | 0 | Oxalic acid | 144627 | 1 | 0 | Elem Flow List | 0
77082 | 1-Methoxy-2-propanol | 107982 | 24778 | 47434 | 0 | 0 | 0 | 0 | 0 | 107982 | 1 | 0 | Elem Flow List | 0
77086 | 3-Methylpyridine | 108996 | 25544 | 47374 | 77086 | 108996 | 47374 | 1 | 3-Methylpyridine | 108996 | 1 | 0 | Elem Flow List | 0
77088 | 2-Methylpyridine | 109068 | 25601 | 47369 | 77088 | 109068 | 47369 | 1 | 2-Methylpyridine | 109068 | 1 | 0 | Elem Flow List | 0 | [8 empty] | Y | Y
77101 | Cyclohexylamine | 108918 | 25486 | 47378 | 77101 | 108918 | 47378 | 1 | Cyclohexylamine | 108918 | 1 | 0 | Elem Flow List | 0 | [8 empty] | Y
77102 | N-Methyl-2-pyrrolidone | 872504 | 72744 | 44051 | 77102 | 872504 | 44051 | 1 | N-Methyl-2-pyrrolidone | 872504 | 1 | 0 | Elem Flow List | 0 | [8 empty] | Y | Y
77111 | Triethylamine | 121448 | 31708 | 46986 | 77111 | 121448 | 46986 | 1 | Triethylamine | 121448 | 1 | 0 | Elem Flow List | 0 | [8 empty] | Y | Y
77115 | Pentanoic acid | 109524 | 25908 | 47350 | 0 | 0 | 0 | 0 | 0 | 109524 | 1 | 0 | Elem Flow List | 0
77124 | Benzonitrile | 100470 | 19455 | 47889 | 0 | 0 | 0 | 0 | Benzonitrile | 100470 | 1 | 0 | Elem Flow List | 0 | [8 empty] | Y
77142 | o-Toluidine | 95534 | 16196 | 47748 | 0 | 0 | 0 | 0 | o-Toluidine | 95534 | 1 | 0 | Elem Flow List | 0 | [8 empty] | Y | Y
77151 | 3-Methylphenol | 108394 | 25064 | 47414 | 77151 | 108394 | 47414 | 1 | 0 | 108394 | 1 | 0 | Elem Flow List | 0 | [8 empty] | Y | Y
77164 | Resorcinol | 108463 | 25130 | 47409 | 0 | 0 | 0 | 0 | Resorcinol | 108463 | 1 | 0 | Elem Flow List | 0 | [8 empty] | Y
77165 | Hydroquinone | 123319 | 32904 | 47211 | 77165 | 123319 | 47211 | 1 | Hydroquinone | 123319 | 1 | 0 | Elem Flow List | 0 | [8 empty] | Y | Y
77166 | 2,3-Dichloropropylene | 78886 | 7401 | 48749 | 0 | 0 | 0 | 0 | 0 | 78886 | 1 | 0 | Elem Flow List | 0 | [8 empty] | Y | Y
77168 | 1,1-Dichloropropene | 563-58-6 |  | 0 | 77168 | 563-58-6 | 0 | 1 | 1,1-Dichloropropene | 0 | 1 | 0 | Elem Flow List | 0
77173 | 1,3-Dichloropropane | 142289 | 38737 | 97729 | 77173 | 142289 | 97729 | 1 | 1,3-Dichloropropane | 142289 | 1 | 0 | Elem Flow List | 0 | [8 empty] | Y
77179 | 5-Methyl-2-hexanone | 110123 | 26401 | 47707 | 0 | 0 | 0 | 0 | 0 | 110123 | 1 | 0 | Elem Flow List | 0
77183 | n-Octane, total | 111659 | 27748 | 46895 | 0 | 0 | 0 | 0 | 0 | 111659 | 1 | 0 | Elem Flow List | 0
77190 | Hexanoic acid | 142621 | 38877 | 46531 | 0 | 0 | 0 | 0 | Hexanoic acid | 142621 | 1 | 0 | Elem Flow List | 0
77201 | Isobutyl acetate | 110190 | 26476 | 47702 | 0 | 0 | 0 | 0 | Isobutyl acetate | 110190 | 1 | 0 | Elem Flow List | 0 | [8 empty] | Y
77202 | Indene | 95136 | 15891 | 47768 | 0 | 0 | 0 | 0 | Indene | 95136 | 1 | 0 | Elem Flow List | 0
77222 | 1,2,4-Trimethylbenzene | 95636 | 16261 | 47743 | 77222 | 95636 | 47743 | 1 | 1,2,4-Trimethylbenzene | 95636 | 1 | 0 | Elem Flow List | 0 | [8 empty] | Y | Y
77223 | Isopropylbenzene | 98828 | 18309 | 47969 | 77223 | 98828 | 47969 | 1 | 0 | 98828 | 1 | 0 | Elem Flow List | 0 | [8 empty] | Y | Y
77224 | n-Propylbenzene | 103651 | 21568 | 48059 | 77224 | 103651 | 48059 | 1 | n-Propylbenzene | 103651 | 1 | 0 | Elem Flow List | 0
77226 | 1,3,5-Trimethylbenzene | 108678 | 25262 | 47397 | 77226 | 108678 | 47397 | 1 | 1,3,5-Trimethylbenzene | 108678 | 1 | 0 | Elem Flow List | 0
77243 | 3,4-Dimethylphenol | 95658 | 16287 | 47742 | 0 | 0 | 0 | 0 | 3,4-Dimethylphenol | 95658 | 1 | 0 | Elem Flow List | 0
77247 | Benzoic acids, total |  |  | 0 | 77247 | 0 | 0 | 1 | 0 | 0 | 0 | 1 | 0 | Aggregate
77263 | Guaiacol [2-methoxyphenol] | 90051 | 12823 | 48310 | 0 | 0 | 0 | 0 | 0 | 90051 | 1 | 0 | Elem Flow List | 0
77285 | 1,4-Dichlorobutane | 110565 | 26757 | 47683 | 0 | 0 | 0 | 0 | 1,4-Dichlorobutane | 110565 | 1 | 0 | Elem Flow List | 0
77286 | 3-Chloroaniline | 108429 |  | 0 | 77286 | 108429 | 0 | 1 | 0 | 108429 | 1 | 0 | Elem Flow List | 0
77287 | 2-Chloroaniline | 95512 | 16170 | 87534 | 77287 | 95512 | 87534 | 1 | 0 | 95512 | 1 | 0 | Elem Flow List | 0
77295 | 3-Chlorophenol | 108430 | 25106 | 47411 | 0 | 0 | 0 | 0 | 0 | 108430 | 1 | 0 | Elem Flow List | 0 | [9 empty] | Y
77296 | 4-Chlorophenol | 106489 | 23648 | 47522 | 77296 | 106489 | 47522 | 1 | 0 | 106489 | 1 | 0 | Elem Flow List | 0 | [9 empty] | Y
77299 | Quinoline | 91225 | 13342 | 87972 | 77299 | 91225 | 87972 | 1 | Quinoline | 91225 | 1 | 0 | Elem Flow List | 0 | [8 empty] | Y | Y
77300 | Dibutylamine, whole water | 111922 | 27995 | 47300 | 0 | 0 | 0 | 0 | 0 | 111922 | 1 | 0 | Elem Flow List | 0
77333 | Diethylene Glycol Monoethyl Ether | 111900 | 27979 | 47301 | 0 | 0 | 0 | 0 | Diethylene glycol monoethyl ether | 111900 | 1 | 0 | Elem Flow List | 0
77337 | 1,2,4,5-Tetramethylbenzene | 95932 | 16493 | 47721 | 0 | 0 | 0 | 0 | 1,2,4,5-Tetramethylbenzene | 95932 | 1 | 0 | Elem Flow List | 0
77342 | n-Butylbenzene | 104518 | 22137 | 97250 | 77342 | 104518 | 97250 | 1 | n-Butylbenzene | 104518 | 1 | 0 | Elem Flow List | 0
77350 | Sec-butylbenzene | 135988 | 36574 | 46586 | 77350 | 135988 | 46586 | 1 | sec-Butylbenzene | 135988 | 1 | 0 | Elem Flow List | 0
77353 | tert-Butylbenzene | 98066 | 17749 | 48011 | 77353 | 98066 | 48011 | 1 | tert-Butylbenzene | 98066 | 1 | 0 | Elem Flow List | 0
77356 | 1-Methyl-4-Isopropylbenzene |  |  | 0 | 0 | 0 | 0 | 0 | 0 | 0 | 0 | 1 | 0 | Intermediate flow | Y
77394 | 2-Nitrotoluene | 88722 | 11973 | 88125 | 77394 | 88722 | 88125 | 1 | 0 | 88722 | 1 | 0 | Elem Flow List | 0
77395 | 4-Nitrotoluene | 99990 | 19083 | 87137 | 77395 | 99990 | 87137 | 1 | 0 | 99990 | 1 | 0 | Elem Flow List | 0
77402 | 2-Phenoxyethanol | 122996 | 32664 | 47227 | 77402 | 122996 | 47227 | 1 | 0 | 122996 | 1 | 0 | Elem Flow List | 0 | [9 empty] | Y
77403 | Salicylic Acid | 69727 |  | 0 | 0 | 0 | 0 | 0 | Salicylic acid | 69727 | 1 | 0 | Elem Flow List | 0
77418 | 1-Methylnaphthalene | 90120 | 12849 | 48309 | 77418 | 90120 | 48309 | 1 | 1-Methylnaphthalene | 90120 | 1 | 0 | Elem Flow List | 0
77421 | 2-Methyl-4-chlorophenol | 1570645 | 88799 | 41792 | 0 | 0 | 0 | 0 | 0 | 1570645 | 1 | 0 | Elem Flow List | 0 | [9 empty] | Y
77427 | n-Decane | 124185 | 33456 | 46801 | 77427 | 124185 | 46801 | 1 | 0 | 124185 | 1 | 0 | Elem Flow List | 0
77443 | 1,2,3-Trichloropropane | 96184 | 16675 | 48142 | 77443 | 96184 | 48142 | 1 | 1,2,3-Trichloropropane | 96184 | 1 | 0 | Elem Flow List | 0 | [8 empty] | Y | Y
77447 | Chloral | 75876 | 5959 | 48897 | 0 | 0 | 0 | 0 | Chloral | 75876 | 1 | 0 | Elem Flow List | 0 | [8 empty] | Y
77453 | Phthalic anhydride | 85449 | 10355 | 48853 | 0 | 0 | 0 | 0 | Phthalic anhydride | 85449 | 1 | 0 | Elem Flow List | 0 | [8 empty] | Y | Y
77517 | Benzenesulphonic acid | 98113 | 17798 | 48008 | 0 | 0 | 0 | 0 | 0 | 98113 | 1 | 0 | Elem Flow List | 0
77533 | 2,3-Dichloroaniline | 608275 | 59147 | 90461 | 0 | 0 | 0 | 0 | 2,3-Dichloroaniline | 608275 | 1 | 0 | Elem Flow List | 0
77540 | 2,5-Dichlorophenol | 583788 | 55822 | 45200 | 0 | 0 | 0 | 0 | 2,5-Dichlorophenol | 583788 | 1 | 0 | Elem Flow List | 0 | [9 empty] | Y
77541 | 2,6-Dichlorophenol | 87650 | 11312 | 48417 | 0 | 0 | 0 | 0 | 2,6-Dichlorophenol | 87650 | 1 | 0 | Elem Flow List | 0 | [8 empty] | Y | Y
77542 | Hexamethylbenzene | 87854 | 11429 | 88254 | 0 | 0 | 0 | 0 | Hexamethylbenzene | 87854 | 1 | 0 | Elem Flow List | 0
77545 | Safrole | 94597 | 15537 | 48487 | 0 | 0 | 0 | 0 | Safrole | 94597 | 1 | 0 | Elem Flow List | 0 | [8 empty] | Y | Y
77548 | Chloropicrin | 76062 | 6106 | 87860 | 77548 | 76062 | 87860 | 1 | Chloropicrin | 76062 | 1 | 0 | Elem Flow List | 0
77550 | Isoeugenol | 97541 |  | 0 | 0 | 0 | 0 | 0 | 0 | 0 | 0 | 1 | 0 | Not in LCIA
77562 | 1,1,1,2-Tetrachloroethane | 630206 | 65102 | 44565 | 77562 | 630206 | 44565 | 1 | 1,1,1,2-Tetrachloroethane | 630206 | 1 | 0 | Elem Flow List | 0 | [8 empty] | Y | Y
77566 | Phthalic acid | 88993 | 12138 | 48359 | 0 | 0 | 0 | 0 | Phthalic acid | 88993 | 1 | 0 | Elem Flow List | 0
77571 | Carbazole | 86748 | 10900 | 48443 | 77571 | 86748 | 48443 | 1 | Carbazole | 86748 | 1 | 0 | Elem Flow List | 0
77579 | Diphenylamine | 122394 | 32250 | 47259 | 77579 | 122394 | 47259 | 1 | Diphenylamine | 122394 | 1 | 0 | Elem Flow List | 0 | [8 empty] | Y | Y
77581 | p-Aminobiphenyl | 92671 | 14308 | 87829 | 0 | 0 | 0 | 0 | 0 | 92671 | 1 | 0 | Elem Flow List | 0 | [8 empty] | Y
77586 | o-Phenylphenol | 90437 | 13003 | 48299 | 0 | 0 | 0 | 0 | 0 | 90437 | 1 | 0 | Elem Flow List | 0
77588 | n-Dodecane | 112403 | 28407 | 47272 | 0 | 0 | 0 | 0 | 0 | 112403 | 1 | 0 | Elem Flow List | 0
77613 | 1,2,3-Trichlorobenzene | 87616 | 11288 | 48419 | 77613 | 87616 | 48419 | 1 | 1,2,3-Trichlorobenzene | 87616 | 1 | 0 | Elem Flow List | 0
77614 | S-Trichlorobenzene (Sym-Trichlorobenzene) | 108703 |  | 0 | 0 | 0 | 0 | 0 | 0 | 108703 | 1 | 0 | Elem Flow List | 0
77625 | Azobenzene | 103333 | 21337 | 48074 | 77625 | 103333 | 48074 | 1 | Azobenzene | 103333 | 1 | 0 | Elem Flow List | 0
77631 | 3,4-Dinitrotoluene | 610399 | 59675 | 90294 | 0 | 0 | 0 | 0 | 3,4-Dinitrotoluene | 610399 | 1 | 0 | Elem Flow List | 0
77666 | Citric acid | 77929 | 6775 | 48790 | 0 | 0 | 0 | 0 | Citric acid | 77929 | 1 | 0 | Elem Flow List | 0
77672 | Dimethyl terephthalate | 120616 | 31310 | 94940 | 77672 | 120616 | 94940 | 1 | Dimethyl terephthalate | 120616 | 1 | 0 | Elem Flow List | 0
77676 | Trichlorotoluene | 30583336 | 256784 | 58742 | 77676 | 30583336 | 58742 | 1 | Trichlorotoluene | 30583336 | 1 | 0 | Elem Flow List | 0
77691 | n-Tetradecane | 629594 | 64808 | 44586 | 0 | 0 | 0 | 0 | 0 | 629594 | 1 | 0 | Elem Flow List | 0
77734 | 1,2,4,5-Tetrachlorobenzene | 95943 | 16501 | 47720 | 77734 | 95943 | 47720 | 1 | 1,2,4,5-Tetrachlorobenzene | 95943 | 1 | 0 | Elem Flow List | 0 | [8 empty] | Y
77736 | 1,2,3,4-Tetrachlorobenzene | 634662 | 65441 | 44542 | 0 | 0 | 0 | 0 | 1,2,3,4-Tetrachlorobenzene | 634662 | 1 | 0 | Elem Flow List | 0
77745 | Nonylphenol |  |  | 0 | 77745 | 0 | 0 | 1 | Nonylphenol | 0 | 1 | 0 | Elem Flow List | 0
77757 | Hexadecane | 544763 | 52852 | 45463 | 0 | 0 | 0 | 0 | Hexadecane | 544763 | 1 | 0 | Elem Flow List | 0
77770 | 2,3,4,6-Tetrachlorophenol | 58902 | 2931 | 49117 | 77770 | 58902 | 49117 | 1 | 2,3,4,6-Tetrachlorophenol | 58902 | 1 | 0 | Elem Flow List | 0 | [8 empty] | Y | Y
77781 | n-Heptadecane | 629787 | 64915 | 89028 | 0 | 0 | 0 | 0 | 0 | 629787 | 1 | 0 | Elem Flow List | 0
77793 | Pentachlorobenzene | 608935 | 59261 | 90315 | 77793 | 608935 | 90315 | 1 | Pentachlorobenzene | 608935 | 1 | 0 | Elem Flow List | 0 | [8 empty] | Y | Y
77801 | Perylene | 198550 | 40642 | 46348 | 77801 | 198550 | 46348 | 1 | Perylene | 198550 | 1 | 0 | Elem Flow List | 0
77804 | n-Octadecane | 593453 | 57372 | 45083 | 77804 | 593453 | 45083 | 1 | 0 | 593453 | 1 | 0 | Elem Flow List | 0
77819 | Tri-n-butyl phosphate | 126738 | 33977 | 46767 | 77819 | 126738 | 46767 | 1 | 0 | 126738 | 1 | 0 | Elem Flow List | 0
77828 | Linoleic acid | 60333 | 3368 | 90648 | 0 | 0 | 0 | 0 | Linoleic acid | 60333 | 1 | 0 | Elem Flow List | 0
77830 | n-Eicosane | 112958 | 28829 | 47183 | 0 | 0 | 0 | 0 | 0 | 112958 | 1 | 0 | Elem Flow List | 0
77832 | Oleic acid | 112801 | 28720 | 47190 | 0 | 0 | 0 | 0 | Oleic acid | 112801 | 1 | 0 | Elem Flow List | 0
77856 | Abietic acid | 514103 | 49627 | 45326 | 0 | 0 | 0 | 0 | Abietic acid | 514103 | 1 | 0 | Elem Flow List | 0
77859 | Docosane | 629970 | 64998 | 89024 | 0 | 0 | 0 | 0 | Docosane | 629970 | 1 | 0 | Elem Flow List | 0
77860 | Butachlor | 23184669 | 223263 | 56242 | 77860 | 23184669 | 56242 | 1 | Butachlor | 23184669 | 1 | 0 | Elem Flow List | 0
77881 | Triphenyl phosphate | 115866 | 29272 | 47153 | 77881 | 115866 | 47153 | 1 | Triphenyl phosphate | 115866 | 1 | 0 | Elem Flow List | 0
77885 | Methanol, total | 67561 | 4283 | 49023 | 77885 | 67561 | 49023 | 1 | 0 | 67561 | 1 | 0 | Elem Flow List | 0 | [8 empty] | Y | Y
77889 | Octachlorocyclopentene | 706785 | 68528 | 87209 | 77889 | 706785 | 87209 | 1 | Octachlorocyclopentene | 706785 | 1 | 0 | Elem Flow List | 0
77901 | n-Hexacosane | 630013 | 65011 | 89022 | 0 | 0 | 0 | 0 | 0 | 630013 | 1 | 0 | Elem Flow List | 0
77924 | 2-Methylpentane | 107835 | 24646 | 47443 | 0 | 0 | 0 | 0 | 2-Methylpentane | 107835 | 1 | 0 | Elem Flow List | 0
77951 | Chlordene, Alpha | 56534022 |  | 0 | 0 | 0 | 0 | 0 | 0 | 0 | 0 | 1 | 0 | Property
77957 | Chlorobenzoic acid, in water | 26264095 | 962795 | 80999 | 0 | 0 | 0 | 0 | 0 | 26264095 | 1 | 0 | Elem Flow List | 0
77981 | Dichlorophenol, in water, ug/L | 25167811 | 230516 | 56855 | 0 | 0 | 0 | 0 | 0 | 25167811 | 1 | 0 | Elem Flow List | 0 | [9 empty] | Y
77983 | Dichlorotoluene | 29797408 | 254524 | 58945 | 77983 | 29797408 | 58945 | 1 | Dichlorotoluene | 29797408 | 1 | 0 | Elem Flow List | 0
77984 | Dichlorotrifluoroethane | 34077877 | 265744 | 55071 | 77984 | 34077877 | 55071 | 1 | Dichlorotrifluoroethane | 34077877 | 1 | 0 | Elem Flow List | 0 | [8 empty] | Y | Y
77986 | Diethylmethylbenzenesulfonamide |  |  | 0 | 0 | 0 | 0 | 0 | 0 | 0 | 0 | 1 | 0 | Intermediate flow
78004 | Diphenamid | 957517 |  | 0 | 78004 | 957517 | 0 | 1 | Diphenamid | 957517 | 1 | 0 | Elem Flow List | 0
78024 | Hexahydroazepinone | 105602 | 22921 | 47572 | 0 | 0 | 0 | 0 | 0 | 105602 | 1 | 0 | Elem Flow List | 0
78028 | Tetrachlorobenzene | 12408105 | 689919 | 83524 | 78028 | 12408105 | 83524 | 1 | Tetrachlorobenzene | 12408105 | 1 | 0 | Elem Flow List | 0
78036 | Methyl ethyl sulfide | 624895 | 63347 | 44701 | 0 | 0 | 0 | 0 | 0 | 624895 | 1 | 0 | Elem Flow List | 0
78080 | Sulfonyl-bis-benzene | 127639 | 34330 | 94453 | 0 | 0 | 0 | 0 | 0 | 127639 | 1 | 0 | Elem Flow List | 0
78109 | Allyl chloride, total | 107051 | 24109 | 47486 | 0 | 0 | 0 | 0 | 0 | 107051 | 1 | 0 | Elem Flow List | 0 | [8 empty] | Y | Y
78115 | Halogen, total organic |  |  | 0 | 78115 | 0 | 0 | 1 | 0 | 0 | 0 | 1 | 0 | Aggregate
78121 | o-Xylene + p-Xylene |  |  | 0 | 0 | 0 | 0 | 0 | 0 | 0 | 0 | 0 | Other flow | 0
78122 | Benzo[j]fluoranthene | 205823 | 40675 | 46346 | 78122 | 205823 | 46346 | 1 | Benzo[j]fluoranthene | 205823 | 1 | 0 | Elem Flow List | 0
78123 | 4,4'-Methylenebis[2-chloroaniline] | 101144 | 19943 | 47850 | 0 | 0 | 0 | 0 | 0 | 101144 | 1 | 0 | Elem Flow List | 0
78136 | Trimethylbenzene | 25551137 | 233320 | 59488 | 78136 | 25551137 | 59488 | 1 | Trimethylbenzene | 25551137 | 1 | 0 | Elem Flow List | 0
78143 | Monochlorobenzyl trifluoride | 88164 | 11593 | 48395 | 78143 | 88164 | 48395 | 1 | 0 | 88164 | 1 | 0 | Elem Flow List | 0
78144 | Toluene-2,4-diisocyanate | 584849 | 55939 | 45190 | 0 | 0 | 0 | 0 | Toluene-2,4-diisocyanate | 584849 | 1 | 0 | Elem Flow List | 0 | [8 empty] | Y | Y
78145 | Tetrasodium EDTA | 64028 | 3798 | 90079 | 0 | 0 | 0 | 0 | 0 | 64028 | 1 | 0 | Elem Flow List | 0
78146 | Aminotrol methylene phosphate |  |  | 0 | 0 | 0 | 0 | 0 | 0 | 0 | 0 | 1 | 0 | Intermediate flow
78147 | Bis(trichloromethyl) sulfone | 3064708 | 111070 | 91655 | 0 | 0 | 0 | 0 | Bis(trichloromethyl) sulfone | 3064708 | 1 | 0 | Elem Flow List | 0
78149 | Diethylaminoethanol | 100378 | 19372 | 47895 | 0 | 0 | 0 | 0 | Diethylaminoethanol | 100378 | 1 | 0 | Elem Flow List | 0
78151 | EDTA | 60004 | 3228 | 49100 | 78151 | 60004 | 49100 | 1 | 0 | 60004 | 1 | 0 | Elem Flow List | 0 | [8 empty] | Y
78152 | Guafensin | 93141 | 14704 | 48181 | 0 | 0 | 0 | 0 | 0 | 93141 | 1 | 0 | Elem Flow List | 0
78153 | Hydroxyacetophenone | 41903508 | 963124 | 80930 | 0 | 0 | 0 | 0 | 0 | 41903508 | 1 | 0 | Elem Flow List | 0
78154 | Mercaptobenzothiazole | 149304 | 39883 | 46403 | 0 | 0 | 0 | 0 | 0 | 149304 | 1 | 0 | Elem Flow List | 0 | [8 empty] | Y | Y
78155 | Dichlorobenzyl trifluoride | 30498352 | 17026790 | 78777 | 78155 | 30498352 | 78777 | 1 | 0 | 30498352 | 1 | 0 | Elem Flow List | 0
78157 | Naphthenic acid | 1338245 | 85977 | 16362 | 78157 | 1338245 | 16362 | 1 | 0 | 1338245 | 1 | 0 | Elem Flow List | 0 | [8 empty] | Y
78159 | Niacinamide | 98920 | 18382 | 47964 | 0 | 0 | 0 | 0 | 0 | 98920 | 1 | 0 | Elem Flow List | 0
78160 | Nitrostyrene | 102965 | 21063 | 76568 | 0 | 0 | 0 | 0 | 0 | 102965 | 1 | 0 | Elem Flow List | 0
78161 | Polymethylacrylic acid | 25087267 | 229435 | 57286 | 0 | 0 | 0 | 0 | 0 | 25087267 | 1 | 0 | Elem Flow List | 0
78162 | Aromatics, substituted |  |  | 0 | 0 | 0 | 0 | 0 | Aromatics, substituted | 0 | 1 | 0 | Elem Flow List | 0
78163 | Sulfabenzamide | 127719 | 34389 | 94451 | 0 | 0 | 0 | 0 | Sulfabenzamide | 127719 | 1 | 0 | Elem Flow List | 0
78164 | Sulfacetamide | 144809 | 39479 | 46487 | 0 | 0 | 0 | 0 | Sulfacetamide | 144809 | 1 | 0 | Elem Flow List | 0
78165 | Sulfathiazole | 72140 | 4846 | 48564 | 0 | 0 | 0 | 0 | Sulfathiazole | 72140 | 1 | 0 | Elem Flow List | 0
78167 | Theophylline | 58559 | 2816 | 49125 | 0 | 0 | 0 | 0 | Theophylline | 58559 | 1 | 0 | Elem Flow List | 0
78168 | Carbamates |  |  | 0 | 78168 | 0 | 0 | 1 | 0 | 0 | 0 | 1 | 0 | Aggregate
78169 | Sodium-o-PPTH | 6152336 | 17026683 | 78788 | 0 | 0 | 0 | 0 | 0 | 6152336 | 1 | 0 | Elem Flow List | 0
78171 | Aromatics, total purgeable |  |  | 0 | 78171 | 0 | 0 | 1 | 0 | 0 | 0 | 1 | 0 | Aggregate
78200 | N-Nitrosodiethylamine | 55185 | 1875 | 48982 | 78200 | 55185 | 48982 | 1 | N-Nitrosodiethylamine | 55185 | 1 | 0 | Elem Flow List | 0 | [8 empty] | Y | Y
78203 | Halogenated hydrocarbons, total |  |  | 0 | 0 | 0 | 0 | 0 | 0 | 0 | 0 | 1 | 0 | Aggregate
78205 | Paraben (methyl and propyl) |  |  | 0 | 0 | 0 | 0 | 0 | 0 | 0 | 0 | 1 | 0 | Aggregate
78206 | N-Nitrosopyrrolidine | 930552 | 74294 | 43884 | 78206 | 930552 | 43884 | 1 | N-Nitrosopyrrolidine | 930552 | 1 | 0 | Elem Flow List | 0 | [8 empty] | Y
78213 | Monochloroacetic acid | 79118 | 7625 | 48728 | 78213 | 79118 | 48728 | 1 | 0 | 79118 | 1 | 0 | Elem Flow List | 0 | [8 empty] | Y | Y
78214 | Diethylbenzene | 25340174 | 232207 | 56209 | 0 | 0 | 0 | 0 | Diethylbenzene | 25340174 | 1 | 0 | Elem Flow List | 0
78215 | o-Chlorobenzyl chloride | 611198 | 59873 | 45286 | 0 | 0 | 0 | 0 | 0 | 611198 | 1 | 0 | Elem Flow List | 0
78216 | Aldrin + Dieldrin |  |  | 0 | 0 | 0 | 0 | 0 | 0 | 0 | 0 | 1 | 0 | Aggregate
78217 | Chlorinated pesticides, total |  |  | 0 | 0 | 0 | 0 | 0 | 0 | 0 | 0 | 1 | 0 | Intermediate flow
78218 | Phenolic compounds, unchlorinated |  |  | 0 | 78218 | 0 | 0 | 1 | 0 | 0 | 0 | 1 | 0 | Aggregate
78221 | Organic pesticide chemicals (40 CFR455) |  |  | 0 | 78221 | 0 | 0 | 1 | 0 | 0 | 0 | 1 | 0 | Intermediate flow
78222 | Organic active ingredients (40 CFR455) |  |  | 0 | 78222 | 0 | 0 | 1 | 0 | 0 | 0 | 1 | 0 | Intermediate flow
78236 | Organics-tot voltile (NJAC reg.7:23-17e) |  |  | 0 | 78236 | 0 | 0 | 1 | 0 | 0 | 0 | 1 | 0 | Intermediate flow
78237 | Organics, volatile (NJAC reg. 7:23-17e) |  |  | 0 | 78237 | 0 | 0 | 1 | 0 | 0 | 0 | 1 | 0 | Intermediate flow
78238 | Explosive limit, lower |  |  | 0 | 0 | 0 | 0 | 0 | 0 | 0 | 0 | 1 | 0 | Property | Y
78239 | Metals, tox priority pollutants, total |  |  | 0 | 78239 | 0 | 0 | 1 | 0 | 0 | 0 | 1 | 0 | Aggregate
78240 | Metals, total |  |  | 0 | 78240 | 0 | 0 | 1 | 0 | 0 | 0 | 1 | 0 | Aggregate
78242 | Anesthetics |  |  | 0 | 0 | 0 | 0 | 0 | Anesthetics | 0 | 1 | 0 | Elem Flow List | 0
78244 | Cadmium (Cd), in barite, dry weight | 7440439 | 150029 | 36835 | 0 | 7440439 | 36835 | 1 | 0 | 7440439 | 1 | 0 | Elem Flow List | 0 | Y | [7 empty] | Y | Y
78245 | Mercury (Hg), in barite, dry weight | 7439976 | 149633 | 37007 | 0 | 7439976 | 37007 | 1 | 0 | 7439976 | 1 | 0 | Elem Flow List | 0 | Y | [7 empty] | Y | Y
78246 | Solids-flotng-visual detrmntn-# days obs |  |  | 0 | 0 | 0 | 0 | 0 | 0 | 0 | 0 | 1 | 0 | Property | Y
78299 | 2-Nitroaniline, in sed., dry weight | 88744 | 11999 | 48367 | 0 | 0 | 0 | 0 | 0 | 88744 | 1 | 0 | Elem Flow List | 0 | Y
78306 | 2-Nitroaniline | 88744 | 11999 | 48367 | 0 | 0 | 0 | 0 | 0 | 88744 | 1 | 0 | Elem Flow List | 0
78455 | Explosives, combined TNT + RDX + tetryl |  |  | 0 | 78455 | 0 | 0 | 1 | 0 | 0 | 0 | 1 | 0 | Intermediate flow
78456 | Halomethanes, sum |  |  | 0 | 78456 | 0 | 0 | 1 | 0 | 0 | 0 | 1 | 0 | Aggregate
78463 | Boron, sludge, total dry weight (as B) | 7440428 | 150011 | 36836 | 0 | 7440428 | 36836 | 1 | 0 | 7440428 | 1 | 0 | Elem Flow List | 0 | Y
78464 | Sodium, sludge, tot, dry weight (as Na) | 7440235 | 149856 | 36985 | 0 | 7440235 | 36985 | 1 | 0 | 7440235 | 1 | 0 | Elem Flow List | 0 | Y | [7 empty] | Y
78466 | Barium, sludge, tot, dry weight (as Ba) | 7440393 | 149997 | 36972 | 0 | 7440393 | 36972 | 1 | 0 | 7440393 | 1 | 0 | Elem Flow List | 0 | Y | [7 empty] | Y | Y
78470 | Nitrogen, sludge, tot, dry wt. (as N) | 7727379 | 153122 | 38472 | 0 | 7727379 | 38472 | 1 | 0 | 7727379 | 1 | 0 | Elem Flow List | 0 | Y
78472 | Potassium, sludge, tot, dry wt. (as K) | 7440097 | 149740 | 36996 | 0 | 7440097 | 36996 | 1 | 0 | 0 | 0 | 1 | 0 | Comingled | Y
78474 | Iron, sludge, total, dry weight (as Fe) | 7439896 | 149559 | 37015 | 0 | 7439896 | 37015 | 1 | 0 | 7439896 | 1 | 0 | Elem Flow List | 0 | Y
78475 | Copper, sludge, tot, dry weight (as Cu) | 7440508 | 150086 | 36829 | 0 | 7440508 | 36829 | 1 | 0 | 7440508 | 1 | 0 | Elem Flow List | 0 | Y | [7 empty] | Y | Y
78476 | Cadmium, sludge, tot dry weight (as Cd) | 7440439 | 150029 | 36835 | 0 | 7440439 | 36835 | 1 | 0 | 7440439 | 1 | 0 | Elem Flow List | 0 | Y | [7 empty] | Y | Y
78477 | Solids, sludge, tot, dry weight |  |  | 0 | 0 | 0 | 0 | 0 | 0 | 0 | 0 | 1 | 0 | Comingled | Y
78478 | Phosphorus, sludge, tot, dry wt. (as P) | 7723140 | 153049 | 38478 | 0 | 7723140 | 38478 | 1 | 0 | 7723140 | 1 | 0 | Elem Flow List | 0 | Y | [7 empty] | Y
78480 | Effluent dilution ratio |  |  | 0 | 0 | 0 | 0 | 0 | 0 | 0 | 0 | 1 | 0 | Property | Y
78720 | Flow, recycled |  |  | 0 | 0 | 0 | 0 | 0 | 0 | 0 | 0 | 1 | 0 | Property | Y
78721 | Phthalates, total |  |  | 0 | 78721 | 0 | 0 | 1 | 0 | 0 | 0 | 1 | 0 | Aggregate
78722 | Pressure difference |  |  | 0 | 0 | 0 | 0 | 0 | 0 | 0 | 0 | 1 | 0 | Property | Y
78723 | Amines, organic total |  |  | 0 | 78723 | 0 | 0 | 1 | 0 | 0 | 0 | 1 | 0 | Aggregate
78724 | 4-Nitro-N-methylphthalimide, total | 41663847 | 284091 | 54509 | 78724 | 41663847 | 54509 | 1 | 0 | 41663847 | 1 | 0 | Elem Flow List | 0
78725 | Hydrocarbons, nitrated, total |  |  | 0 | 0 | 0 | 0 | 0 | 0 | 0 | 0 | 1 | 0 | Comingled
78726 | Sodium dimethyldithiocarbamate, total | 128041 | 34462 | 46728 | 0 | 0 | 0 | 0 | 0 | 128041 | 1 | 0 | Elem Flow List | 0 | [8 empty] | Y | Y
78729 | Alkyl dimethyl ethyl ammonium bromide |  |  | 0 | 0 | 0 | 0 | 0 | 0 | 0 | 0 | 1 | 0 | Intermediate flow
78730 | N-Nitroso compounds, volatile |  |  | 0 | 0 | 0 | 0 | 0 | N-Nitroso compounds, volatile | 0 | 1 | 0 | Elem Flow List | 0
78731 | N-Nitroso compounds, volatile |  |  | 0 | 0 | 0 | 0 | 0 | N-Nitroso compounds, volatile | 0 | 1 | 0 | Elem Flow List | 0
78732 | Volatile compounds, (GC/MS) |  |  | 0 | 78732 | 0 | 0 | 1 | 0 | 0 | 0 | 1 | 0 | Aggregate
78733 | Volatile fraction organics (EPA 624) |  |  | 0 | 78733 | 0 | 0 | 1 | 0 | 0 | 0 | 1 | 0 | Property
78734 | Tributhylamine | 102829 | 20990 | 47777 | 0 | 0 | 0 | 0 | 0 | 102829 | 1 | 0 | Elem Flow List | 0
78735 | Octylphenoxy polyethoxyethanol | 9002931 | 161224 | 37690 | 0 | 0 | 0 | 0 | 0 | 9002931 | 1 | 0 | Elem Flow List | 0
78736 | Isopropylbiphenyl, total | 25640782 | 233999 | 94272 | 0 | 0 | 0 | 0 | 0 | 25640782 | 1 | 0 | Elem Flow List | 0
78737 | Thermal discharge |  |  | 0 | 0 | 0 | 0 | 0 | 0 | 0 | 0 | 1 | 0 | Property | Y
78738 | Chlorination frequency |  |  | 0 | 0 | 0 | 0 | 0 | 0 | 0 | 0 | 1 | 0 | Property | Y
78739 | Chlorination duration |  |  | 0 | 0 | 0 | 0 | 0 | 0 | 0 | 0 | 1 | 0 | Property | Y
78760 | Methylethylbenzene | 25550145 | 233270 | 36003 | 0 | 0 | 0 | 0 | 0 | 25550145 | 1 | 0 | Elem Flow List | 0
78774 | 3-Methylhexane | 589344 | 56374 | 88878 | 0 | 0 | 0 | 0 | 3-Methylhexane | 589344 | 1 | 0 | Elem Flow List | 0
78867 | 4-Chloroaniline, in sediment | 106478 | 23630 | 47523 | 0 | 106478 | 47523 | 1 | 0 | 106478 | 1 | 0 | Elem Flow List | 0 | Y | [7 empty] | Y | Y
78878 | Kerosene | 8008206 |  | 0 | 0 | 8008206 | 0 | 1 | 0 | 0 | 0 | 1 |  | Intermediate flow
78881 | Phosphamidon | 13171216 | 184523 | 61306 | 0 | 0 | 0 | 0 | Phosphamidon | 13171216 | 1 | 0 | Elem Flow List | 0 | [8 empty] | Y
78884 | Oryzalin | 19044883 | 213793 | 91924 | 0 | 0 | 0 | 0 | Oryzalin | 19044883 | 1 | 0 | Elem Flow List | 0
78885 | Reglone | 85007 | 10181 | 48864 | 0 | 0 | 0 | 0 | 0 | 85007 | 1 | 0 | Elem Flow List | 0 | [8 empty] | Y
78886 | Flow, process wastewater |  |  | 0 | 0 | 0 | 0 | 0 | 0 | 0 | 0 | 1 | 0 | Property | Y
78887 | Precipitation, monthly accumulation |  |  | 0 | 0 | 0 | 0 | 0 | 0 | 0 | 0 | 1 | 0 | Property | Y
78888 | 2,4-Toluenediamine | 95807 | 16410 | 47729 | 0 | 0 | 0 | 0 | 2,4-Toluenediamine | 95807 | 1 | 0 | Elem Flow List | 0 | [8 empty] | Y | Y
78889 | 2,5-Toluenediamine | 95705 | 16311 | 47739 | 0 | 0 | 0 | 0 | 0 | 95705 | 1 | 0 | Elem Flow List | 0
78901 | 2-Amino-4,6-dinitrotoluene | 35572782 | 963017 | 92178 | 78901 | 35572782 | 92178 | 1 | 2-Amino-4,6-dinitrotoluene | 35572782 | 1 | 0 | Elem Flow List | 0
78919 | Fuel oil, no. 2 | 68476302 |  | 0 | 0 | 0 | 0 | 0 | 0 | 0 | 0 | 1 | 0 | Intermediate flow
78920 | Gasoline, regular | 68425296 | 430041 | 12833 | 78920 | 68425296 | 12833 | 1 | 0 | 0 | 0 | 1 |  | Intermediate flow
78932 | Flow, augmented water |  |  | 0 | 0 | 0 | 0 | 0 | 0 | 0 | 0 | 1 | 0 | Property | Y
78933 | Flow, well water |  |  | 0 | 0 | 0 | 0 | 0 | 0 | 0 | 0 | 1 | 0 | Property | Y
78938 | Isopropylidine dioxyphenol | 22961826 | 222851 | 56440 | 0 | 0 | 0 | 0 | 0 | 22961826 | 1 | 0 | Elem Flow List | 0 | [8 empty] | Y
78939 | Fuel, diesel, #1 | 68334305 | 420257 | 11923 | 78939 | 68334305 | 11923 | 1 | 0 | 0 | 0 | 1 |  | Intermediate flow
51688 | Diesel Oil Content | 68334305 |  | 0 | 51688 | 68334305 | 0 | 1 | 0 | 0 | 0 | 1 |  | Intermediate flow
51560 | Fuel, Diesel, #1 Occurrences | 68334305 |  | 0 | 0 | 68334305 | 0 | 1 | 0 | 0 | 0 | 1 |  | Intermediate flow | Y
79539 | Acetone, in waste | 67641 | 4309 | 49021 | 0 | 67641 | 49021 | 1 | 0 | 67641 | 1 | 0 | Elem Flow List | 0 | Y | [7 empty] | Y
79618 | .beta.-Endosulfan, in waste | 33213659 | 263996 | 93104 | 79618 | 33213659 | 93104 | 1 | 0 | 33213659 | 1 | 0 | Elem Flow List | 0 | [7 empty] | Y | Y
79744 | Panthalium, total |  |  | 0 | 0 | 0 | 0 | 0 | Panthalium, total | 0 | 1 | 0 | Elem Flow List | 0
79745 | Neptune Blue | 39409455 | 17026816 | 78775 | 79745 | 39409455 | 78775 | 1 | Neptune Blue | 39409455 | 1 | 0 | Elem Flow List | 0
79746 | MCPA 2-ethylhexyl ester | 29450451 |  | 0 | 79746 | 29450451 | 0 | 1 | 0 | 29450451 | 1 | 0 | Elem Flow List | 0
79750 | DCBP, total | 2051243 | 96222 | 93573 | 0 | 0 | 0 | 0 | 0 | 2051243 | 1 | 0 | Elem Flow List | 0
79751 | Guanidine nitrate | 506934 | 49122 | 46066 | 0 | 0 | 0 | 0 | Guanidine nitrate | 506934 | 1 | 0 | Elem Flow List | 0
79752 | N,N'-Diethylcarbanilide | 85983 | 10603 | 88451 | 0 | 0 | 0 | 0 | N,N'-Diethylcarbanilide | 85983 | 1 | 0 | Elem Flow List | 0
79753 | Nitroguanidine | 556887 | 54056 | 45382 | 0 | 0 | 0 | 0 | Nitroguanidine | 556887 | 1 | 0 | Elem Flow List | 0
79755 | Oxychlordane | 27304138 |  | 0 | 0 | 0 | 0 | 0 | Oxychlordane | 27304138 | 1 | 0 | Elem Flow List | 0
79776 | Oil and Grease, calculated limit |  |  | 0 | 0 | 0 | 0 | 0 | 0 | 0 | 0 | 1 | 0 | Property | Y
79777 | Precipitation volume |  |  | 0 | 0 | 0 | 0 | 0 | 0 | 0 | 0 | 1 | 0 | Property | Y
79779 | Manure removed, gallons |  |  | 0 | 0 | 0 | 0 | 0 | 0 | 0 | 0 | 1 | 0 | Property
79780 | Tetramethylbenzene | 25619607 | 233775 | 58603 | 0 | 0 | 0 | 0 | Tetramethylbenzene | 25619607 | 1 | 0 | Elem Flow List | 0
79781 | Time each pumping rate utilized |  |  | 0 | 0 | 0 | 0 | 0 | 0 | 0 | 0 | 1 | 0 | Property | Y
79783 | Quarternary ammonium compounds |  |  | 0 | 0 | 0 | 0 | 0 | 0 | 0 | 0 | 1 | 0 | Aggregate
79817 | 3,4-Dichlorophenol | 95772 | 16386 | 47732 | 0 | 0 | 0 | 0 | 3,4-Dichlorophenol | 95772 | 1 | 0 | Elem Flow List | 0 | [9 empty] | Y
79818 | Flusilazole | 85509199 | 598375 | 86852 | 0 | 0 | 0 | 0 | Flusilazole | 85509199 | 1 | 0 | Elem Flow List | 0
82723 | Trichloroacetic acid (TCAA) | 76039 |  | 0 | 82723 | 76039 | 0 | 1 | 0 | 76039 | 1 | 0 | Elem Flow List | 0
83503 | Distance from shore |  |  | 0 | 0 | 0 | 0 | 0 | 0 | 0 | 0 | 1 | 0 | Property | Y
83512 | Vegetative cover |  |  | 0 | 0 | 0 | 0 | 0 | 0 | 0 | 0 | 1 | 0 | Property | Y
84066 | Oil and grease visual |  |  | 0 | 0 | 0 | 0 | 0 | 0 | 0 | 0 | 1 | 0 | Property | Y
84085 | Volatile organics detected |  |  | 0 | 84085 | 0 | 0 | 1 | 0 | 0 | 0 | 1 | 0 | Property
84103 | Dioxin laboratory - alpha code |  |  | 0 | 0 | 0 | 0 | 0 | 0 | 0 | 0 | 1 | 0 | Property | Y
84105 | Oil - separator obsv - assessment |  |  | 0 | 0 | 0 | 0 | 0 | 0 | 0 | 0 | 1 | 0 | Property | Y
84106 | Evaporator/bed obsv - assessment |  |  | 0 | 0 | 0 | 0 | 0 | 0 | 0 | 0 | 1 | 0 | Property | Y
84107 | Area inspection visual |  |  | 0 | 0 | 0 | 0 | 0 | 0 | 0 | 0 | 1 | 0 | Property | Y
84108 | Drain field insp assessment |  |  | 0 | 0 | 0 | 0 | 0 | 0 | 0 | 0 | 1 | 0 | Property | Y
84109 | Sludge buildup visual |  |  | 0 | 0 | 0 | 0 | 0 | 0 | 0 | 0 | 1 | 0 | Property | Y
84110 | Pond observation |  |  | 0 | 0 | 0 | 0 | 0 | 0 | 0 | 0 | 1 | 0 | Property | Y
84130 | Outfall observation,visual, y/n response |  |  | 0 | 0 | 0 | 0 | 0 | 0 | 0 | 0 | 1 | 0 | Property | Y
84165 | Discharge event observation |  |  | 0 | 0 | 0 | 0 | 0 | 0 | 0 | 0 | 1 | 0 | Property | Y
84367 | Pollutant table from 503.13 |  |  | 0 | 0 | 0 | 0 | 0 | 0 | 0 | 0 | 1 | 0 | Property | Y
84368 | Level of pathogen requirements achieved |  |  | 0 | 0 | 0 | 0 | 0 | 0 | 0 | 0 | 1 | 0 | Property | Y
84369 | Description of pathogen option used |  |  | 0 | 0 | 0 | 0 | 0 | 0 | 0 | 0 | 1 | 0 | Property | Y
84370 | Vector attraction reduction altern used |  |  | 0 | 0 | 0 | 0 | 0 | 0 | 0 | 0 | 1 | 0 | Property | Y
84381 | Tidal stage |  |  | 0 | 0 | 0 | 0 | 0 | 0 | 0 | 0 | 1 | 0 | Property | Y
85047 | Animals, total estimated no. of |  |  | 0 | 0 | 0 | 0 | 0 | 0 | 0 | 0 | 1 | 0 | Property | Y
85209 | Algal growth potential |  |  | 0 | 0 | 0 | 0 | 0 | 0 | 0 | 0 | 1 | 0 | Property | Y
85327 | Water level at sample collection time |  |  | 0 | 0 | 0 | 0 | 0 | 0 | 0 | 0 | 1 | 0 | Property | Y
85539 | Report due (yrmoda) |  |  | 0 | 0 | 0 | 0 | 0 | 0 | 0 | 0 | 1 | 0 | Property | Y
85662 | Flow, direction |  |  | 0 | 0 | 0 | 0 | 0 | 0 | 0 | 0 | 1 | 0 | Property | Y
85663 | Velocity of intake |  |  | 0 | 0 | 0 | 0 | 0 | 0 | 0 | 0 | 1 | 0 | Property | Y
85667 | 1,1-Dichloro-1-fluoroethane | 1717006 | 91348 | 40976 | 0 | 0 | 0 | 0 | 0 | 1717006 | 1 | 0 | Elem Flow List | 0 | [8 empty] | Y | Y
85668 | 1-Chloro-1,1-difluoroethane | 75683 | 5777 | 48914 | 0 | 0 | 0 | 0 | 0 | 75683 | 1 | 0 | Elem Flow List | 0 | [8 empty] | Y | Y
85669 | 1,1,1-Trifluoroethane | 420462 | 45104 | 45982 | 0 | 0 | 0 | 0 | 0 | 420462 | 1 | 0 | Elem Flow List | 0
85670 | 1,1,1,3,3-Pentafluorobutane | 141529320 | 964494 | 80667 | 0 | 0 | 0 | 0 | 0 | 141529320 | 1 | 0 | Elem Flow List | 0
85771 | Corrugated media - markt pulp air-dried |  |  | 0 | 0 | 0 | 0 | 0 | 0 | 0 | 0 | 1 | 0 | Intermediate flow
85772 | Stickwater discharge |  |  | 0 | 0 | 0 | 0 | 0 | 0 | 0 | 0 | 1 | 0 | Comingled | Y
85773 | De-inked washed fiber |  |  | 0 | 0 | 0 | 0 | 0 | 0 | 0 | 0 | 1 | 0 | Intermediate flow
85774 | De-inked floatation fiber |  |  | 0 | 0 | 0 | 0 | 0 | 0 | 0 | 0 | 1 | 0 | Intermediate flow
85775 | Purchased paper |  |  | 0 | 0 | 0 | 0 | 0 | 0 | 0 | 0 | 1 | 0 | Intermediate flow | Y
85776 | Fine paper machine - dried |  |  | 0 | 0 | 0 | 0 | 0 | 0 | 0 | 0 | 1 | 0 | Intermediate flow | Y
85777 | Raw materials processed |  |  | 0 | 0 | 0 | 0 | 0 | 0 | 0 | 0 | 1 | 0 | Intermediate flow | Y
85778 | Pulp production |  |  | 0 | 0 | 0 | 0 | 0 | 0 | 0 | 0 | 1 | 0 | Intermediate flow | Y
85779 | Paper production |  |  | 0 | 0 | 0 | 0 | 0 | 0 | 0 | 0 | 1 | 0 | Intermediate flow | Y
85780 | Fine bleached kraft |  |  | 0 | 0 | 0 | 0 | 0 | 0 | 0 | 0 | 1 | 0 | Intermediate flow
85781 | Paper-grade sulfite pulp & paper |  |  | 0 | 0 | 0 | 0 | 0 | 0 | 0 | 0 | 1 | 0 | Intermediate flow
85782 | Non-integrated fine paper |  |  | 0 | 0 | 0 | 0 | 0 | 0 | 0 | 0 | 1 | 0 | Intermediate flow
85783 | Bleached kraft |  |  | 0 | 0 | 0 | 0 | 0 | 0 | 0 | 0 | 1 | 0 | Intermediate flow
85784 | Chemi-mechanical pulp |  |  | 0 | 0 | 0 | 0 | 0 | 0 | 0 | 0 | 1 | 0 | Intermediate flow
85785 | Sulfite pulp |  |  | 0 | 0 | 0 | 0 | 0 | 0 | 0 | 0 | 1 | 0 | Intermediate flow
85788 | 4,4'-Butyldenebis(6-t-butyl-m-cresol) | 85609 | 10447 | 88462 | 0 | 0 | 0 | 0 | 0 | 85609 | 1 | 0 | Elem Flow List | 0
85789 | 2,2-Dimethyl-2,3-dihydro-7-benzofuranol | 1563388 | 88658 | 41801 | 85789 | 1563388 | 41801 | 1 | 0 | 1563388 | 1 | 0 | Elem Flow List | 0 | [8 empty] | Y
85790 | Chlorine addition rate |  |  | 0 | 0 | 0 | 0 | 0 | 0 | 0 | 0 | 1 | 0 | Property | Y
85795 | Xylene, meta & para in combination |  |  | 0 | 85795 | 0 | 0 | 1 | 0 | 0 | 0 | 1 | 0 | Aggregate
85800 | BOD, mass, times flow prop. multiplier |  |  | 0 | 0 | 0 | 0 | 0 | 0 | 0 | 0 | 1 | 0 | Property | Y
85804 | Solids, total diss., percent by weight |  |  | 0 | 0 | 0 | 0 | 0 | 0 | 0 | 0 | 1 | 0 | Property | Y
85807 | Acrylic acid | 79107 | 7617 | 48729 | 0 | 0 | 0 | 0 | Acrylic acid | 79107 | 1 | 0 | Elem Flow List | 0 | [8 empty] | Y | Y
85808 | p-Ethyltoluene | 622968 | 62653 | 89572 | 0 | 0 | 0 | 0 | p-Ethyltoluene | 622968 | 1 | 0 | Elem Flow List | 0
85809 | Dodecylguanidine salts |  |  | 0 | 0 | 0 | 0 | 0 | 0 | 0 | 0 | 1 | 0 | Aggregate
85812 | 1-Hydroxyethylidene | 2809214 | 107607 | 41706 | 85812 | 2809214 | 41706 | 1 | 0 | 2809214 | 1 | 0 | Elem Flow List | 0
85813 | Tolytriazole | 29385431 | 252866 | 59086 | 85813 | 29385431 | 59086 | 1 | 0 | 29385431 | 1 | 0 | Elem Flow List | 0
51603 | 4-Methyl-Benzotriazole | 29385431 | 252866 | 59086 | 0 | 29385431 | 59086 | 1 | 0 | 29385431 | 1 | 0 | Elem Flow List | 0
51604 | 5-Methyl-Benzotriazole | 29385431 | 252866 | 59086 | 0 | 29385431 | 59086 | 1 | 0 | 29385431 | 1 | 0 | Elem Flow List | 0
85815 | Aldicarb sulfoxide | 1646873 | 90084 | 41381 | 85815 | 1646873 | 41381 | 1 | Aldicarb sulfoxide | 1646873 | 1 | 0 | Elem Flow List | 0
85816 | Aldicarb sulfone | 1646884 | 90092 | 93263 | 85816 | 1646884 | 93263 | 1 | Aldicarb sulfone | 1646884 | 1 | 0 | Elem Flow List | 0 | [8 empty] | Y
85817 | Gross beta | 12587472 | 182469 | 62198 | 0 | 0 | 0 | 0 | 0 | 12587472 | 1 | 0 | Elem Flow List | 0 | [11 empty] | Y
85820 | Monitoring well level from the surface |  |  | 0 | 0 | 0 | 0 | 0 | 0 | 0 | 0 | 1 | 0 | Property | Y
85825 | THC, dry & O2 | 1972083 | 17003682 | 77948 | 0 | 0 | 0 | 0 | 0 | 0 | 0 | 1 | 0 | Comingled
85827 | TCDD, total sludge | 41903575 | 284596 | 54307 | 0 | 0 | 0 | 0 | 0 | 41903575 | 1 | 0 | Elem Flow List | 0 | Y | [8 empty] | Y
85828 | PECDD, total sludge | 36088229 | 270520 | 53363 | 0 | 0 | 0 | 0 | 0 | 36088229 | 1 | 0 | Elem Flow List | 0 | Y | [8 empty] | Y
85829 | HXCDD, total sludge | 34465468 | 266965 | 54633 | 0 | 0 | 0 | 0 | 0 | 34465468 | 1 | 0 | Elem Flow List | 0 | Y | [8 empty] | Y
85830 | HPCDD, total sludge | 37871004 | 275438 | 94201 | 0 | 0 | 0 | 0 | 0 | 37871004 | 1 | 0 | Elem Flow List | 0 | Y | [8 empty] | Y
85831 | OCDD, total sludge | 3268879 | 113837 | 93296 | 0 | 3268879 | 93296 | 1 | 0 | 3268879 | 1 | 0 | Elem Flow List | 0 | Y | [7 empty] | Y | Y
85832 | TCDF, total sludge | 30402143 | 256271 | 58786 | 0 | 0 | 0 | 0 | 0 | 30402143 | 1 | 0 | Elem Flow List | 0 | Y
85833 | PECDF, total sludge | 30402154 | 256289 | 58785 | 0 | 0 | 0 | 0 | 0 | 30402154 | 1 | 0 | Elem Flow List | 0 | Y | [8 empty] | Y
85834 | HXCDF, total sludge | 55684941 | 304824 | 49568 | 0 | 0 | 0 | 0 | 0 | 55684941 | 1 | 0 | Elem Flow List | 0 | Y | [8 empty] | Y
85835 | HPCDF, total sludge | 38998753 | 278200 | 53526 | 0 | 0 | 0 | 0 | 0 | 38998753 | 1 | 0 | Elem Flow List | 0 | Y | [8 empty] | Y
34281 | Bis(2-chloroethoxy)methane, dry wt. | 111911 | 27987 | 96048 | 0 | 111911 | 96048 | 1 | 0 | 111911 | 1 | 0 | Elem Flow List | 0 | [7 empty] | Y | Y | Y
34268 | Bis(chloromethyl) ether | 542881 | 52498 | 45495 | 34268 | 542881 | 45495 | 1 | Bis(chloromethyl) ether | 542881 | 1 | 0 | Elem Flow List | 0 | [8 empty] | Y | Y
34271 | Bis(chloromethyl) ether, dry weight | 542881 | 52498 | 45495 | 34271 | 542881 | 45495 | 1 | 0 | 542881 | 1 | 0 | Elem Flow List | 0 | [8 empty] | Y | Y
32101 | Dichlorobromomethane | 75274 | 5462 | 48936 | 32101 | 75274 | 48936 | 1 | Dichlorobromomethane | 75274 | 1 | 0 | Elem Flow List | 0 | [7 empty] | Y | Y | Y
38693 | Bromodichloromethane, effluent | 75274 | 5462 | 48936 | 38693 | 75274 | 48936 | 1 | 0 | 75274 | 1 | 0 | Elem Flow List | 0 | [7 empty] | Y | Y | Y
51073 | Bromodichloromethane | 75274 | 5462 | 48936 | 51073 | 75274 | 48936 | 1 | 0 | 75274 | 1 | 0 | Elem Flow List | 0 | [7 empty] | Y | Y | Y
73211 | Bromodichloromethane, dry weight | 75274 | 5462 | 48936 | 0 | 75274 | 48936 | 1 | 0 | 75274 | 1 | 0 | Elem Flow List | 0 | [7 empty] | Y | Y | Y
34330 | Dichlorobromomethane, dry weight | 75274 | 5462 | 48936 | 0 | 75274 | 48936 | 1 | 0 | 75274 | 1 | 0 | Elem Flow List | 0 | [7 empty] | Y | Y | Y
1012 | Beryllium, total (as Be) | 7440417 | 150003 | 36837 | 1012 | 7440417 | 36837 | 1 | 0 | 7440417 | 1 | 0 | Elem Flow List | 0 | [6 empty] | Y | Y | Y | Y
998 | Beryllium, total recoverable (as Be) | 7440417 | 150003 | 36837 | 998 | 7440417 | 36837 | 1 | 0 | 7440417 | 1 | 0 | Elem Flow List | 0 | [6 empty] | Y | Y | Y | Y
1312 | Beryllium, potentially dissolvd | 7440417 | 150003 | 36837 | 1312 | 7440417 | 36837 | 1 | 0 | 7440417 | 1 | 0 | Elem Flow List | 0 | [6 empty] | Y | Y | Y | Y
1010 | Beryllium, dissolved (as Be) | 7440417 | 150003 | 36837 | 1010 | 7440417 | 36837 | 1 | 0 | 7440417 | 1 | 0 | Elem Flow List | 0 | [6 empty] | Y | Y | Y | Y
39002 | Benefin | 1861401 | 93526 | 92106 | 0 | 0 | 0 | 0 | 0 | 1861401 | 1 | 0 | Elem Flow List | 0 | [8 empty] | Y
85826 | Benfluralin | 1861401 | 93526 | 92106 | 0 | 0 | 0 | 0 | Benfluralin | 1861401 | 1 | 0 | Elem Flow List | 0 | [8 empty] | Y
34030 | Benzene | 71432 | 4754 | 98385 | 34030 | 71432 | 98385 | 1 | Benzene | 71432 | 1 | 0 | Elem Flow List | 0 | [7 empty] | Y | Y | Y
78124 | Benzene (volatile analysis) | 71432 | 4754 | 98385 | 78124 | 71432 | 98385 | 1 | 0 | 71432 | 1 | 0 | Elem Flow List | 0 | [7 empty] | Y | Y | Y
34235 | Benzene, dissolved | 71432 | 4754 | 98385 | 34235 | 71432 | 98385 | 1 | 0 | 71432 | 1 | 0 | Elem Flow List | 0 | [7 empty] | Y | Y | Y
34237 | Benzene, dry weight | 71432 | 4754 | 98385 | 0 | 71432 | 98385 | 1 | 0 | 71432 | 1 | 0 | Elem Flow List | 0 | [7 empty] | Y | Y | Y
34230 | Benzo(b)fluoranthene | 205992 | 40683 | 93562 | 34230 | 205992 | 93562 | 1 | Benzo(b)fluoranthene | 205992 | 1 | 0 | Elem Flow List | 0 | [7 empty] | Y | Y | Y
79531 | 3,4-Benzofluoranthene | 205992 | 40683 | 93562 | 79531 | 205992 | 93562 | 1 | 0 | 205992 | 1 | 0 | Elem Flow List | 0 | [7 empty] | Y | Y | Y
73354 | Benzo(b)fluoranthene, dry weight | 205992 | 40683 | 93562 | 0 | 205992 | 93562 | 1 | 0 | 205992 | 1 | 0 | Elem Flow List | 0 | [7 empty] | Y | Y | Y
39337 | .alpha.-BHC | 319846 | 42184 | 94214 | 39337 | 319846 | 94214 | 1 | 0 | 319846 | 1 | 0 | Elem Flow List | 0 | [7 empty] | Y | Y | Y
39336 | .alpha.-BHC | 319846 | 42184 | 94214 | 39336 | 319846 | 94214 | 1 | 0 | 319846 | 1 | 0 | Elem Flow List | 0 | [7 empty] | Y | Y | Y
34253 | .alpha.-BHC dissolved | 319846 | 42184 | 94214 | 34253 | 319846 | 94214 | 1 | 0 | 319846 | 1 | 0 | Elem Flow List | 0 | [7 empty] | Y | Y | Y
39338 | .beta.-BHC | 319857 | 42192 | 46241 | 39338 | 319857 | 46241 | 1 | 0 | 319857 | 1 | 0 | Elem Flow List | 0 | [7 empty] | Y | Y | Y
51007 | .beta.-BHC | 319857 | 42192 | 46241 | 51007 | 319857 | 46241 | 1 | 0 | 319857 | 1 | 0 | Elem Flow List | 0 | [7 empty] | Y | Y | Y
34255 | .beta.-BHC, dissolved | 319857 | 42192 | 46241 | 34255 | 319857 | 46241 | 1 | 0 | 319857 | 1 | 0 | Elem Flow List | 0 | [7 empty] | Y | Y | Y
34198 | .delta.-BHC | 319868 | 42200 | 46240 | 34198 | 319868 | 46240 | 1 | 0 | 319868 | 1 | 0 | Elem Flow List | 0 | [7 empty] | Y | Y | Y
34259 | .delta.-Benzenehexachloride | 319868 | 42200 | 46240 | 34259 | 319868 | 46240 | 1 | 0 | 319868 | 1 | 0 | Elem Flow List | 0 | [7 empty] | Y | Y | Y
39344 | .gamma.-BHC | 58899 | 2923 | 49118 | 39344 | 58899 | 49118 | 1 | 0 | 58899 | 1 | 0 | Elem Flow List | 0 | [7 empty] | Y | Y | Y
39782 | Lindane | 58899 | 2923 | 49118 | 39782 | 58899 | 49118 | 1 | Lindane | 58899 | 1 | 0 | Elem Flow List | 0 | [7 empty] | Y | Y | Y
39340 | Gamma-BHC | 58899 | 2923 | 49118 | 39340 | 58899 | 49118 | 1 | 0 | 58899 | 1 | 0 | Elem Flow List | 0 | [7 empty] | Y | Y | Y
34266 | .gamma.-Lindane | 58899 | 2923 | 49118 | 0 | 58899 | 49118 | 1 | 0 | 58899 | 1 | 0 | Elem Flow List | 0 | [7 empty] | Y | Y | Y
61491 | Lindane, dry weight | 58899 | 2923 | 49118 | 0 | 58899 | 49118 | 1 | 0 | 58899 | 1 | 0 | Elem Flow List | 0 | [7 empty] | Y | Y | Y
81288 | BHC, total | 608731 | 59220 | 44948 | 81288 | 608731 | 44948 | 1 | 0 | 608731 | 1 | 0 | Elem Flow List | 0 | [7 empty] | Y
81283 | Benzenehexachloride | 608731 | 59220 | 44948 | 0 | 608731 | 44948 | 1 | 0 | 608731 | 1 | 0 | Elem Flow List | 0 | [7 empty] | Y
77147 | Benzyl alcohol | 100516 | 19497 | 47886 | 0 | 0 | 0 | 0 | Benzyl alcohol | 100516 | 1 | 0 | Elem Flow List | 0
73282 | Benzyl alcohol, dry weight | 100516 | 19497 | 47886 | 0 | 0 | 0 | 0 | 0 | 100516 | 1 | 0 | Elem Flow List | 0
30056 | Benzyl chloride | 100447 | 19430 | 94767 | 0 | 0 | 0 | 0 | Benzyl chloride | 100447 | 1 | 0 | Elem Flow List | 0 | [8 empty] | Y | Y
73128 | Benzyl chloride | 100447 | 19430 | 94767 | 0 | 0 | 0 | 0 | Benzyl chloride | 100447 | 1 | 0 | Elem Flow List | 0 | [8 empty] | Y | Y
39120 | Benzidine | 92875 | 14498 | 48195 | 39120 | 92875 | 48195 | 1 | Benzidine | 92875 | 1 | 0 | Elem Flow List | 0 | [7 empty] | Y | Y | Y
39121 | Benzidine, dry weight | 92875 | 14498 | 48195 | 0 | 92875 | 48195 | 1 | 0 | 92875 | 1 | 0 | Elem Flow List | 0 | [7 empty] | Y | Y | Y
50077 | 5-Day sum of BOD5 discharged |  |  | 0 | 0 | 0 | 0 | 0 | 0 | 0 | 0 | 0 | Organic Enrichment | 0 |  |  |  | Y
50078 | 7-Day sum of BOD5 discharged |  |  | 0 | 0 | 0 | 0 | 0 | 0 | 0 | 0 | 0 | Organic Enrichment | 0 |  |  |  | Y
50083 | Avg. of 7-day sum of BOD5 values |  |  | 0 | 0 | 0 | 0 | 0 | 0 | 0 | 0 | 0 | Organic Enrichment | 0 |  |  |  | Y
82236 | BOD, 5 lb/cu ft process |  |  | 0 | 0 | 0 | 0 | 0 | 0 | 0 | 0 | 0 | Organic Enrichment | 0 |  |  |  | Y
47024 | BOD, 5-day, 20 deg C per cfs of streamflw |  |  | 0 | 47024 | 0 | 0 | 1 | 0 | 0 | 0 | 0 | Organic Enrichment
51544 | BOD |  |  | 0 | 51544 | 0 | 0 | 1 | 0 | 0 | 0 | 0 | Organic Enrichment | 0 |  |  |  | Y
318 | BOD, 5-day |  |  | 0 | 318 | 0 | 0 | 1 | 0 | 0 | 0 | 0 | Organic Enrichment | 0 |  |  |  | Y
70026 | BOD, 5-day, total |  |  | 0 | 0 | 0 | 0 | 0 | 0 | 0 | 0 | 0 | Organic Enrichment | 0 |  |  |  | Y
85002 | Biochemical oxygen demand-5 |  |  | 0 | 85002 | 0 | 0 | 1 | 0 | 0 | 0 | 0 | Organic Enrichment | 0 |  |  |  | Y
310 | BOD, 5-day, 20 deg. C |  |  | 0 | 310 | 0 | 0 | 1 | 0 | 0 | 0 | 0 | Organic Enrichment | 0 |  |  |  | Y
3602 | Biochemical oxygen demand |  |  | 0 | 3602 | 0 | 0 | 1 | 0 | 0 | 0 | 0 | Organic Enrichment | 0 |  |  |  | Y
311 | BOD, 5-day, dissolved |  |  | 0 | 311 | 0 | 0 | 1 | 0 | 0 | 0 | 0 | Organic Enrichment | 0 |  |  |  | Y
359 | BOD, filtered, 5 day, 20 deg C |  |  | 0 | 0 | 0 | 0 | 0 | 0 | 0 | 0 | 0 | Organic Enrichment | 0 |  |  |  | Y
0310S | BOD, 5-day, 20 deg. C [per season] |  | 1640606 | 79154 | 0 | 0 | 0 | 0 | 0 | 0 | 0 | 0 | Organic Enrichment | 0
51591 | BOD, 5-day, 20 deg. C |  | 1640606 | 79154 | 0 | 0 | 0 | 0 | 0 | 0 | 0 | 0 | Organic Enrichment | 0
81651 | Bisphenol-A | 80057 | 8110 | 48694 | 81651 | 80057 | 48694 | 1 | 0 | 80057 | 1 | 0 | Elem Flow List | 0 | [8 empty] | Y | Y
77763 | Bisphenol-A (.alpha.) | 80057 | 8110 | 48694 | 77763 | 80057 | 48694 | 1 | 0 | 80057 | 1 | 0 | Elem Flow List | 0 | [8 empty] | Y | Y
32104 | Bromoform | 75252 | 5447 | 48938 | 32104 | 75252 | 48938 | 1 | 0 | 75252 | 1 | 0 | Elem Flow List | 0 | [7 empty] | Y | Y | Y
34290 | Bromoform, dry weight | 75252 | 5447 | 48938 | 0 | 75252 | 48938 | 1 | 0 | 75252 | 1 | 0 | Elem Flow List | 0 | [7 empty] | Y | Y | Y
30311 | Bromacil | 314409 | 42127 | 46247 | 0 | 0 | 0 | 0 | Bromacil | 314409 | 1 | 0 | Elem Flow List | 0 | [8 empty] | Y | Y
82198 | Bromacil | 314409 | 42127 | 46247 | 0 | 0 | 0 | 0 | Bromacil | 314409 | 1 | 0 | Elem Flow List | 0 | [8 empty] | Y | Y
51136 | Bromoxynil | 1689845 | 90837 | 41164 | 0 | 0 | 0 | 0 | Bromoxynil | 1689845 | 1 | 0 | Elem Flow List | 0 | [8 empty] | Y
49311 | Bromoxynil, total recoverble | 1689845 | 90837 | 41164 | 0 | 0 | 0 | 0 | 0 | 1689845 | 1 | 0 | Elem Flow List | 0 | [8 empty] | Y
38720 | Busan 40, total | 51026289 | 290452 | 55747 | 0 | 0 | 0 | 0 | 0 | 51026289 | 1 | 0 | Elem Flow List | 0
51137 | Busan 40 | 51026289 | 290452 | 55747 | 0 | 0 | 0 | 0 | 0 | 51026289 | 1 | 0 | Elem Flow List | 0
38725 | Busan 85, total | 128030 | 34454 | 94449 | 0 | 0 | 0 | 0 | 0 | 128030 | 1 | 0 | Elem Flow List | 0 | [8 empty] | Y | Y
51138 | Busan 85 | 128030 | 34454 | 94449 | 0 | 0 | 0 | 0 | 0 | 128030 | 1 | 0 | Elem Flow List | 0 | [8 empty] | Y | Y
77189 | n-Butyl acetate | 123864 | 33233 | 46822 | 77189 | 123864 | 46822 | 1 | n-Butyl acetate | 123864 | 1 | 0 | Elem Flow List | 0 | [8 empty] | Y
78531 | Butyl acetate | 123864 | 33233 | 46822 | 78531 | 123864 | 46822 | 1 | 0 | 123864 | 1 | 0 | Elem Flow List | 0 | [8 empty] | Y
51474 | Butanal | 123728 | 33134 | 94699 | 0 | 0 | 0 | 0 | 0 | 123728 | 1 | 0 | Elem Flow List | 0 | [8 empty] | Y | Y
81562 | Butyraldehyde | 123728 | 33134 | 94699 | 0 | 0 | 0 | 0 | Butyraldehyde | 123728 | 1 | 0 | Elem Flow List | 0
77034 | 1-Butanol | 71363 | 4739 | 48572 | 77034 | 71363 | 48572 | 1 | 1-Butanol | 71363 | 1 | 0 | Elem Flow List | 0 | [8 empty] | Y | Y
45265 | Butanol | 71363 | 4739 | 48572 | 45265 | 71363 | 48572 | 1 | 0 | 71363 | 1 | 0 | Elem Flow List | 0 | [8 empty] | Y | Y
77304 | 1-Butanol | 71363 | 4739 | 48572 | 0 | 71363 | 48572 | 1 | 1-Butanol | 71363 | 1 | 0 | Elem Flow List | 0 | [8 empty] | Y | Y
916 | Calcium, total (as Ca) | 7440702 | 150268 | 36812 | 0 | 0 | 0 | 0 | 0 | 7440702 | 1 | 0 | Elem Flow List | 0 | Y | [5 empty] | Y
918 | Calcium, total recoverable | 7440702 | 150268 | 36812 | 0 | 0 | 0 | 0 | 0 | 7440702 | 1 | 0 | Elem Flow List | 0 | Y | [5 empty] | Y
915 | Calcium, dissolved (as Ca) | 7440702 | 150268 | 36812 | 0 | 0 | 0 | 0 | 0 | 7440702 | 1 | 0 | Elem Flow List | 0 | Y | [5 empty] | Y
51741 | Calcium, total [as Ca] | 7440702 | 150268 | 36812 | 0 | 0 | 0 | 0 | 0 | 7440702 | 1 | 0 | Elem Flow List | 0
77700 | Carbaryl, total | 63252 | 3723 | 49061 | 77700 | 63252 | 49061 | 1 | 0 | 63252 | 1 | 0 | Elem Flow List | 0 | [8 empty] | Y | Y
39750 | Sevin | 63252 | 3723 | 49061 | 0 | 63252 | 49061 | 1 | 0 | 63252 | 1 | 0 | Elem Flow List | 0 | [8 empty] | Y | Y
32005 | Carbon, chloroform extractables | 7440440 | 150037 | 36834 | 0 | 7440440 | 36834 | 1 | 0 | 7440440 | 1 | 0 | Elem Flow List | 0
32021 | Carbon, chloroform extracts, ether insoluble | 7440440 | 150037 | 36834 | 0 | 7440440 | 36834 | 1 | 0 | 7440440 | 1 | 0 | Elem Flow List | 0
690 | Carbon, total (as C) | 7440440 | 150037 | 36834 | 690 | 7440440 | 36834 | 1 | 0 | 7440440 | 1 | 0 | Elem Flow List | 0
685 | Carbon, total inorganic (as C) | 7440440 | 150037 | 36834 | 0 | 7440440 | 36834 | 1 | 0 | 7440440 | 1 | 0 | Elem Flow List | 0
679 | Carbon, tot organic (TOC) per 1000 gals. | 7440440 | 150037 | 36834 | 0 | 7440440 | 36834 | 1 | 0 | 7440440 | 1 | 0 | Elem Flow List | 0
680 | Carbon, tot organic (TOC) | 7440440 | 150037 | 36834 | 680 | 7440440 | 36834 | 1 | 0 | 7440440 | 1 | 0 | Elem Flow List | 0
80102 | Particulate Organic Carbon | 7440440 | 150037 | 36834 | 80102 | 7440440 | 36834 | 1 | 0 | 7440440 | 1 | 0 | Elem Flow List | 0
681 | Carbon, dissolved organic (as C) | 7440440 | 150037 | 36834 | 681 | 7440440 | 36834 | 1 | 0 | 7440440 | 1 | 0 | Elem Flow List | 0
51599 | Particulate Organic Carbon, Total | 7440440 | 150037 | 36834 | 0 | 7440440 | 36834 | 1 | 0 | 7440440 | 1 | 0 | Elem Flow List | 0
80278 | Non-nitrogenous BOD |  |  | 0 | 0 | 0 | 0 | 0 | 0 | 0 | 0 | 0 | Organic Enrichment | 0 |  |  |  | Y
80082 | BOD, carbonaceous, 05 day, 20 C |  |  | 0 | 80082 | 0 | 0 | 1 | 0 | 0 | 0 | 0 | Organic Enrichment | 0 |  |  |  | Y
81286 | BOD, carbonaceous, 5-day, 20 deg C |  |  | 0 | 81286 | 0 | 0 | 1 | 0 | 0 | 0 | 0 | Organic Enrichment | 0 |  |  |  | Y
80280 | Carbonaceous BOD, 5 day, 20 deg C filtrd |  |  | 0 | 80280 | 0 | 0 | 1 | 0 | 0 | 0 | 0 | Organic Enrichment | 0 |  |  |  | Y
8082D | BOD, carbonaceous, 05 day, 20 C [per discharge] |  | 1640614 | 79153 | 0 | 0 | 0 | 0 | 0 | 0 | 0 | 1 | 0 | Property
1027D | Cadmium, total [as Cd] [per discharge] | 7440439 | 150029 | 36835 | 0 | 7440439 | 36835 | 1 | 0 | 7440439 | 1 | 0 | Elem Flow List | 0
1027 | Cadmium, total (as Cd) | 7440439 | 150029 | 36835 | 1027 | 7440439 | 36835 | 1 | 0 | 7440439 | 1 | 0 | Elem Flow List | 0 | [6 empty] | Y | Y | Y | Y
1253 | Cadmium | 7440439 | 150029 | 36835 | 0 | 7440439 | 36835 | 1 | Cadmium | 7440439 | 1 | 0 | Elem Flow List | 0 | [6 empty] | Y | Y | Y | Y
1113 | Cadmium, total recoverable | 7440439 | 150029 | 36835 | 1113 | 7440439 | 36835 | 1 | 0 | 7440439 | 1 | 0 | Elem Flow List | 0 | [6 empty] | Y | Y | Y | Y
46395 | Cadmium, dry weight | 7440439 | 150029 | 36835 | 46395 | 7440439 | 36835 | 1 | 0 | 7440439 | 1 | 0 | Elem Flow List | 0 | [6 empty] | Y | Y | Y | Y
78428 | .alpha.-Endosulfan | 959988 | 75333 | 87422 | 0 | 959988 | 87422 | 1 | .alpha.-Endosulfan | 959988 | 1 | 0 | Elem Flow List | 0 | [7 empty] | Y | Y
79617 | .alpha.-Endosulfan, in waste | 959988 | 75333 | 87422 | 79617 | 959988 | 87422 | 1 | 0 | 959988 | 1 | 0 | Elem Flow List | 0 | [7 empty] | Y | Y
39388 | Endosulfan, total | 115297 | 29132 | 47164 | 39388 | 115297 | 47164 | 1 | 0 | 115297 | 1 | 0 | Elem Flow List | 0 | [8 empty] | Y
34351 | Endosulfan sulfate | 1031078 | 76737 | 43703 | 34351 | 1031078 | 43703 | 1 | Endosulfan sulfate | 1031078 | 1 | 0 | Elem Flow List | 0 | [7 empty] | Y | Y
81894 | EPTC | 759944 | 69252 | 44205 | 81894 | 759944 | 44205 | 1 | 0 | 759944 | 1 | 0 | Elem Flow List | 0 | [8 empty] | Y | Y
30392 | Eradicane | 759944 | 69252 | 44205 | 0 | 759944 | 44205 | 1 | 0 | 759944 | 1 | 0 | Elem Flow List | 0 | [8 empty] | Y | Y
82193 | Estradiol | 50282 | 1099 | 49192 | 0 | 0 | 0 | 0 | Estradiol | 50282 | 1 | 0 | Elem Flow List | 0
51077 | N-Ethylaniline | 103695 | 21584 | 76541 | 0 | 103695 | 76541 | 1 | N-Ethylaniline | 103695 | 1 | 0 | Elem Flow List | 0
77234 | N-Ethylbenzenamine | 103695 | 21584 | 76541 | 77234 | 103695 | 76541 | 1 | 0 | 103695 | 1 | 0 | Elem Flow List | 0
34371 | Ethylbenzene | 100414 | 19406 | 94770 | 34371 | 100414 | 94770 | 1 | Ethylbenzene | 100414 | 1 | 0 | Elem Flow List | 0 | [7 empty] | Y | Y | Y
37371 | Ethylbenzene | 100414 | 19406 | 94770 | 37371 | 100414 | 94770 | 1 | Ethylbenzene | 100414 | 1 | 0 | Elem Flow List | 0 | [7 empty] | Y | Y | Y
78113 | Ethylbenzene | 100414 | 19406 | 94770 | 78113 | 100414 | 94770 | 1 | Ethylbenzene | 100414 | 1 | 0 | Elem Flow List | 0 | [7 empty] | Y | Y | Y
34374 | Ethylbenzene, dry weight | 100414 | 19406 | 94770 | 34374 | 100414 | 94770 | 1 | 0 | 100414 | 1 | 0 | Elem Flow List | 0 | [7 empty] | Y | Y | Y
77311 | 2-Ethyl-1-hexanol | 104767 | 22327 | 47619 | 77311 | 104767 | 47619 | 1 | 0 | 104767 | 1 | 0 | Elem Flow List | 0
51175 | 2-Ethylhexanol | 104767 | 22327 | 47619 | 0 | 104767 | 47619 | 1 | 2-Ethylhexanol | 104767 | 1 | 0 | Elem Flow List | 0
82357 | Ethylene | 74851 | 5090 | 48545 | 0 | 0 | 0 | 0 | Ethylene | 74851 | 1 | 0 | Elem Flow List | 0 | [8 empty] | Y | Y
82044 | Ethylene, dissolved (C2H4) | 74851 | 5090 | 48545 | 0 | 0 | 0 | 0 | 0 | 74851 | 1 | 0 | Elem Flow List | 0 | [8 empty] | Y | Y
77004 | Ethanol | 64175 | 3822 | 49054 | 77004 | 64175 | 49054 | 1 | Ethanol | 64175 | 1 | 0 | Elem Flow List | 0
73188 | Ethanol, dry weight | 64175 | 3822 | 49054 | 0 | 64175 | 49054 | 1 | 0 | 64175 | 1 | 0 | Elem Flow List | 0
46315 | Ethyl parathion | 56382 | 2147 | 48961 | 46315 | 56382 | 48961 | 1 | 0 | 56382 | 1 | 0 | Elem Flow List | 0 | [8 empty] | Y | Y
39540 | Parathion | 56382 | 2147 | 48961 | 39540 | 56382 | 48961 | 1 | Parathion | 56382 | 1 | 0 | Elem Flow List | 0 | [8 empty] | Y | Y
3820 | Human enteric virus |  | 761759 | 6167 | 0 | 0 | 0 | 0 | 0 | 0 | 0 | 1 | 0 | Not in LCIA
51498 | Enteric Viruses |  | 761759 | 6167 | 0 | 0 | 0 | 0 | 0 | 0 | 0 | 1 | 0 | Not in LCIA
81401 | Enteric viruses |  | 761759 | 6167 | 0 | 0 | 0 | 0 | 0 | 0 | 0 | 1 | 0 | Not in LCIA
51601 | Enteric viruses, dry weight |  | 761759 | 6167 | 0 | 0 | 0 | 0 | 0 | 0 | 0 | 1 | 0 | Not in LCIA
951 | Fluoride, total (as F) | 16984488 | 206706 | 36307 | 951 | 16984488 | 36307 | 1 | 0 | 16984488 | 1 | 0 | Elem Flow List | 0
949 | Fluoride | 16984488 | 206706 | 36307 | 949 | 16984488 | 36307 | 1 | Fluoride | 16984488 | 1 | 0 | Elem Flow List | 0
950 | Fluoride, dissolved (as F) | 16984488 | 206706 | 36307 | 950 | 16984488 | 36307 | 1 | 0 | 16984488 | 1 | 0 | Elem Flow List | 0
32018 | Fluoride, free | 16984488 | 206706 | 36307 | 0 | 16984488 | 36307 | 1 | 0 | 16984488 | 1 | 0 | Elem Flow List | 0
32016 | Fluoride, complex | 16984488 | 206706 | 36307 | 0 | 16984488 | 36307 | 1 | 0 | 16984488 | 1 | 0 | Elem Flow List | 0
82501 | Iron, dissolved from dry deposition | 7439896 | 149559 | 37015 | 0 | 7439896 | 37015 | 1 | 0 | 7439896 | 1 | 0 | Elem Flow List | 0
1045 | Iron, total (as Fe) | 7439896 | 149559 | 37015 | 1045 | 7439896 | 37015 | 1 | 0 | 7439896 | 1 | 0 | Elem Flow List | 0 | [6 empty] | Y
74010 | Iron, total (as Fe) | 7439896 | 149559 | 37015 | 74010 | 7439896 | 37015 | 1 | 0 | 7439896 | 1 | 0 | Elem Flow List | 0 | [6 empty] | Y
1258 | Iron | 7439896 | 149559 | 37015 | 0 | 7439896 | 37015 | 1 | Iron | 7439896 | 1 | 0 | Elem Flow List | 0 | [6 empty] | Y
147 | Iron, total per production | 7439896 | 149559 | 37015 | 0 | 7439896 | 37015 | 1 | 0 | 7439896 | 1 | 0 | Elem Flow List | 0 | [6 empty] | Y
160 | Iron, total per batch | 7439896 | 149559 | 37015 | 0 | 7439896 | 37015 | 1 | 0 | 7439896 | 1 | 0 | Elem Flow List | 0 | [6 empty] | Y
980 | Iron, total recoverable | 7439896 | 149559 | 37015 | 980 | 7439896 | 37015 | 1 | 0 | 7439896 | 1 | 0 | Elem Flow List | 0 | [6 empty] | Y
1170 | Iron, total dry weight (as Fe) | 7439896 | 149559 | 37015 | 0 | 7439896 | 37015 | 1 | 0 | 7439896 | 1 | 0 | Elem Flow List | 0 | [6 empty] | Y
1317 | Iron, potentially dissolvd | 7439896 | 149559 | 37015 | 1317 | 7439896 | 37015 | 1 | 0 | 7439896 | 1 | 0 | Elem Flow List | 0 | [6 empty] | Y
1044 | Iron, suspended | 7439896 | 149559 | 37015 | 1044 | 7439896 | 37015 | 1 | 0 | 7439896 | 1 | 0 | Elem Flow List | 0 | [6 empty] | Y
1046 | Iron, dissolved (as Fe) | 7439896 | 149559 | 37015 | 1046 | 7439896 | 37015 | 1 | 0 | 7439896 | 1 | 0 | Elem Flow List | 0 | [6 empty] | Y
51146 | Fenvalerate | 51630581 | 292094 | 89647 | 0 | 0 | 0 | 0 | Fenvalerate | 51630581 | 1 | 0 | Elem Flow List | 0 | [8 empty] | Y
85757 | Fenvalerate | 51630581 | 292094 | 89647 | 0 | 0 | 0 | 0 | Fenvalerate | 51630581 | 1 | 0 | Elem Flow List | 0 | [8 empty] | Y
952 | Fluoroborates | 16872110 | 205906 | 59796 | 952 | 16872110 | 59796 | 1 | 0 | 16872110 | 1 | 0 | Elem Flow List | 0
34376 | Fluoranthene | 206440 | 40691 | 46345 | 34376 | 206440 | 46345 | 1 | Fluoranthene | 206440 | 1 | 0 | Elem Flow List | 0 | [7 empty] | Y | Y | Y
34379 | Fluoranthene, dry weight | 206440 | 40691 | 46345 | 34379 | 206440 | 46345 | 1 | 0 | 206440 | 1 | 0 | Elem Flow List | 0 | [7 empty] | Y | Y | Y
34381 | Fluorene | 86737 | 10892 | 48444 | 34381 | 86737 | 48444 | 1 | Fluorene | 86737 | 1 | 0 | Elem Flow List | 0 | [7 empty] | Y | Y | Y
34384 | Fluorene, dry weight | 86737 | 10892 | 48444 | 34384 | 86737 | 48444 | 1 | 0 | 86737 | 1 | 0 | Elem Flow List | 0 | [7 empty] | Y | Y | Y
51145 | Fenarimol | 60168889 | 316356 | 51247 | 0 | 0 | 0 | 0 | Fenarimol | 60168889 | 1 | 0 | Elem Flow List | 0 | [8 empty] | Y
4101 | Fenarimol, total recoverable | 60168889 | 316356 | 51247 | 0 | 0 | 0 | 0 | 0 | 60168889 | 1 | 0 | Elem Flow List | 0 | [8 empty] | Y
71880 | Formaldehyde | 50000 | 1008 | 49201 | 71880 | 50000 | 49201 | 1 | Formaldehyde | 50000 | 1 | 0 | Elem Flow List | 0 | [8 empty] | Y | Y
51064 | Formalin | 50000 | 1008 | 49201 | 51064 | 50000 | 49201 | 1 | 0 | 50000 | 1 | 0 | Elem Flow List | 0 | [8 empty] | Y | Y
49883 | Formalin (1670 mg/L application) | 50000 | 1008 | 49201 | 0 | 50000 | 49201 | 1 | 0 | 50000 | 1 | 0 | Elem Flow List | 0 | [8 empty] | Y | Y
49882 | Formalin (250 mg/L application) | 50000 | 1008 | 49201 | 0 | 50000 | 49201 | 1 | 0 | 50000 | 1 | 0 | Elem Flow List | 0 | [8 empty] | Y | Y
77647 | Freon 113 | 76131 | 6148 | 48832 | 77647 | 76131 | 48832 | 1 | 0 | 76131 | 1 | 0 | Elem Flow List | 0 | [8 empty] | Y | Y
77652 | 1,1,2-Trichloro-1,2,2-trifluoroethane | 76131 | 6148 | 48832 | 77652 | 76131 | 48832 | 1 | 0 | 76131 | 1 | 0 | Elem Flow List | 0 | [8 empty] | Y | Y
61211 | Enterococci |  |  | 0 | 0 | 0 | 0 | 0 | 0 | 0 | 0 | 1 | 0 | Not in LCIA | [5 empty] | Y
31639 | Enterococci: group D, MF trans, M-E, EIA |  |  | 0 | 0 | 0 | 0 | 0 | 0 | 0 | 0 | 1 | 0 | Not in LCIA | [5 empty] | Y
74054 | Streptococci, fecal general |  |  | 0 | 0 | 0 | 0 | 0 | 0 | 0 | 0 | 1 | 0 | Not in LCIA | [5 empty] | Y
31671 | Streptococci, fecal plate count KF agar |  |  | 0 | 0 | 0 | 0 | 0 | 0 | 0 | 0 | 1 | 0 | Not in LCIA | [5 empty] | Y
31673 | Streptococci, fecal MF, KF agar, 35C, 48hr |  |  | 0 | 0 | 0 | 0 | 0 | 0 | 0 | 0 | 1 | 0 | Not in LCIA | [5 empty] | Y
31674 | Streptococci, fecal 10/mL |  |  | 0 | 0 | 0 | 0 | 0 | 0 | 0 | 0 | 1 | 0 | Not in LCIA | [5 empty] | Y
31675 | Streptococci, fecal MPN, KF broth 35 C |  |  | 0 | 0 | 0 | 0 | 0 | 0 | 0 | 0 | 1 | 0 | Not in LCIA | [5 empty] | Y
31679 | Fecal streptococci, MF m-enterococcus ag |  |  | 0 | 0 | 0 | 0 | 0 | 0 | 0 | 0 | 1 | 0 | Not in LCIA | [5 empty] | Y
49489 | Glycol, total | 107211 | 24257 | 47475 | 49489 | 107211 | 47475 | 1 | 0 | 107211 | 1 | 0 | Elem Flow List | 0 | [8 empty] | Y | Y
50901 | Glycol (total) | 107211 | 24257 | 47475 | 50901 | 107211 | 47475 | 1 | 0 | 107211 | 1 | 0 | Elem Flow List | 0 | [8 empty] | Y | Y
81688 | Ethylene glycol | 107211 | 24257 | 47475 | 81688 | 107211 | 47475 | 1 | Ethylene glycol | 107211 | 1 | 0 | Elem Flow List | 0 | [8 empty] | Y | Y
77023 | Ethylene glycol | 107211 | 24257 | 47475 | 77023 | 107211 | 47475 | 1 | Ethylene glycol | 107211 | 1 | 0 | Elem Flow List | 0 | [8 empty] | Y | Y
79743 | Glyphosate, total | 1071836 | 77438 | 43980 | 79743 | 1071836 | 43980 | 1 | 0 | 1071836 | 1 | 0 | Elem Flow List | 0
39941 | Roundup | 1071836 | 77438 | 43980 | 0 | 1071836 | 43980 | 1 | 0 | 1071836 | 1 | 0 | Elem Flow List | 0
139 | Hydrogen peroxide | 7722841 | 153015 | 38481 | 139 | 7722841 | 38481 | 1 | Hydrogen peroxide | 7722841 | 1 | 0 | Elem Flow List | 0 | [8 empty] | Y
50258 | Hydrogen peroxide, total, dilution ratio | 7722841 | 153015 | 38481 | 0 | 7722841 | 38481 | 1 | 0 | 7722841 | 1 | 0 | Elem Flow List | 0 | [8 empty] | Y
71875 | Hydrogen sulfide | 7783064 | 154518 | 38126 | 71875 | 7783064 | 38126 | 1 | Hydrogen sulfide | 0 | 1 | 0 | Elem Flow List | 0 | [8 empty] | Y
51078 | Hydrogen sulfide, unionized | 7783064 | 154518 | 38126 | 51078 | 7783064 | 38126 | 1 | 0 | 0 | 0 | 0 | Other flow | 0 | [8 empty] | Y
46116 | Hydrocarbons, total gas chromatograph | 308067530 | 966481 | 80291 | 46116 | 308067530 | 80291 | 1 | 0 | 308067530 | 1 | 0 | Elem Flow List | 0
31666 | Hydrocarbon, total recoverable | 308067530 | 966481 | 80291 | 31666 | 308067530 | 80291 | 1 | 0 | 308067530 | 1 | 0 | Elem Flow List | 0
50259 | Hydrocarbon, aqueous | 308067530 | 966481 | 80291 | 50259 | 308067530 | 80291 | 1 | 0 | 308067530 | 1 | 0 | Elem Flow List | 0
39700 | Hexachlorobenzene | 118741 | 30346 | 95480 | 39700 | 118741 | 95480 | 1 | Hexachlorobenzene | 118741 | 1 | 0 | Elem Flow List | 0 | [7 empty] | Y |  | Y
39701 | Hexachlorobenzene, dry weight | 118741 | 30346 | 95480 | 0 | 118741 | 95480 | 1 | 0 | 118741 | 1 | 0 | Elem Flow List | 0 | [7 empty] | Y |  | Y
39702 | Hexachlorobutadiene | 87683 | 11346 | 48415 | 39702 | 87683 | 48415 | 1 | Hexachlorobutadiene | 87683 | 1 | 0 | Elem Flow List | 0 | [7 empty] | Y |  | Y
34391 | Hexachlorobutadiene | 87683 | 11346 | 48415 | 34391 | 87683 | 48415 | 1 | Hexachlorobutadiene | 87683 | 1 | 0 | Elem Flow List | 0 | [7 empty] | Y |  | Y
39705 | Hexachlorobutadiene, dry weight | 87683 | 11346 | 48415 | 0 | 87683 | 48415 | 1 | 0 | 87683 | 1 | 0 | Elem Flow List | 0 | [7 empty] | Y |  | Y
77835 | Hexachlorocyclohexane, total | 27154445 | 244178 | 57648 | 77835 | 27154445 | 57648 | 1 | 0 | 27154445 | 1 | 0 | Elem Flow List | 0 | [9 empty] | Y
82183 | Benzene hexachloride | 27154445 | 244178 | 57648 | 0 | 27154445 | 57648 | 1 | 0 | 27154445 | 1 | 0 | Elem Flow List | 0 | [9 empty] | Y
438 | Hydrochloric acid | 7647010 | 152231 | 38657 | 0 | 0 | 0 | 0 | Hydrochloric acid | 7647010 | 1 | 0 | Elem Flow List | 0 | [8 empty] | Y | Y
439 | Hydrochloric acid | 7647010 | 152231 | 38657 | 0 | 0 | 0 | 0 | Hydrochloric acid | 7647010 | 1 | 0 | Elem Flow List | 0 | [8 empty] | Y | Y
34386 | Hexachlorocyclopentadiene | 77474 | 6494 | 48812 | 34386 | 77474 | 48812 | 1 | Hexachlorocyclopentadiene | 77474 | 1 | 0 | Elem Flow List | 0 | [7 empty] | Y |  | Y
70017 | Hexachloropentadiene | 77474 | 6494 | 48812 | 0 | 77474 | 48812 | 1 | 0 | 77474 | 1 | 0 | Elem Flow List | 0 | [7 empty] | Y |  | Y
34389 | Hexachlorocyclopentadiene, dry weight | 77474 | 6494 | 48812 | 0 | 77474 | 48812 | 1 | 0 | 77474 | 1 | 0 | Elem Flow List | 0 | [7 empty] | Y |  | Y
78198 | Heptane | 142825 | 38984 | 46520 | 78198 | 142825 | 46520 | 1 | Heptane | 142825 | 1 | 0 | Elem Flow List | 0
79862 | n-Heptane | 142825 | 38984 | 46520 | 79862 | 142825 | 46520 | 1 | 0 | 142825 | 1 | 0 | Elem Flow List | 0
7190D | Mercury, total [as Hg] [per discharge] | 7439976 | 149633 | 37007 | 0 | 7439976 | 37007 | 1 | 0 | 7439976 | 1 | 0 | Elem Flow List | 0
71900 | Mercury, total (as Hg) | 7439976 | 149633 | 37007 | 71900 | 7439976 | 37007 | 1 | 0 | 7439976 | 1 | 0 | Elem Flow List | 0 | [6 empty] | Y | Y |  | Y
1260 | Mercury | 7439976 | 149633 | 37007 | 0 | 7439976 | 37007 | 1 | Mercury | 7439976 | 1 | 0 | Elem Flow List | 0 | [6 empty] | Y | Y |  | Y
71901 | Mercury, total recoverable | 7439976 | 149633 | 37007 | 71901 | 7439976 | 37007 | 1 | 0 | 7439976 | 1 | 0 | Elem Flow List | 0 | [6 empty] | Y | Y |  | Y
78471 | Mercury, dry weight | 7439976 | 149633 | 37007 | 78471 | 7439976 | 37007 | 1 | 0 | 7439976 | 1 | 0 | Elem Flow List | 0 | [6 empty] | Y | Y |  | Y
1321 | Mercury, potentially dissolvd | 7439976 | 149633 | 37007 | 1321 | 7439976 | 37007 | 1 | 0 | 7439976 | 1 | 0 | Elem Flow List | 0 | [6 empty] | Y | Y |  | Y
71890 | Mercury, dissolved (as Hg) | 7439976 | 149633 | 37007 | 71890 | 7439976 | 37007 | 1 | 0 | 7439976 | 1 | 0 | Elem Flow List | 0 | [6 empty] | Y | Y |  | Y
50286 | Mercury, total (low level) | 7439976 | 149633 | 37007 | 50286 | 7439976 | 37007 | 1 | 0 | 7439976 | 1 | 0 | Elem Flow List | 0 | [6 empty] | Y | Y |  | Y
50092 | Mercury, total low level | 7439976 | 149633 | 37007 | 50092 | 7439976 | 37007 | 1 | 0 | 7439976 | 1 | 0 | Elem Flow List | 0 | [6 empty] | Y | Y |  | Y
39410 | Heptachlor | 76448 | 6262 | 87744 | 39410 | 76448 | 87744 | 1 | Heptachlor | 76448 | 1 | 0 | Elem Flow List | 0 | [7 empty] | Y | Y | Y
75044 | Heptachlor, dry weight | 76448 | 6262 | 87744 | 0 | 76448 | 87744 | 1 | 0 | 76448 | 1 | 0 | Elem Flow List | 0 | [7 empty] | Y | Y | Y
34396 | Hexachloroethane | 67721 | 4341 | 49017 | 34396 | 67721 | 49017 | 1 | Hexachloroethane | 67721 | 1 | 0 | Elem Flow List | 0 | [7 empty] | Y |  | Y
34399 | Hexachloroethane, dry weight | 67721 | 4341 | 49017 | 0 | 67721 | 49017 | 1 | 0 | 67721 | 1 | 0 | Elem Flow List | 0 | [7 empty] | Y |  | Y
77103 | 2-Hexanone | 591786 | 57000 | 45110 | 77103 | 591786 | 45110 | 1 | 2-Hexanone | 591786 | 1 | 0 | Elem Flow List | 0 | [9 empty] | Y
75166 | 2-Hexanone | 591786 | 57000 | 45110 | 0 | 591786 | 45110 | 1 | 2-Hexanone | 591786 | 1 | 0 | Elem Flow List | 0 | [9 empty] | Y
34403 | Indeno(1,2,3-cd)pyrene | 193395 | 40626 | 46349 | 34403 | 193395 | 46349 | 1 | 0 | 193395 | 1 | 0 | Elem Flow List | 0 | [7 empty] | Y |  | Y
34406 | Indeno(1,2,3-cd)pyrene, dry weight | 193395 | 40626 | 46349 | 34406 | 193395 | 46349 | 1 | 0 | 193395 | 1 | 0 | Elem Flow List | 0 | [7 empty] | Y |  | Y
640 | Nitrogen, inorganic total | 7727379 | 153122 | 38472 | 640 | 7727379 | 38472 | 1 | 0 | 7727379 | 1 | 0 | Elem Flow List | 0 |  | Y
51450 | Nitrite Plus Nitrate Total | 7727379 |  | 0 | 51450 | 7727379 | 0 | 1 | 0 | 7727379 | 1 | 0 | Elem Flow List | 0 |  | Y
631 | Nitrite plus nitrate dissolved 1 det. | 7727379 |  | 0 | 631 | 7727379 | 0 | 1 | 0 | 7727379 | 1 | 0 | Elem Flow List | 0 |  | Y
630 | Nitrite plus nitrate total 1 det. (as N) | 7727379 |  | 0 | 630 | 7727379 | 0 | 1 | 0 | 7727379 | 1 | 0 | Elem Flow List | 0 |  | Y
51489 | Nitrogen, Total as NO3 + NH3 | 7727379 | 153122 | 38472 | 51489 | 7727379 | 38472 | 1 | 0 | 7727379 | 1 | 0 | Elem Flow List | 0 |  | Y
51794 | Nitrite + Nitrate total [as N] | 7727379 | 701177 | 35904 | 51794 | 7727379 | 0 | 1 | 0 | 7727379 | 1 | 0 | Elem Flow List | 0
49577 | Nitrite plus Nitrate, dry weight [as N] |  | 701177 | 35904 | 49577 | 0 | 0 | 1 | 0 | 0 | 0 | 0 | Nutrient flow | 0
71868 | Iodine, total | 7553562 | 151456 | 39508 | 0 | 0 | 0 | 0 | 0 | 7553562 | 1 | 0 | Elem Flow List | 0
71867 | Iodine, residual | 7553562 | 151456 | 39508 | 0 | 0 | 0 | 0 | 0 | 7553562 | 1 | 0 | Elem Flow List | 0
4146 | Isopropyl acetate, total effluent | 108214 | 24943 | 47422 | 4146 | 108214 | 47422 | 1 | 0 | 108214 | 1 | 0 | Elem Flow List | 0
45013 | Isopropyl acetate | 108214 | 24943 | 47422 | 45013 | 108214 | 47422 | 1 | Isopropyl acetate | 108214 | 1 | 0 | Elem Flow List | 0
78727 | Isothiazolone, total | 1003072 | 17026634 | 78858 | 0 | 0 | 0 | 0 | 0 | 1003072 | 1 | 0 | Elem Flow List | 0
78219 | Isothiazolone | 1003072 | 17026634 | 78858 | 0 | 0 | 0 | 0 | 0 | 1003072 | 1 | 0 | Elem Flow List | 0
34408 | Isophorone | 78591 | 7187 | 48764 | 34408 | 78591 | 48764 | 1 | Isophorone | 78591 | 1 | 0 | Elem Flow List | 0 | [7 empty] | Y
34411 | Isophorone, dry weight | 78591 | 7187 | 48764 | 0 | 78591 | 48764 | 1 | 0 | 78591 | 1 | 0 | Elem Flow List | 0 | [7 empty] | Y
937 | Potassium, total (as K) | 7440097 | 149740 | 36996 | 937 | 7440097 | 36996 | 1 | 0 | 0 | 0 | 0 | Element | 0 | [6 empty] | Y
939 | Potassium, total recoverable | 7440097 | 149740 | 36996 | 939 | 7440097 | 36996 | 1 | 0 | 0 | 0 | 0 | Element | 0 | [6 empty] | Y
935 | Potassium, dissolved (as K) | 7440097 | 149740 | 36996 | 935 | 7440097 | 36996 | 1 | 0 | 0 | 0 | 0 | Element | 0 | [6 empty] | Y
75038 | Potassium-40 (K-40), Total | 13966002 |  | 0 | 75038 | 13966002 | 0 | 1 | 0 | 13966002 | 1 | 0 | Elem Flow List | 0 | [6 empty] | Y
51511 | Potassium 40 | 13966002 |  | 0 | 0 | 13966002 | 0 | 1 | 0 | 13966002 | 1 | 0 | Elem Flow List | 0 | [6 empty] | Y
39780 | Dicofol in whole water sample | 115322 | 29157 | 47163 | 0 | 0 | 0 | 0 | 0 | 115322 | 1 | 0 | Elem Flow List | 0 | [8 empty] | Y
39017 | Kelthane | 115322 | 29157 | 47163 | 0 | 0 | 0 | 0 | 0 | 115322 | 1 | 0 | Elem Flow List | 0 | [8 empty] | Y
51068 | Potassium permanganate | 7722647 | 152975 | 38484 | 51068 | 7722647 | 38484 | 1 | Potassium permanganate | 7722647 | 1 | 0 | Elem Flow List | 0 | [8 empty] | Y
49878 | Potassium permanganate | 7722647 | 152975 | 38484 | 0 | 7722647 | 38484 | 1 | Potassium permanganate | 7722647 | 1 | 0 | Elem Flow List | 0 | [8 empty] | Y
51454 | Metam Potassium | 137417 | 36962 | 46561 | 0 | 0 | 0 | 0 | 0 | 137417 | 1 | 0 | Elem Flow List | 0 | [8 empty] | Y
51147 | KN methyl | 137417 | 36962 | 46561 | 0 | 0 | 0 | 0 | 0 | 137417 | 1 | 0 | Elem Flow List | 0 | [8 empty] | Y
38825 | KN methyl | 137417 | 36962 | 46561 | 0 | 0 | 0 | 0 | 0 | 137417 | 1 | 0 | Elem Flow List | 0 | [8 empty] | Y
1132 | Lithium, total (as Li) | 7439932 | 149591 | 37011 | 1132 | 7439932 | 37011 | 1 | 0 | 7439932 | 1 | 0 | Elem Flow List | 0 | [6 empty] | Y
1130 | Lithium, dissolved (as Li) | 7439932 | 149591 | 37011 | 0 | 7439932 | 37011 | 1 | 0 | 7439932 | 1 | 0 | Elem Flow List | 0 | [6 empty] | Y
38477 | Linuron | 330552 | 42614 | 93118 | 0 | 0 | 0 | 0 | Linuron | 330552 | 1 | 0 | Elem Flow List | 0 | [8 empty] | Y | Y
51148 | Linuron | 330552 | 42614 | 93118 | 0 | 0 | 0 | 0 | Linuron | 330552 | 1 | 0 | Elem Flow List | 0 | [8 empty] | Y | Y
82666 | Linuron, total recoverable | 330552 | 42614 | 93118 | 0 | 0 | 0 | 0 | 0 | 330552 | 1 | 0 | Elem Flow List | 0 | [8 empty] | Y | Y
4147 | Methyl cellosolve | 109864 | 26211 | 47321 | 4147 | 109864 | 47321 | 1 | 0 | 109864 | 1 | 0 | Elem Flow List | 0 | [8 empty] | Y | Y
49542 | 2-Methoxyethanol | 109864 | 26211 | 47321 | 49542 | 109864 | 47321 | 1 | 2-Methoxyethanol | 109864 | 1 | 0 | Elem Flow List | 0 | [8 empty] | Y | Y
51074 | Methylcyclopentane | 96377 | 16824 | 48131 | 0 | 0 | 0 | 0 | Methylcyclopentane | 96377 | 1 | 0 | Elem Flow List | 0
77052 | Methylcyclopentane | 96377 | 16824 | 48131 | 0 | 0 | 0 | 0 | Methylcyclopentane | 96377 | 1 | 0 | Elem Flow List | 0
1148 | Selenium, dry weight | 7782492 | 154310 | 38145 | 1148 | 7782492 | 38145 | 1 | 0 | 7782492 | 1 | 0 | Elem Flow List | 0 | [6 empty] | Y | Y |  | Y
1323 | Selenium, potentially dissolvd | 7782492 | 154310 | 38145 | 1323 | 7782492 | 38145 | 1 | 0 | 7782492 | 1 | 0 | Elem Flow List | 0 | [6 empty] | Y | Y |  | Y
1167 | Selenium, acid soluble | 7782492 | 154310 | 38145 | 0 | 7782492 | 38145 | 1 | 0 | 7782492 | 1 | 0 | Elem Flow List | 0 | [6 empty] | Y | Y |  | Y
1145 | Selenium, dissolved (as Se) | 7782492 | 154310 | 38145 | 1145 | 7782492 | 38145 | 1 | 0 | 7782492 | 1 | 0 | Elem Flow List | 0 | [6 empty] | Y | Y |  | Y
956 | Silica, total (as SiO2) | 7631869 | 151977 | 39473 | 956 | 7631869 | 39473 | 1 | 0 | 7631869 | 1 | 0 | Elem Flow List | 0
955 | Silica, dissolved (as SiO2) | 7631869 | 151977 | 39473 | 955 | 7631869 | 39473 | 1 | 0 | 7631869 | 1 | 0 | Elem Flow List | 0
1102 | Tin, total (as Sn) | 7440315 | 149922 | 36979 | 1102 | 7440315 | 36979 | 1 | 0 | 7440315 | 1 | 0 | Elem Flow List | 0 | [6 empty] | Y
1262 | Tin | 7440315 | 149922 | 36979 | 0 | 7440315 | 36979 | 1 | Tin | 7440315 | 1 | 0 | Elem Flow List | 0 | [6 empty] | Y
983 | Tin, total recoverable | 7440315 | 149922 | 36979 | 983 | 7440315 | 36979 | 1 | 0 | 7440315 | 1 | 0 | Elem Flow List | 0 | [6 empty] | Y
1100 | Tin, dissolved (as Sn) | 7440315 | 149922 | 36979 | 0 | 7440315 | 36979 | 1 | 0 | 7440315 | 1 | 0 | Elem Flow List | 0 | [6 empty] | Y
945 | Sulfate, total (as SO4) | 14808798 | 197301 | 59829 | 945 | 14808798 | 59829 | 1 | 0 | 14808798 | 1 | 0 | Elem Flow List | 0
946 | Sulfate, dissolved (as SO4) | 14808798 | 197301 | 59829 | 946 | 14808798 | 59829 | 1 | 0 | 14808798 | 1 | 0 | Elem Flow List | 0
52200 | SOPP | 132274 | 35592 | 46656 | 0 | 0 | 0 | 0 | 0 | 132274 | 1 | 0 | Elem Flow List | 0 | [8 empty] | Y
52210 | SOPP, loading rate | 132274 | 35592 | 46656 | 0 | 0 | 0 | 0 | 0 | 132274 | 1 | 0 | Elem Flow List | 0 | [8 empty] | Y
1082 | Strontium, total (as Sr) | 7440246 | 149864 | 36984 | 1082 | 7440246 | 36984 | 1 | 0 | 7440246 | 1 | 0 | Elem Flow List | 0 | [6 empty] | Y
1084 | Strontium, total recoverable, ug/L | 7440246 | 149864 | 36984 | 1084 | 7440246 | 36984 | 1 | 0 | 7440246 | 1 | 0 | Elem Flow List | 0 | [6 empty] | Y
1080 | Strontium, dissolved | 7440246 | 149864 | 36984 | 0 | 7440246 | 36984 | 1 | 0 | 7440246 | 1 | 0 | Elem Flow List | 0 | [6 empty] | Y
13501 | Strontium 90, total | 10098972 | 167601 | 5258 | 13501 | 10098972 | 5258 | 1 | 0 | 10098972 | 1 | 0 | Elem Flow List | 0 | [6 empty] | Y
13503 | Strontium 90, dissolved | 10098972 | 167601 | 5258 | 13503 | 10098972 | 5258 | 1 | 0 | 10098972 | 1 | 0 | Elem Flow List | 0
77128 | Styrene, total | 100425 | 19414 | 47892 | 77128 | 100425 | 47892 | 1 | 0 | 100425 | 1 | 0 | Elem Flow List | 0 | [8 empty] | Y | Y
81708 | Styrene | 100425 | 19414 | 47892 | 81708 | 100425 | 47892 | 1 | Styrene | 100425 | 1 | 0 | Elem Flow List | 0 | [8 empty] | Y | Y
73281 | Styrene, dry weight | 100425 | 19414 | 47892 | 0 | 100425 | 47892 | 1 | 0 | 100425 | 1 | 0 | Elem Flow List | 0 | [8 empty] | Y | Y
154 | Sulfate (as S) | 14808798 | 197301 | 59829 | 154 | 14808798 | 59829 | 1 | 0 | 14808798 | 1 | 0 | Elem Flow List | 0
81020 | Sulfate | 14808798 | 197301 | 59829 | 81020 | 14808798 | 59829 | 1 | Sulfate | 14808798 | 1 | 0 | Elem Flow List | 0
1288 | Foaming agents |  |  | 0 | 1288 | 0 | 0 | 1 | 0 | 0 | 0 | 1 |  | Intermediate flow
47021 | Methylene blue active substances |  |  | 0 | 47021 | 0 | 0 | 1 | 0 | 0 | 0 | 1 | 0 | Comingled
38260 | Surfactants (MBAS) |  |  | 0 | 38260 | 0 | 0 | 1 | 0 | 0 | 0 | 1 |  | Intermediate flow
34790 | Surfactants, as CTAS, effluent |  |  | 0 | 34790 | 0 | 0 | 1 | 0 | 0 | 0 | 1 | 0 | Aggregate
T2I3C | IC25 Pass/Fail Static 24Hr Acute Daphnia magna |  | 17074303 | 32188 | 0 | 0 | 0 | 0 | 0 | 0 | 0 | 1 | 0 | Property | [14 empty] | Y
T2I3D | IC25 Pass/Fail Static 24Hr Acute Daphnia pulex |  | 1922509 | 22744 | 0 | 0 | 0 | 0 | 0 | 0 | 0 | 1 | 0 | Property | [14 empty] | Y
T2I3E | IC25 Pass/Fail Static 24Hr Acute Americamysis bahia |  | 17075466 | 31801 | 0 | 0 | 0 | 0 | 0 | 0 | 0 | 1 | 0 | Property | [14 empty] | Y
T2I6C | IC25 Pass/Fail Static 24Hr Acute Pimephales promelas |  | 1900778 | 21805 | 0 | 0 | 0 | 0 | 0 | 0 | 0 | 1 | 0 | Property | [14 empty] | Y
T2I6J | IC25 Pass/Fail Static 24Hr Acute Menidia beryllina |  | 1972785 | 16462 | 0 | 0 | 0 | 0 | 0 | 0 | 0 | 1 | 0 | Property | [14 empty] | Y
T3P3B | NOEC Static Renewal 7Day Chronic Ceriodaphnia dubia |  |  | 0 | 0 | 0 | 0 | 0 | 0 | 0 | 0 | 1 | 0 | Property | [14 empty] | Y
T3P6C | NOEC Static Renewal 7Day Chronic Pimephales promelas |  |  | 0 | 0 | 0 | 0 | 0 | 0 | 0 | 0 | 1 | 0 | Property | [14 empty] | Y
T4M3B | IC25 Low Flow Pass/Fail Lethal Static Renewal 48Hr Acute Ceriodaphnia dubia |  | 1921063 | 22815 | 0 | 0 | 0 | 0 | 0 | 0 | 0 | 1 | 0 | Property | [14 empty] | Y
T4M3C | IC25 Low Flow Pass/Fail Static Renewal 48Hr Acute Daphnia magna |  | 17074303 | 32188 | 0 | 0 | 0 | 0 | 0 | 0 | 0 | 1 | 0 | Property | [14 empty] | Y
T4M3D | IC25 Low Flow Pass/Fail Static Renewal 48Hr Acute Daphnia pulex |  | 1922509 | 22744 | 0 | 0 | 0 | 0 | 0 | 0 | 0 | 1 | 0 | Property | [14 empty] | Y
T4M3E | IC25 Low Flow Pass/Fail Static Renewal 48Hr Acute Americamysis bahia |  | 17075466 | 31801 | 0 | 0 | 0 | 0 | 0 | 0 | 0 | 1 | 0 | Property | [14 empty] | Y
T4M6C | IC25 Low Flow Pass/Fail Static Renewal 48Hr Acute Pimephales promelas |  | 1900778 | 21805 | 0 | 0 | 0 | 0 | 0 | 0 | 0 | 1 | 0 | Property | [14 empty] | Y
T4M6J | IC25 Low Flow Pass/Fail Static Renewal 48Hr Acute Menidia beryllina |  | 1972785 | 16462 | 0 | 0 | 0 | 0 | 0 | 0 | 0 | 1 | 0 | Property | [14 empty] | Y
T4N3C | IC25 Low Flow Pass/Fail Lethal Static Renewal 96Hr Acute Daphnia magna |  | 17074303 | 32188 | 0 | 0 | 0 | 0 | 0 | 0 | 0 | 1 | 0 | Property | [14 empty] | Y
T4P3B | IC25 Low Flow Pass/Fail Lethal Static Renewal 48Hr Acute Ceriodaphnia dubia |  | 1921063 | 22815 | 0 | 0 | 0 | 0 | 0 | 0 | 0 | 1 | 0 | Property | [14 empty] | Y
T4P3E | IC25 Low Flow Pass/Fail Lethal Static Renewal 7 Day Chronic Americamysis bahia |  | 17075466 | 31801 | 0 | 0 | 0 | 0 | 0 | 0 | 0 | 1 | 0 | Property | [14 empty] | Y
T4P6C | IC25 Low Flow Pass/Fail Lethal Static Renewal 7 Day Chronic Pimephales promelas |  | 1900778 | 21805 | 0 | 0 | 0 | 0 | 0 | 0 | 0 | 1 | 0 | Property | [14 empty] | Y
T4P6J | IC25 Low Flow Pass/Fail Lethal Static Renewal 7 Day Chronic Menidia beryllina |  | 1972785 | 16462 | 0 | 0 | 0 | 0 | 0 | 0 | 0 | 1 | 0 | Property | [14 empty] | Y
T5N3C | IC25 Low Flow Pass/Fail Sub-Lethal Static Renewal 96Hr Acute Daphnia magna |  | 17074303 | 32188 | 0 | 0 | 0 | 0 | 0 | 0 | 0 | 1 | 0 | Property | [14 empty] | Y
T5P3B | IC25 Low Flow Pass/Fail Sub-Lethal Static Renewal 7 Day Chronic Ceriodaphnia dubia |  | 1921063 | 22815 | 0 | 0 | 0 | 0 | 0 | 0 | 0 | 1 | 0 | Property | [14 empty] | Y
T5P3E | IC25 Low Flow Pass/Fail Sub-Lethal Static Renewal 7 Day Chronic Americamysis bahia |  | 17075466 | 31801 | 0 | 0 | 0 | 0 | 0 | 0 | 0 | 1 | 0 | Property | [14 empty] | Y
T5P6C | IC25 Low Flow Pass/Fail Sub-Lethal Static Renewal 7 Day Chronic Pimephales promelas |  | 1900778 | 21805 | 0 | 0 | 0 | 0 | 0 | 0 | 0 | 1 | 0 | Property | [14 empty] | Y
T5P6J | IC25 Low Flow Pass/Fail Sub-Lethal Static Renewal 7 Day Chronic Menidia beryllina |  | 1972785 | 16462 | 0 | 0 | 0 | 0 | 0 | 0 | 0 | 1 | 0 | Property | [14 empty] | Y
T6M3B | IC25 Lethal Static Renewal 48HR Acute Ceriodaphnia dubia |  | 1921063 | 22815 | 0 | 0 | 0 | 0 | 0 | 0 | 0 | 1 | 0 | Property | [14 empty] | Y
T6M3C | IC25 Lethal Static Renewal 48HR Acute Daphnia magna |  | 17074303 | 32188 | 0 | 0 | 0 | 0 | 0 | 0 | 0 | 1 | 0 | Property | [14 empty] | Y
T6M3D | IC25 Lethal Static Renewal 48HR Acute Daphnia pulex |  | 1922509 | 22744 | 0 | 0 | 0 | 0 | 0 | 0 | 0 | 1 | 0 | Property | [14 empty] | Y
T6M3E | IC25 Lethal Static Renewal 48HR Acute Americamysis bahia |  | 17075466 | 31801 | 0 | 0 | 0 | 0 | 0 | 0 | 0 | 1 | 0 | Property | [14 empty] | Y
T6M6B | IC25 Lethal Static Renewal 48HR Acute Menidia menidia |  | 1926930 | 17536 | 0 | 0 | 0 | 0 | 0 | 0 | 0 | 1 | 0 | Property | [14 empty] | Y
T6M6C | IC25 Lethal Static Renewal 48HR Acute Pimephales promelas |  | 1900778 | 21805 | 0 | 0 | 0 | 0 | 0 | 0 | 0 | 1 | 0 | Property | [14 empty] | Y
T6N3C | IC25 Lethal Static Renewal 96Hr Acute Daphnia magna |  | 17074303 | 32188 | 0 | 0 | 0 | 0 | 0 | 0 | 0 | 1 | 0 | Property | [14 empty] | Y
T6P3B | IC25 Lethal Static Renewal 7 Day Chronic Ceriodaphnia dubia |  | 1921063 | 22815 | 0 | 0 | 0 | 0 | 0 | 0 | 0 | 1 | 0 | Property | [14 empty] | Y
T6P3E | IC25 Lethal Static Renewal 7 Day Chronic Americamysis bahia |  | 17075466 | 31801 | 0 | 0 | 0 | 0 | 0 | 0 | 0 | 1 | 0 | Property | [14 empty] | Y
T6P6C | IC25 Lethal Static Renewal 7 Day Chronic Pimephales promelas |  | 1900778 | 21805 | 0 | 0 | 0 | 0 | 0 | 0 | 0 | 1 | 0 | Property | [14 empty] | Y
T6P6J | IC25 Lethal Static Renewal 7 Day Chronic Menidia beryllina |  | 1972785 | 16462 | 0 | 0 | 0 | 0 | 0 | 0 | 0 | 1 | 0 | Property | [14 empty] | Y
T7N3C | IC25 Sub-Lethal Static Renewal 96Hr Acute Daphnia magna |  | 17074303 | 32188 | 0 | 0 | 0 | 0 | 0 | 0 | 0 | 1 | 0 | Property | [14 empty] | Y
T7P3B | IC25 Sub-Lethal Static Renewal 7 Day Chronic Ceriodaphnia dubia |  | 1921063 | 22815 | 0 | 0 | 0 | 0 | 0 | 0 | 0 | 1 | 0 | Property | [14 empty] | Y
T7P3E | IC25 Sub-Lethal Static Renewal 7 Day Chronic Americamysis bahia |  | 17075466 | 31801 | 0 | 0 | 0 | 0 | 0 | 0 | 0 | 1 | 0 | Property | [14 empty] | Y
T7P6C | IC25 Sub-Lethal Static Renewal 7 Day Chronic Pimephales promelas |  | 1900778 | 21805 | 0 | 0 | 0 | 0 | 0 | 0 | 0 | 1 | 0 | Property | [14 empty] | Y
TBC6C | Noel Static 4Day Chronic Pimephales |  |  | 0 | 0 | 0 | 0 | 0 | 0 | 0 | 0 | 1 | 0 | Property | [14 empty] | Y
TBC6D | Noel Static 4Day Chronic Salmo Gair. |  |  | 0 | 0 | 0 | 0 | 0 | 0 | 0 | 0 | 1 | 0 | Property | [14 empty] | Y
TBC6E | Noel Static 4Day Chronic Lepomis Macrochirus |  |  | 0 | 0 | 0 | 0 | 0 | 0 | 0 | 0 | 1 | 0 | Property | [14 empty] | Y
TBD1A | Noel Static 7Day Chronic Selen. Capr. |  |  | 0 | 0 | 0 | 0 | 0 | 0 | 0 | 0 | 1 | 0 | Property | [14 empty] | Y
TBD1B | Noel Static 7Day Chronic L. Minor |  |  | 0 | 0 | 0 | 0 | 0 | 0 | 0 | 0 | 1 | 0 | Property | [14 empty] | Y
TBD1C | Noel Static 7Day Chronic Champia |  |  | 0 | 0 | 0 | 0 | 0 | 0 | 0 | 0 | 1 | 0 | Property | [14 empty] | Y
TBD3A | Noel Static 7Day Chronic Arbacia |  |  | 0 | 0 | 0 | 0 | 0 | 0 | 0 | 0 | 1 | 0 | Property | [14 empty] | Y
TBD3B | Noel Static 7Day Chronic Ceriodaphnia |  |  | 0 | 0 | 0 | 0 | 0 | 0 | 0 | 0 | 1 | 0 | Property | [14 empty] | Y
TBD3C | Noel Static 7Day Chronic D. Magna |  |  | 0 | 0 | 0 | 0 | 0 | 0 | 0 | 0 | 1 | 0 | Property | [14 empty] | Y
TBD3D | Noel Static 7Day Chronic D. Pulex |  |  | 0 | 0 | 0 | 0 | 0 | 0 | 0 | 0 | 1 | 0 | Property | [14 empty] | Y
TBD3E | Noel Static 7Day Chronic Mysid. Bahia |  |  | 0 | 0 | 0 | 0 | 0 | 0 | 0 | 0 | 1 | 0 | Property | [14 empty] | Y
TBD6A | Noel Static 7Day Chronic Cyprinodon |  |  | 0 | 0 | 0 | 0 | 0 | 0 | 0 | 0 | 1 | 0 | Property | [14 empty] | Y
TBD6B | Noel Static 7Day Chronic Menidia |  |  | 0 | 0 | 0 | 0 | 0 | 0 | 0 | 0 | 1 | 0 | Property | [14 empty] | Y
TBD6C | Noel Static 7Day Chronic Pimephales |  |  | 0 | 0 | 0 | 0 | 0 | 0 | 0 | 0 | 1 | 0 | Property | [14 empty] | Y
TBD6D | Noel Static 7Day Chronic Salmo Gair. |  |  | 0 | 0 | 0 | 0 | 0 | 0 | 0 | 0 | 1 | 0 | Property | [14 empty] | Y
TBD6E | Noel Static 7Day Chronic Lepomis Macrochirus |  |  | 0 | 0 | 0 | 0 | 0 | 0 | 0 | 0 | 1 | 0 | Property | [14 empty] | Y
TBE6E | Noel Static 24Hr Acute Lepomis Macrochirus |  |  | 0 | 0 | 0 | 0 | 0 | 0 | 0 | 0 | 1 | 0 | Property | [14 empty] | Y
TBF3K | Noel Static 1Hr Chronic Red Sea Urchin |  |  | 0 | 0 | 0 | 0 | 0 | 0 | 0 | 0 | 1 | 0 | Property | [14 empty] | Y
TBF3L | Noel Static 1Hr Chronic Purple Sea Urchin |  |  | 0 | 0 | 0 | 0 | 0 | 0 | 0 | 0 | 1 | 0 | Property | [14 empty] | Y
TBF3M | Noel Static 1Hr Chronic Green Sea Urchin |  |  | 0 | 0 | 0 | 0 | 0 | 0 | 0 | 0 | 1 | 0 | Property | [14 empty] | Y
TBF3N | Noel Static 1Hr Chronic Dendraster Excent |  |  | 0 | 0 | 0 | 0 | 0 | 0 | 0 | 0 | 1 | 0 | Property | [14 empty] | Y
TBG1C | Noel Static 48Hr Chronic Champia |  |  | 0 | 0 | 0 | 0 | 0 | 0 | 0 | 0 | 1 | 0 | Property | [14 empty] | Y
TBG3O | Noel Static 48Hr Chronic Crassostrea Gigas |  |  | 0 | 0 | 0 | 0 | 0 | 0 | 0 | 0 | 1 | 0 | Property | [14 empty] | Y
TBG3P | Noel Static 48Hr Chronic Mytilus Edulis |  |  | 0 | 0 | 0 | 0 | 0 | 0 | 0 | 0 | 1 | 0 | Property | [14 empty] | Y
TBH3A | Noel Static 1Hr Fert. Chronic Arbacia |  |  | 0 | 0 | 0 | 0 | 0 | 0 | 0 | 0 | 1 | 0 | Property | [14 empty] | Y
TBM6E | NOEL Static Renewal 48Hr Acute Lepomis Macrochirus |  |  | 0 | 0 | 0 | 0 | 0 | 0 | 0 | 0 | 1 | 0 | Property | [14 empty] | Y
TBN3E | Noel Statre 96Hr Acute Mysidopsis Bahia |  |  | 0 | 0 | 0 | 0 | 0 | 0 | 0 | 0 | 1 | 0 | Property | [14 empty] | Y
TBN6E | Noel Statre 96Hr Acute Lepomis Macrochi |  |  | 0 | 0 | 0 | 0 | 0 | 0 | 0 | 0 | 1 | 0 | Property | [14 empty] | Y
TBO1A | Noel Statre 4Day Chronic Selen. Capr. |  |  | 0 | 0 | 0 | 0 | 0 | 0 | 0 | 0 | 1 | 0 | Property | [14 empty] | Y
TBO1B | Noel Statre 4Day Chronic L. Minor |  |  | 0 | 0 | 0 | 0 | 0 | 0 | 0 | 0 | 1 | 0 | Property | [14 empty] | Y
TBO1C | Noel Statre 4Day Chronic Champia |  |  | 0 | 0 | 0 | 0 | 0 | 0 | 0 | 0 | 1 | 0 | Property | [14 empty] | Y
TBO3A | Noel Statre 4Day Chronic Arbacia |  |  | 0 | 0 | 0 | 0 | 0 | 0 | 0 | 0 | 1 | 0 | Property | [14 empty] | Y
TBO3B | Noel Statre 4Day Chronic Ceriodaphnia |  |  | 0 | 0 | 0 | 0 | 0 | 0 | 0 | 0 | 1 | 0 | Property | [14 empty] | Y
TBO3C | Noel Statre 4Day Chronic D. Magna |  |  | 0 | 0 | 0 | 0 | 0 | 0 | 0 | 0 | 1 | 0 | Property | [14 empty] | Y
TBO3D | Noel Statre 4Day Chronic D. Pulex |  |  | 0 | 0 | 0 | 0 | 0 | 0 | 0 | 0 | 1 | 0 | Property | [14 empty] | Y
TBO3E | Noel Statre 4Day Chronic Mysid. Bahia |  |  | 0 | 0 | 0 | 0 | 0 | 0 | 0 | 0 | 1 | 0 | Property | [14 empty] | Y
TBO6A | Noel Statre 4Day Chronic Cyprinodon |  |  | 0 | 0 | 0 | 0 | 0 | 0 | 0 | 0 | 1 | 0 | Property | [14 empty] | Y
TBO6B | Noel Statre 4Day Chronic Menidia |  |  | 0 | 0 | 0 | 0 | 0 | 0 | 0 | 0 | 1 | 0 | Property | [14 empty] | Y
TBO6C | Noel Statre 4Day Chronic Pimephales |  |  | 0 | 0 | 0 | 0 | 0 | 0 | 0 | 0 | 1 | 0 | Property | [14 empty] | Y
TBO6D | Noel Statre 4Day Chronic Salmo Gair. |  |  | 0 | 0 | 0 | 0 | 0 | 0 | 0 | 0 | 1 | 0 | Property | [14 empty] | Y
TBO6E | Noel Statre 4Day Chronic Lepomis Macrochi |  |  | 0 | 0 | 0 | 0 | 0 | 0 | 0 | 0 | 1 | 0 | Property | [14 empty] | Y
TBP1A | Noel Statre 7Day Chronic Selen. Capr. |  |  | 0 | 0 | 0 | 0 | 0 | 0 | 0 | 0 | 1 | 0 | Property | [14 empty] | Y
TBP1B | Noel Statre 7Day Chronic L. Minor |  |  | 0 | 0 | 0 | 0 | 0 | 0 | 0 | 0 | 1 | 0 | Property | [14 empty] | Y
TBP1C | Noel Statre 7Day Chronic Champia |  |  | 0 | 0 | 0 | 0 | 0 | 0 | 0 | 0 | 1 | 0 | Property | [14 empty] | Y
TBP3A | Noel Statre 7Day Chronic Arbacia |  |  | 0 | 0 | 0 | 0 | 0 | 0 | 0 | 0 | 1 | 0 | Property | [14 empty] | Y
TBP3B | Noel Statre 7Day Chronic Ceriodaphnia |  |  | 0 | 0 | 0 | 0 | 0 | 0 | 0 | 0 | 1 | 0 | Property | [14 empty] | Y
TBP3C | Noel Statre 7Day Chronic D. Magna |  |  | 0 | 0 | 0 | 0 | 0 | 0 | 0 | 0 | 1 | 0 | Property | [14 empty] | Y
TBP3D | Noel Statre 7Day Chronic D. Pulex |  |  | 0 | 0 | 0 | 0 | 0 | 0 | 0 | 0 | 1 | 0 | Property | [14 empty] | Y
TBP3E | Noel Statre 7Day Chronic Mysid. Bahia |  |  | 0 | 0 | 0 | 0 | 0 | 0 | 0 | 0 | 1 | 0 | Property | [14 empty] | Y
TBP6A | Noel Statre 7Day Chronic Cyprinodon |  |  | 0 | 0 | 0 | 0 | 0 | 0 | 0 | 0 | 1 | 0 | Property | [14 empty] | Y
TBP6B | Noel Statre 7Day Chronic Menidia |  |  | 0 | 0 | 0 | 0 | 0 | 0 | 0 | 0 | 1 | 0 | Property | [14 empty] | Y
TBP6C | Noel Statre 7Day Chronic Pimephales |  |  | 0 | 0 | 0 | 0 | 0 | 0 | 0 | 0 | 1 | 0 | Property | [14 empty] | Y
TBP6D | Noel Statre 7Day Chronic Salmo Gair. |  |  | 0 | 0 | 0 | 0 | 0 | 0 | 0 | 0 | 1 | 0 | Property | [14 empty] | Y
TBP6E | Noel Statre 7Day Chronic Lepomis Macrochi |  |  | 0 | 0 | 0 | 0 | 0 | 0 | 0 | 0 | 1 | 0 | Property | [14 empty] | Y
TBP6H | Noel Statre 7 Day Chronic Cyprinella Leedsi |  |  | 0 | 0 | 0 | 0 | 0 | 0 | 0 | 0 | 1 | 0 | Property | [14 empty] | Y
TBQ6F | Noel Statre 10Day Chronic Salvel. Salmonid |  |  | 0 | 0 | 0 | 0 | 0 | 0 | 0 | 0 | 1 | 0 | Property | [14 empty] | Y
3824 | Tributyltin | 688733 | 67579 | 44327 | 3824 | 688733 | 44327 | 1 | 0 | 688733 | 1 | 0 | Elem Flow List | 0 | [9 empty] | Y
51515 | Tributyltin, Total Recoverable | 688733 | 67579 | 44327 | 51515 | 688733 | 44327 | 1 | 0 | 688733 | 1 | 0 | Elem Flow List | 0 | [9 empty] | Y
51162 | Terbutryn, organic pesticide | 886500 | 73189 | 43966 | 0 | 0 | 0 | 0 | 0 | 886500 | 1 | 0 | Elem Flow List | 0
38887 | Terbutryn, total | 886500 | 73189 | 43966 | 0 | 0 | 0 | 0 | 0 | 886500 | 1 | 0 | Elem Flow List | 0
51008 | TBA | 75650 | 5751 | 87876 | 51008 | 75650 | 87876 | 1 | 0 | 75650 | 1 | 0 | Elem Flow List | 0 | [8 empty] | Y | Y
77035 | 2-Methyl-2-propanol | 75650 | 5751 | 87876 | 77035 | 75650 | 87876 | 1 | 0 | 75650 | 1 | 0 | Elem Flow List | 0 | [8 empty] | Y | Y
51071 | t-Butyl alcohol | 75650 | 5751 | 87876 | 0 | 75650 | 87876 | 1 | 0 | 75650 | 1 | 0 | Elem Flow List | 0 | [8 empty] | Y | Y
TBW6E | Noel Flth 48Hr Acute Lepomis Macrochi |  |  | 0 | 0 | 0 | 0 | 0 | 0 | 0 | 0 | 1 | 0 | Property | [14 empty] | Y
TBX6E | Noel Flth 96Hr Acute Lepomis Macrochi |  |  | 0 | 0 | 0 | 0 | 0 | 0 | 0 | 0 | 1 | 0 | Property | [14 empty] | Y
TBY1A | Noel Flth 4Day Chronic Selen. Capr. |  |  | 0 | 0 | 0 | 0 | 0 | 0 | 0 | 0 | 1 | 0 | Property | [14 empty] | Y
TBY1B | Noel Flth 4Day Chronic L. Minor |  |  | 0 | 0 | 0 | 0 | 0 | 0 | 0 | 0 | 1 | 0 | Property | [14 empty] | Y
TBY1C | Noel Flth 4Day Chronic Champia |  |  | 0 | 0 | 0 | 0 | 0 | 0 | 0 | 0 | 1 | 0 | Property | [14 empty] | Y
TBY3A | Noel Flth 4Day Chronic Arbacia |  |  | 0 | 0 | 0 | 0 | 0 | 0 | 0 | 0 | 1 | 0 | Property | [14 empty] | Y
TBY3B | Noel Flth 4Day Chronic Ceriodaphnia |  |  | 0 | 0 | 0 | 0 | 0 | 0 | 0 | 0 | 1 | 0 | Property | [14 empty] | Y
TBY3C | Noel Flth 4Day Chronic D. Magna |  |  | 0 | 0 | 0 | 0 | 0 | 0 | 0 | 0 | 1 | 0 | Property | [14 empty] | Y
TBY3D | Noel Flth 4Day Chronic D. Pulex |  |  | 0 | 0 | 0 | 0 | 0 | 0 | 0 | 0 | 1 | 0 | Property | [14 empty] | Y
TBY3E | Noel Flth 4Day Chronic Mysid. Bahia |  |  | 0 | 0 | 0 | 0 | 0 | 0 | 0 | 0 | 1 | 0 | Property | [14 empty] | Y
TBY6A | Noel Flth 4Day Chronic Cyprinodon |  |  | 0 | 0 | 0 | 0 | 0 | 0 | 0 | 0 | 1 | 0 | Property | [14 empty] | Y
TBY6B | Noel Flth 4Day Chronic Menidia |  |  | 0 | 0 | 0 | 0 | 0 | 0 | 0 | 0 | 1 | 0 | Property | [14 empty] | Y
TBY6C | Noel Flth 4Day Chronic Pimephales |  |  | 0 | 0 | 0 | 0 | 0 | 0 | 0 | 0 | 1 | 0 | Property | [14 empty] | Y
TBY6D | Noel Flth 4Day Chronic Salmo Gair. |  |  | 0 | 0 | 0 | 0 | 0 | 0 | 0 | 0 | 1 | 0 | Property | [14 empty] | Y
TBY6E | Noel Flth 4Day Chronic Lepomis Macrochi |  |  | 0 | 0 | 0 | 0 | 0 | 0 | 0 | 0 | 1 | 0 | Property | [14 empty] | Y
52260 | Thiabendazole | 148798 | 39826 | 46407 | 0 | 0 | 0 | 0 | Thiabendazole | 148798 | 1 | 0 | Elem Flow List | 0 | [8 empty] | Y | Y
52270 | Thiobendazole | 148798 | 39826 | 46407 | 0 | 0 | 0 | 0 | 0 | 148798 | 1 | 0 | Elem Flow List | 0 | [8 empty] | Y | Y
TBZ1A | Noel Flth 7Day Chronic Selen. Capr. |  |  | 0 | 0 | 0 | 0 | 0 | 0 | 0 | 0 | 1 | 0 | Property | [14 empty] | Y
TBZ1B | Noel Flth 7Day Chronic L. Minor |  |  | 0 | 0 | 0 | 0 | 0 | 0 | 0 | 0 | 1 | 0 | Property | [14 empty] | Y
TBZ1C | Noel Flth 7Day Chronic Champia |  |  | 0 | 0 | 0 | 0 | 0 | 0 | 0 | 0 | 1 | 0 | Property | [14 empty] | Y
TBZ3A | Noel Flth 7Day Chronic Arbacia |  |  | 0 | 0 | 0 | 0 | 0 | 0 | 0 | 0 | 1 | 0 | Property | [14 empty] | Y
TBZ3B | Noel Flth 7Day Chronic Ceriodaphnia |  |  | 0 | 0 | 0 | 0 | 0 | 0 | 0 | 0 | 1 | 0 | Property | [14 empty] | Y
TBZ3C | Noel Flth 7Day Chronic D. Magna |  |  | 0 | 0 | 0 | 0 | 0 | 0 | 0 | 0 | 1 | 0 | Property | [14 empty] | Y
TBZ3D | Noel Flth 7Day Chronic D. Pulex |  |  | 0 | 0 | 0 | 0 | 0 | 0 | 0 | 0 | 1 | 0 | Property | [14 empty] | Y
TBZ3E | Noel Flth 7Day Chronic Mysid. Bahia |  |  | 0 | 0 | 0 | 0 | 0 | 0 | 0 | 0 | 1 | 0 | Property | [14 empty] | Y
TBZ6A | Noel Flth 7Day Chronic Cyprinodon |  |  | 0 | 0 | 0 | 0 | 0 | 0 | 0 | 0 | 1 | 0 | Property | [14 empty] | Y
TBZ6B | Noel Flth 7Day Chronic Menidia |  |  | 0 | 0 | 0 | 0 | 0 | 0 | 0 | 0 | 1 | 0 | Property | [14 empty] | Y
TBZ6C | Noel Flth 7Day Chronic Pimephales |  |  | 0 | 0 | 0 | 0 | 0 | 0 | 0 | 0 | 1 | 0 | Property | [14 empty] | Y
TBZ6D | Noel Flth 7Day Chronic Salmo Gair. |  |  | 0 | 0 | 0 | 0 | 0 | 0 | 0 | 0 | 1 | 0 | Property | [14 empty] | Y
TBZ6E | Noel Flth 7Day Chronic Lepomis Macrochi |  |  | 0 | 0 | 0 | 0 | 0 | 0 | 0 | 0 | 1 | 0 | Property | [14 empty] | Y
51005 | % of fecal coliform samples < detectable |  |  | 0 | 0 | 0 | 0 | 0 | 0 | 0 | 0 | 1 | 0 | Not in LCIA | Y |  |  |  |  | Y
74055 | Coliform, fecal general |  |  | 0 | 0 | 0 | 0 | 0 | 0 | 0 | 0 | 1 | 0 | Not in LCIA | [5 empty] | Y
74057 | Coliform, fecal, colony forming units |  |  | 0 | 0 | 0 | 0 | 0 | 0 | 0 | 0 | 1 | 0 | Not in LCIA | [5 empty] | Y
31641 | Fecal coliform |  |  | 0 | 0 | 0 | 0 | 0 | 0 | 0 | 0 | 1 | 0 | Not in LCIA | [5 empty] | Y
31625 | Coliform, fecal MF, MFC, 0.7um |  |  | 0 | 0 | 0 | 0 | 0 | 0 | 0 | 0 | 1 | 0 | Not in LCIA | [5 empty] | Y
31616 | Coliform, fecal MF, MFC broth, 44.5 C |  |  | 0 | 0 | 0 | 0 | 0 | 0 | 0 | 0 | 1 | 0 | Not in LCIA | [5 empty] | Y
31615 | Fecal coliform, MPN, EC med, 44.5 C |  |  | 0 | 0 | 0 | 0 | 0 | 0 | 0 | 0 | 1 | 0 | Not in LCIA | [5 empty] | Y
31613 | Coliform, fecal MF, MFC agar, 44.5 C, 24hr |  |  | 0 | 0 | 0 | 0 | 0 | 0 | 0 | 0 | 1 | 0 | Not in LCIA | [5 empty] | Y
48201 | Coliform, fecal MPN + membrane ftl 44.5 C |  |  | 0 | 0 | 0 | 0 | 0 | 0 | 0 | 0 | 1 | 0 | Not in LCIA | [5 empty] | Y
31612 | Coliform, fecal 10/mL |  |  | 0 | 0 | 0 | 0 | 0 | 0 | 0 | 0 | 1 | 0 | Not in LCIA | [5 empty] | Y
30500 | Coliform, fecal - % sample exceeds limit |  |  | 0 | 0 | 0 | 0 | 0 | 0 | 0 | 0 | 1 | 0 | Not in LCIA | [5 empty] | Y
74058 | Coliform, total colony forming units |  |  | 0 | 0 | 0 | 0 | 0 | 0 | 0 | 0 | 1 | 0 | Not in LCIA | [5 empty] | Y
31501 | Coliform, total MF, immed, m-endo med 35 C |  |  | 0 | 0 | 0 | 0 | 0 | 0 | 0 | 0 | 1 | 0 | Not in LCIA
31502 | Coliform, total 10/mL |  |  | 0 | 0 | 0 | 0 | 0 | 0 | 0 | 0 | 1 | 0 | Not in LCIA
31503 | Coliform, total MF, delayed, m-endo med |  |  | 0 | 0 | 0 | 0 | 0 | 0 | 0 | 0 | 1 | 0 | Not in LCIA
31504 | Coliform, total MF, immed, les endo agar |  |  | 0 | 0 | 0 | 0 | 0 | 0 | 0 | 0 | 1 | 0 | Not in LCIA
31505 | Coliform, tot, MPN, completed, (100 mL) |  |  | 0 | 0 | 0 | 0 | 0 | 0 | 0 | 0 | 1 | 0 | Not in LCIA
74056 | Coliform, total general |  |  | 0 | 0 | 0 | 0 | 0 | 0 | 0 | 0 | 1 | 0 | Not in LCIA | [5 empty] | Y
78150 | Dyphylline | 479185 | 47027 | 45841 | 0 | 0 | 0 | 0 | Dyphylline | 479185 | 1 | 0 | Elem Flow List | 0
51617 | E. coli - % samples exceeding limit | 68583222 | 457804 | 23678 | 0 | 0 | 0 | 0 | 0 | 0 | 0 | 1 | 0 | Not in LCIA
T7P6J | IC25 Sub-Lethal Static Renewal 7 Day Chronic Menidia beryllina |  | 1972785 | 16462 | 0 | 0 | 0 | 0 | 0 | 0 | 0 | 1 | 0 | Property | [14 empty] | Y
TA1AA | LC50 Mycd Shrimp Static Defn |  |  | 0 | 0 | 0 | 0 | 0 | 0 | 0 | 0 | 1 | 0 | Property | [14 empty] | Y
TA1BA | LC50 Shee Minnow Static Defn |  |  | 0 | 0 | 0 | 0 | 0 | 0 | 0 | 0 | 1 | 0 | Property | [14 empty] | Y
TA1CA | LC50 Fthd Minnow Static Defn |  |  | 0 | 0 | 0 | 0 | 0 | 0 | 0 | 0 | 1 | 0 | Property | [14 empty] | Y
TAA1A | LC50 Static 48Hr Acute Selen. Capr. |  |  | 0 | 0 | 0 | 0 | 0 | 0 | 0 | 0 | 1 | 0 | Property | [14 empty] | Y
TAA1B | LC50 Static 48Hr Acute L. Minor |  |  | 0 | 0 | 0 | 0 | 0 | 0 | 0 | 0 | 1 | 0 | Property | [14 empty] | Y
TAA1C | LC50 Static 48Hr Acute Champia |  |  | 0 | 0 | 0 | 0 | 0 | 0 | 0 | 0 | 1 | 0 | Property | [14 empty] | Y
TAA3A | LC50 Static 48Hr Acute Arbacia |  |  | 0 | 0 | 0 | 0 | 0 | 0 | 0 | 0 | 1 | 0 | Property | [14 empty] | Y
TAA3B | LC50 Static 48Hr Acute Ceriodaphnia |  |  | 0 | 0 | 0 | 0 | 0 | 0 | 0 | 0 | 1 | 0 | Property | [14 empty] | Y
TAA3C | LC50 Static 48Hr Acute D. Magna |  |  | 0 | 0 | 0 | 0 | 0 | 0 | 0 | 0 | 1 | 0 | Property | [14 empty] | Y
TAA3D | LC50 Static 48Hr Acute D. Pulex |  |  | 0 | 0 | 0 | 0 | 0 | 0 | 0 | 0 | 1 | 0 | Property | [14 empty] | Y
TAA3E | LC50 Static 48Hr Acute Mysid. Bahia |  |  | 0 | 0 | 0 | 0 | 0 | 0 | 0 | 0 | 1 | 0 | Property | [14 empty] | Y
TAA6A | LC50 Static 48Hr Acute Cyprinodon |  |  | 0 | 0 | 0 | 0 | 0 | 0 | 0 | 0 | 1 | 0 | Property | [14 empty] | Y
TAA6B | LC50 Static 48Hr Acute Menidia |  |  | 0 | 0 | 0 | 0 | 0 | 0 | 0 | 0 | 1 | 0 | Property | [14 empty] | Y
TAA6C | LC50 Static 48Hr Acute Pimephales |  |  | 0 | 0 | 0 | 0 | 0 | 0 | 0 | 0 | 1 | 0 | Property | [14 empty] | Y
TAA6D | LC50 Static 48Hr Acute Salmo Gair. |  |  | 0 | 0 | 0 | 0 | 0 | 0 | 0 | 0 | 1 | 0 | Property | [14 empty] | Y
TAA6E | LC50 Static 48Hr Acute Lepomis Macrochirus |  |  | 0 | 0 | 0 | 0 | 0 | 0 | 0 | 0 | 1 | 0 | Property | [14 empty] | Y
TAA6F | LC50 Static 48Hr Acute Salvel. Salmonid |  |  | 0 | 0 | 0 | 0 | 0 | 0 | 0 | 0 | 1 | 0 | Property | [14 empty] | Y
TAA6H | LC50 Static 48Hr Acute Cyprinella Leedsi |  |  | 0 | 0 | 0 | 0 | 0 | 0 | 0 | 0 | 1 | 0 | Property | [14 empty] | Y
TAB1A | LC50 Static 96Hr Acute Selen. Capr. |  |  | 0 | 0 | 0 | 0 | 0 | 0 | 0 | 0 | 1 | 0 | Property | [14 empty] | Y
TAB1B | LC50 Static 96Hr Acute L. Minor |  |  | 0 | 0 | 0 | 0 | 0 | 0 | 0 | 0 | 1 | 0 | Property | [14 empty] | Y
TAB1C | LC50 Static 96Hr Acute Champia |  |  | 0 | 0 | 0 | 0 | 0 | 0 | 0 | 0 | 1 | 0 | Property | [14 empty] | Y
TAB3A | LC50 Static 96Hr Acute Arbacia |  |  | 0 | 0 | 0 | 0 | 0 | 0 | 0 | 0 | 1 | 0 | Property | [14 empty] | Y
TAB3B | LC50 Static 96Hr Acute Ceriodaphnia |  |  | 0 | 0 | 0 | 0 | 0 | 0 | 0 | 0 | 1 | 0 | Property | [14 empty] | Y
TAB3C | LC50 Static 96Hr Acute D. Magna |  |  | 0 | 0 | 0 | 0 | 0 | 0 | 0 | 0 | 1 | 0 | Property | [14 empty] | Y
TAB3D | LC50 Static 96Hr Acute D. Pulex |  |  | 0 | 0 | 0 | 0 | 0 | 0 | 0 | 0 | 1 | 0 | Property | [14 empty] | Y
TAB3E | LC50 Static 96Hr Acute Mysid. Bahia |  |  | 0 | 0 | 0 | 0 | 0 | 0 | 0 | 0 | 1 | 0 | Property | [14 empty] | Y
TAB6A | LC50 Static 96Hr Acute Cyprinodon |  |  | 0 | 0 | 0 | 0 | 0 | 0 | 0 | 0 | 1 | 0 | Property | [14 empty] | Y
TAB6B | LC50 Static 96Hr Acute Menidia |  |  | 0 | 0 | 0 | 0 | 0 | 0 | 0 | 0 | 1 | 0 | Property | [14 empty] | Y
TAB6C | LC50 Static 96Hr Acute Pimephales |  |  | 0 | 0 | 0 | 0 | 0 | 0 | 0 | 0 | 1 | 0 | Property | [14 empty] | Y
TAB6D | LC50 Static 96Hr Acute Salmo Gair. |  |  | 0 | 0 | 0 | 0 | 0 | 0 | 0 | 0 | 1 | 0 | Property | [14 empty] | Y
TAB6E | LC50 Static 96Hr Acute Lepomis Macrochirus |  |  | 0 | 0 | 0 | 0 | 0 | 0 | 0 | 0 | 1 | 0 | Property | [14 empty] | Y
TAB6H | LC50 Static 96Hr Acute Cyprinella Leedsi |  |  | 0 | 0 | 0 | 0 | 0 | 0 | 0 | 0 | 1 | 0 | Property | [14 empty] | Y
TAC6E | LC50 Static 4Day Chronic Lepomis Macrochirus |  |  | 0 | 0 | 0 | 0 | 0 | 0 | 0 | 0 | 1 | 0 | Property | [14 empty] | Y
TAD6E | LC50 Static 7Day Chronic Lepomis Macrochirus |  |  | 0 | 0 | 0 | 0 | 0 | 0 | 0 | 0 | 1 | 0 | Property | [14 empty] | Y
TAE3B | LC50 Static 1Hr Chronic Ceriodaphnia Dubia |  |  | 0 | 0 | 0 | 0 | 0 | 0 | 0 | 0 | 1 | 0 | Property | [14 empty] | Y
TAE3E | LC50 Static 1Hr Chronic Ceriodaphnia |  |  | 0 | 0 | 0 | 0 | 0 | 0 | 0 | 0 | 1 | 0 | Property | [14 empty] | Y
TAE6B | LC50 Static 1Hr Chronic Menidia Menidia |  |  | 0 | 0 | 0 | 0 | 0 | 0 | 0 | 0 | 1 | 0 | Property | [14 empty] | Y
TAE6C | LC50 Static 1Hr Chronic Pimephales |  |  | 0 | 0 | 0 | 0 | 0 | 0 | 0 | 0 | 1 | 0 | Property | [14 empty] | Y
TAE6E | LC50 Static 1Hr Chronic Lepomis Macrochiru |  |  | 0 | 0 | 0 | 0 | 0 | 0 | 0 | 0 | 1 | 0 | Property | [14 empty] | Y
TAE6H | LC50 Static 1Hr Chronic Cyprinella Leedsi |  |  | 0 | 0 | 0 | 0 | 0 | 0 | 0 | 0 | 1 | 0 | Property | [14 empty] | Y
TAM1A | LC50 Statre 48Hr Acute Selen. Capr. |  |  | 0 | 0 | 0 | 0 | 0 | 0 | 0 | 0 | 1 | 0 | Property | [14 empty] | Y
TAM1B | LC50 Statre 48Hr Acute L. Minor |  |  | 0 | 0 | 0 | 0 | 0 | 0 | 0 | 0 | 1 | 0 | Property | [14 empty] | Y
TAM1C | LC50 Statre 48Hr Acute Champia |  |  | 0 | 0 | 0 | 0 | 0 | 0 | 0 | 0 | 1 | 0 | Property | [14 empty] | Y
TAM3A | LC50 Statre 48Hr Acute Arbacia |  |  | 0 | 0 | 0 | 0 | 0 | 0 | 0 | 0 | 1 | 0 | Property | [14 empty] | Y
TAM3B | LC50 Statre 48Hr Acute Ceriodaphnia |  |  | 0 | 0 | 0 | 0 | 0 | 0 | 0 | 0 | 1 | 0 | Property | [14 empty] | Y
TAM3C | LC50 Statre 48Hr Acute D. Magna |  |  | 0 | 0 | 0 | 0 | 0 | 0 | 0 | 0 | 1 | 0 | Property | [14 empty] | Y
TAM3D | LC50 Static Renewal 48Hr Acute Daphnia Pulex |  |  | 0 | 0 | 0 | 0 | 0 | 0 | 0 | 0 | 1 | 0 | Property | [14 empty] | Y
TAM3E | LC50 Statre 48Hr Acute Mysid. Bahia |  |  | 0 | 0 | 0 | 0 | 0 | 0 | 0 | 0 | 1 | 0 | Property | [14 empty] | Y
TAM3U | LC50 Statre 48Hr Acupenaeus Vannamei |  |  | 0 | 0 | 0 | 0 | 0 | 0 | 0 | 0 | 1 | 0 | Property | [14 empty] | Y
TAM3X | LC50 Static Renewal 48Hr Acute Daphnia ambigua |  | 1922434 | 22749 | 0 | 0 | 0 | 0 | 0 | 0 | 0 | 1 | 0 | Property | [14 empty] | Y
TAM6A | LC50 Statre 48Hr Acute Cyprinodon |  |  | 0 | 0 | 0 | 0 | 0 | 0 | 0 | 0 | 1 | 0 | Property | [14 empty] | Y
TAM6B | LC50 Statre 48Hr Acute Menidia |  |  | 0 | 0 | 0 | 0 | 0 | 0 | 0 | 0 | 1 | 0 | Property | [14 empty] | Y
TAM6C | LC50 Statre 48Hr Acute Pimephales |  |  | 0 | 0 | 0 | 0 | 0 | 0 | 0 | 0 | 1 | 0 | Property | [14 empty] | Y
TAM6D | LC50 Statre 48Hr Acute Salmo Gair. |  |  | 0 | 0 | 0 | 0 | 0 | 0 | 0 | 0 | 1 | 0 | Property | [14 empty] | Y
TAM6E | LC50 Static Renewal 48Hr Acute Lepomis Macrochirus |  |  | 0 | 0 | 0 | 0 | 0 | 0 | 0 | 0 | 1 | 0 | Property | [14 empty] | Y
TAN1A | LC50 Statre 96Hr Acute Selen. Capr. |  |  | 0 | 0 | 0 | 0 | 0 | 0 | 0 | 0 | 1 | 0 | Property | [14 empty] | Y
TAN1B | LC50 Statre 96Hr Acute L. Minor |  |  | 0 | 0 | 0 | 0 | 0 | 0 | 0 | 0 | 1 | 0 | Property | [14 empty] | Y
TAN1C | LC50 Statre 96Hr Acute Champia |  |  | 0 | 0 | 0 | 0 | 0 | 0 | 0 | 0 | 1 | 0 | Property | [14 empty] | Y
TAN3A | LC50 Statre 96Hr Acute Arbacia |  |  | 0 | 0 | 0 | 0 | 0 | 0 | 0 | 0 | 1 | 0 | Property | [14 empty] | Y
TAN3B | LC50 Statre 96Hr Acute Ceriodaphnia |  |  | 0 | 0 | 0 | 0 | 0 | 0 | 0 | 0 | 1 | 0 | Property | [14 empty] | Y
TAN3C | LC50 Statre 96Hr Acute D. Magna |  |  | 0 | 0 | 0 | 0 | 0 | 0 | 0 | 0 | 1 | 0 | Property | [14 empty] | Y
TAN3D | LC50 Statre 96Hr Acute D. Pulex |  |  | 0 | 0 | 0 | 0 | 0 | 0 | 0 | 0 | 1 | 0 | Property | [14 empty] | Y
TAN3E | LC50 Statre 96Hr Acute Mysid. Bahia |  |  | 0 | 0 | 0 | 0 | 0 | 0 | 0 | 0 | 1 | 0 | Property | [14 empty] | Y
TAN3H | LC50 Statre 96Hr Acute Pandulas Hypsinotus |  |  | 0 | 0 | 0 | 0 | 0 | 0 | 0 | 0 | 1 | 0 | Property | [14 empty] | Y
TAN3I | LC50 Statre 96Hr Acute Pandulas Borealis |  |  | 0 | 0 | 0 | 0 | 0 | 0 | 0 | 0 | 1 | 0 | Property | [14 empty] | Y
TAN3J | LC50 Statre 96Hr Acute Cancer Magister |  |  | 0 | 0 | 0 | 0 | 0 | 0 | 0 | 0 | 1 | 0 | Property | [14 empty] | Y
TAN6A | LC50 Statre 96Hr Acute Cyprinodon |  |  | 0 | 0 | 0 | 0 | 0 | 0 | 0 | 0 | 1 | 0 | Property | [14 empty] | Y
TAN6B | LC50 Statre 96Hr Acute Menidia |  |  | 0 | 0 | 0 | 0 | 0 | 0 | 0 | 0 | 1 | 0 | Property | [14 empty] | Y
TAN6C | LC50 Statre 96Hr Acute Pimephales |  |  | 0 | 0 | 0 | 0 | 0 | 0 | 0 | 0 | 1 | 0 | Property | [14 empty] | Y
TAN6D | LC50 Statre 96Hr Acute Salmo Gair. |  |  | 0 | 0 | 0 | 0 | 0 | 0 | 0 | 0 | 1 | 0 | Property | [14 empty] | Y
TAN6E | LC50 Statre 96Hr Acute Lepomis Macrochi |  |  | 0 | 0 | 0 | 0 | 0 | 0 | 0 | 0 | 1 | 0 | Property | [14 empty] | Y
TAN6G | LC50 Statre 96Hr Acute Orcorhynchus Gorbus |  |  | 0 | 0 | 0 | 0 | 0 | 0 | 0 | 0 | 1 | 0 | Property | [14 empty] | Y
TAN6H | LC50 Statre 96Hr Acucyprinella Leedsi |  |  | 0 | 0 | 0 | 0 | 0 | 0 | 0 | 0 | 1 | 0 | Property | [14 empty] | Y
TAN6J | LC50 Statre 96Hr Acumenidia Beryllina |  |  | 0 | 0 | 0 | 0 | 0 | 0 | 0 | 0 | 1 | 0 | Property | [14 empty] | Y
TAO6E | LC50 Statre 4Day Chronic Lepomis Macrochi |  |  | 0 | 0 | 0 | 0 | 0 | 0 | 0 | 0 | 1 | 0 | Property | [14 empty] | Y
TAP3B | LC50 Statre 7Day Chrceriodaphnia |  |  | 0 | 0 | 0 | 0 | 0 | 0 | 0 | 0 | 1 | 0 | Property | [14 empty] | Y
TAP6E | LC50 Statre 7Day Chronic Lepomis Macrochi |  |  | 0 | 0 | 0 | 0 | 0 | 0 | 0 | 0 | 1 | 0 | Property | [14 empty] | Y
TAW1A | LC50 Flth 48Hr Acute Selen. Capr. |  |  | 0 | 0 | 0 | 0 | 0 | 0 | 0 | 0 | 1 | 0 | Property | [14 empty] | Y
TAW1B | LC50 Flth 48Hr Acute L. Minor |  |  | 0 | 0 | 0 | 0 | 0 | 0 | 0 | 0 | 1 | 0 | Property | [14 empty] | Y
TAW1C | LC50 Flth 48Hr Acute Champia |  |  | 0 | 0 | 0 | 0 | 0 | 0 | 0 | 0 | 1 | 0 | Property | [14 empty] | Y
TAW3A | LC50 Flth 48Hr Acute Arbacia |  |  | 0 | 0 | 0 | 0 | 0 | 0 | 0 | 0 | 1 | 0 | Property | [14 empty] | Y
TAW3B | LC50 Flth 48Hr Acute Ceriodaphnia |  |  | 0 | 0 | 0 | 0 | 0 | 0 | 0 | 0 | 1 | 0 | Property | [14 empty] | Y
TAW3C | LC50 Flth 48Hr Acute D. Magna |  |  | 0 | 0 | 0 | 0 | 0 | 0 | 0 | 0 | 1 | 0 | Property | [14 empty] | Y
TAW3D | LC50 Flth 48Hr Acute D. Pulex |  |  | 0 | 0 | 0 | 0 | 0 | 0 | 0 | 0 | 1 | 0 | Property | [14 empty] | Y
TAW3E | LC50 Flth 48Hr Acute Mysid. Bahia |  |  | 0 | 0 | 0 | 0 | 0 | 0 | 0 | 0 | 1 | 0 | Property | [14 empty] | Y
TAW6A | LC50 Flth 48Hr Acute Cyprinodon |  |  | 0 | 0 | 0 | 0 | 0 | 0 | 0 | 0 | 1 | 0 | Property | [14 empty] | Y
TAW6B | LC50 Flth 48Hr Acute Menidia |  |  | 0 | 0 | 0 | 0 | 0 | 0 | 0 | 0 | 1 | 0 | Property | [14 empty] | Y
TAW6C | LC50 Flth 48Hr Acute Pimephales |  |  | 0 | 0 | 0 | 0 | 0 | 0 | 0 | 0 | 1 | 0 | Property | [14 empty] | Y
TAW6D | LC50 Flth 48Hr Acute Salmo Gair. |  |  | 0 | 0 | 0 | 0 | 0 | 0 | 0 | 0 | 1 | 0 | Property | [14 empty] | Y
TAW6E | LC50 Flth 48Hr Acute Lepomis Macrochi |  |  | 0 | 0 | 0 | 0 | 0 | 0 | 0 | 0 | 1 | 0 | Property | [14 empty] | Y
TAX1A | LC50 Flth 96Hr Acute Selen. Capr. |  |  | 0 | 0 | 0 | 0 | 0 | 0 | 0 | 0 | 1 | 0 | Property | [14 empty] | Y
TAX1B | LC50 Flth 96Hracu L. Minor |  |  | 0 | 0 | 0 | 0 | 0 | 0 | 0 | 0 | 1 | 0 | Property | [14 empty] | Y
TAX1C | LC50 Flth 96Hr Acute Champia |  |  | 0 | 0 | 0 | 0 | 0 | 0 | 0 | 0 | 1 | 0 | Property | [14 empty] | Y
TAX3A | LC50 Flth 96Hr Acute Arbacia |  |  | 0 | 0 | 0 | 0 | 0 | 0 | 0 | 0 | 1 | 0 | Property | [14 empty] | Y
TAX3B | LC50 Flth 96Hr Acute Ceriodaphnia |  |  | 0 | 0 | 0 | 0 | 0 | 0 | 0 | 0 | 1 | 0 | Property | [14 empty] | Y
TAX3C | LC50 Flth 96Hr Acute D. Magna |  |  | 0 | 0 | 0 | 0 | 0 | 0 | 0 | 0 | 1 | 0 | Property | [14 empty] | Y
TAX3D | LC50 Flth 96Hr Acute D. Pulex |  |  | 0 | 0 | 0 | 0 | 0 | 0 | 0 | 0 | 1 | 0 | Property | [14 empty] | Y
TAX3E | LC50 Flth 96Hr Acute Mysid. Bahia |  |  | 0 | 0 | 0 | 0 | 0 | 0 | 0 | 0 | 1 | 0 | Property | [14 empty] | Y
TAX6A | LC50 Flth 96Hr Acute Cyprinodon |  |  | 0 | 0 | 0 | 0 | 0 | 0 | 0 | 0 | 1 | 0 | Property | [14 empty] | Y
TAX6B | LC50 Flth 96Hr Acute Menidia |  |  | 0 | 0 | 0 | 0 | 0 | 0 | 0 | 0 | 1 | 0 | Property | [14 empty] | Y
TAX6C | LC50 Flth 96Hr Acute Pimephales |  |  | 0 | 0 | 0 | 0 | 0 | 0 | 0 | 0 | 1 | 0 | Property | [14 empty] | Y
TAX6D | LC50 Flth 96Hr Acute Salmo Gair. |  |  | 0 | 0 | 0 | 0 | 0 | 0 | 0 | 0 | 1 | 0 | Property | [14 empty] | Y
TAX6E | LC50 Flth 96Hr Acute Lepomis Macrochi |  |  | 0 | 0 | 0 | 0 | 0 | 0 | 0 | 0 | 1 | 0 | Property | [14 empty] | Y
TAY6E | LC50 Flth 4Day Chronic Lepomis Macrochi |  |  | 0 | 0 | 0 | 0 | 0 | 0 | 0 | 0 | 1 | 0 | Property | [14 empty] | Y
TAZ6E | LC50 Flth 7Day Chronic Lepomis Macrochi |  |  | 0 | 0 | 0 | 0 | 0 | 0 | 0 | 0 | 1 | 0 | Property | [14 empty] | Y
TB1AA | LC50 Mycd Shrimp Fl-Thru Defn |  |  | 0 | 0 | 0 | 0 | 0 | 0 | 0 | 0 | 1 | 0 | Property | [14 empty] | Y
TB1BA | LC50 Shee Minnow Fl-Thru Defn |  |  | 0 | 0 | 0 | 0 | 0 | 0 | 0 | 0 | 1 | 0 | Property | [14 empty] | Y
TB1CA | LC50 Fthd Minnow Fl-Thru Defn |  |  | 0 | 0 | 0 | 0 | 0 | 0 | 0 | 0 | 1 | 0 | Property | [14 empty] | Y
TBA3B | Noel Static 48Hr Acute Ceriodaphnia |  |  | 0 | 0 | 0 | 0 | 0 | 0 | 0 | 0 | 1 | 0 | Property | [14 empty] | Y
TBA6E | NOEL Static 48Hr Acute Lepomis Macrochirus |  |  | 0 | 0 | 0 | 0 | 0 | 0 | 0 | 0 | 1 | 0 | Property | [14 empty] | Y
38559 | Terbuthylazine, total | 5915413 | 136101 | 38055 | 0 | 5915413 | 38055 | 1 | 0 | 5915413 | 1 | 0 | Elem Flow List | 0
51161 | Terbuthylazine | 5915413 | 136101 | 38055 | 51161 | 5915413 | 38055 | 1 | Terbuthylazine | 5915413 | 1 | 0 | Elem Flow List | 0
TBB6E | Noel Static 96Hr Acute Lepomis Macrochirus |  |  | 0 | 0 | 0 | 0 | 0 | 0 | 0 | 0 | 1 | 0 | Property | [14 empty] | Y
TBC1A | Noel Static 4Day Chronic Selen. Capr. |  |  | 0 | 0 | 0 | 0 | 0 | 0 | 0 | 0 | 1 | 0 | Property | [14 empty] | Y
TBC1B | Noel Static 4Day Chronic L. Minor |  |  | 0 | 0 | 0 | 0 | 0 | 0 | 0 | 0 | 1 | 0 | Property | [14 empty] | Y
TBC1C | Noel Static 4Day Chronic Champia |  |  | 0 | 0 | 0 | 0 | 0 | 0 | 0 | 0 | 1 | 0 | Property | [14 empty] | Y
TBC3A | Noel Static 4Day Chronic Arbacia |  |  | 0 | 0 | 0 | 0 | 0 | 0 | 0 | 0 | 1 | 0 | Property | [14 empty] | Y
TBC3B | Noel Static 4Day Chronic Ceriodaphnia |  |  | 0 | 0 | 0 | 0 | 0 | 0 | 0 | 0 | 1 | 0 | Property | [14 empty] | Y
TBC3C | Noel Static 4Day Chronic D. Magna |  |  | 0 | 0 | 0 | 0 | 0 | 0 | 0 | 0 | 1 | 0 | Property | [14 empty] | Y
TBC3D | Noel Static 4Day Chronic D. Pulex |  |  | 0 | 0 | 0 | 0 | 0 | 0 | 0 | 0 | 1 | 0 | Property | [14 empty] | Y
TBC3E | Noel Static 4Day Chronic Mysid. Bahia |  |  | 0 | 0 | 0 | 0 | 0 | 0 | 0 | 0 | 1 | 0 | Property | [14 empty] | Y
TBC6A | Noel Static 4Day Chronic Cyprinodon |  |  | 0 | 0 | 0 | 0 | 0 | 0 | 0 | 0 | 1 | 0 | Property | [14 empty] | Y
TBC6B | Noel Static 4Day Chronic Menidia |  |  | 0 | 0 | 0 | 0 | 0 | 0 | 0 | 0 | 1 | 0 | Property | [14 empty] | Y
52090 | Octachlorodibenzo-p-dioxin | 3268879 | 113837 | 93296 | 52090 | 3268879 | 93296 | 1 | 0 | 3268879 | 1 | 0 | Elem Flow List | 0 | [8 empty] | Y | Y
51025 | 1,2,3,4,6,7,8,9-Octachlorodibenzofuran | 39001020 | 278218 | 94109 | 51025 | 39001020 | 94109 | 1 | 1,2,3,4,6,7,8,9-Octachlorodibenzofuran | 39001020 | 1 | 0 | Elem Flow List | 0 | [8 empty] | Y | Y
52100 | Octachlorodibenzofuran | 39001020 | 278218 | 94109 | 52100 | 39001020 | 94109 | 1 | 0 | 39001020 | 1 | 0 | Elem Flow List | 0 | [8 empty] | Y | Y
78395 | 2-Methylphenol | 95487 | 16147 | 47752 | 78395 | 95487 | 47752 | 1 | 0 | 95487 | 1 | 0 | Elem Flow List | 0 | [8 empty] | Y | Y
51046 | o-Cresol | 95487 | 16147 | 47752 | 51046 | 95487 | 47752 | 1 | o-Cresol | 95487 | 1 | 0 | Elem Flow List | 0 | [8 empty] | Y | Y
81676 | ortho-Cresol | 95487 | 16147 | 47752 | 0 | 95487 | 47752 | 1 | 0 | 95487 | 1 | 0 | Elem Flow List | 0 | [8 empty] | Y | Y
51320 | Octylphenol | 67554501 | 760371 | 81344 | 0 | 0 | 0 | 0 | Octylphenol | 67554501 | 1 | 0 | Elem Flow List | 0
82199 | Ordram | 2212671 | 98590 | 41567 | 0 | 2212671 | 41567 | 1 | 0 | 2212671 | 1 | 0 | Elem Flow List | 0 | [8 empty] | Y | Y
49562 | Molinate | 2212671 | 98590 | 41567 | 49562 | 2212671 | 41567 | 1 | Molinate | 2212671 | 1 | 0 | Elem Flow List | 0 | [8 empty] | Y | Y
605 | Nitrogen, organic total (as N) | 7727379 | 153122 | 38472 | 605 | 7727379 | 38472 | 1 | 0 | 7727379 | 1 | 0 | Elem Flow List | 0 |  | Y
607 | Nitrogen, organic, dissolved (as N) | 7727379 | 153122 | 38472 | 607 | 7727379 | 38472 | 1 | 0 | 7727379 | 1 | 0 | Elem Flow List | 0 |  | Y
61579 | Orthene | 30560191 | 256677 | 58753 | 0 | 0 | 0 | 0 | 0 | 30560191 | 1 | 0 | Elem Flow List | 0 | [8 empty] | Y
81815 | Orthene | 30560191 | 256677 | 58753 | 0 | 0 | 0 | 0 | 0 | 30560191 | 1 | 0 | Elem Flow List | 0 | [8 empty] | Y
81711 | ortho-xylene | 95476 | 16139 | 87536 | 81711 | 95476 | 87536 | 1 | 0 | 95476 | 1 | 0 | Elem Flow List | 0 | [8 empty] | Y | Y
77135 | o-Xylene | 95476 | 16139 | 87536 | 77135 | 95476 | 87536 | 1 | o-Xylene | 95476 | 1 | 0 | Elem Flow List | 0 | [8 empty] | Y | Y
387 | Ozone | 10028156 | 166678 | 39347 | 387 | 10028156 | 39347 | 1 | Ozone | 10028156 | 1 | 0 | Elem Flow List | 0 | [8 empty] | Y | Y
386 | Ozone - residual | 10028156 | 166678 | 39347 | 386 | 10028156 | 39347 | 1 | 0 | 10028156 | 1 | 0 | Elem Flow List | 0 | [8 empty] | Y | Y
51785 | Lead, calculated limit | 7439921 | 149583 | 37012 | 0 | 7439921 | 37012 | 1 | 0 | 7439921 | 1 | 0 | Elem Flow List | 0
1051D | Lead, total [as Pb] [per discharge] | 7439921 | 149583 | 37012 | 0 | 7439921 | 37012 | 1 | 0 | 7439921 | 1 | 0 | Elem Flow List | 0
1051 | Lead, total (as Pb) | 7439921 | 149583 | 37012 | 1051 | 7439921 | 37012 | 1 | 0 | 7439921 | 1 | 0 | Elem Flow List | 0 | [6 empty] | Y | Y |  | Y
1259 | Lead | 7439921 | 149583 | 37012 | 1259 | 7439921 | 37012 | 1 | Lead | 7439921 | 1 | 0 | Elem Flow List | 0 | [6 empty] | Y | Y |  | Y
1114 | Lead, total recoverable | 7439921 | 149583 | 37012 | 1114 | 7439921 | 37012 | 1 | 0 | 7439921 | 1 | 0 | Elem Flow List | 0 | [6 empty] | Y | Y |  | Y
78468 | Lead, dry weight | 7439921 | 149583 | 37012 | 78468 | 7439921 | 37012 | 1 | 0 | 7439921 | 1 | 0 | Elem Flow List | 0 | [6 empty] | Y | Y |  | Y
1052 | Lead, total dry weight (as Pb) | 7439921 | 149583 | 37012 | 1052 | 7439921 | 37012 | 1 | 0 | 7439921 | 1 | 0 | Elem Flow List | 0 | [6 empty] | Y | Y |  | Y
1318 | Lead, potentially dissolvd | 7439921 | 149583 | 37012 | 1318 | 7439921 | 37012 | 1 | 0 | 7439921 | 1 | 0 | Elem Flow List | 0 | [6 empty] | Y | Y |  | Y
1049 | Lead, dissolved (as Pb) | 7439921 | 149583 | 37012 | 1049 | 7439921 | 37012 | 1 | 0 | 7439921 | 1 | 0 | Elem Flow List | 0 | [6 empty] | Y | Y |  | Y
51491 | Lead, Organic, Total | 7439921 | 149583 | 37012 | 0 | 7439921 | 37012 | 1 | 0 | 7439921 | 1 | 0 | Elem Flow List | 0 | [6 empty] | Y | Y |  | Y
17501 | Lead 210, total | 14255040 | 194316 | 5236 | 0 | 0 | 0 | 0 | 0 | 14255040 | 1 | 0 | Elem Flow List | 0 | [6 empty] | Y
51508 | Lead 210 | 14255040 | 194316 | 5236 | 0 | 0 | 0 | 0 | 0 | 14255040 | 1 | 0 | Elem Flow List | 0 | [6 empty] | Y
39516 | Polychlorinated biphenyls (PCBs) | 1336363 | 85878 | 16366 | 39516 | 1336363 | 16366 | 1 | 0 | 1336363 | 1 | 0 | Elem Flow List | 0 | [8 empty] | Y | Y
79819 | Polychlorinated biphenyls (PCB) pg/L | 1336363 | 85878 | 16366 | 79819 | 1336363 | 16366 | 1 | 0 | 1336363 | 1 | 0 | Elem Flow List | 0 | [8 empty] | Y | Y
4166 | PCB, total, scan effluent | 1336363 | 85878 | 16366 | 4166 | 1336363 | 16366 | 1 | 0 | 1336363 | 1 | 0 | Elem Flow List | 0 | [8 empty] | Y | Y
51557 | PCBs Dry Weather Analysis | 1336363 | 85878 | 16366 | 51557 | 1336363 | 16366 | 1 | 0 | 1336363 | 1 | 0 | Elem Flow List | 0 | [9 empty] | Y
51556 | PCBs Wet Weather Analysis | 1336363 | 85878 | 16366 | 51556 | 1336363 | 16366 | 1 | 0 | 1336363 | 1 | 0 | Elem Flow List | 0 | [9 empty] | Y
39487 | Polychlorinated Biphenyls [PCBs] Pass/Fail | 1336363 | 85878 | 16366 | 0 | 1336363 | 16366 | 1 | 0 | 1336363 | 1 | 0 | Elem Flow List | 0
39488 | PCB-1221 | 11104282 | 173153 | 38807 | 39488 | 11104282 | 38807 | 1 | 0 | 11104282 | 1 | 0 | Elem Flow List | 0 | [7 empty] | Y | Y | Y
73155 | PCB-1221, dry weight | 11104282 | 173153 | 38807 | 0 | 11104282 | 38807 | 1 | 0 | 11104282 | 1 | 0 | Elem Flow List | 0 | [7 empty] | Y | Y | Y
70012 | 4-Chloro-3-methylphenol | 59507 | 3103 | 49108 | 70012 | 59507 | 49108 | 1 | 0 | 59507 | 1 | 0 | Elem Flow List | 0 | [7 empty] | Y |  | Y
34452 | para-Chloro-meta-cresol | 59507 | 3103 | 49108 | 34452 | 59507 | 49108 | 1 | 0 | 59507 | 1 | 0 | Elem Flow List | 0 | [7 empty] | Y |  | Y
82627 | p-Chloro-m-cresol | 59507 | 3103 | 49108 | 82627 | 59507 | 49108 | 1 | p-Chloro-m-cresol | 59507 | 1 | 0 | Elem Flow List | 0 | [7 empty] | Y |  | Y
38527 | PCNB | 82688 | 9373 | 98352 | 0 | 0 | 0 | 0 | 0 | 82688 | 1 | 0 | Elem Flow List | 0 | [8 empty] | Y | Y
51152 | PCNB | 82688 | 9373 | 98352 | 0 | 0 | 0 | 0 | 0 | 82688 | 1 | 0 | Elem Flow List | 0 | [8 empty] | Y | Y
49206 | Pentachloronitrobenzene | 82688 | 9373 | 98352 | 0 | 0 | 0 | 0 | Pentachloronitrobenzene | 82688 | 1 | 0 | Elem Flow List | 0 | [8 empty] | Y | Y
77146 | p-Cresol | 106445 | 23606 | 47526 | 77146 | 106445 | 47526 | 1 | p-Cresol | 106445 | 1 | 0 | Elem Flow List | 0 | [8 empty] | Y | Y
79146 | 4-Methylphenol | 106445 | 23606 | 47526 | 79146 | 106445 | 47526 | 1 | 0 | 106445 | 1 | 0 | Elem Flow List | 0 | [8 empty] | Y | Y
78396 | 4-Methylphenol | 106445 | 23606 | 47526 | 78396 | 106445 | 47526 | 1 | 0 | 106445 | 1 | 0 | Elem Flow List | 0 | [8 empty] | Y | Y
34571 | 1,4-Dichlorobenzene | 106467 | 23622 | 47524 | 34571 | 106467 | 47524 | 1 | 0 | 106467 | 1 | 0 | Elem Flow List | 0 | [7 empty] | Y | Y | Y
3612 | para-Dichlorobenzene | 106467 | 23622 | 47524 | 0 | 106467 | 47524 | 1 | 0 | 106467 | 1 | 0 | Elem Flow List | 0 | [7 empty] | Y | Y | Y
34574 | 1,4-Dichlorobenzene, dry weight | 106467 | 23622 | 47524 | 0 | 106467 | 47524 | 1 | 0 | 106467 | 1 | 0 | Elem Flow List | 0 | [7 empty] | Y | Y | Y
51153 | Pendimethalin | 40487421 | 281436 | 52605 | 0 | 0 | 0 | 0 | Pendimethalin | 40487421 | 1 | 0 | Elem Flow List | 0 | [8 empty] | Y | Y
82683 | Pendimethalin, total recoverable | 40487421 | 281436 | 52605 | 0 | 0 | 0 | 0 | 0 | 40487421 | 1 | 0 | Elem Flow List | 0 | [8 empty] | Y | Y
4155 | Pentane, total effluent | 109660 | 26021 | 47340 | 0 | 0 | 0 | 0 | 0 | 109660 | 1 | 0 | Elem Flow List | 0 | [8 empty] | Y
81604 | n-Pentane | 109660 | 26021 | 47340 | 0 | 0 | 0 | 0 | 0 | 109660 | 1 | 0 | Elem Flow List | 0 | [8 empty] | Y
3788 | Permanganate, Total | 14333132 | 17158296 | 96307 | 0 | 0 | 0 | 0 | 0 | 0 | 0 | 0 | Other flow | 0
51476 | Permanganate, Dissolved | 14333132 | 17158296 | 96307 | 0 | 0 | 0 | 0 | 0 | 0 | 0 | 0
49494 | Permethrin, total | 52645531 | 296012 | 55274 | 0 | 52645531 | 55274 | 1 | 0 | 52645531 | 1 | 0 | Elem Flow List | 0 | [8 empty] | Y | Y
82687 | Permethrin, total recoverable | 52645531 | 296012 | 55274 | 82687 | 52645531 | 55274 | 1 | 0 | 52645531 | 1 | 0 | Elem Flow List | 0 | [8 empty] | Y | Y
34043 | Phenolics, total |  |  | 0 | 34043 | 0 | 0 | 1 | 0 | 0 | 0 | 0 | Other flow | 0
70029 | Phenolic compounds, total |  |  | 0 | 70029 | 0 | 0 | 1 | 0 | 0 | 0 | 1 | 0 | Aggregate
46000 | Phenols |  |  | 0 | 46000 | 0 | 0 | 1 | Phenols | 0 | 1 | 0 | Elem Flow List | 0
32730 | Phenolics, total recoverable |  |  | 0 | 32730 | 0 | 0 | 1 | 0 | 0 | 0 | 1 | 0 | Aggregate
39800 | Imidan | 732116 | 68957 | 44224 | 0 | 0 | 0 | 0 | 0 | 732116 | 1 | 0 | Elem Flow List | 0
51154 | Phosmet | 732116 | 68957 | 44224 | 0 | 0 | 0 | 0 | Phosmet | 732116 | 1 | 0 | Elem Flow List | 0
0665S | Phosphorus, total [as P] [per season] | 7723140 | 153049 | 38478 | 0 | 7723140 | 38478 | 1 | 0 | 7723140 | 1 | 0 | Elem Flow List | 0
51426 | Phosphorus, Total As P | 7723140 | 153049 | 38478 | 51426 | 7723140 | 38478 | 1 | 0 | 7723140 | 1 | 0 | Elem Flow List | 0 |  |  | Y
51538 | Phosphorus, Net Total | 7723140 | 153049 | 38478 | 0 | 7723140 | 38478 | 1 | 0 | 7723140 | 1 | 0 | Elem Flow List | 0 |  |  | Y
665 | Phosphorus, total (as P) | 7723140 | 153049 | 38478 | 665 | 7723140 | 38478 | 1 | 0 | 7723140 | 1 | 0 | Elem Flow List | 0 |  |  | Y
51451 | Phosphorus, Total | 7723140 | 153049 | 38478 | 51451 | 7723140 | 38478 | 1 | 0 | 7723140 | 1 | 0 | Elem Flow List | 0 |  |  | Y
70507 | Phosphorous, in total orthophosphate | 7723140 | 153049 | 38478 | 70507 | 7723140 | 38478 | 1 | 0 | 7723140 | 1 | 0 | Elem Flow List | 0 |  |  | Y
670 | Phosphorous, total organic (as P) | 7723140 | 153049 | 38478 | 670 | 7723140 | 38478 | 1 | 0 | 7723140 | 1 | 0 | Elem Flow List | 0 |  |  | Y
662 | Phosphorous, total recoverable | 7723140 | 153049 | 38478 | 662 | 7723140 | 38478 | 1 | 0 | 7723140 | 1 | 0 | Elem Flow List | 0 |  |  | Y
666 | Phosphorus, dissolved | 7723140 | 153049 | 38478 | 666 | 7723140 | 38478 | 1 | 0 | 7723140 | 1 | 0 | Elem Flow List | 0 |  |  | Y
51663 | Phosphorus, insoluble | 7723140 | 153049 | 38478 | 51663 | 7723140 | 38478 | 1 | 0 | 7723140 | 1 | 0 | Elem Flow List | 0 |  |  | Y
50785 | Phosphorus, ortho | 7723140 | 153049 | 38478 | 50785 | 7723140 | 38478 | 1 | 0 | 7723140 | 1 | 0 | Elem Flow List | 0
51699 | Phosphorus, Total (Avg Seasonal Load Cap) | 7723140 | 153049 | 38478 | 51699 | 7723140 | 38478 | 1 | 0 | 7723140 | 1 | 0 | Elem Flow List | 0
34461 | Phenanthrene | 85018 | 10199 | 98155 | 34461 | 85018 | 98155 | 1 | Phenanthrene | 85018 | 1 | 0 | Elem Flow List | 0 | [7 empty] | Y |  | Y
34464 | Phenanthrene, dry weight | 85018 | 10199 | 98155 | 34464 | 85018 | 98155 | 1 | 0 | 85018 | 1 | 0 | Elem Flow List | 0 | [7 empty] | Y |  | Y
655 | Phosphate, poly (as PO4) | 14265442 | 194464 | 60773 | 655 | 14265442 | 60773 | 1 | 0 | 14265442 | 1 | 0 | Elem Flow List | 0 |  |  | Y
650 | Phosphate, total (as PO4) | 14265442 | 194464 | 60773 | 650 | 14265442 | 60773 | 1 | 0 | 14265442 | 1 | 0 | Elem Flow List | 0 |  |  | Y
660 | Phosphate, ortho (as PO4) | 14265442 | 194464 | 60773 | 660 | 14265442 | 60773 | 1 | 0 | 14265442 | 1 | 0 | Elem Flow List | 0 |  |  | Y
71888 | Phosphorus, total soluble (as PO4) | 14265442 | 194464 | 60773 | 0 | 14265442 | 60773 | 1 | 0 | 14265442 | 1 | 0 | Elem Flow List | 0 |  |  | Y
70505 | Phosphate, total, color method (as P) | 14265442 | 194464 | 60773 | 70505 | 14265442 | 60773 | 1 | 0 | 14265442 | 1 | 0 | Elem Flow List | 0 |  |  | Y
4175 | Phosphate, ortho (as P) | 14265442 | 194464 | 60773 | 4175 | 14265442 | 60773 | 1 | 0 | 14265442 | 1 | 0 | Elem Flow List | 0 |  |  | Y
671 | Phosphate, dissolved/orthophosphate(as P) | 14265442 | 194464 | 60773 | 671 | 14265442 | 60773 | 1 | 0 | 14265442 | 1 | 0 | Elem Flow List | 0 |  |  | Y
70506 | Phosphate, dissolved color method (as P) | 14265442 | 194464 | 60773 | 0 | 14265442 | 60773 | 1 | 0 | 14265442 | 1 | 0 | Elem Flow List | 0
653 | Phosphate total soluble | 14265442 | 194464 | 60773 | 0 | 14265442 | 60773 | 1 | 0 | 14265442 | 1 | 0 | Elem Flow List | 0 |  |  | Y
61163 | Propylene glycol, total | 57556 | 2584 | 49144 | 61163 | 57556 | 49144 | 1 | 0 | 57556 | 1 | 0 | Elem Flow List | 0
77038 | 1,2-Propanediol | 57556 | 2584 | 49144 | 77038 | 57556 | 49144 | 1 | 0 | 57556 | 1 | 0 | Elem Flow List | 0
51156 | Prometryn | 7287196 | 148098 | 88330 | 51156 | 7287196 | 88330 | 1 | Prometryn | 7287196 | 1 | 0 | Elem Flow List | 0 | [8 empty] | Y | Y
4010 | Prometryn, total recoverable | 7287196 | 148098 | 88330 | 0 | 7287196 | 88330 | 1 | 0 | 7287196 | 1 | 0 | Elem Flow List | 0 | [8 empty] | Y | Y
51155 | Prometon | 1610180 | 89474 | 41587 | 51155 | 1610180 | 41587 | 1 | Prometon | 1610180 | 1 | 0 | Elem Flow List | 0
4037 | Prometon, total recoverable | 1610180 | 89474 | 41587 | 0 | 1610180 | 41587 | 1 | 0 | 1610180 | 1 | 0 | Elem Flow List | 0
51157 | Pronamide | 23950585 | 225102 | 58676 | 0 | 0 | 0 | 0 | Pronamide | 23950585 | 1 | 0 | Elem Flow List | 0 | [8 empty] | Y | Y
82676 | Pronamide, total recoverable | 23950585 | 225102 | 58676 | 0 | 0 | 0 | 0 | 0 | 23950585 | 1 | 0 | Elem Flow List | 0 | [8 empty] | Y | Y
38578 | Propazine, total | 139402 | 37416 | 46889 | 0 | 139402 | 46889 | 1 | 0 | 139402 | 1 | 0 | Elem Flow List | 0
51159 | Propazine | 139402 | 37416 | 46889 | 51159 | 139402 | 46889 | 1 | Propazine | 139402 | 1 | 0 | Elem Flow List | 0
51158 | Propachlor | 1918167 | 94235 | 40139 | 0 | 0 | 0 | 0 | Propachlor | 1918167 | 1 | 0 | Elem Flow List | 0 | [8 empty] | Y
4024 | Propachlor, total recoverable | 1918167 | 94235 | 40139 | 0 | 0 | 0 | 0 | 0 | 1918167 | 1 | 0 | Elem Flow List | 0 | [8 empty] | Y
38533 | Propachlor, dissolved | 1918167 | 94235 | 40139 | 0 | 0 | 0 | 0 | 0 | 1918167 | 1 | 0 | Elem Flow List | 0 | [8 empty] | Y
34728 | Xylene, para- total | 106423 | 23580 | 47528 | 34728 | 106423 | 47528 | 1 | 0 | 106423 | 1 | 0 | Elem Flow List | 0 | [8 empty] | Y | Y
78132 | 1,4-Xylene | 106423 | 23580 | 47528 | 78132 | 106423 | 47528 | 1 | 0 | 106423 | 1 | 0 | Elem Flow List | 0 | [8 empty] | Y | Y
77045 | Pyridine | 110861 | 27037 | 46949 | 77045 | 110861 | 46949 | 1 | Pyridine | 110861 | 1 | 0 | Elem Flow List | 0 | [8 empty] | Y | Y
73312 | Pyridine, dry weight | 110861 | 27037 | 46949 | 0 | 110861 | 46949 | 1 | 0 | 110861 | 1 | 0 | Elem Flow List | 0 | [8 empty] | Y | Y
34469 | Pyrene | 129000 | 34843 | 46705 | 34469 | 129000 | 46705 | 1 | Pyrene | 129000 | 1 | 0 | Elem Flow List | 0 | [7 empty] | Y |  | Y
34472 | Pyrene, dry weight | 129000 | 34843 | 46705 | 34472 | 129000 | 46705 | 1 | 0 | 129000 | 1 | 0 | Elem Flow List | 0 | [7 empty] | Y |  | Y
11501 | Radium 228, total | 15262201 | 199026 | 5250 | 11501 | 15262201 | 5250 | 1 | 0 | 15262201 | 1 | 0 | Elem Flow List | 0 | [6 empty] | Y | [5 empty] | Y
4245 | Produced water, Radium 228, total | 15262201 | 199026 | 5250 | 4245 | 15262201 | 5250 | 1 | 0 | 15262201 | 1 | 0 | Elem Flow List | 0 | [6 empty] | Y
11506 | Radium 224 | 13233324 | 184754 | 5237 | 0 | 13233324 | 5237 | 1 | 0 | 13233324 | 1 | 0 | Elem Flow List | 0 | [6 empty] | Y | [5 empty] | Y
24501 | Radium 224, total | 13233324 | 184754 | 5237 | 24501 | 13233324 | 5237 | 1 | 0 | 13233324 | 1 | 0 | Elem Flow List | 0 | [6 empty] | Y | [5 empty] | Y
4244 | Produced water, Radium 226, total | 13982633 | 192856 | 5239 | 4244 | 13982633 | 5239 | 1 | 0 | 13982633 | 1 | 0 | Elem Flow List | 0 | [6 empty] | Y
9501 | Radium 226, total | 13982633 | 192856 | 5239 | 9501 | 13982633 | 5239 | 1 | 0 | 13982633 | 1 | 0 | Elem Flow List | 0 | [6 empty] | Y
9503 | Radium 226, dissolved | 13982633 | 192856 | 5239 | 9503 | 13982633 | 5239 | 1 | 0 | 13982633 | 1 | 0 | Elem Flow List | 0 | [6 empty] | Y
81364 | RDX, total | 121824 | 31948 | 46969 | 81364 | 121824 | 46969 | 1 | 0 | 121824 | 1 | 0 | Elem Flow List | 0
51027 | Cyclonite | 121824 | 31948 | 46969 | 0 | 121824 | 46969 | 1 | Cyclonite | 121824 | 1 | 0 | Elem Flow List | 0
81362 | RDX, dissolved | 121824 | 31948 | 46969 | 0 | 121824 | 46969 | 1 | 0 | 121824 | 1 | 0 | Elem Flow List | 0
745 | Sulfide, total (as S) | 18496258 | 212290 | 62534 | 745 | 18496258 | 62534 | 1 | 0 | 18496258 | 1 | 0 | Elem Flow List | 0
81621 | Sulfide, total | 18496258 | 212290 | 62534 | 81621 | 18496258 | 62534 | 1 | 0 | 18496258 | 1 | 0 | Elem Flow List | 0
746 | Sulfide, dissolved, (as S) | 18496258 | 212290 | 62534 | 746 | 18496258 | 62534 | 1 | 0 | 18496258 | 1 | 0 | Elem Flow List | 0
80107 | Sulfur, total | 7704349 | 152744 | 38507 | 80107 | 7704349 | 38507 | 1 | 0 | 7704349 | 1 | 0 | Elem Flow List | 0
441 | Sulphur, total elemental | 7704349 | 152744 | 38507 | 441 | 7704349 | 38507 | 1 | 0 | 7704349 | 1 | 0 | Elem Flow List | 0
1097 | Antimony, total (as Sb) | 7440360 | 149963 | 36975 | 1097 | 7440360 | 36975 | 1 | 0 | 7440360 | 1 | 0 | Elem Flow List | 0 | [6 empty] | Y | Y | Y | Y
1268 | Antimony, total recoverable | 7440360 | 149963 | 36975 | 1268 | 7440360 | 36975 | 1 | 0 | 7440360 | 1 | 0 | Elem Flow List | 0 | [6 empty] | Y | Y | Y | Y
1095 | Antimony, dissolved (as Sb) | 7440360 | 149963 | 36975 | 1095 | 7440360 | 36975 | 1 | 0 | 7440360 | 1 | 0 | Elem Flow List | 0 | [6 empty] | Y | Y | Y | Y
1147 | Selenium, total (as Se) | 7782492 | 154310 | 38145 | 1147 | 7782492 | 38145 | 1 | 0 | 7782492 | 1 | 0 | Elem Flow List | 0 | [6 empty] | Y | Y |  | Y
981 | Selenium, total recoverable | 7782492 | 154310 | 38145 | 981 | 7782492 | 38145 | 1 | 0 | 7782492 | 1 | 0 | Elem Flow List | 0 | [6 empty] | Y | Y |  | Y
TGP3X | Pass/Fail 7Day Chronic Statre D. Ambigua |  |  | 0 | 0 | 0 | 0 | 0 | 0 | 0 | 0 | 1 | 0 | Property | [14 empty] | Y
TGP6A | Pass/Fail Statre 7Day Chronic Cyprinodon |  |  | 0 | 0 | 0 | 0 | 0 | 0 | 0 | 0 | 1 | 0 | Property | [14 empty] | Y
TGP6B | Pass/Fail Statre 7Day Chronic Menidia |  |  | 0 | 0 | 0 | 0 | 0 | 0 | 0 | 0 | 1 | 0 | Property | [14 empty] | Y
TGP6C | Pass/Fail Statre 7Day Chronic Pimephales Promelas |  |  | 0 | 0 | 0 | 0 | 0 | 0 | 0 | 0 | 1 | 0 | Property | [14 empty] | Y
TGP6E | Pass/Fail Statre 7Day Chronic Lepomis Macrochi |  |  | 0 | 0 | 0 | 0 | 0 | 0 | 0 | 0 | 1 | 0 | Property | [14 empty] | Y
TGP6H | Pass/Fail Statre 7Day Chronic Cyprinella Leedsi |  |  | 0 | 0 | 0 | 0 | 0 | 0 | 0 | 0 | 1 | 0 | Property | [14 empty] | Y
TGP6J | Pass/Fail Static Renewal 7 Day Chronic Menidia beryllina |  | 1972785 | 16462 | 0 | 0 | 0 | 0 | 0 | 0 | 0 | 1 | 0 | Property | [14 empty] | Y
TGP6L | Pass/Fail Static Renewal 7 Day Chronic Atherinops affinis |  | 1956028 | 20539 | 0 | 0 | 0 | 0 | 0 | 0 | 0 | 1 | 0 | Property | [14 empty] | Y
TGR1A | Pass/Fail Static 96Hr Chronic Selen. Capricornutum |  |  | 0 | 0 | 0 | 0 | 0 | 0 | 0 | 0 | 1 | 0 | Property | [14 empty] | Y
TGS3L | Pass/Fail Static 20 Minute Fertilization Chronic Strongylocentrotus purpuratus |  | 1953512 | 16606 | 0 | 0 | 0 | 0 | 0 | 0 | 0 | 1 | 0 | Property | [14 empty] | Y
TGS3N | Pass/Fail Static 20 Minute Fertilization Chronic Dendraster excentricus |  | 1953546 | 21393 | 0 | 0 | 0 | 0 | 0 | 0 | 0 | 1 | 0 | Property | [14 empty] | Y
TGS3W | Pass/Fail Static 20 Minute Fertilization Chronic Tripneustes gratilla |  |  | 0 | 0 | 0 | 0 | 0 | 0 | 0 | 0 | 1 | 0 | Property | [14 empty] | Y
TGW6C | Pass/Fail Flow Through 48Hr Acute Pimephales promelas |  | 1900778 | 21805 | 0 | 0 | 0 | 0 | 0 | 0 | 0 | 1 | 0 | Property | [14 empty] | Y
TGW6E | Pass/Fail Flth 48Hr Acute Lepomis Macrochi |  |  | 0 | 0 | 0 | 0 | 0 | 0 | 0 | 0 | 1 | 0 | Property | [14 empty] | Y
TGX6C | Pass/Fail Flow Through 96Hr Acute Pimephales promelas |  | 1900778 | 21805 | 0 | 0 | 0 | 0 | 0 | 0 | 0 | 1 | 0 | Property | [14 empty] | Y
TGX6E | Pass/Fail Flth 96Hr Acute Lepomis Macrochi |  |  | 0 | 0 | 0 | 0 | 0 | 0 | 0 | 0 | 1 | 0 | Property | [14 empty] | Y
TGY6E | Pass/Fail Flth 4Day Chronic Lepomis Macrochi |  |  | 0 | 0 | 0 | 0 | 0 | 0 | 0 | 0 | 1 | 0 | Property | [14 empty] | Y
TGZ6E | Pass/Fail Flth 7Day Chronic Lepomis Macrochi |  |  | 0 | 0 | 0 | 0 | 0 | 0 | 0 | 0 | 1 | 0 | Property | [14 empty] | Y
THA6E | Chronic Value Static 48Hr Acute Lepomis Macrochirus |  |  | 0 | 0 | 0 | 0 | 0 | 0 | 0 | 0 | 1 | 0 | Property | [14 empty] | Y
THB6E | Chv Static 96Hr Acute Lepomis Macrochirus |  |  | 0 | 0 | 0 | 0 | 0 | 0 | 0 | 0 | 1 | 0 | Property | [14 empty] | Y
82065 | Propargite | 2312358 | 100073 | 41141 | 0 | 0 | 0 | 0 | Propargite | 2312358 | 1 | 0 | Elem Flow List | 0 | [8 empty] | Y | Y
82066 | Radioactivity, gross |  |  | 0 | 0 | 0 | 0 | 0 | 0 | 0 | 0 | 1 | 0 | Property | [11 empty] | Y
82067 | Rhodium, total | 7440166 | 149781 | 36992 | 0 | 0 | 0 | 0 | 0 | 7440166 | 1 | 0 | Elem Flow List | 0
82073 | Time, starting (hhmmusing 24-hour clock) |  |  | 0 | 0 | 0 | 0 | 0 | 0 | 0 | 0 | 1 | 0 | Property | Y
82074 | Time, ending (hhmm using 24-hour clock) |  |  | 0 | 0 | 0 | 0 | 0 | 0 | 0 | 0 | 1 | 0 | Property | Y
82077 | Radiation, gross alpha | 12587461 | 182451 | 62199 | 0 | 0 | 0 | 0 | 0 | 12587461 | 1 | 0 | Elem Flow List | 0 | [11 empty] | Y
82079 | Turbidity, lab, NTU |  |  | 0 | 0 | 0 | 0 | 0 | 0 | 0 | 0 | 1 | 0 | Property | Y
82080 | Trihalomethane, tot. |  |  | 0 | 82080 | 0 | 0 | 1 | 0 | 0 | 0 | 0 | Other flow | 0
82093 | Phytoplankton |  |  | 0 | 0 | 0 | 0 | 0 | 0 | 0 | 0 | 1 | 0 | Biotic
82180 | Hydrocarbons, petroleum |  |  | 0 | 82180 | 0 | 0 | 1 | Hydrocarbons, petroleum | 0 | 1 | 0 | Elem Flow List | 0
82181 | Hydrocarbons, total petroleum |  |  | 0 | 82181 | 0 | 0 | 1 | 0 | 0 | 0 | 1 | 0 | Intermediate flow
82189 | Nitrocellulose | 9004700 | 161968 | 37451 | 0 | 0 | 0 | 0 | Nitrocellulose | 9004700 | 1 | 0 | Elem Flow List | 0
82190 | Triethanolamine | 102716 | 20917 | 47782 | 0 | 0 | 0 | 0 | Triethanolamine | 102716 | 1 | 0 | Elem Flow List | 0
82191 | 2-Naphthylamine | 91598 | 13540 | 48259 | 0 | 0 | 0 | 0 | 0 | 91598 | 1 | 0 | Elem Flow List | 0 | [8 empty] | Y | Y
82192 | Diethylstilbesterol | 56531 | 2196 | 89796 | 0 | 0 | 0 | 0 | 0 | 56531 | 1 | 0 | Elem Flow List | 0 | [8 empty] | Y
82194 | Phenoxyacetic acid | 122598 | 32375 | 47251 | 0 | 0 | 0 | 0 | Phenoxyacetic acid | 122598 | 1 | 0 | Elem Flow List | 0
82195 | Thiocarbamates |  |  | 0 | 82195 | 0 | 0 | 1 | 0 | 0 | 0 | 1 | 0 | Aggregate
82196 | HMPA | 680319 | 67314 | 44344 | 82196 | 680319 | 44344 | 1 | 0 | 680319 | 1 | 0 | Elem Flow List | 0 | [8 empty] | Y
82197 | N-2-mercaptoethylbenzenesulfamide | 741582 | 69021 | 44220 | 0 | 0 | 0 | 0 | 0 | 741582 | 1 | 0 | Elem Flow List | 0
82200 | S-Propyldipropylthiocarbamate | 1929777 | 94458 | 40125 | 0 | 0 | 0 | 0 | 0 | 1929777 | 1 | 0 | Elem Flow List | 0
82201 | Sulfotepp | 3689245 | 118141 | 91788 | 0 | 0 | 0 | 0 | 0 | 3689245 | 1 | 0 | Elem Flow List | 0 | [8 empty] | Y
82202 | Rotenone | 83794 | 9746 | 98192 | 0 | 0 | 0 | 0 | Rotenone | 83794 | 1 | 0 | Elem Flow List | 0
82203 | HMX | 2691410 | 106294 | 42754 | 82203 | 2691410 | 42754 | 1 | 0 | 2691410 | 1 | 0 | Elem Flow List | 0
82204 | 2-Acetyl aminoflourcene | 53963 | 1719 | 49152 | 0 | 0 | 0 | 0 | 0 | 53963 | 1 | 0 | Elem Flow List | 0 | [8 empty] | Y | Y
82205 | Specific gravity |  |  | 0 | 0 | 0 | 0 | 0 | 0 | 0 | 0 | 1 | 0 | Property | Y
82206 | Acidity |  |  | 0 | 82206 | 0 | 0 | 1 | 0 | 0 | 0 | 1 | 0 | Property
82207 | Differential pressure annular well head |  |  | 0 | 0 | 0 | 0 | 0 | 0 | 0 | 0 | 1 | 0 | Property | Y
82208 | Sodium arsenite | 7784465 | 155101 | 37936 | 0 | 0 | 0 | 0 | Sodium arsenite | 7784465 | 1 | 0 | Elem Flow List | 0 | [8 empty] | Y
82209 | Chlorides & sulfates |  |  | 0 | 82209 | 0 | 0 | 1 | 0 | 0 | 0 | 1 | 0 | Aggregate
82210 | Oxygen demand first stage |  |  | 0 | 0 | 0 | 0 | 0 | 0 | 0 | 0 | 1 | 0 | Property
82211 | Mercaptans, total |  |  | 0 | 82211 | 0 | 0 | 1 | 0 | 0 | 0 | 1 | 0 | Not in LCIA
82212 | Resin acids, total |  |  | 0 | 82212 | 0 | 0 | 1 | 0 | 0 | 0 | 1 | 0 | Comingled
82213 | Dimethylbenzidine | 119937 | 30940 | 95217 | 0 | 119937 | 95217 | 1 | 0 | 119937 | 1 | 0 | Elem Flow List | 0 | [8 empty] | Y | Y
51647 | 3,3'-Dimethylbenzidine | 119937 | 30940 | 95217 | 51647 | 119937 | 95217 | 1 | 3,3'-Dimethylbenzidine | 119937 | 1 | 0 | Elem Flow List | 0 | [9 empty] | Y
82214 | pH change (range) |  |  | 0 | 0 | 0 | 0 | 0 | 0 | 0 | 0 | 1 | 0 | Property | Y
82215 | Algal, biomass percent |  |  | 0 | 0 | 0 | 0 | 0 | 0 | 0 | 0 | 1 | 0 | Property | Y
82216 | Spray irrigation, application rate |  |  | 0 | 0 | 0 | 0 | 0 | 0 | 0 | 0 | 1 | 0 | Property | Y
82218 | Iron, total percent removal | 7439896 | 149559 | 37015 | 0 | 7439896 | 37015 | 1 | 0 | 7439896 | 1 | 0 | Elem Flow List | 0 | Y
82219 | Sludge settleability 30 minute |  |  | 0 | 0 | 0 | 0 | 0 | 0 | 0 | 0 | 1 | 0 | Property | Y
82220 | Flow, total |  |  | 0 | 0 | 0 | 0 | 0 | 0 | 0 | 0 | 1 | 0 | Property | Y
82221 | Flow volume daily, into a well |  |  | 0 | 0 | 0 | 0 | 0 | 0 | 0 | 0 | 1 | 0 | Property | Y
82222 | Sludge volume daily into a well |  |  | 0 | 0 | 0 | 0 | 0 | 0 | 0 | 0 | 1 | 0 | Property | Y
82223 | Area of disposal- used |  |  | 0 | 0 | 0 | 0 | 0 | 0 | 0 | 0 | 1 | 0 | Property | Y
82224 | Pressure, bottom-at well bottom |  |  | 0 | 0 | 0 | 0 | 0 | 0 | 0 | 0 | 1 | 0 | Property | Y
82225 | Dichlorobutene (isomers) | 11069195 | 689778 | 83538 | 0 | 0 | 0 | 0 | 0 | 11069195 | 1 | 0 | Elem Flow List | 0
82228 | EDTA ammoniated | 7379262 | 148874 | 88043 | 0 | 0 | 0 | 0 | 0 | 7379262 | 1 | 0 | Elem Flow List | 0
82229 | Free acid |  |  | 0 | 0 | 0 | 0 | 0 | 0 | 0 | 0 | 1 | 0 | Property
82231 | Chlorodimeform | 6164983 | 138040 | 37393 | 0 | 0 | 0 | 0 | 0 | 6164983 | 1 | 0 | Elem Flow List | 0
82234 | Temperature rate of change deg. C/hr |  |  | 0 | 0 | 0 | 0 | 0 | 0 | 0 | 0 | 1 | 0 | Property | Y
82235 | Turbidity, % increas over intake |  |  | 0 | 0 | 0 | 0 | 0 | 0 | 0 | 0 | 1 | 0 | Property | Y
82237 | Total susp. solids- lb/cu ft process |  |  | 0 | 0 | 0 | 0 | 0 | 0 | 0 | 0 | 1 | 0 | Property
82238 | Mixed liquor |  |  | 0 | 0 | 0 | 0 | 0 | 0 | 0 | 0 | 1 | 0 | Comingled
82239 | Microscopic analysis |  |  | 0 | 0 | 0 | 0 | 0 | 0 | 0 | 0 | 1 | 0 | Property | Y
82241 | Nitrobodies, total |  |  | 0 | 82241 | 0 | 0 | 1 | 0 | 0 | 0 | 1 | 0 | Aggregate
82287 | Solids, total non- volatile, non-fixed |  |  | 0 | 0 | 0 | 0 | 0 | 0 | 0 | 0 | 1 | 0 | Aggregate
82289 | Lagoon observation visual |  |  | 0 | 0 | 0 | 0 | 0 | 0 | 0 | 0 | 1 | 0 | Property | Y
82290 | Calcium hypochlorite, weight/application grams |  |  | 0 | 0 | 0 | 0 | 0 | 0 | 0 | 0 | 1 | 0 | Intermediate flow | Y
82291 | Calcium hypochlorite, number of applications |  |  | 0 | 0 | 0 | 0 | 0 | 0 | 0 | 0 | 1 | 0 | Property | Y
82293 | 4-Nitro-m-cresol | 2581342 | 104752 | 39860 | 0 | 0 | 0 | 0 | 4-Nitro-m-cresol | 2581342 | 1 | 0 | Elem Flow List | 0
82294 | Nitrogen, ammonia, sludge, tot dry wgt | 7664417 | 152389 | 38644 | 0 | 7664417 | 38644 | 1 | 0 | 7664417 | 1 | 0 | Elem Flow List | 0 | Y | [7 empty] | Y | Y
82303 | Radon, total in water | 10043922 | 167205 | 39299 | 82303 | 10043922 | 39299 | 1 | 0 | 10043922 | 1 | 0 | Elem Flow List | 0
82318 | Tantalum, total | 7440257 | 149872 | 36983 | 82318 | 7440257 | 36983 | 1 | 0 | 7440257 | 1 | 0 | Elem Flow List | 0
82322 | Samarium, total (as Sm in water) | 7440199 | 149815 | 36989 | 0 | 0 | 0 | 0 | 0 | 7440199 | 1 | 0 | Elem Flow List | 0
82326 | Ruthenium, total | 7440188 | 149807 | 36990 | 0 | 0 | 0 | 0 | 0 | 7440188 | 1 | 0 | Elem Flow List | 0
82340 | Picric acid | 88891 | 12070 | 88120 | 0 | 0 | 0 | 0 | Picric acid | 88891 | 1 | 0 | Elem Flow List | 0
82358 | Proprane, total | 74986 | 5207 | 48534 | 0 | 0 | 0 | 0 | 0 | 74986 | 1 | 0 | Elem Flow List | 0 | [8 empty] | Y
82370 | Dissolved radioactive gasses |  |  | 0 | 0 | 0 | 0 | 0 | 0 | 0 | 0 | 1 | 0 | Property | [11 empty] | Y
82375 | Solids accumulation rate tot dry weight |  |  | 0 | 82375 | 0 | 0 | 1 | 0 | 0 | 0 | 1 | 0 | Property
82387 | First stage oxygen demand, % removal |  |  | 0 | 0 | 0 | 0 | 0 | 0 | 0 | 0 | 1 | 0 | Property | Y
82389 | Sodium sulfate, total | 7757826 | 153320 | 87594 | 0 | 0 | 0 | 0 | 0 | 7757826 | 1 | 0 | Elem Flow List | 0
82390 | Free acid, total |  |  | 0 | 0 | 0 | 0 | 0 | 0 | 0 | 0 | 1 | 0 | Property
82391 | Water treatment additives |  |  | 0 | 0 | 0 | 0 | 0 | 0 | 0 | 0 | 1 | 0 | Intermediate flow | Y
82392 | Aluminum sulfate | 10043013 | 167106 | 39309 | 0 | 0 | 0 | 0 | Aluminum sulfate | 10043013 | 1 | 0 | Elem Flow List | 0 | [8 empty] | Y
82394 | Hardness, tot calc. (Ca, Mg, Fe) as CaC03 |  |  | 0 | 82394 | 0 | 0 | 1 | 0 | 0 | 0 | 1 | 0 | Property
82416 | Paraquat | 4685147 | 126730 | 42487 | 82416 | 4685147 | 42487 | 1 | Paraquat | 4685147 | 1 | 0 | Elem Flow List | 0
82424 | BOD, % over influent |  |  | 0 | 0 | 0 | 0 | 0 | 0 | 0 | 0 | 1 | 0 | Property | Y
82516 | Trichlorobenzene | 12002481 | 173682 | 62297 | 82516 | 12002481 | 62297 | 1 | Trichlorobenzene | 12002481 | 1 | 0 | Elem Flow List | 0
82517 | Duration of discharge |  |  | 0 | 0 | 0 | 0 | 0 | 0 | 0 | 0 | 1 | 0 | Property | Y
82529 | Dichlorobutadiene | 1653196 | 90142 | 41377 | 0 | 0 | 0 | 0 | 0 | 1653196 | 1 | 0 | Elem Flow List | 0
82540 | MB 121 |  |  | 0 | 0 | 0 | 0 | 0 | 0 | 0 | 0 | 1 | 0 | Unknown
82541 | Polyacrylamide chloride |  |  | 0 | 0 | 0 | 0 | 0 | 0 | 0 | 0 | 0 | Other flow | 0
82545 | Water level relative to mean sea level |  |  | 0 | 0 | 0 | 0 | 0 | 0 | 0 | 0 | 1 | 0 | Property | Y
82546 | Elevation of original ground |  |  | 0 | 0 | 0 | 0 | 0 | 0 | 0 | 0 | 1 | 0 | Property | Y
82550 | Osmotic pressure, total, unf whl wtr |  |  | 0 | 0 | 0 | 0 | 0 | 0 | 0 | 0 | 1 | 0 | Property | Y
82558 | Volatile halogenated hydrocarbons |  |  | 0 | 82558 | 0 | 0 | 1 | Volatile halogenated hydrocarbons | 0 | 1 | 0 | Elem Flow List | 0
82559 | Volatile hydrocarbons |  |  | 0 | 0 | 0 | 0 | 0 | 0 | 0 | 0 | 1 | 0 | Aggregate
82560 | Total pesticides |  |  | 0 | 82560 | 0 | 0 | 1 | 0 | 0 | 0 | 1 |  | Intermediate flow
82561 | Conductivity, net |  |  | 0 | 0 | 0 | 0 | 0 | 0 | 0 | 0 | 1 | 0 | Property | Y
82563 | 3-TRIFLUOROMETHYL-4-NPNL (TFM) |  |  | 0 | 0 | 0 | 0 | 0 | 0 | 0 | 0 | 1 | 0 | Intermediate flow | Y
82564 | Lagoon freeboard |  |  | 0 | 0 | 0 | 0 | 0 | 0 | 0 | 0 | 1 | 0 | Property | Y
82565 | Ciodrin | 7700176 | 152728 | 38509 | 0 | 0 | 0 | 0 | 0 | 7700176 | 1 | 0 | Elem Flow List | 0
82575 | pH exchange (su) |  |  | 0 | 0 | 0 | 0 | 0 | 0 | 0 | 0 | 1 | 0 | Property | Y
82576 | Daily excursion time (min) |  |  | 0 | 0 | 0 | 0 | 0 | 0 | 0 | 0 | 1 | 0 | Property | Y
82577 | Month excursion time (min) |  |  | 0 | 0 | 0 | 0 | 0 | 0 | 0 | 0 | 1 | 0 | Property | Y
82578 | Day - max excursion time (min) |  |  | 0 | 0 | 0 | 0 | 0 | 0 | 0 | 0 | 1 | 0 | Property | Y
82581 | pH range excursions, > 60 minutes |  |  | 0 | 0 | 0 | 0 | 0 | 0 | 0 | 0 | 1 | 0 | Property | Y
82582 | pH range excursions, monthly total accum |  |  | 0 | 0 | 0 | 0 | 0 | 0 | 0 | 0 | 1 | 0 | Property | Y
82583 | pH, in soil |  |  | 0 | 0 | 0 | 0 | 0 | 0 | 0 | 0 | 1 | 0 | Property | Y
82589 | Drilling fluids, free oil |  |  | 0 | 0 | 0 | 0 | 0 | 0 | 0 | 0 | 1 | 0 | Comingled | Y
82590 | Drilling fluids, toxicity |  |  | 0 | 0 | 0 | 0 | 0 | 0 | 0 | 0 | 1 | 0 | Property
82591 | Drilling fluids, end of well toxicity |  |  | 0 | 0 | 0 | 0 | 0 | 0 | 0 | 0 | 1 | 0 | Property
82592 | Drilling fluids, discharge rate |  |  | 0 | 0 | 0 | 0 | 0 | 0 | 0 | 0 | 1 | 0 | Property | Y
82593 | Drilling fluids, oil content |  |  | 0 | 0 | 0 | 0 | 0 | 0 | 0 | 0 | 1 | 0 | Property | Y
82594 | Drilling fluids, volume |  |  | 0 | 0 | 0 | 0 | 0 | 0 | 0 | 0 | 1 | 0 | Property | Y
82595 | Drill cuttings, free oil |  |  | 0 | 0 | 0 | 0 | 0 | 0 | 0 | 0 | 1 | 0 | Comingled | Y
82596 | Drilling cuttings, volume |  |  | 0 | 0 | 0 | 0 | 0 | 0 | 0 | 0 | 1 | 0 | Property | Y
82597 | Deck drainage, free oil |  |  | 0 | 0 | 0 | 0 | 0 | 0 | 0 | 0 | 1 | 0 | Comingled | Y
82598 | Deck drainage, volume |  |  | 0 | 0 | 0 | 0 | 0 | 0 | 0 | 0 | 1 | 0 | Property | Y
82600 | Produced water, flow |  |  | 0 | 0 | 0 | 0 | 0 | 0 | 0 | 0 | 1 | 0 | Property | Y
82601 | Produced sand, free oil |  |  | 0 | 0 | 0 | 0 | 0 | 0 | 0 | 0 | 1 | 0 | Comingled | Y
82602 | Produced sand, weight |  |  | 0 | 0 | 0 | 0 | 0 | 0 | 0 | 0 | 1 | 0 | Intermediate flow | Y
82603 | Well fluids, free oil |  |  | 0 | 0 | 0 | 0 | 0 | 0 | 0 | 0 | 1 | 0 | Comingled | Y
82604 | Well fluids, volume |  |  | 0 | 0 | 0 | 0 | 0 | 0 | 0 | 0 | 1 | 0 | Property | Y
82605 | Sanitary waste, residual chlorine |  |  | 0 | 82605 | 0 | 0 | 1 | 0 | 0 | 0 | 1 | 0 | Comingled
82606 | Sanitary waste, flow |  |  | 0 | 0 | 0 | 0 | 0 | 0 | 0 | 0 | 1 | 0 | Property | Y
82607 | Sanitary waste, solids |  |  | 0 | 82607 | 0 | 0 | 1 | 0 | 0 | 0 | 1 |  | Intermediate flow
82608 | Domestic waste, solids |  |  | 0 | 82608 | 0 | 0 | 1 | 0 | 0 | 0 | 1 |  | Intermediate flow
82609 | Desalinization unit, free oil |  |  | 0 | 0 | 0 | 0 | 0 | 0 | 0 | 0 | 1 | 0 | Property | Y
82629 | Backwash cycles, total number of |  |  | 0 | 0 | 0 | 0 | 0 | 0 | 0 | 0 | 1 | 0 | Property | Y
82630 | Metribuzin, water, dissolved | 21087649 | 219204 | 93379 | 82630 | 21087649 | 93379 | 1 | 0 | 21087649 | 1 | 0 | Elem Flow List | 0 | [8 empty] | Y | Y
82635 | Volatile halogenated organics (VHO), tot |  |  | 0 | 0 | 0 | 0 | 0 | 0 | 0 | 0 | 1 | 0 | Aggregate
82637 | Benzene, 1-chloro-4-(trifluoromethyl)- | 98566 | 18135 | 87281 | 0 | 0 | 0 | 0 | 0 | 98566 | 1 | 0 | Elem Flow List | 0
82698 | TCDD equivalents |  |  | 0 | 82698 | 0 | 0 | 1 | 0 | 0 | 0 | 1 | 0 | Aggregate | [9 empty] | Y
82699 | Endrin + endrin aldehyde (sum) |  |  | 0 | 82699 | 0 | 0 | 1 | Endrin + endrin aldehyde (sum) | 0 | 1 | 0 | Elem Flow List | 0
82700 | Clostridium perfringens |  | 764068 | 23579 | 82700 | 0 | 0 | 1 | 0 | 0 | 0 | 1 | 0 | Not in LCIA
82721 | Dibromoacetic acid (DBAA) | 631641 |  | 0 | 82721 | 631641 | 0 | 1 | 0 | 631641 | 1 | 0 | Elem Flow List | 0
34657 | 4,6-Dinitro-o-cresol | 534521 | 51102 | 45599 | 34657 | 534521 | 45599 | 1 | 4,6-Dinitro-o-cresol | 534521 | 1 | 0 | Elem Flow List | 0 | [7 empty] | Y | Y
3615 | 2-Methyl-4,6-dinitrophenol | 534521 | 51102 | 45599 | 3615 | 534521 | 45599 | 1 | 0 | 534521 | 1 | 0 | Elem Flow List | 0 | [7 empty] | Y | Y
38927 | Methamidophos | 10265926 | 169813 | 39073 | 0 | 0 | 0 | 0 | Methamidophos | 10265926 | 1 | 0 | Elem Flow List | 0 | [8 empty] | Y
51149 | Methamidophos, organic pesticide | 10265926 | 169813 | 39073 | 0 | 0 | 0 | 0 | 0 | 10265926 | 1 | 0 | Elem Flow List | 0 | [8 empty] | Y
78356 | 2-Butanone | 78933 | 7443 | 48746 | 78356 | 78933 | 48746 | 1 | 0 | 78933 | 1 | 0 | Elem Flow List | 0 | [8 empty] | Y
81595 | Methyl ethyl ketone | 78933 | 7443 | 48746 | 81595 | 78933 | 48746 | 1 | Methyl ethyl ketone | 78933 | 1 | 0 | Elem Flow List | 0 | [8 empty] | Y
50763 | Butanone | 78933 | 7443 | 48746 | 50763 | 78933 | 48746 | 1 | 0 | 78933 | 1 | 0 | Elem Flow List | 0 | [8 empty] | Y
34413 | Methyl bromide (Bromomethane) | 74839 | 5074 | 48547 | 34413 | 74839 | 48547 | 1 | 0 | 74839 | 1 | 0 | Elem Flow List | 0 | [7 empty] | Y | Y | Y
38677 | Bromomethane | 74839 | 5074 | 48547 | 38677 | 74839 | 48547 | 1 | 0 | 74839 | 1 | 0 | Elem Flow List | 0 | [7 empty] | Y | Y | Y
34416 | Methyl bromide, dry weight | 74839 | 5074 | 48547 | 0 | 74839 | 48547 | 1 | 0 | 74839 | 1 | 0 | Elem Flow List | 0 | [7 empty] | Y | Y | Y
927 | Magnesium, total (as Mg) | 7439954 | 149617 | 37009 | 927 | 7439954 | 37009 | 1 | 0 | 7439954 | 1 | 0 | Elem Flow List | 0 | [6 empty] | Y
921 | Magnesium, total recoverable | 7439954 | 149617 | 37009 | 921 | 7439954 | 37009 | 1 | 0 | 7439954 | 1 | 0 | Elem Flow List | 0 | [6 empty] | Y
925 | Magnesium, dissolved (as Mg) | 7439954 | 149617 | 37009 | 925 | 7439954 | 37009 | 1 | 0 | 7439954 | 1 | 0 | Elem Flow List | 0 | [6 empty] | Y
51740 | Magnesium, total [as Mg] | 7439954 | 149617 | 37009 | 0 | 7439954 | 37009 | 1 | 0 | 7439954 | 1 | 0 | Elem Flow List | 0
81596 | Methyl isobutyl ketone | 108101 | 24851 | 47428 | 81596 | 108101 | 47428 | 1 | Methyl isobutyl ketone | 108101 | 1 | 0 | Elem Flow List | 0 | [8 empty] | Y | Y
78133 | 4-Methyl-2-pentanone | 108101 | 24851 | 47428 | 78133 | 108101 | 47428 | 1 | 0 | 108101 | 1 | 0 | Elem Flow List | 0 | [8 empty] | Y | Y
3980 | 4-Isopropyltoluene | 99876 | 18986 | 47926 | 0 | 0 | 0 | 0 | 0 | 99876 | 1 | 0 | Elem Flow List | 0
3908 | 4-Isopropyltoluene | 99876 | 18986 | 47926 | 0 | 0 | 0 | 0 | 0 | 99876 | 1 | 0 | Elem Flow List | 0
77335 | 1-Methyl-2-isopropylbenzene | 99876 | 18986 | 47926 | 0 | 0 | 0 | 0 | 0 | 99876 | 1 | 0 | Elem Flow List | 0
1055 | Manganese, total (as Mn) | 7439965 | 149625 | 37008 | 1055 | 7439965 | 37008 | 1 | 0 | 7439965 | 1 | 0 | Elem Flow List | 0 | [6 empty] | Y |  |  | Y
82060 | Manganese, total | 7439965 | 149625 | 37008 | 0 | 7439965 | 37008 | 1 | 0 | 7439965 | 1 | 0 | Elem Flow List | 0 | [6 empty] | Y |  |  | Y
11123 | Manganese, total recoverable | 7439965 | 149625 | 37008 | 11123 | 7439965 | 37008 | 1 | 0 | 7439965 | 1 | 0 | Elem Flow List | 0 | [6 empty] | Y |  |  | Y
1319 | Manganese, potentially dissolvd | 7439965 | 149625 | 37008 | 1319 | 7439965 | 37008 | 1 | 0 | 7439965 | 1 | 0 | Elem Flow List | 0 | [6 empty] | Y |  |  | Y
1054 | Manganese, suspended | 7439965 | 149625 | 37008 | 1054 | 7439965 | 37008 | 1 | 0 | 7439965 | 1 | 0 | Elem Flow List | 0 | [6 empty] | Y |  |  | Y
1056 | Manganese, dissolved (as Mn) | 7439965 | 149625 | 37008 | 1056 | 7439965 | 37008 | 1 | 0 | 7439965 | 1 | 0 | Elem Flow List | 0 | [6 empty] | Y |  |  | Y
51385 | Monocrotophos | 6923224 | 145995 | 38007 | 0 | 0 | 0 | 0 | Monocrotophos | 6923224 | 1 | 0 | Elem Flow List | 0 | [8 empty] | Y
81890 | Monocrotophos | 6923224 | 145995 | 38007 | 0 | 0 | 0 | 0 | Monocrotophos | 6923224 | 1 | 0 | Elem Flow List | 0 | [8 empty] | Y
1062 | Molybdenum, total (as Mo) | 7439987 | 149641 | 37006 | 1062 | 7439987 | 37006 | 1 | 0 | 7439987 | 1 | 0 | Elem Flow List | 0 | [6 empty] | Y
1129 | Molybdenum, total recoverable | 7439987 | 149641 | 37006 | 1129 | 7439987 | 37006 | 1 | 0 | 7439987 | 1 | 0 | Elem Flow List | 0 | [6 empty] | Y
78465 | Molybdenum, dry weight | 7439987 | 149641 | 37006 | 78465 | 7439987 | 37006 | 1 | 0 | 7439987 | 1 | 0 | Elem Flow List | 0 | [6 empty] | Y
1060 | Molybdenum, dissolved (as Mo) | 7439987 | 149641 | 37006 | 1060 | 7439987 | 37006 | 1 | 0 | 7439987 | 1 | 0 | Elem Flow List | 0 | [6 empty] | Y
51671 | Molybdenum, potentially dissolved | 7439987 |  | 0 | 51671 | 7439987 | 0 | 1 | 0 | 7439987 | 1 | 0 | Elem Flow List | 0
51034 | N-(Methylpropylidenepropanamine) | 38836394 | 17026808 | 78776 | 0 | 0 | 0 | 0 | 0 | 38836394 | 1 | 0 | Elem Flow List | 0
51035 | N-(Methylpropylidenepropanamine) | 38836394 | 17026808 | 78776 | 0 | 0 | 0 | 0 | 0 | 38836394 | 1 | 0 | Elem Flow List | 0
22417 | Methyl tert-butyl ether | 1634044 | 89870 | 41401 | 22417 | 1634044 | 41401 | 1 | Methyl tert-butyl ether | 1634044 | 1 | 0 | Elem Flow List | 0 | [8 empty] | Y | Y
22422 | Ethyl-Tert Butyl Ether | 1634044 | 89870 | 41401 | 22422 | 1634044 | 41401 | 1 | 0 | 1634044 | 1 | 0 | Elem Flow List | 0 | [8 empty] | Y | Y
78032 | Propane, 2-methoxy-2-methyl | 1634044 | 89870 | 41401 | 78032 | 1634044 | 41401 | 1 | 0 | 1634044 | 1 | 0 | Elem Flow List | 0 | [8 empty] | Y | Y
39480 | Methoxychlor | 72435 | 4903 | 48560 | 39480 | 72435 | 48560 | 1 | Methoxychlor | 72435 | 1 | 0 | Elem Flow List | 0 | [8 empty] | Y | Y
73199 | Methoxychlor, dry weight | 72435 | 4903 | 48560 | 0 | 72435 | 48560 | 1 | 0 | 72435 | 1 | 0 | Elem Flow List | 0 | [8 empty] | Y | Y
601 | Nitrogen, total | 7727379 | 153122 | 38472 | 0 | 7727379 | 38472 | 1 | 0 | 7727379 | 1 | 0 | Elem Flow List | 0
600 | Nitrogen, total (as N) | 7727379 | 153122 | 38472 | 600 | 7727379 | 38472 | 1 | 0 | 7727379 | 1 | 0 | Elem Flow List | 0 |  | Y
51425 | Nitrogen, Total As N | 7727379 | 153122 | 38472 | 51425 | 7727379 | 38472 | 1 | 0 | 7727379 | 1 | 0 | Elem Flow List | 0 |  | Y
51445 | Nitrogen, Total | 7727379 | 153122 | 38472 | 51445 | 7727379 | 38472 | 1 | 0 | 7727379 | 1 | 0 | Elem Flow List | 0 |  | Y
51537 | Nitrogen, Net Total | 7727379 | 153122 | 38472 | 0 | 7727379 | 38472 | 1 | 0 | 7727379 | 1 | 0 | Elem Flow List | 0 |  | Y
51084 | Nitrogen, total available (water) | 7727379 | 153122 | 38472 | 0 | 7727379 | 38472 | 1 | 0 | 7727379 | 1 | 0 | Elem Flow List | 0 |  | Y
602 | Nitrogen, Dissolved | 7727379 | 153122 | 38472 | 602 | 7727379 | 38472 | 1 | 0 | 7727379 | 1 | 0 | Elem Flow List | 0 |  | Y
929 | Sodium, total (as Na) | 7440235 | 149856 | 36985 | 929 | 7440235 | 36985 | 1 | 0 | 7440235 | 1 | 0 | Elem Flow List | 0 | [6 empty] | Y
82035 | Sodium, total (as Na) | 7440235 | 149856 | 36985 | 82035 | 7440235 | 36985 | 1 | 0 | 7440235 | 1 | 0 | Elem Flow List | 0 | [6 empty] | Y
923 | Sodium, total recoverable | 7440235 | 149856 | 36985 | 923 | 7440235 | 36985 | 1 | 0 | 7440235 | 1 | 0 | Elem Flow List | 0 | [6 empty] | Y
930 | Sodium, dissolved (as Na) | 7440235 | 149856 | 36985 | 930 | 7440235 | 36985 | 1 | 0 | 7440235 | 1 | 0 | Elem Flow List | 0 | [6 empty] | Y
51739 | Sodium, total [as Na] | 7440235 | 149856 | 36985 | 0 | 7440235 | 36985 | 1 | 0 | 7440235 | 1 | 0 | Elem Flow List | 0
38850 | Nabam, total | 142596 | 38844 | 46109 | 0 | 0 | 0 | 0 | 0 | 142596 | 1 | 0 | Elem Flow List | 0 | [8 empty] | Y | Y
51150 | Nabam, organic pesticide | 142596 | 38844 | 46109 | 0 | 0 | 0 | 0 | 0 | 142596 | 1 | 0 | Elem Flow List | 0 | [8 empty] | Y | Y
34696 | Naphthalene | 91203 | 13326 | 48273 | 34696 | 91203 | 48273 | 1 | Naphthalene | 91203 | 1 | 0 | Elem Flow List | 0 | [7 empty] | Y |  | Y
34445 | Naphthalene, dry weight | 91203 | 13326 | 48273 | 34445 | 91203 | 48273 | 1 | 0 | 91203 | 1 | 0 | Elem Flow List | 0 | [7 empty] | Y |  | Y
34438 | N-Nitrosodimethylamine | 62759 | 3707 | 49062 | 34438 | 62759 | 49062 | 1 | N-Nitrosodimethylamine | 62759 | 1 | 0 | Elem Flow List | 0 | [7 empty] | Y
34441 | N-Nitrosodimethylamine, dry weight | 62759 | 3707 | 49062 | 0 | 62759 | 49062 | 1 | 0 | 62759 | 1 | 0 | Elem Flow List | 0 | [7 empty] | Y
49293 | Norflurazon, total recoverable | 27314132 | 245191 | 57392 | 0 | 27314132 | 57392 | 1 | 0 | 27314132 | 1 | 0 | Elem Flow List | 0 | [8 empty] | Y | Y
51151 | Norflurazon | 27314132 | 245191 | 57392 | 51151 | 27314132 | 57392 | 1 | Norflurazon | 27314132 | 1 | 0 | Elem Flow List | 0 | [8 empty] | Y | Y
82230 | Ammonia & ammonium- total |  |  | 0 | 82230 | 0 | 0 | 1 | 0 | 0 | 0 | 0 | Nutrient flow | 0
34726 | Nitrogen, ammonia, total (as NH3) | 7664417 | 152389 | 38644 | 34726 | 7664417 | 38644 | 1 | 0 | 7664417 | 1 | 0 | Elem Flow List | 0 |  | Y | [6 empty] | Y | Y
51085 | Nitrogen, ammonia (NH3-N) | 7664417 | 152389 | 38644 | 51085 | 7664417 | 38644 | 1 | 0 | 7664417 | 1 | 0 | Elem Flow List | 0 |  | Y | [6 empty] | Y | Y
61574 | Ammonia (as N) + unionized ammonia | 7664417 | 152389 | 38644 | 61574 | 7664417 | 38644 | 1 | 0 | 7664417 | 1 | 0 | Elem Flow List | 0 |  | Y | [6 empty] | Y | Y
619 | Ammonia, unionized | 7664417 | 152389 | 38644 | 619 | 7664417 | 38644 | 1 | 0 | 7664417 | 1 | 0 | Elem Flow List | 0 |  | Y | [6 empty] | Y | Y
608 | Nitrogen, ammonia dissolved | 7664417 | 152389 | 38644 | 608 | 7664417 | 38644 | 1 | 0 | 7664417 | 1 | 0 | Elem Flow List | 0 |  | Y | [6 empty] | Y | Y
71845 | Nitrogen, ammonia total (as NH4) | 14798039 |  | 0 | 71845 | 14798039 | 0 | 1 | 0 | 14798039 | 1 | 0 | Elem Flow List | 0 |  | Y
1067D | Nickel, total [as Ni] [per discharge] | 7440020 | 149674 | 37003 | 0 | 7440020 | 37003 | 1 | 0 | 7440020 | 1 | 0 | Elem Flow List | 0
1067 | Nickel, total (as Ni) | 7440020 | 149674 | 37003 | 1067 | 7440020 | 37003 | 1 | 0 | 7440020 | 1 | 0 | Elem Flow List | 0 | [6 empty] | Y | Y |  | Y
1261 | Nickel | 7440020 | 149674 | 37003 | 0 | 7440020 | 37003 | 1 | Nickel | 7440020 | 1 | 0 | Elem Flow List | 0 | [6 empty] | Y | Y |  | Y
161 | Nickel, total per batch | 7440020 | 149674 | 37003 | 0 | 7440020 | 37003 | 1 | 0 | 7440020 | 1 | 0 | Elem Flow List | 0 | [6 empty] | Y | Y |  | Y
1074 | Nickel, total recoverable | 7440020 | 149674 | 37003 | 1074 | 7440020 | 37003 | 1 | 0 | 7440020 | 1 | 0 | Elem Flow List | 0 | [6 empty] | Y | Y |  | Y
78469 | Nickel, dry weight | 7440020 | 149674 | 37003 | 78469 | 7440020 | 37003 | 1 | 0 | 7440020 | 1 | 0 | Elem Flow List | 0 | [6 empty] | Y | Y |  | Y
1322 | Nickel, potentially dissolvd | 7440020 | 149674 | 37003 | 1322 | 7440020 | 37003 | 1 | 0 | 7440020 | 1 | 0 | Elem Flow List | 0 | [6 empty] | Y | Y |  | Y
1066 | Nickel, suspended (as Ni) | 7440020 | 149674 | 37003 | 0 | 7440020 | 37003 | 1 | 0 | 7440020 | 1 | 0 | Elem Flow List | 0 | [6 empty] | Y | Y |  | Y
1065 | Nickel, dissolved (as Ni) | 7440020 | 149674 | 37003 | 1065 | 7440020 | 37003 | 1 | 0 | 7440020 | 1 | 0 | Elem Flow List | 0 | [6 empty] | Y | Y |  | Y
34447 | Nitrobenzene | 98953 | 18408 | 87268 | 34447 | 98953 | 87268 | 1 | Nitrobenzene | 98953 | 1 | 0 | Elem Flow List | 0 | [7 empty] | Y |  | Y
34450 | Nitrobenzene, dry weight | 98953 | 18408 | 87268 | 0 | 98953 | 87268 | 1 | 0 | 98953 | 1 | 0 | Elem Flow List | 0 | [7 empty] | Y |  | Y
78870 | 4-Nitroaniline | 100016 | 19109 | 47918 | 0 | 0 | 0 | 0 | 0 | 100016 | 1 | 0 | Elem Flow List | 0 | [8 empty] | Y
34646 | 4-Nitrophenol | 100027 | 19117 | 47917 | 34646 | 100027 | 47917 | 1 | 0 | 100027 | 1 | 0 | Elem Flow List | 0 | [7 empty] | Y | Y | Y
34649 | 4-Nitrophenol, dry weight | 100027 | 19117 | 47917 | 0 | 100027 | 47917 | 1 | 0 | 100027 | 1 | 0 | Elem Flow List | 0 | [7 empty] | Y | Y | Y
34428 | N-Nitrosodi-N-propylamine | 621647 | 62257 | 44785 | 34428 | 621647 | 44785 | 1 | N-Nitrosodi-n-propylamine | 621647 | 1 | 0 | Elem Flow List | 0 | [7 empty] | Y | Y | Y
34431 | N-Nitrosodi-N-propylamine, dry weight | 621647 | 62257 | 44785 | 0 | 621647 | 44785 | 1 | 0 | 621647 | 1 | 0 | Elem Flow List | 0 | [7 empty] | Y | Y | Y
71850 | Nitrogen, nitrate total (as NO3) | 14797558 | 197186 | 97628 | 71850 | 14797558 | 97628 | 1 | 0 | 14797558 | 1 | 0 | Elem Flow List | 0 |  | Y | [7 empty] | Y
51100 | Nitrogen, total, as NO3, (water) | 14797558 | 197186 | 97628 | 0 | 14797558 | 97628 | 1 | 0 | 14797558 | 1 | 0 | Elem Flow List | 0 |  | Y | [7 empty] | Y
51086 | Nitrogen, nitrate (NO3), (water) | 14797558 | 197186 | 97628 | 51086 | 14797558 | 97628 | 1 | 0 | 14797558 | 1 | 0 | Elem Flow List | 0 |  | Y | [7 empty] | Y
82386 | Nitrogen, oxidized | 7727379 | 153122 | 38472 | 0 | 7727379 | 38472 | 1 | 0 | 7727379 | 1 | 0 | Elem Flow List | 0
82385 | Nitrogen oxides (as N) | 7727379 | 153122 | 38472 | 82385 | 7727379 | 38472 | 1 | 0 | 7727379 | 1 | 0 | Elem Flow List | 0
78207 | N-Nitrosodibutylamine | 924163 | 73700 | 43926 | 78207 | 924163 | 43926 | 1 | 0 | 924163 | 1 | 0 | Elem Flow List | 0 | [8 empty] | Y | Y
73609 | N-Nitrosodi-n-butylamine | 924163 | 73700 | 43926 | 0 | 924163 | 43926 | 1 | N-Nitrosodi-n-butylamine | 924163 | 1 | 0 | Elem Flow List | 0 | [8 empty] | Y | Y
34433 | N-Nitrosodiphenylamine | 86306 | 10702 | 48460 | 34433 | 86306 | 48460 | 1 | N-Nitrosodiphenylamine | 86306 | 1 | 0 | Elem Flow List | 0 | [7 empty] | Y |  | Y
78656 | Nitrosodiphenylamine | 86306 | 10702 | 48460 | 0 | 86306 | 48460 | 1 | 0 | 86306 | 1 | 0 | Elem Flow List | 0 | [7 empty] | Y |  | Y
34436 | N-Nitrosodiphenylamine, dry weight | 86306 | 10702 | 48460 | 0 | 86306 | 48460 | 1 | 0 | 86306 | 1 | 0 | Elem Flow List | 0 | [7 empty] | Y |  | Y
620 | Nitrogen, nitrate total (as N) | 14797558 | 197186 | 97628 | 620 | 14797558 | 97628 | 1 | 0 | 14797558 | 1 | 0 | Elem Flow List | 0 |  | Y | [7 empty] | Y
51448 | Nitrogen, Nitrate Total | 14797558 | 197186 | 97628 | 51448 | 14797558 | 97628 | 1 | 0 | 14797558 | 1 | 0 | Elem Flow List | 0 |  | Y | [7 empty] | Y
618 | Nitrogen, nitrate dissolved | 14797558 | 197186 | 97628 | 618 | 14797558 | 97628 | 1 | 0 | 14797558 | 1 | 0 | Elem Flow List | 0 |  | Y | [7 empty] | Y
621 | Nitrate nitrogen, dry weight | 14797558 | 197186 | 97628 | 621 | 14797558 | 97628 | 1 | 0 | 14797558 | 1 | 0 | Elem Flow List | 0 |  | Y | [7 empty] | Y
51675 | Annual Nitrate Nitrogen Discharged | 14797558 | 197186 | 97628 | 51675 | 14797558 | 97628 | 1 | 0 | 14797558 | 1 | 0 | Elem Flow List | 0 | [9 empty] | Y
71855 | Nitrogen, nitrite total (as NO2) | 14797650 | 197194 | 59837 | 71855 | 14797650 | 59837 | 1 | 0 | 14797650 | 1 | 0 | Elem Flow List | 0
51447 | Nitrogen, Nitrite Total | 14797650 | 197194 | 59837 | 51447 | 14797650 | 59837 | 1 | 0 | 14797650 | 1 | 0 | Elem Flow List | 0 |  | Y
615 | Nitrogen, nitrite total (as N) | 14797650 | 197194 | 59837 | 615 | 14797650 | 59837 | 1 | 0 | 14797650 | 1 | 0 | Elem Flow List | 0 |  | Y
613 | Nitrite nitrogen, dissolved (as N) | 14797650 | 197194 | 59837 | 613 | 14797650 | 59837 | 1 | 0 | 14797650 | 1 | 0 | Elem Flow List | 0 |  | Y
51191 | Dewatering effluent oil & grease |  |  | 0 | 0 | 0 | 0 | 0 | 0 | 0 | 0 | 1 | 0 | Comingled
61210 | Fats, oils & grease (total o & g less TPH) |  |  | 0 | 61210 | 0 | 0 | 1 | 0 | 0 | 0 | 1 | 0 | Comingled
52110 | Oil & grease (polar) |  |  | 0 | 0 | 0 | 0 | 0 | 0 | 0 | 0 | 1 | 0 | Comingled
51198 | Oil & grease, non-polar material |  |  | 0 | 51198 | 0 | 0 | 1 | 0 | 0 | 0 | 1 | 0 | Comingled
32250 | Oil, petroleum ether extractables |  |  | 0 | 0 | 0 | 0 | 0 | 0 | 0 | 0 | 1 | 0 | Comingled
82599 | Produced water, oil and grease |  |  | 0 | 82599 | 0 | 0 | 1 | 0 | 0 | 0 | 1 |  | Intermediate flow
3582 | Oil and grease |  |  | 0 | 3582 | 0 | 0 | 1 | 0 | 0 | 0 | 1 | 0 | Comingled
51546 | Oil And Grease |  |  | 0 | 51546 | 0 | 0 | 1 | 0 | 0 | 0 | 1 | 0 | Comingled
70030 | Oil & grease, total recoverable |  |  | 0 | 70030 | 0 | 0 | 1 | 0 | 0 | 0 | 1 | 0 | Comingled
182 | Oil and grease |  |  | 0 | 0 | 0 | 0 | 0 | 0 | 0 | 0 | 1 | 0 | Comingled
556 | Oil & grease |  |  | 0 | 556 | 0 | 0 | 1 | 0 | 0 | 0 | 1 | 0 | Comingled
550 | Oil and grease (soxhlet extr.) tot. |  |  | 0 | 550 | 0 | 0 | 1 | 0 | 0 | 0 | 1 | 0 | Comingled
552 | Oil and grease, hexane extr method |  |  | 0 | 552 | 0 | 0 | 1 | 0 | 0 | 0 | 1 | 0 | Comingled
560 | Oil & grease (freon extr.-IR meth) tot, RC |  |  | 0 | 560 | 0 | 0 | 1 | 0 | 0 | 0 | 1 | 0 | Comingled
561 | Oil & grease, dry weight |  |  | 0 | 0 | 0 | 0 | 0 | 0 | 0 | 0 | 1 | 0 | Comingled
82173 | Oil & grease aromatic |  |  | 0 | 0 | 0 | 0 | 0 | 0 | 0 | 0 | 1 | 0 | Comingled
4379 | Well fluids, oil & grease |  |  | 0 | 4379 | 0 | 0 | 1 | 0 | 0 | 0 | 1 | 0 | Comingled
49154 | WWT drill fluids/cuttings, oil & grease |  |  | 0 | 0 | 0 | 0 | 0 | 0 | 0 | 0 | 1 | 0 | Comingled
3818 | Zinc, total recoverable | 3268879 | 113837 | 93296 | 3818 | 3268879 | 93296 | 1 | 0 | 3268879 | 1 | 0 | Elem Flow List | 0 | [8 empty] | Y | Y
34316 | Chloroform, dissolved | 67663 | 4317 | 49020 | 34316 | 67663 | 49020 | 1 | 0 | 67663 | 1 | 0 | Elem Flow List | 0 | [7 empty] | Y | Y | Y
34318 | Chloroform, dry weight | 67663 | 4317 | 49020 | 0 | 67663 | 49020 | 1 | 0 | 67663 | 1 | 0 | Elem Flow List | 0 | [7 empty] | Y | Y | Y
50066 | Chlorine, combined available | 7782505 | 154328 | 38144 | 0 | 7782505 | 38144 | 1 | 0 | 7782505 | 1 | 0 | Elem Flow List | 0 | [8 empty] | Y
50064 | Chlorine, free available | 7782505 | 154328 | 38144 | 50064 | 7782505 | 38144 | 1 | 0 | 7782505 | 1 | 0 | Elem Flow List | 0 | [8 empty] | Y
4141 | Chlorine, free residual, total effluent | 7782505 | 154328 | 38144 | 4141 | 7782505 | 38144 | 1 | 0 | 7782505 | 1 | 0 | Elem Flow List | 0 | [8 empty] | Y
50060 | Chlorine, total residual | 7782505 | 154328 | 38144 | 50060 | 7782505 | 38144 | 1 | 0 | 7782505 | 1 | 0 | Elem Flow List | 0 | [8 empty] | Y
39348 | Chlordane, .alpha.-, whole water | 5103719 | 129353 | 89846 | 39348 | 5103719 | 89846 | 1 | 0 | 5103719 | 1 | 0 | Elem Flow List | 0
46481 | Chlordane, .alpha.-, dry weight | 5103719 | 129353 | 89846 | 0 | 5103719 | 89846 | 1 | 0 | 5103719 | 1 | 0 | Elem Flow List | 0
39810 | .gamma.-Chlordane, whole water | 5566347 | 133777 | 38598 | 39810 | 5566347 | 38598 | 1 | 0 | 5566347 | 1 | 0 | Elem Flow List | 0
46485 | .gamma.-Chlordane, dry weight | 5566347 | 133777 | 38598 | 0 | 5566347 | 38598 | 1 | 0 | 5566347 | 1 | 0 | Elem Flow List | 0
1032 | Chromium, hexavalent (as Cr) | 18540299 | 212357 | 62530 | 1032 | 18540299 | 62530 | 1 | 0 | 18540299 | 1 | 0 | Elem Flow List | 0 | [6 empty] | Y | Y |  | Y
1255 | Chromium, hexavalent | 18540299 | 212357 | 62530 | 0 | 18540299 | 62530 | 1 | 0 | 18540299 | 1 | 0 | Elem Flow List | 0 | [6 empty] | Y | Y |  | Y
82399 | Chromium, hexavalent | 18540299 | 212357 | 62530 | 0 | 18540299 | 62530 | 1 | 0 | 18540299 | 1 | 0 | Elem Flow List | 0 | [6 empty] | Y | Y |  | Y
70023 | Chromium hexavalent (as Cr) | 18540299 | 212357 | 62530 | 70023 | 18540299 | 62530 | 1 | 0 | 18540299 | 1 | 0 | Elem Flow List | 0 | [6 empty] | Y | Y |  | Y
78247 | Chromium, hexavalent tot recoverable | 18540299 | 212357 | 62530 | 78247 | 18540299 | 62530 | 1 | 0 | 18540299 | 1 | 0 | Elem Flow List | 0 | [6 empty] | Y | Y |  | Y
1307 | Chromium, hexavalent potentially disolvd | 18540299 | 212357 | 62530 | 1307 | 18540299 | 62530 | 1 | 0 | 18540299 | 1 | 0 | Elem Flow List | 0 | [6 empty] | Y | Y |  | Y
1220 | Chromium, hexavalent dissolved (as Cr) | 18540299 | 212357 | 62530 | 1220 | 18540299 | 62530 | 1 | 0 | 18540299 | 1 | 0 | Elem Flow List | 0 | [6 empty] | Y | Y |  | Y
51058 | Chromium III | 16065831 | 203000 | 60916 | 51058 | 16065831 | 60916 | 1 | 0 | 16065831 | 1 | 0 | Elem Flow List | 0 | [6 empty] | Y | Y |  | Y
1033 | Chromium, trivalent (as Cr) | 16065831 | 203000 | 60916 | 1033 | 16065831 | 60916 | 1 | 0 | 16065831 | 1 | 0 | Elem Flow List | 0 | [6 empty] | Y | Y |  | Y
4262 | Chromium, trivalent total recoverable | 16065831 | 203000 | 60916 | 4262 | 16065831 | 60916 | 1 | 0 | 16065831 | 1 | 0 | Elem Flow List | 0 | [6 empty] | Y | Y |  | Y
1314 | Chromium, trivalent, potentially dissolvd | 16065831 | 203000 | 60916 | 1314 | 16065831 | 60916 | 1 | 0 | 16065831 | 1 | 0 | Elem Flow List | 0 | [6 empty] | Y | Y |  | Y
80357 | Chromium, trivalent dissolved, as Cr | 16065831 | 203000 | 60916 | 80357 | 16065831 | 60916 | 1 | 0 | 16065831 | 1 | 0 | Elem Flow List | 0 | [6 empty] | Y | Y |  | Y
940 | Chloride (as Cl) | 16887006 | 205955 | 59791 | 940 | 16887006 | 59791 | 1 | 0 | 16887006 | 1 | 0 | Elem Flow List | 0
46225 | Chloride | 16887006 | 205955 | 59791 | 46225 | 16887006 | 59791 | 1 | Chloride | 16887006 | 1 | 0 | Elem Flow List | 0
70352 | Chloride, organic, total | 16887006 | 205955 | 59791 | 70352 | 16887006 | 59791 | 1 | 0 | 16887006 | 1 | 0 | Elem Flow List | 0
941 | Chloride, dissolved in water | 16887006 | 205955 | 59791 | 941 | 16887006 | 59791 | 1 | 0 | 16887006 | 1 | 0 | Elem Flow List | 0
82295 | Chloride, dissolved (as Cl) | 16887006 | 205955 | 59791 | 82295 | 16887006 | 59791 | 1 | 0 | 16887006 | 1 | 0 | Elem Flow List | 0
49880 | Chloride (3% solution) | 16887006 | 205955 | 59791 | 0 | 16887006 | 59791 | 1 | 0 | 16887006 | 1 | 0 | Elem Flow List | 0
49879 | Chloride (1% solution) | 16887006 | 205955 | 59791 | 0 | 16887006 | 59791 | 1 | 0 | 16887006 | 1 | 0 | Elem Flow List | 0
943 | Chloride, total recoverable | 16887006 | 205955 | 59791 | 943 | 16887006 | 59791 | 1 | 0 | 16887006 | 1 | 0 | Elem Flow List | 0
85811 | Chloroethane | 75003 | 5223 | 48532 | 85811 | 75003 | 48532 | 1 | Chloroethane | 75003 | 1 | 0 | Elem Flow List | 0 | [7 empty] | Y | Y | Y
34311 | Chloroethane, total weight | 75003 | 5223 | 48532 | 34311 | 75003 | 48532 | 1 | 0 | 75003 | 1 | 0 | Elem Flow List | 0 | [7 empty] | Y | Y | Y
34418 | Methyl chloride (Chloromethane) | 74873 | 5116 | 48543 | 34418 | 74873 | 48543 | 1 | 0 | 74873 | 1 | 0 | Elem Flow List | 0 | [7 empty] | Y | Y | Y
38678 | Chloromethane | 74873 | 5116 | 48543 | 38678 | 74873 | 48543 | 1 | Chloromethane | 74873 | 1 | 0 | Elem Flow List | 0 | [7 empty] | Y | Y | Y
73304 | Chloromethane, dry weight | 74873 | 5116 | 48543 | 0 | 74873 | 48543 | 1 | 0 | 74873 | 1 | 0 | Elem Flow List | 0 | [7 empty] | Y | Y | Y
34421 | Methyl chloride, dry weight | 74873 | 5116 | 48543 | 0 | 74873 | 48543 | 1 | 0 | 74873 | 1 | 0 | Elem Flow List | 0 | [7 empty] | Y | Y | Y
38423 | Chloroneb, total | 2675776 | 106088 | 93167 | 0 | 0 | 0 | 0 | 0 | 2675776 | 1 | 0 | Elem Flow List | 0
51139 | Chloroneb | 2675776 | 106088 | 93167 | 0 | 0 | 0 | 0 | Chloroneb | 2675776 | 1 | 0 | Elem Flow List | 0
38933 | Chlorpyrifos | 2921882 | 108852 | 92226 | 38933 | 2921882 | 92226 | 1 | Chlorpyrifos | 2921882 | 1 | 0 | Elem Flow List | 0 | [8 empty] | Y
77969 | Chlorpyrifos | 2921882 | 108852 | 92226 | 77969 | 2921882 | 92226 | 1 | Chlorpyrifos | 2921882 | 1 | 0 | Elem Flow List | 0 | [8 empty] | Y
81403 | Chlorpyrifos | 2921882 | 108852 | 92226 | 81403 | 2921882 | 92226 | 1 | Chlorpyrifos | 2921882 | 1 | 0 | Elem Flow List | 0 | [8 empty] | Y
74015 | Phenols, chlorinated | 1336352 | 650291 | 82789 | 74015 | 1336352 | 82789 | 1 | 0 | 1336352 | 1 | 0 | Elem Flow List | 0
34034 | Chlorinated phenols | 1336352 | 650291 | 82789 | 34034 | 1336352 | 82789 | 1 | Chlorinated phenols | 1336352 | 1 | 0 | Elem Flow List | 0
51067 | Chloramine, total | 10599903 | 172726 | 38844 | 51067 | 10599903 | 38844 | 1 | 0 | 10599903 | 1 | 0 | Elem Flow List | 0
49877 | Chloramine, total | 10599903 | 172726 | 38844 | 0 | 10599903 | 38844 | 1 | 0 | 10599903 | 1 | 0 | Elem Flow List | 0
78148 | Chloramine, residual | 10599903 | 172726 | 38844 | 0 | 10599903 | 38844 | 1 | 0 | 10599903 | 1 | 0 | Elem Flow List | 0
38681 | 2-Chlorotoluene | 95498 | 16154 | 47751 | 38681 | 95498 | 47751 | 1 | 0 | 95498 | 1 | 0 | Elem Flow List | 0
77275 | Orthochlorotoluene | 95498 | 16154 | 47751 | 0 | 95498 | 47751 | 1 | 0 | 95498 | 1 | 0 | Elem Flow List | 0
78204 | Monochlorotoluene | 25168052 | 230565 | 91514 | 78204 | 25168052 | 91514 | 1 | 0 | 25168052 | 1 | 0 | Elem Flow List | 0
77970 | Chlorotoluene | 25168052 | 230565 | 91514 | 77970 | 25168052 | 91514 | 1 | Chlorotoluene | 25168052 | 1 | 0 | Elem Flow List | 0
77963 | Chloromethylbenzene | 25168052 | 230565 | 91514 | 0 | 25168052 | 91514 | 1 | 0 | 25168052 | 1 | 0 | Elem Flow List | 0
0720A | Cyanide | 57125 | 2444 | 89604 | 0 | 57125 | 89604 | 1 | Cyanide | 57125 | 1 | 0 | Elem Flow List | 0
720 | Cyanide, total (as CN) | 57125 | 2444 | 89604 | 720 | 57125 | 89604 | 1 | 0 | 57125 | 1 | 0 | Elem Flow List | 0 | [7 empty] | Y |  | Y
78248 | Cyanide, total recoverable | 57125 | 2444 | 89604 | 78248 | 57125 | 89604 | 1 | 0 | 57125 | 1 | 0 | Elem Flow List | 0 | [7 empty] | Y |  | Y
1257 | Cyanide (A) | 57125 | 2444 | 89604 | 1257 | 57125 | 89604 | 1 | 0 | 57125 | 1 | 0 | Elem Flow List | 0 | [7 empty] | Y |  | Y
722 | Cyanide, free (amen. to chlorination) | 57125 | 2444 | 89604 | 722 | 57125 | 89604 | 1 | 0 | 57125 | 1 | 0 | Elem Flow List | 0 | [9 empty] | Y
158 | CN, free (amenable to chlorine) | 57125 | 2444 | 89604 | 0 | 57125 | 89604 | 1 | 0 | 57125 | 1 | 0 | Elem Flow List | 0
51173 | Cyanide, free available | 57125 | 2444 | 89604 | 51173 | 57125 | 89604 | 1 | 0 | 57125 | 1 | 0 | Elem Flow List | 0 | [7 empty] | Y |  | Y
81208 | Cyanide, free not amenable to chlorin. | 57125 | 2444 | 89604 | 81208 | 57125 | 89604 | 1 | 0 | 57125 | 1 | 0 | Elem Flow List | 0 | [9 empty] | Y
719 | Cyanide, free-water plus wastewaters | 57125 | 2444 | 89604 | 719 | 57125 | 89604 | 1 | 0 | 57125 | 1 | 0 | Elem Flow List | 0 | [9 empty] | Y
718 | Cyanide, weak acid, dissociable | 57125 | 2444 | 89604 | 718 | 57125 | 89604 | 1 | 0 | 57125 | 1 | 0 | Elem Flow List | 0 | [7 empty] | Y |  | Y
723 | Cyanide, dissolved std method | 57125 | 2444 | 89604 | 723 | 57125 | 89604 | 1 | 0 | 57125 | 1 | 0 | Elem Flow List | 0 | [7 empty] | Y |  | Y
1291 | Cyanide, filterable, total | 57125 | 2444 | 89604 | 0 | 57125 | 89604 | 1 | 0 | 57125 | 1 | 0 | Elem Flow List | 0 | [7 empty] | Y |  | Y
724 | Cyanide complexed to range of compound | 57125 | 2444 | 89604 | 0 | 57125 | 89604 | 1 | 0 | 57125 | 1 | 0 | Elem Flow List | 0 | [7 empty] | Y |  | Y
1037 | Cobalt, total (as Co) | 7440484 | 150078 | 36830 | 1037 | 7440484 | 36830 | 1 | 0 | 7440484 | 1 | 0 | Elem Flow List | 0 | [6 empty] | Y |  | Y | Y
979 | Cobalt, total recoverable | 7440484 | 150078 | 36830 | 979 | 7440484 | 36830 | 1 | 0 | 7440484 | 1 | 0 | Elem Flow List | 0 | [6 empty] | Y |  | Y | Y
1035 | Cobalt, dissolved (as Co) | 7440484 | 150078 | 36830 | 1035 | 7440484 | 36830 | 1 | 0 | 7440484 | 1 | 0 | Elem Flow List | 0 | [6 empty] | Y |  | Y | Y
1034 | Chromium, total (as Cr) | 7440473 | 150060 | 36831 | 1034 | 7440473 | 36831 | 1 | 0 | 7440473 | 1 | 0 | Elem Flow List | 0 | [6 empty] | Y | Y | Y | Y
1254 | Chromium | 7440473 | 150060 | 36831 | 0 | 7440473 | 36831 | 1 | Chromium | 7440473 | 1 | 0 | Elem Flow List | 0 | [6 empty] | Y | Y | Y | Y
82059 | Chromium, total | 7440473 | 150060 | 36831 | 0 | 7440473 | 36831 | 1 | 0 | 7440473 | 1 | 0 | Elem Flow List | 0 | [6 empty] | Y | Y | Y | Y
70028 | Chromium, total (as Cr) | 7440473 | 150060 | 36831 | 0 | 7440473 | 36831 | 1 | 0 | 7440473 | 1 | 0 | Elem Flow List | 0 | [6 empty] | Y | Y | Y | Y
1118 | Chromium, total recoverable | 7440473 | 150060 | 36831 | 1118 | 7440473 | 36831 | 1 | 0 | 7440473 | 1 | 0 | Elem Flow List | 0 | [6 empty] | Y | Y | Y | Y
78473 | Chromium, dry weight | 7440473 | 150060 | 36831 | 78473 | 7440473 | 36831 | 1 | 0 | 7440473 | 1 | 0 | Elem Flow List | 0 | [6 empty] | Y | Y | Y | Y
1029 | Chromium, total dry weight (as Cr) | 7440473 | 150060 | 36831 | 0 | 7440473 | 36831 | 1 | 0 | 7440473 | 1 | 0 | Elem Flow List | 0 | [6 empty] | Y | Y | Y | Y
1030 | Chromium, dissolved (as Cr) | 7440473 | 150060 | 36831 | 1030 | 7440473 | 36831 | 1 | 0 | 7440473 | 1 | 0 | Elem Flow List | 0 | [6 empty] | Y | Y | Y | Y
1031 | Chromium, suspended (as Cr) | 7440473 | 150060 | 36831 | 0 | 7440473 | 36831 | 1 | 0 | 7440473 | 1 | 0 | Elem Flow List | 0 | [6 empty] | Y | Y | Y | Y
79778 | Cresol | 1319773 | 83550 | 43230 | 79778 | 1319773 | 43230 | 1 | Cresol | 1319773 | 1 | 0 | Elem Flow List | 0 | [8 empty] | Y | Y
45058 | Methyl phenol | 1319773 | 83550 | 43230 | 45058 | 1319773 | 43230 | 1 | 0 | 1319773 | 1 | 0 | Elem Flow List | 0 | [8 empty] | Y | Y
28401 | Cesium-137 (CS-137), Total | 10045973 | 167254 | 5259 | 28401 | 10045973 | 5259 | 1 | 0 | 10045973 | 1 | 0 | Elem Flow List | 0 | [6 empty] | Y | [5 empty] | Y
51507 | Cesium 137 | 10045973 | 167254 | 5259 | 0 | 10045973 | 5259 | 1 | 0 | 10045973 | 1 | 0 | Elem Flow List | 0 | [6 empty] | Y | [5 empty] | Y
77041 | Carbon disulfide | 75150 | 5348 | 48521 | 77041 | 75150 | 48521 | 1 | Carbon disulfide | 75150 | 1 | 0 | Elem Flow List | 0 | [8 empty] | Y | Y
73209 | Carbon disulfide, dry weight | 75150 | 5348 | 48521 | 0 | 75150 | 48521 | 1 | 0 | 75150 | 1 | 0 | Elem Flow List | 0 | [8 empty] | Y | Y
32102 | Carbon tetrachloride | 56235 | 2071 | 48965 | 32102 | 56235 | 48965 | 1 | Carbon tetrachloride | 56235 | 1 | 0 | Elem Flow List | 0 | [7 empty] | Y | Y | Y
34299 | Carbon tetrachloride, dry weight | 56235 | 2071 | 48965 | 0 | 56235 | 48965 | 1 | 0 | 56235 | 1 | 0 | Elem Flow List | 0 | [7 empty] | Y | Y | Y
1042D | Copper, total [as Cu] [per discharge] | 7440508 | 150086 | 36829 | 0 | 7440508 | 36829 | 1 | 0 | 7440508 | 1 | 0 | Elem Flow List | 0
1042 | Copper, total (as Cu) | 7440508 | 150086 | 36829 | 1042 | 7440508 | 36829 | 1 | 0 | 7440508 | 1 | 0 | Elem Flow List | 0 | [6 empty] | Y | Y | Y | Y
1256 | Copper | 7440508 | 150086 | 36829 | 1256 | 7440508 | 36829 | 1 | Copper | 7440508 | 1 | 0 | Elem Flow List | 0 | [6 empty] | Y | Y | Y | Y
159 | Copper, total per batch | 7440508 | 150086 | 36829 | 0 | 7440508 | 36829 | 1 | 0 | 7440508 | 1 | 0 | Elem Flow List | 0 | [6 empty] | Y | Y | Y | Y
1119 | Copper, total recoverable | 7440508 | 150086 | 36829 | 1119 | 7440508 | 36829 | 1 | 0 | 7440508 | 1 | 0 | Elem Flow List | 0 | [6 empty] | Y | Y | Y | Y
46394 | Copper, dry weight | 7440508 | 150086 | 36829 | 0 | 7440508 | 36829 | 1 | 0 | 7440508 | 1 | 0 | Elem Flow List | 0 | [6 empty] | Y | Y | Y | Y
1306 | Copper, potentially dissolved | 7440508 | 150086 | 36829 | 1306 | 7440508 | 36829 | 1 | 0 | 7440508 | 1 | 0 | Elem Flow List | 0 | [6 empty] | Y | Y | Y | Y
1041 | Copper, suspended (as Cu) | 7440508 | 150086 | 36829 | 0 | 7440508 | 36829 | 1 | 0 | 7440508 | 1 | 0 | Elem Flow List | 0 | [6 empty] | Y | Y | Y | Y
1040 | Copper, dissolved (as Cu) | 7440508 | 150086 | 36829 | 1040 | 7440508 | 36829 | 1 | 0 | 7440508 | 1 | 0 | Elem Flow List | 0 | [6 empty] | Y | Y | Y | Y
34576 | 2-Chloroethyl vinyl ether, (mixed) | 110758 | 26948 | 47665 | 34576 | 110758 | 47665 | 1 | 0 | 110758 | 1 | 0 | Elem Flow List | 0 | [7 empty] | Y | Y
34579 | 2-Chloroethyl vinyl ether, dry weight | 110758 | 26948 | 47665 | 34579 | 110758 | 47665 | 1 | 0 | 110758 | 1 | 0 | Elem Flow List | 0 | [7 empty] | Y | Y
4041 | Cyanazine | 21725462 | 220400 | 93027 | 0 | 0 | 0 | 0 | Cyanazine | 21725462 | 1 | 0 | Elem Flow List | 0 | [8 empty] | Y | Y
82696 | Cyanazine, total recoverable | 21725462 | 220400 | 93027 | 0 | 0 | 0 | 0 | 0 | 21725462 | 1 | 0 | Elem Flow List | 0 | [8 empty] | Y | Y
77097 | Cyclohexanone | 108941 | 25502 | 96442 | 77097 | 108941 | 96442 | 1 | Cyclohexanone | 108941 | 1 | 0 | Elem Flow List | 0 | [8 empty] | Y
81690 | Cyclohexanone | 108941 | 25502 | 96442 | 0 | 108941 | 96442 | 1 | Cyclohexanone | 108941 | 1 | 0 | Elem Flow List | 0 | [8 empty] | Y
34556 | Dibenzo(a,h)anthracene | 53703 | 1685 | 49154 | 34556 | 53703 | 49154 | 1 | 0 | 53703 | 1 | 0 | Elem Flow List | 0 | [7 empty] | Y | Y | Y
34559 | Dibenzo(a,h)anthracene, dry weight | 53703 | 1685 | 49154 | 34559 | 53703 | 49154 | 1 | 0 | 53703 | 1 | 0 | Elem Flow List | 0 | [7 empty] | Y | Y | Y
49146 | 1,2-Dibromo-3-chloropropane | 96128 | 16618 | 48146 | 49146 | 96128 | 48146 | 1 | 1,2-Dibromo-3-chloropropane | 96128 | 1 | 0 | Elem Flow List | 0 | [8 empty] | Y | Y
82625 | Dibromochloropropane | 96128 | 16618 | 48146 | 82625 | 96128 | 48146 | 1 | 0 | 96128 | 1 | 0 | Elem Flow List | 0 | [8 empty] | Y | Y
82153 | Dichlorodibromomethane | 594183 | 57588 | 45064 | 82153 | 594183 | 45064 | 1 | 0 | 594183 | 1 | 0 | Elem Flow List | 0
77779 | Dibromodichloromethane | 594183 | 57588 | 45064 | 77779 | 594183 | 45064 | 1 | Dibromodichloromethane | 594183 | 1 | 0 | Elem Flow List | 0
81302 | Dibenzofuran | 132649 | 35709 | 46646 | 81302 | 132649 | 46646 | 1 | Dibenzofuran | 132649 | 1 | 0 | Elem Flow List | 0 | [8 empty] | Y | Y
73335 | Dibenzofuran, dry weight | 132649 | 35709 | 46646 | 73335 | 132649 | 46646 | 1 | 0 | 132649 | 1 | 0 | Elem Flow List | 0 | [8 empty] | Y | Y
38679 | Dibromomethane | 74953 | 5173 | 48537 | 38679 | 74953 | 48537 | 1 | Dibromomethane | 74953 | 1 | 0 | Elem Flow List | 0 | [8 empty] | Y | Y
77596 | Dibromomethane (Methylene Bromide) | 74953 | 5173 | 48537 | 0 | 74953 | 48537 | 1 | 0 | 74953 | 1 | 0 | Elem Flow List | 0 | [8 empty] | Y | Y
39110 | Di-n-butyl phthalate | 84742 | 10025 | 48873 | 39110 | 84742 | 48873 | 1 | 0 | 84742 | 1 | 0 | Elem Flow List | 0 | [7 empty] | Y | Y | Y
51011 | Dibutyl phthalate | 84742 | 10025 | 48873 | 51011 | 84742 | 48873 | 1 | Dibutyl phthalate | 84742 | 1 | 0 | Elem Flow List | 0 | [7 empty] | Y | Y | Y
39112 | Di-n-butyl phthalate, dry weight | 84742 | 10025 | 48873 | 0 | 84742 | 48873 | 1 | 0 | 84742 | 1 | 0 | Elem Flow List | 0 | [7 empty] | Y | Y | Y
81524 | Dichlorobenzene | 25321226 | 231902 | 56401 | 81524 | 25321226 | 56401 | 1 | Dichlorobenzene | 25321226 | 1 | 0 | Elem Flow List | 0 | [8 empty] | Y | Y
81333 | Dichlorobenzene, isomer | 25321226 | 231902 | 56401 | 0 | 25321226 | 56401 | 1 | 0 | 25321226 | 1 | 0 | Elem Flow List | 0 | [8 empty] | Y | Y
34631 | 3,3'-Dichlorobenzidine | 91941 | 13755 | 48246 | 34631 | 91941 | 48246 | 1 | 3,3'-Dichlorobenzidine | 91941 | 1 | 0 | Elem Flow List | 0 | [7 empty] | Y | Y | Y
34634 | 3,3'-Dichlorobenzidine, dry weight | 91941 | 13755 | 48246 | 0 | 91941 | 48246 | 1 | 0 | 91941 | 1 | 0 | Elem Flow List | 0 | [7 empty] | Y | Y | Y
34566 | 1,3-Dichlorobenzene | 541731 | 52217 | 91424 | 34566 | 541731 | 91424 | 1 | 0 | 541731 | 1 | 0 | Elem Flow List | 0 | [7 empty] | Y | Y | Y
34569 | 1,3-Dichlorobenzene, dry weight | 541731 | 52217 | 91424 | 0 | 541731 | 91424 | 1 | 0 | 541731 | 1 | 0 | Elem Flow List | 0 | [7 empty] | Y | Y | Y
34536 | 1,2-Dichlorobenzene | 95501 | 16162 | 47750 | 34536 | 95501 | 47750 | 1 | 0 | 95501 | 1 | 0 | Elem Flow List | 0 | [7 empty] | Y | Y | Y
4150 | o-Dichlorobenzene | 95501 | 16162 | 47750 | 4150 | 95501 | 47750 | 1 | o-Dichlorobenzene | 95501 | 1 | 0 | Elem Flow List | 0 | [7 empty] | Y | Y | Y
34539 | 1,2-Dichlorobenzene, dry weight | 95501 | 16162 | 47750 | 0 | 95501 | 47750 | 1 | 0 | 95501 | 1 | 0 | Elem Flow List | 0 | [7 empty] | Y | Y | Y
73189 | 1,2-Dichlorobenzene, dry weight | 95501 | 16162 | 47750 | 0 | 95501 | 47750 | 1 | 0 | 95501 | 1 | 0 | Elem Flow List | 0 | [7 empty] | Y | Y | Y
34496 | 1,1-Dichloroethane | 75343 | 5520 | 48932 | 34496 | 75343 | 48932 | 1 | 1,1-Dichloroethane | 75343 | 1 | 0 | Elem Flow List | 0 | [7 empty] | Y | Y | Y
34499 | 1,1-Dichloroethane, dry weight | 75343 | 5520 | 48932 | 34499 | 75343 | 48932 | 1 | 0 | 75343 | 1 | 0 | Elem Flow List | 0 | [7 empty] | Y | Y | Y
34501 | 1,1-Dichloroethylene | 75354 | 5538 | 48931 | 34501 | 75354 | 48931 | 1 | 1,1-Dichloroethylene | 75354 | 1 | 0 | Elem Flow List | 0 | [7 empty] | Y | Y | Y
61162 | 1,1-Dichloroethene | 75354 | 5538 | 48931 | 61162 | 75354 | 48931 | 1 | 0 | 75354 | 1 | 0 | Elem Flow List | 0 | [7 empty] | Y | Y | Y
34504 | 1,1-Dichloroethylene, dry weight | 75354 | 5538 | 48931 | 0 | 75354 | 48931 | 1 | 0 | 75354 | 1 | 0 | Elem Flow List | 0 | [7 empty] | Y | Y | Y
34668 | Dichlorodifluoromethane | 75718 | 5801 | 48912 | 34668 | 75718 | 48912 | 1 | 0 | 75718 | 1 | 0 | Elem Flow List | 0 | [8 empty] | Y | Y
34334 | Dichlorodifluoromethane, dry weight | 75718 | 5801 | 48912 | 0 | 75718 | 48912 | 1 | 0 | 75718 | 1 | 0 | Elem Flow List | 0 | [8 empty] | Y | Y
38770 | Dichlofenthion | 97176 | 960906 | 81267 | 0 | 0 | 0 | 0 | Dichlofenthion | 97176 | 1 | 0 | Elem Flow List | 0
51386 | Dichlofenthion | 97176 | 960906 | 81267 | 0 | 0 | 0 | 0 | Dichlofenthion | 97176 | 1 | 0 | Elem Flow List | 0
34423 | Methylene chloride | 75092 | 5306 | 48524 | 34423 | 75092 | 48524 | 1 | Methylene chloride | 75092 | 1 | 0 | Elem Flow List | 0 | [7 empty] | Y | Y | Y
3821 | Dichloromethane | 75092 | 5306 | 48524 | 3821 | 75092 | 48524 | 1 | 0 | 75092 | 1 | 0 | Elem Flow List | 0 | [7 empty] | Y | Y | Y
34425 | Methylene chloride, suspended | 75092 | 5306 | 48524 | 34425 | 75092 | 48524 | 1 | 0 | 75092 | 1 | 0 | Elem Flow List | 0 | [7 empty] | Y | Y | Y
34426 | Methylene chloride, dry weight | 75092 | 5306 | 48524 | 34426 | 75092 | 48524 | 1 | 0 | 75092 | 1 | 0 | Elem Flow List | 0 | [7 empty] | Y | Y | Y
34561 | 1,3-Dichloropropene, total weight | 542756 | 52449 | 45499 | 34561 | 542756 | 45499 | 1 | 0 | 542756 | 1 | 0 | Elem Flow List | 0 | [7 empty] | Y | Y | Y
51044 | 1,3-Dichloropropylene | 542756 | 52449 | 45499 | 51044 | 542756 | 45499 | 1 | 0 | 542756 | 1 | 0 | Elem Flow List | 0 | [7 empty] | Y | Y | Y
77163 | 1,3-Dichloropropene | 542756 | 52449 | 45499 | 77163 | 542756 | 45499 | 1 | 1,3-Dichloropropene | 542756 | 1 | 0 | Elem Flow List | 0 | [7 empty] | Y | Y | Y
3777 | 1,2-Dichloropropylene | 563542 | 54668 | 89951 | 3777 | 563542 | 89951 | 1 | 0 | 563542 | 1 | 0 | Elem Flow List | 0
77161 | 1,2-Dichloropropene | 563542 | 54668 | 89951 | 0 | 563542 | 89951 | 1 | 1,2-Dichloropropene | 563542 | 1 | 0 | Elem Flow List | 0
34699 | trans-1,3-Dichloro propene | 10061026 | 167452 | 39275 | 34699 | 10061026 | 39275 | 1 | 0 | 10061026 | 1 | 0 | Elem Flow List | 0 | [7 empty] | Y |  | Y
73404 | trans-1,3-Dichloropropene, dry weight | 10061026 | 167452 | 39275 | 0 | 10061026 | 39275 | 1 | 0 | 10061026 | 1 | 0 | Elem Flow List | 0 | [7 empty] | Y |  | Y
34697 | trans-1,3-Dichloroproprene, dry weight | 10061026 | 167452 | 39275 | 0 | 10061026 | 39275 | 1 | 0 | 10061026 | 1 | 0 | Elem Flow List | 0 | [7 empty] | Y |  | Y
73403 | cis-1,3-Dichloropropene, dry weight | 10061026 | 167452 | 39275 | 0 | 10061026 | 39275 | 1 | 0 | 10061026 | 1 | 0 | Elem Flow List | 0 | [7 empty] | Y |  | Y
51141 | DCPA | 1861321 | 93518 | 40347 | 0 | 1861321 | 40347 | 1 | 0 | 1861321 | 1 | 0 | Elem Flow List | 0
39770 | Dacthal | 1861321 | 93518 | 40347 | 39770 | 1861321 | 40347 | 1 | 0 | 1861321 | 1 | 0 | Elem Flow List | 0
82682 | DCPA, total recoverable | 1861321 | 93518 | 40347 | 0 | 1861321 | 40347 | 1 | 0 | 1861321 | 1 | 0 | Elem Flow List | 0
34541 | 1,2-Dichloropropane | 78875 | 7393 | 48750 | 34541 | 78875 | 48750 | 1 | 1,2-Dichloropropane | 78875 | 1 | 0 | Elem Flow List | 0 | [7 empty] | Y | Y | Y
34544 | 1,2-Dichloropropane, dry weight | 78875 | 7393 | 48750 | 0 | 78875 | 48750 | 1 | 0 | 78875 | 1 | 0 | Elem Flow List | 0 | [7 empty] | Y | Y | Y
38451 | Dichlorvos, total | 62737 | 3681 | 89211 | 0 | 0 | 0 | 0 | 0 | 62737 | 1 | 0 | Elem Flow List | 0 | [8 empty] | Y | Y
30218 | Dichlorvos | 62737 | 3681 | 89211 | 0 | 0 | 0 | 0 | Dichlorvos | 62737 | 1 | 0 | Elem Flow List | 0 | [8 empty] | Y | Y
39109 | 2,2-Dichlorovinyldimethyl phosphate | 62737 | 3681 | 89211 | 0 | 0 | 0 | 0 | 0 | 62737 | 1 | 0 | Elem Flow List | 0 | [8 empty] | Y | Y
38775 | Dichlorvos, total dissolved | 62737 | 3681 | 89211 | 0 | 0 | 0 | 0 | 0 | 62737 | 1 | 0 | Elem Flow List | 0 | [8 empty] | Y | Y
38776 | Dichlorvos, total suspended | 62737 | 3681 | 89211 | 0 | 0 | 0 | 0 | 0 | 62737 | 1 | 0 | Elem Flow List | 0 | [8 empty] | Y | Y
51049 | Calgon H-130M | 7173515 | 147520 | 37544 | 0 | 0 | 0 | 0 | 0 | 7173515 | 1 | 0 | Elem Flow List | 0
39131 | Didecyl dimethyl ammonium chloride | 7173515 | 147520 | 37544 | 0 | 0 | 0 | 0 | Didecyl dimethyl ammonium chloride | 7173515 | 1 | 0 | Elem Flow List | 0
39310 | 4,4'-DDD | 72548 | 4937 | 48558 | 39310 | 72548 | 48558 | 1 | 0 | 72548 | 1 | 0 | Elem Flow List | 0 | [7 empty] | Y | Y
39360 | DDD in whole water sample | 72548 | 4937 | 48558 | 39360 | 72548 | 48558 | 1 | 0 | 72548 | 1 | 0 | Elem Flow List | 0 | [7 empty] | Y | Y
39365 | DDE | 72559 | 4945 | 88479 | 39365 | 72559 | 88479 | 1 | 0 | 72559 | 1 | 0 | Elem Flow List | 0 | [7 empty] | Y | Y
39320 | 4,4'-DDE | 72559 | 4945 | 88479 | 39320 | 72559 | 88479 | 1 | 0 | 72559 | 1 | 0 | Elem Flow List | 0 | [7 empty] | Y | Y
34653 | p,p'-DDE - dissolved | 72559 | 4945 | 88479 | 0 | 72559 | 88479 | 1 | 0 | 72559 | 1 | 0 | Elem Flow List | 0 | [7 empty] | Y | Y
39300 | 4,4'-DDT | 50293 | 1107 | 49191 | 39300 | 50293 | 49191 | 1 | 0 | 50293 | 1 | 0 | Elem Flow List | 0 | [7 empty] | Y | Y
39370 | DDT | 50293 | 1107 | 49191 | 39370 | 50293 | 49191 | 1 | 0 | 50293 | 1 | 0 | Elem Flow List | 0 | [7 empty] | Y | Y
34655 | p,p'-DDT, dissolved | 50293 | 1107 | 49191 | 0 | 50293 | 49191 | 1 | 0 | 50293 | 1 | 0 | Elem Flow List | 0 | [7 empty] | Y | Y
39373 | DDT, dry weight | 50293 | 1107 | 49191 | 0 | 50293 | 49191 | 1 | 0 | 50293 | 1 | 0 | Elem Flow List | 0 | [7 empty] | Y | Y
81295 | DEF, total | 78488 | 7146 | 48767 | 0 | 0 | 0 | 0 | 0 | 78488 | 1 | 0 | Elem Flow List | 0 | [8 empty] | Y | Y
51142 | DEF | 78488 | 7146 | 48767 | 0 | 0 | 0 | 0 | 0 | 78488 | 1 | 0 | Elem Flow List | 0 | [8 empty] | Y | Y
39100 | Bis(2-ethylhexyl) phthalate | 117817 | 29934 | 95501 | 39100 | 117817 | 95501 | 1 | 0 | 117817 | 1 | 0 | Elem Flow List | 0 | [7 empty] | Y | Y | Y
51315 | Di-2-ethylhexyl phthalate | 117817 | 29934 | 95501 | 51315 | 117817 | 95501 | 1 | 0 | 117817 | 1 | 0 | Elem Flow List | 0 | [7 empty] | Y | Y | Y
46312 | Diethylhexyl phthalate | 117817 | 29934 | 95501 | 0 | 117817 | 95501 | 1 | 0 | 117817 | 1 | 0 | Elem Flow List | 0 | [7 empty] | Y | Y | Y
81346 | Diethylhexyl phthalate, isomer | 117817 | 29934 | 95501 | 0 | 117817 | 95501 | 1 | 0 | 117817 | 1 | 0 | Elem Flow List | 0 | [7 empty] | Y | Y | Y
39102 | Bis(2-ethylhexyl) phthalate, dry wgt | 117817 | 29934 | 95501 | 39102 | 117817 | 95501 | 1 | 0 | 117817 | 1 | 0 | Elem Flow List | 0 | [7 empty] | Y | Y | Y
34336 | Diethyl phthalate | 84662 | 9985 | 48877 | 34336 | 84662 | 48877 | 1 | Diethyl phthalate | 84662 | 1 | 0 | Elem Flow List | 0 | [7 empty] | Y | Y
34339 | Diethyl phthalate, dry weight | 84662 | 9985 | 48877 | 0 | 84662 | 48877 | 1 | 0 | 84662 | 1 | 0 | Elem Flow List | 0 | [7 empty] | Y | Y
39380 | Dieldrin | 60571 | 3426 | 49086 | 39380 | 60571 | 49086 | 1 | Dieldrin | 60571 | 1 | 0 | Elem Flow List | 0 | [7 empty] | Y | Y
39383 | Dieldrin, dry weight | 60571 | 3426 | 49086 | 0 | 60571 | 49086 | 1 | 0 | 60571 | 1 | 0 | Elem Flow List | 0 | [7 empty] | Y | Y
81576 | Diethyl ether | 60297 | 3335 | 49093 | 81576 | 60297 | 49093 | 1 | 0 | 60297 | 1 | 0 | Elem Flow List | 0 | [8 empty] | Y
73010 | Ethyl ether, by gas chromatograph | 60297 | 3335 | 49093 | 73010 | 60297 | 49093 | 1 | 0 | 60297 | 1 | 0 | Elem Flow List | 0 | [8 empty] | Y
82388 | 1,4-Dioxane | 123911 | 33241 | 46821 | 82388 | 123911 | 46821 | 1 | 1,4-Dioxane | 123911 | 1 | 0 | Elem Flow List | 0 | [8 empty] | Y | Y
81582 | Dioxane | 123911 | 33241 | 46821 | 81582 | 123911 | 46821 | 1 | 0 | 123911 | 1 | 0 | Elem Flow List | 0 | [8 empty] | Y | Y
77117 | Isopropyl ether | 108203 | 24935 | 47423 | 77117 | 108203 | 47423 | 1 | Isopropyl ether | 108203 | 1 | 0 | Elem Flow List | 0
81577 | Diisopropyl ether | 108203 | 24935 | 47423 | 81577 | 108203 | 47423 | 1 | 0 | 108203 | 1 | 0 | Elem Flow List | 0
51066 | Diquat product | 2764729 | 107094 | 92790 | 51066 | 2764729 | 92790 | 1 | 0 | 2764729 | 1 | 0 | Elem Flow List | 0 | [8 empty] | Y
49881 | Diquat product | 2764729 | 107094 | 92790 | 0 | 2764729 | 92790 | 1 | 0 | 2764729 | 1 | 0 | Elem Flow List | 0 | [8 empty] | Y
4443 | Diquat | 2764729 | 107094 | 92790 | 4443 | 2764729 | 92790 | 1 | Diquat | 2764729 | 1 | 0 | Elem Flow List | 0 | [8 empty] | Y
39010 | Disulfoton | 298044 | 41210 | 46311 | 0 | 298044 | 46311 | 1 | Disulfoton | 298044 | 1 | 0 | Elem Flow List | 0 | [8 empty] | Y
81888 | Disulfoton | 298044 | 41210 | 46311 | 81888 | 298044 | 46311 | 1 | Disulfoton | 298044 | 1 | 0 | Elem Flow List | 0 | [8 empty] | Y
77237 | Dimethylaniline | 121697 | 31880 | 94909 | 0 | 121697 | 94909 | 1 | 0 | 121697 | 1 | 0 | Elem Flow List | 0 | [8 empty] | Y | Y
49543 | N,N-Dimethylaniline | 121697 | 31880 | 94909 | 49543 | 121697 | 94909 | 1 | N,N-Dimethylaniline | 121697 | 1 | 0 | Elem Flow List | 0 | [8 empty] | Y | Y
81580 | Dimethyl disulfide, total (DMDS) | 624920 | 63362 | 44699 | 0 | 0 | 0 | 0 | 0 | 624920 | 1 | 0 | Elem Flow List | 0
78111 | N,N-Dimethylformamide | 68122 | 4416 | 49011 | 0 | 0 | 0 | 0 | N,N-Dimethylformamide | 68122 | 1 | 0 | Elem Flow List | 0 | [8 empty] | Y | Y
77110 | N,N-Dimethylformamide | 68122 | 4416 | 49011 | 0 | 0 | 0 | 0 | N,N-Dimethylformamide | 68122 | 1 | 0 | Elem Flow List | 0 | [8 empty] | Y | Y
34341 | Dimethyl phthalate | 131113 | 35295 | 97998 | 34341 | 131113 | 97998 | 1 | Dimethyl phthalate | 131113 | 1 | 0 | Elem Flow List | 0 | [7 empty] | Y | Y | Y
34342 | Dimethyl phthalate | 131113 | 35295 | 97998 | 34342 | 131113 | 97998 | 1 | Dimethyl phthalate | 131113 | 1 | 0 | Elem Flow List | 0 | [7 empty] | Y | Y | Y
34344 | Dimethyl phthalate, dry weight | 131113 | 35295 | 97998 | 0 | 131113 | 97998 | 1 | 0 | 131113 | 1 | 0 | Elem Flow List | 0 | [7 empty] | Y | Y | Y
73334 | Dimethyl phthalate, dry weight | 131113 | 35295 | 97998 | 0 | 131113 | 97998 | 1 | 0 | 131113 | 1 | 0 | Elem Flow List | 0 | [7 empty] | Y | Y | Y
34596 | Di-n-octyl phthalate | 117840 | 29967 | 47109 | 34596 | 117840 | 47109 | 1 | Di-n-octyl phthalate | 117840 | 1 | 0 | Elem Flow List | 0 | [7 empty] | Y | Y
34599 | Di-n-octyl phthalate, dry weight | 117840 | 29967 | 47109 | 0 | 117840 | 47109 | 1 | 0 | 117840 | 1 | 0 | Elem Flow List | 0 | [7 empty] | Y | Y
34616 | 2,4-Dinitrophenol | 51285 | 1313 | 49177 | 34616 | 51285 | 49177 | 1 | 2,4-Dinitrophenol | 51285 | 1 | 0 | Elem Flow List | 0 | [7 empty] | Y | Y | Y
34619 | 2,4-Dinitrophenol, dry weight | 51285 | 1313 | 49177 | 0 | 51285 | 49177 | 1 | 0 | 51285 | 1 | 0 | Elem Flow List | 0 | [7 empty] | Y | Y | Y
82226 | 2-sec-Butyl-4,6-dinitrophenol | 88857 | 12047 | 88121 | 0 | 88857 | 88121 | 1 | 0 | 88857 | 1 | 0 | Elem Flow List | 0 | [8 empty] | Y | Y
81287 | Dinitrobutyl phenol | 88857 | 12047 | 88121 | 81287 | 88857 | 88121 | 1 | 0 | 88857 | 1 | 0 | Elem Flow List | 0 | [8 empty] | Y | Y
30191 | Dinoseb | 88857 | 12047 | 88121 | 30191 | 88857 | 88121 | 1 | Dinoseb | 88857 | 1 | 0 | Elem Flow List | 0 | [8 empty] | Y | Y
38779 | Dinoseb | 88857 | 12047 | 88121 | 38779 | 88857 | 88121 | 1 | Dinoseb | 88857 | 1 | 0 | Elem Flow List | 0 | [8 empty] | Y | Y
34611 | 2,4-Dinitrotoluene | 121142 | 31575 | 46998 | 34611 | 121142 | 46998 | 1 | 2,4-Dinitrotoluene | 121142 | 1 | 0 | Elem Flow List | 0 | [7 empty] | Y | Y | Y
34614 | 2,4-Dinitrotoluene, dry weight | 121142 | 31575 | 46998 | 0 | 121142 | 46998 | 1 | 0 | 121142 | 1 | 0 | Elem Flow List | 0 | [7 empty] | Y | Y | Y
34626 | 2,6-Dinitrotoluene | 606202 | 58875 | 90476 | 34626 | 606202 | 90476 | 1 | 2,6-Dinitrotoluene | 606202 | 1 | 0 | Elem Flow List | 0 | [7 empty] | Y | Y | Y
34629 | 2,6-Dinitrotoluene, dry weight | 606202 | 58875 | 90476 | 0 | 606202 | 90476 | 1 | 0 | 606202 | 1 | 0 | Elem Flow List | 0 | [7 empty] | Y | Y | Y
34346 | 1,2-Diphenylhydrazine | 122667 | 32425 | 47248 | 34346 | 122667 | 47248 | 1 | 1,2-Diphenylhydrazine | 122667 | 1 | 0 | Elem Flow List | 0 | [7 empty] | Y | Y | Y
34349 | 1,2-Diphenylhydrazine, dry weight | 122667 | 32425 | 47248 | 0 | 122667 | 47248 | 1 | 0 | 122667 | 1 | 0 | Elem Flow List | 0 | [7 empty] | Y | Y | Y
46461 | Dioxathion, total | 78342 | 7047 | 48773 | 0 | 0 | 0 | 0 | 0 | 78342 | 1 | 0 | Elem Flow List | 0 | [8 empty] | Y
51143 | Dioxathion | 78342 | 7047 | 48773 | 0 | 0 | 0 | 0 | Dioxathion | 78342 | 1 | 0 | Elem Flow List | 0 | [8 empty] | Y
39007 | Delnav | 78342 | 7047 | 48773 | 0 | 0 | 0 | 0 | 0 | 78342 | 1 | 0 | Elem Flow List | 0 | [8 empty] | Y
78202 | Ethylene chlorohydrin | 107073 | 24125 | 47484 | 0 | 0 | 0 | 0 | 0 | 107073 | 1 | 0 | Elem Flow List | 0 | [8 empty] | Y
77046 | 2-Chloroethanol | 107073 | 24125 | 47484 | 0 | 0 | 0 | 0 | 2-Chloroethanol | 107073 | 1 | 0 | Elem Flow List | 0 | [8 empty] | Y
77651 | Ethylene dibromide | 106934 | 23986 | 47495 | 77651 | 106934 | 47495 | 1 | Ethylene dibromide | 106934 | 1 | 0 | Elem Flow List | 0 | [8 empty] | Y | Y
73292 | 1,2-Dibromomethane | 106934 | 23986 | 47495 | 73292 | 106934 | 47495 | 1 | 0 | 106934 | 1 | 0 | Elem Flow List | 0 | [8 empty] | Y | Y
34531 | 1,2-Dichloroethane, total weight | 107062 | 24117 | 47485 | 34531 | 107062 | 47485 | 1 | 0 | 107062 | 1 | 0 | Elem Flow List | 0 | [7 empty] | Y | Y | Y
32103 | 1,2-Dichloroethane | 107062 | 24117 | 47485 | 32103 | 107062 | 47485 | 1 | 1,2-Dichloroethane | 107062 | 1 | 0 | Elem Flow List | 0 | [7 empty] | Y | Y | Y
34534 | 1,2-Dichloroethane, dry weight | 107062 | 24117 | 47485 | 0 | 107062 | 47485 | 1 | 0 | 107062 | 1 | 0 | Elem Flow List | 0 | [7 empty] | Y | Y | Y
77903 | Bis(2-ethylhexyl) adipate | 103231 | 21238 | 48082 | 77903 | 103231 | 48082 | 1 | 0 | 103231 | 1 | 0 | Elem Flow List | 0
51174 | Di(2-ethylhexyl) adipate | 103231 | 21238 | 48082 | 51174 | 103231 | 48082 | 1 | Di(2-ethylhexyl) adipate | 103231 | 1 | 0 | Elem Flow List | 0
81586 | Ethylmethyldioxolane | 126396 | 33852 | 94465 | 0 | 0 | 0 | 0 | 0 | 126396 | 1 | 0 | Elem Flow List | 0
82232 | 2-Ethyl-2-methyldioxolane | 126396 | 33852 | 94465 | 0 | 0 | 0 | 0 | 0 | 126396 | 1 | 0 | Elem Flow List | 0
78008 | Endrin ketone, in water | 53494705 | 299008 | 51342 | 0 | 0 | 0 | 0 | 0 | 53494705 | 1 | 0 | Elem Flow List | 0
73427 | Endrin ketone, dry weight | 53494705 | 299008 | 51342 | 0 | 0 | 0 | 0 | 0 | 53494705 | 1 | 0 | Elem Flow List | 0
34361 | .alpha.-Endosulfan | 959988 | 75333 | 87422 | 34361 | 959988 | 87422 | 1 | .alpha.-Endosulfan | 959988 | 1 | 0 | Elem Flow List | 0 | [7 empty] | Y | Y
THC6E | Chv Static 4Day Chronic Lepomis Macrochirus |  |  | 0 | 0 | 0 | 0 | 0 | 0 | 0 | 0 | 1 | 0 | Property | [14 empty] | Y
THD6E | Chv Static 7Day Chronic Lepomis Macrochirus |  |  | 0 | 0 | 0 | 0 | 0 | 0 | 0 | 0 | 1 | 0 | Property | [14 empty] | Y
THE6E | Chv Static 24Hr Acute Lepomis Macrochirus |  |  | 0 | 0 | 0 | 0 | 0 | 0 | 0 | 0 | 1 | 0 | Property | [14 empty] | Y
THF6D | Chv Static 1Hr Chronic Salmo Gair. |  |  | 0 | 0 | 0 | 0 | 0 | 0 | 0 | 0 | 1 | 0 | Property | [14 empty] | Y
THG6D | Chv Static 48Hr Chronic Salmo Gair. |  |  | 0 | 0 | 0 | 0 | 0 | 0 | 0 | 0 | 1 | 0 | Property | [14 empty] | Y
THM6E | Chronic Value Static Renewal 48Hr Acute Lepomis Macrochirus |  |  | 0 | 0 | 0 | 0 | 0 | 0 | 0 | 0 | 1 | 0 | Property | [14 empty] | Y
THN6E | Chv Statre 96Hr Acute Lepomis Macrochi |  |  | 0 | 0 | 0 | 0 | 0 | 0 | 0 | 0 | 1 | 0 | Property | [14 empty] | Y
THO6E | Chv Statre 4Day Chronic Lepomis Macrochi |  |  | 0 | 0 | 0 | 0 | 0 | 0 | 0 | 0 | 1 | 0 | Property | [14 empty] | Y
THP3B | Chv Statre 7Day Chronic Ceriodaphnia |  |  | 0 | 0 | 0 | 0 | 0 | 0 | 0 | 0 | 1 | 0 | Property | [14 empty] | Y
THP6C | Chv Statre 7Day Chronic Pimephales |  |  | 0 | 0 | 0 | 0 | 0 | 0 | 0 | 0 | 1 | 0 | Property | [14 empty] | Y
THP6E | Chv Statre 7Day Chronic Lepomis Macrochi |  |  | 0 | 0 | 0 | 0 | 0 | 0 | 0 | 0 | 1 | 0 | Property | [14 empty] | Y
THW6E | Chv Flth 48Hr Acute Lepomis Macrochi |  |  | 0 | 0 | 0 | 0 | 0 | 0 | 0 | 0 | 1 | 0 | Property | [14 empty] | Y
THX6E | Chv Flth 96Hr Acute Lepomis Macrochi |  |  | 0 | 0 | 0 | 0 | 0 | 0 | 0 | 0 | 1 | 0 | Property | [14 empty] | Y
THY6E | Chv Flth 4Day Chronic Lepomis Macrochi |  |  | 0 | 0 | 0 | 0 | 0 | 0 | 0 | 0 | 1 | 0 | Property | [14 empty] | Y
THZ6E | Chv Flth 7Day Chronic Lepomis Macrochi |  |  | 0 | 0 | 0 | 0 | 0 | 0 | 0 | 0 | 1 | 0 | Property | [14 empty] | Y
1152 | Titanium, total (as Ti) | 7440326 | 149930 | 36978 | 1152 | 7440326 | 36978 | 1 | 0 | 7440326 | 1 | 0 | Elem Flow List | 0 | [6 empty] | Y
984 | Titanium, total recoverable | 7440326 | 149930 | 36978 | 984 | 7440326 | 36978 | 1 | 0 | 7440326 | 1 | 0 | Elem Flow List | 0 | [6 empty] | Y
1153 | Titanium, total dry weight (as Ti) | 7440326 | 149930 | 36978 | 0 | 7440326 | 36978 | 1 | 0 | 7440326 | 1 | 0 | Elem Flow List | 0 | [6 empty] | Y
1150 | Titanium, dissolved (as Ti) | 7440326 | 149930 | 36978 | 1150 | 7440326 | 36978 | 1 | 0 | 7440326 | 1 | 0 | Elem Flow List | 0 | [6 empty] | Y
TIA3F | LC50 Pass/Fail Static 48Hr Acute Oyster Embryo |  |  | 0 | 0 | 0 | 0 | 0 | 0 | 0 | 0 | 1 | 0 | Property | [14 empty] | Y
TIA6E | LC50 Pass/Fail Static 48Hr Acute Lepomis Macrochirus |  |  | 0 | 0 | 0 | 0 | 0 | 0 | 0 | 0 | 1 | 0 | Property | [14 empty] | Y
TIB6E | LC50 Pass/Fail Static 96Hr Acute Lepomis Macrochiru |  |  | 0 | 0 | 0 | 0 | 0 | 0 | 0 | 0 | 1 | 0 | Property | [14 empty] | Y
51160 | Tebuthiuron | 34014181 | 265652 | 55077 | 0 | 0 | 0 | 0 | Tebuthiuron | 34014181 | 1 | 0 | Elem Flow List | 0 | [8 empty] | Y
82670 | Tebuthiuron, total recoverable | 34014181 | 265652 | 55077 | 0 | 0 | 0 | 0 | 0 | 34014181 | 1 | 0 | Elem Flow List | 0 | [8 empty] | Y
TIC6E | LC50 Pass/Fail Static 4Day Chronic Lepomis Macrochiru |  |  | 0 | 0 | 0 | 0 | 0 | 0 | 0 | 0 | 1 | 0 | Property | [14 empty] | Y
TID6E | LC50 Pass/Fail Static 7Day Chronic Lepomis Macrochiru |  |  | 0 | 0 | 0 | 0 | 0 | 0 | 0 | 0 | 1 | 0 | Property | [14 empty] | Y
TIE3B | LC50 Pass/Fail Static 24Hr Acute Ceriodaphnia |  |  | 0 | 0 | 0 | 0 | 0 | 0 | 0 | 0 | 1 | 0 | Property | [14 empty] | Y
TIE3C | Daphnia Magna Survi-Val 24 Hr. Acute Wet |  |  | 0 | 0 | 0 | 0 | 0 | 0 | 0 | 0 | 1 | 0 | Property | [14 empty] | Y
TIE3D | LC50 Pass/Fail Static 24Hr Acute D. Pulex |  |  | 0 | 0 | 0 | 0 | 0 | 0 | 0 | 0 | 1 | 0 | Property | [14 empty] | Y
TIE3E | LC50 Pass/Fail Static 24Hr Acute Mysid. Bahia |  |  | 0 | 0 | 0 | 0 | 0 | 0 | 0 | 0 | 1 | 0 | Property | [14 empty] | Y
TIE6A | LC50 Pass/Fail Static 24Hr Acute Cyprinodon |  |  | 0 | 0 | 0 | 0 | 0 | 0 | 0 | 0 | 1 | 0 | Property | [14 empty] | Y
TIE6B | LC50 Pass/Fail Static 24Hr Acute Menidia |  |  | 0 | 0 | 0 | 0 | 0 | 0 | 0 | 0 | 1 | 0 | Property | [14 empty] | Y
TIE6C | LC50 Pass/Fail Static 24Hr Acute Pimphales |  |  | 0 | 0 | 0 | 0 | 0 | 0 | 0 | 0 | 1 | 0 | Property | [14 empty] | Y
TIE6E | LC50 Pass/Fail Static 24Hr Acute Lepomis Macrochiru |  |  | 0 | 0 | 0 | 0 | 0 | 0 | 0 | 0 | 1 | 0 | Property | [14 empty] | Y
TIG1A | LC50 Pass/Fail 1Hr Fert. Test Chr. |  |  | 0 | 0 | 0 | 0 | 0 | 0 | 0 | 0 | 1 | 0 | Property | [14 empty] | Y
TIM3B | LC50 Statre 48Hr Acuc. Dubia |  |  | 0 | 0 | 0 | 0 | 0 | 0 | 0 | 0 | 1 | 0 | Property | [14 empty] | Y
TIM3D | LC50 Pass/Fail Static Renewal 48Hr Acute Daphnia Pulex |  |  | 0 | 0 | 0 | 0 | 0 | 0 | 0 | 0 | 1 | 0 | Property | [14 empty] | Y
TIM6C | LC50 Statre 48Hr Acute P. Promelas |  |  | 0 | 0 | 0 | 0 | 0 | 0 | 0 | 0 | 1 | 0 | Property | [14 empty] | Y
TIM6E | LC50 Pass/Fail Static Renewal 48Hr Acute Lepomis Macrochirus |  |  | 0 | 0 | 0 | 0 | 0 | 0 | 0 | 0 | 1 | 0 | Property | [14 empty] | Y
TIN6E | LC50 Pass/Fail Statre 96Hr Acute Lepomis Macrochi |  |  | 0 | 0 | 0 | 0 | 0 | 0 | 0 | 0 | 1 | 0 | Property | [14 empty] | Y
TIO6E | LC50 Pass/Fail Statre 4Day Chronic Lepomis Macrochi |  |  | 0 | 0 | 0 | 0 | 0 | 0 | 0 | 0 | 1 | 0 | Property | [14 empty] | Y
TIP6E | LC50 Pass/Fail Statre 7Day Chronic Lepomis Macrochi |  |  | 0 | 0 | 0 | 0 | 0 | 0 | 0 | 0 | 1 | 0 | Property | [14 empty] | Y
82126 | Tritium, total | 10028178 | 166686 | 5260 | 82126 | 10028178 | 5260 | 1 | 0 | 10028178 | 1 | 0 | Elem Flow List | 0
7000 | Tritium, total | 10028178 | 166686 | 5260 | 7000 | 10028178 | 5260 | 1 | 0 | 10028178 | 1 | 0 | Elem Flow List | 0
TIW6E | LC50 Pass/Fail Flth 48Hr Acute Lepomis Macrochi |  |  | 0 | 0 | 0 | 0 | 0 | 0 | 0 | 0 | 1 | 0 | Property | [14 empty] | Y
TIX6E | LC50 Pass/Fail Flth 96Hr Acute Lepomis Macrochi |  |  | 0 | 0 | 0 | 0 | 0 | 0 | 0 | 0 | 1 | 0 | Property | [14 empty] | Y
TIY6E | LC50 Pass/Fail Flth 4Day Chronic Lepomis Macrochi |  |  | 0 | 0 | 0 | 0 | 0 | 0 | 0 | 0 | 1 | 0 | Property | [14 empty] | Y
TIZ6E | LC50 Pass/Fail Flth 7Day Chronic Lepomis Macrochi |  |  | 0 | 0 | 0 | 0 | 0 | 0 | 0 | 0 | 1 | 0 | Property | [14 empty] | Y
TJA3B | % Mortality Static 48Hr Acute Ceriodaphnia |  |  | 0 | 0 | 0 | 0 | 0 | 0 | 0 | 0 | 1 | 0 | Property | [14 empty] | Y
TJA3E | % Mortality Static 48Hr Acute Mysid. Bahia |  |  | 0 | 0 | 0 | 0 | 0 | 0 | 0 | 0 | 1 | 0 | Property | [14 empty] | Y
TJA6C | % Mortality Static 48Hr Acute Pimephales Promelas |  |  | 0 | 0 | 0 | 0 | 0 | 0 | 0 | 0 | 1 | 0 | Property | [14 empty] | Y
TJB1B | %Mortality 96Hr Acute L. Minor |  |  | 0 | 0 | 0 | 0 | 0 | 0 | 0 | 0 | 1 | 0 | Property | [14 empty] | Y
TJE1A | %Mortality 1Hr Chronic Selen. Capr. |  |  | 0 | 0 | 0 | 0 | 0 | 0 | 0 | 0 | 1 | 0 | Property | [14 empty] | Y
TJE1B | %Mortality 1Hr Chronic L. Minor |  |  | 0 | 0 | 0 | 0 | 0 | 0 | 0 | 0 | 1 | 0 | Property | [14 empty] | Y
TJE3B | %Mortality Static 24Hr Acute Ceriodaphnia |  |  | 0 | 0 | 0 | 0 | 0 | 0 | 0 | 0 | 1 | 0 | Property | [14 empty] | Y
TJE6C | %Mortality Static 24Hr Acute Pimephales |  |  | 0 | 0 | 0 | 0 | 0 | 0 | 0 | 0 | 1 | 0 | Property | [14 empty] | Y
TJF1A | 48Hr Chr, 5-7 Day Rec. Selen. Capr. |  |  | 0 | 0 | 0 | 0 | 0 | 0 | 0 | 0 | 1 | 0 | Property | [14 empty] | Y
TJF1B | 48Hr Chr, 5-7 Day Rec. L. Minor |  |  | 0 | 0 | 0 | 0 | 0 | 0 | 0 | 0 | 1 | 0 | Property | [14 empty] | Y
TJG1A | 1 Hr Fert. Test Chronic Selen. Capr. |  |  | 0 | 0 | 0 | 0 | 0 | 0 | 0 | 0 | 1 | 0 | Property | [14 empty] | Y
TJM3B | %Mortality Static Renewal 48Hr Acute Ceriodaphnia dubia |  |  | 0 | 0 | 0 | 0 | 0 | 0 | 0 | 0 | 1 | 0 | Property | [14 empty] | Y
TJM3C | Daphnia Magna % Mortality 48 Hr Acute |  |  | 0 | 0 | 0 | 0 | 0 | 0 | 0 | 0 | 1 | 0 | Property | [14 empty] | Y
TJM3D | %Mortality Static Renewal 48Hr Acute Daphnia Pulex |  |  | 0 | 0 | 0 | 0 | 0 | 0 | 0 | 0 | 1 | 0 | Property | [14 empty] | Y
TJM3E | %Mort 48 Hr Acute Statre Mysid. Bahia' |  |  | 0 | 0 | 0 | 0 | 0 | 0 | 0 | 0 | 1 | 0 | Property | [14 empty] | Y
TJM6C | %Mortality 48Hr Acute P. Promelas Test |  |  | 0 | 0 | 0 | 0 | 0 | 0 | 0 | 0 | 1 | 0 | Property | [14 empty] | Y
TJM6J | %Mort 48 Hr Acute Statre M. Beryllina' |  |  | 0 | 0 | 0 | 0 | 0 | 0 | 0 | 0 | 1 | 0 | Property | [14 empty] | Y
TJP3B | %Mortality 7Day Chronic Ceriodaphnia |  |  | 0 | 0 | 0 | 0 | 0 | 0 | 0 | 0 | 1 | 0 | Property | [14 empty] | Y
TJP3E | %Mortality 7Day Chronic Mysid. Bahia |  |  | 0 | 0 | 0 | 0 | 0 | 0 | 0 | 0 | 1 | 0 | Property | [14 empty] | Y
TJP3X | %Mortality Static Renewal 7Day Chronic Daphnia Ambigua |  |  | 0 | 0 | 0 | 0 | 0 | 0 | 0 | 0 | 1 | 0 | Property | [14 empty] | Y
TJP6C | %Mortality Static Renewal 7Day Chronic Pimephales Promelas |  |  | 0 | 0 | 0 | 0 | 0 | 0 | 0 | 0 | 1 | 0 | Property | [14 empty] | Y
TJT3C | % Mortality 21 Day Chronic Daphnia Magna |  |  | 0 | 0 | 0 | 0 | 0 | 0 | 0 | 0 | 1 | 0 | Property | [14 empty] | Y
TKA3B | Static 48Hr Acute Ceriodaphnia dubia |  |  | 0 | 0 | 0 | 0 | 0 | 0 | 0 | 0 | 1 | 0 | Property | [14 empty] | Y
TKB1A | TU 96Hr Acute Selen. Capr. |  |  | 0 | 0 | 0 | 0 | 0 | 0 | 0 | 0 | 1 | 0 | Property | [14 empty] | Y
TKB1B | TU 96Hr Acute L. Minor |  |  | 0 | 0 | 0 | 0 | 0 | 0 | 0 | 0 | 1 | 0 | Property | [14 empty] | Y
TKE1A | TU 1Hr Chronic Selen. Capr. |  |  | 0 | 0 | 0 | 0 | 0 | 0 | 0 | 0 | 1 | 0 | Property | [14 empty] | Y
TKE1B | TU 1Hr Chronic L. Minor |  |  | 0 | 0 | 0 | 0 | 0 | 0 | 0 | 0 | 1 | 0 | Property | [14 empty] | Y
TKF1A | TU 48Hr Chr, 5-7 Day Rec. Selen. Capr. |  |  | 0 | 0 | 0 | 0 | 0 | 0 | 0 | 0 | 1 | 0 | Property | [14 empty] | Y
TKF1B | TU 48 Hr Chr, 5-7 Day Rec. L. Minor |  |  | 0 | 0 | 0 | 0 | 0 | 0 | 0 | 0 | 1 | 0 | Property | [14 empty] | Y
TKF3K | TU Static 1Hr Chronic Red Sea Urchin |  |  | 0 | 0 | 0 | 0 | 0 | 0 | 0 | 0 | 1 | 0 | Property | [14 empty] | Y
TKF3L | TU Static 1Hr Chronic Purple Sea Urchin |  |  | 0 | 0 | 0 | 0 | 0 | 0 | 0 | 0 | 1 | 0 | Property | [14 empty] | Y
TKF3M | TU Static 1Hr Chronic Green Sea Urchin |  |  | 0 | 0 | 0 | 0 | 0 | 0 | 0 | 0 | 1 | 0 | Property | [14 empty] | Y
TKF3N | TU Static 1Hr Chronic Dendraster Excent |  |  | 0 | 0 | 0 | 0 | 0 | 0 | 0 | 0 | 1 | 0 | Property | [14 empty] | Y
TKG1A | TU 1Hr Fert. Test Chronic Selen Capr. |  |  | 0 | 0 | 0 | 0 | 0 | 0 | 0 | 0 | 1 | 0 | Property | [14 empty] | Y
TKG1B | TU 1Hr Fert. Test Chronic L. Minor |  |  | 0 | 0 | 0 | 0 | 0 | 0 | 0 | 0 | 1 | 0 | Property | [14 empty] | Y
TKG3O | TU Static 48Hr Chronic Crassostrea Gigas |  |  | 0 | 0 | 0 | 0 | 0 | 0 | 0 | 0 | 1 | 0 | Property | [14 empty] | Y
TKG3P | TU Static 48Hr Chronic Mytilus Edulis |  |  | 0 | 0 | 0 | 0 | 0 | 0 | 0 | 0 | 1 | 0 | Property | [14 empty] | Y
TKI1A | Static 24HR Acute Selenastrum capricoruntum |  |  | 0 | 0 | 0 | 0 | 0 | 0 | 0 | 0 | 1 | 0 | Property | [14 empty] | Y
0625D | Nitrogen, Kjeldahl, total [as N] [per discharge] | 7727379 | 153122 | 38472 | 0 | 7727379 | 38472 | 1 | 0 | 7727379 | 1 | 0 | Elem Flow List | 0
625 | Nitrogen, Kjeldahl, total (as N) | 7727379 | 153122 | 38472 | 625 | 7727379 | 38472 | 1 | 0 | 7727379 | 1 | 0 | Elem Flow List | 0 |  | Y
51449 | Nitrogen, Kjeldahl Total | 7727379 | 153122 | 38472 | 51449 | 7727379 | 38472 | 1 | 0 | 7727379 | 1 | 0 | Elem Flow List | 0 |  | Y
51087 | Nitrogen, Kjeldahl, total (TKN) (water) | 7727379 | 153122 | 38472 | 51087 | 7727379 | 38472 | 1 | 0 | 7727379 | 1 | 0 | Elem Flow List | 0 |  | Y
82539 | Nitrogen, Kjeldahl | 7727379 | 153122 | 38472 | 0 | 7727379 | 38472 | 1 | 0 | 7727379 | 1 | 0 | Elem Flow List | 0 |  | Y
49579 | Nitrogen, total Kjeldahl | 7727379 | 153122 | 38472 | 49579 | 7727379 | 38472 | 1 | 0 | 7727379 | 1 | 0 | Elem Flow List | 0 |  | Y
81639 | Nitrogen Kjeldalh, total (TKN) | 7727379 | 153122 | 38472 | 0 | 7727379 | 38472 | 1 | 0 | 7727379 | 1 | 0 | Elem Flow List | 0 |  | Y
623 | Nitrogen, Kjeldahl, dissolved (as N) | 7727379 | 153122 | 38472 | 623 | 7727379 | 38472 | 1 | 0 | 7727379 | 1 | 0 | Elem Flow List | 0 |  | Y
51041 | E. coli, colony forming units (CFU) | 68583222 | 457804 | 23678 | 0 | 0 | 0 | 0 | 0 | 0 | 0 | 1 | 0 | Not in LCIA | [5 empty] | Y
51040 | E. coli | 68583222 | 457804 | 23678 | 0 | 0 | 0 | 0 | 0 | 0 | 0 | 1 | 0 | Not in LCIA | [5 empty] | Y
31648 | E. coli, MTEC-MF | 68583222 | 457804 | 23678 | 0 | 0 | 0 | 0 | 0 | 0 | 0 | 1 | 0 | Not in LCIA | [5 empty] | Y
31633 | E. coli, thermotol, MF, MTEC | 68583222 | 457804 | 23678 | 0 | 0 | 0 | 0 | 0 | 0 | 0 | 1 | 0 | Not in LCIA | [5 empty] | Y
49187 | Sanitary waste, fecal coliform |  |  | 0 | 0 | 0 | 0 | 0 | 0 | 0 | 0 | 1 | 0 | Not in LCIA | [5 empty] | Y
51694 | Coliform, total - % samples exceeding limit |  | 761700 | 6169 | 0 | 0 | 0 | 0 | 0 | 0 | 0 | 1 | 0 | Not in LCIA
61024 | 3,4,5-Trichloroguaiacol | 57057837 | 308627 | 89613 | 61024 | 57057837 | 89613 | 1 | 3,4,5-Trichloroguaiacol | 57057837 | 1 | 0 | Elem Flow List | 0
34041 | 3,4,5-Trichloroguaiacol | 57057837 | 308627 | 89613 | 34041 | 57057837 | 89613 | 1 | 3,4,5-Trichloroguaiacol | 57057837 | 1 | 0 | Elem Flow List | 0
51022 | 3,4,6-Trichloroguaiacol | 60712449 | 749234 | 83840 | 51022 | 60712449 | 83840 | 1 | 3,4,6-Trichloroguaiacol | 60712449 | 1 | 0 | Elem Flow List | 0
61022 | 3,4,6-Trichloroguaiacol, total | 60712449 | 749234 | 83840 | 0 | 60712449 | 83840 | 1 | 0 | 60712449 | 1 | 0 | Elem Flow List | 0
73088 | 4,5,6-Trichloroguaiacol | 2668248 | 687897 | 81625 | 73088 | 2668248 | 81625 | 1 | 4,5,6-Trichloroguaiacol | 2668248 | 1 | 0 | Elem Flow List | 0
73089 | 4,5,6-Trichloroguaiacol | 2668248 | 687897 | 81625 | 73089 | 2668248 | 81625 | 1 | 4,5,6-Trichloroguaiacol | 2668248 | 1 | 0 | Elem Flow List | 0
TCA3B | %Effect Static 48Hr Acute Ceriodaphnia |  |  | 0 | 0 | 0 | 0 | 0 | 0 | 0 | 0 | 1 | 0 | Property | [14 empty] | Y
TCA6E | %Effect Static 48Hr Acute Lepomis Macrochirus |  |  | 0 | 0 | 0 | 0 | 0 | 0 | 0 | 0 | 1 | 0 | Property | [14 empty] | Y
34551 | 1,2,4-Trichlorobenzene | 120821 | 31435 | 47007 | 34551 | 120821 | 47007 | 1 | 1,2,4-Trichlorobenzene | 120821 | 1 | 0 | Elem Flow List | 0 | [7 empty] | Y | Y | Y
70022 | 1,2,4-Trichlorobenzene, total | 120821 | 31435 | 47007 | 70022 | 120821 | 47007 | 1 | 0 | 120821 | 1 | 0 | Elem Flow List | 0 | [7 empty] | Y | Y | Y
34554 | 1,2,4-Trichlorobenzene, dry weight | 120821 | 31435 | 47007 | 0 | 120821 | 47007 | 1 | 0 | 120821 | 1 | 0 | Elem Flow List | 0 | [7 empty] | Y | Y | Y
TCB6E | %Effect Static 96Hr Acute Lepomis Macrochi |  |  | 0 | 0 | 0 | 0 | 0 | 0 | 0 | 0 | 1 | 0 | Property | [14 empty] | Y
51024 | 3,4,6-Trichlorocatechol | 32139723 | 711705 | 82090 | 51024 | 32139723 | 82090 | 1 | 3,4,6-Trichlorocatechol | 32139723 | 1 | 0 | Elem Flow List | 0
61025 | 3,4,6-Trichlorocatechol | 32139723 | 711705 | 82090 | 61025 | 32139723 | 82090 | 1 | 3,4,6-Trichlorocatechol | 32139723 | 1 | 0 | Elem Flow List | 0
TCC1E | %Effect Static 4 Day Chronic Raphidocelis subcapitata |  |  | 0 | 0 | 0 | 0 | 0 | 0 | 0 | 0 | 1 | 0 | Property | [14 empty] | Y
TCC6E | %Effect Static 4Day Chronic Lepomis Macrochi |  |  | 0 | 0 | 0 | 0 | 0 | 0 | 0 | 0 | 1 | 0 | Property | [14 empty] | Y
73050 | Tetrachlorocatechol | 1198556 | 80937 | 95220 | 73050 | 1198556 | 95220 | 1 | Tetrachlorocatechol | 1198556 | 1 | 0 | Elem Flow List | 0
79850 | Tetrachlorocatechol | 1198556 | 80937 | 95220 | 79850 | 1198556 | 95220 | 1 | Tetrachlorocatechol | 1198556 | 1 | 0 | Elem Flow List | 0
TCD6E | %Effect Static 7Day Chronic Lepomis Macrochi |  |  | 0 | 0 | 0 | 0 | 0 | 0 | 0 | 0 | 1 | 0 | Property | [14 empty] | Y
34675 | 2,3,7,8-Tetrachlorodibenzo-p-dioxin | 1746016 | 91918 | 40776 | 34675 | 1746016 | 40776 | 1 | 2,3,7,8-Tetrachlorodibenzo-p-dioxin | 1746016 | 1 | 0 | Elem Flow List | 0 | [7 empty] | Y | Y | Y
3610 | Dioxin | 1746016 | 91918 | 40776 | 3610 | 1746016 | 40776 | 1 | 0 | 1746016 | 1 | 0 | Elem Flow List | 0 | [7 empty] | Y | Y | Y
34750 | 2,3,7,8-Tetrachlorodibenzo-p-dioxin | 1746016 | 91918 | 40776 | 0 | 1746016 | 40776 | 1 | 2,3,7,8-Tetrachlorodibenzo-p-dioxin | 1746016 | 1 | 0 | Elem Flow List | 0 | [7 empty] | Y | Y | Y
3556 | 2,3,7,8-Tetrachlorodibenzo-p-dioxin | 1746016 | 91918 | 40776 | 3556 | 1746016 | 40776 | 1 | 2,3,7,8-Tetrachlorodibenzo-p-dioxin | 1746016 | 1 | 0 | Elem Flow List | 0 | [7 empty] | Y | Y | Y
34677 | Dioxin (TCDD) suspended | 1746016 | 91918 | 40776 | 34677 | 1746016 | 40776 | 1 | 0 | 1746016 | 1 | 0 | Elem Flow List | 0 | [7 empty] | Y | Y | Y
34678 | 2,3,7,8-Tetrachlorodibenzo-p-dioxin, dry | 1746016 | 91918 | 40776 | 0 | 1746016 | 40776 | 1 | 0 | 1746016 | 1 | 0 | Elem Flow List | 0 | [7 empty] | Y | Y | Y
3556S | 2,3,7,8-Tetrachlorodibenzo-p-dioxin [per season] | 1746016 | 91918 | 40776 | 0 | 1746016 | 40776 | 1 | 0 | 1746016 | 1 | 0 | Elem Flow List | 0
38691 | 2,3,7,8-Tetrachlorodibenzofuran | 51207319 | 291005 | 55701 | 38691 | 51207319 | 55701 | 1 | 2,3,7,8-Tetrachlorodibenzofuran | 51207319 | 1 | 0 | Elem Flow List | 0 | [8 empty] | Y | Y
79848 | 2,3,7,8-Tetrachlorodibenzofuran | 51207319 | 291005 | 55701 | 79848 | 51207319 | 55701 | 1 | 2,3,7,8-Tetrachlorodibenzofuran | 51207319 | 1 | 0 | Elem Flow List | 0 | [8 empty] | Y | Y
38682 | 2,3,7,8-Chlorodibenzofuran | 51207319 | 291005 | 55701 | 0 | 51207319 | 55701 | 1 | 0 | 51207319 | 1 | 0 | Elem Flow List | 0 | [8 empty] | Y | Y
81853 | Trichloroethane | 25323891 | 232058 | 91489 | 81853 | 25323891 | 91489 | 1 | Trichloroethane | 25323891 | 1 | 0 | Elem Flow List | 0
50764 | Trichloroethane | 25323891 | 232058 | 91489 | 0 | 25323891 | 91489 | 1 | Trichloroethane | 25323891 | 1 | 0 | Elem Flow List | 0
34506 | 1,1,1-Trichloroethane | 71556 | 4796 | 48567 | 34506 | 71556 | 48567 | 1 | 1,1,1-Trichloroethane | 71556 | 1 | 0 | Elem Flow List | 0 | [7 empty] | Y | Y | Y
34509 | 1,1,1-Trichloroethane, dry weight | 71556 | 4796 | 48567 | 0 | 71556 | 48567 | 1 | 0 | 71556 | 1 | 0 | Elem Flow List | 0 | [7 empty] | Y | Y | Y
TCE3B | %Effect Static 24Hr Acute Ceriodaphnia |  |  | 0 | 0 | 0 | 0 | 0 | 0 | 0 | 0 | 1 | 0 | Property | [14 empty] | Y
TCE6C | %Effect Static 24Hr Acute Pimephales |  |  | 0 | 0 | 0 | 0 | 0 | 0 | 0 | 0 | 1 | 0 | Property | [14 empty] | Y
TCE6E | %Effect Static 24Hr Acute Lepomis Macrochi |  |  | 0 | 0 | 0 | 0 | 0 | 0 | 0 | 0 | 1 | 0 | Property | [14 empty] | Y
34475 | Tetrachloroethylene | 127184 | 34157 | 46750 | 34475 | 127184 | 46750 | 1 | Tetrachloroethylene | 127184 | 1 | 0 | Elem Flow List | 0 | [7 empty] | Y |  | Y
85814 | Tetrachloroethylene | 127184 | 34157 | 46750 | 85814 | 127184 | 46750 | 1 | Tetrachloroethylene | 127184 | 1 | 0 | Elem Flow List | 0 | [7 empty] | Y |  | Y
78389 | Tetrachloroethene | 127184 | 34157 | 46750 | 78389 | 127184 | 46750 | 1 | 0 | 127184 | 1 | 0 | Elem Flow List | 0 | [7 empty] | Y |  | Y
80355 | 1,1,2,2-Tetrachloroethylene | 127184 | 34157 | 46750 | 80355 | 127184 | 46750 | 1 | 0 | 127184 | 1 | 0 | Elem Flow List | 0 | [7 empty] | Y |  | Y
34478 | Tetrachloroethylene, dry weight | 127184 | 34157 | 46750 | 0 | 127184 | 46750 | 1 | 0 | 127184 | 1 | 0 | Elem Flow List | 0 | [7 empty] | Y |  | Y
TCF1C | %Effect Static 48Hr Chronic, 5-7 Day Rec. Champia parvula |  | 17101601 | 31927 | 0 | 0 | 0 | 0 | 0 | 0 | 0 | 1 | 0 | Property | [14 empty] | Y
34488 | Trichlorofluoromethane | 75694 | 5785 | 87874 | 34488 | 75694 | 87874 | 1 | 0 | 75694 | 1 | 0 | Elem Flow List | 0 | [8 empty] | Y | Y
73214 | Trichlorofluoromethane, dry weight | 75694 | 5785 | 87874 | 0 | 75694 | 87874 | 1 | 0 | 75694 | 1 | 0 | Elem Flow List | 0 | [8 empty] | Y | Y
73047 | Tetrachloroguaiacol | 2539175 | 104083 | 40066 | 73047 | 2539175 | 40066 | 1 | Tetrachloroguaiacol | 2539175 | 1 | 0 | Elem Flow List | 0
81870 | Tetrachloroguaiacol (4cg) in whole water | 2539175 | 104083 | 40066 | 81870 | 2539175 | 40066 | 1 | 0 | 2539175 | 1 | 0 | Elem Flow List | 0
51140 | Chlorothalonil | 1897456 | 93971 | 40313 | 0 | 0 | 0 | 0 | Chlorothalonil | 1897456 | 1 | 0 | Elem Flow List | 0 | [8 empty] | Y | Y
70314 | Daconil (C8Cl4N2) | 1897456 | 93971 | 40313 | 0 | 0 | 0 | 0 | 0 | 1897456 | 1 | 0 | Elem Flow List | 0 | [8 empty] | Y | Y
49306 | Chlorothalonil, total recoverable | 1897456 | 93971 | 40313 | 0 | 0 | 0 | 0 | 0 | 1897456 | 1 | 0 | Elem Flow List | 0 | [8 empty] | Y | Y
TCJ3L | %Effect Static 72Hr Chronic Strongylocentrotus purpuratus |  | 1953512 | 16606 | 0 | 0 | 0 | 0 | 0 | 0 | 0 | 1 | 0 | Property | [14 empty] | Y
TCJ3N | %Effect Static 72Hr Chronic Dendraster excentricus |  | 1953546 | 21393 | 0 | 0 | 0 | 0 | 0 | 0 | 0 | 1 | 0 | Property | [14 empty] | Y
TCK1D | %Effect Static 48Hr Chronic Macrocystis pyrifera |  | 17101205 | 31513 | 0 | 0 | 0 | 0 | 0 | 0 | 0 | 1 | 0 | Property | [14 empty] | Y
TCK3O | %Effect Static 48Hr Chronic Crassostrea gigas |  | 1903954 | 23153 | 0 | 0 | 0 | 0 | 0 | 0 | 0 | 1 | 0 | Property | [14 empty] | Y
TCK3P | %Effect Static 48Hr Chronic Mytilus edulis |  | 1927649 | 20256 | 0 | 0 | 0 | 0 | 0 | 0 | 0 | 1 | 0 | Property | [14 empty] | Y
TCK3R | %Effect Static 48Hr Chronic Haliotis rufescens |  | 17081332 | 33620 | 0 | 0 | 0 | 0 | 0 | 0 | 0 | 1 | 0 | Property | [14 empty] | Y
TCK3S | %Effect Static 48Hr Chronic Mytilus Species |  | 1903665 | 75078 | 0 | 0 | 0 | 0 | 0 | 0 | 0 | 1 | 0 | Property | [14 empty] | Y
34511 | 1,1,2-Trichloroethane | 79005 | 7518 | 48739 | 34511 | 79005 | 48739 | 1 | 1,1,2-Trichloroethane | 79005 | 1 | 0 | Elem Flow List | 0 | [7 empty] | Y | Y | Y
34514 | 1,1,2-Trichloroethane, dry weight | 79005 | 7518 | 48739 | 0 | 79005 | 48739 | 1 | 0 | 79005 | 1 | 0 | Elem Flow List | 0 | [7 empty] | Y | Y | Y
39180 | Trichloroethylene | 79016 | 7526 | 48738 | 39180 | 79016 | 48738 | 1 | Trichloroethylene | 79016 | 1 | 0 | Elem Flow List | 0 | [7 empty] | Y |  | Y
78391 | Trichloroethene | 79016 | 7526 | 48738 | 78391 | 79016 | 48738 | 1 | 0 | 79016 | 1 | 0 | Elem Flow List | 0 | [7 empty] | Y |  | Y
34485 | Trichloroethylene, dissolved | 79016 | 7526 | 48738 | 34485 | 79016 | 48738 | 1 | 0 | 79016 | 1 | 0 | Elem Flow List | 0 | [7 empty] | Y |  | Y
34487 | Trichloroethylene, dry weight | 79016 | 7526 | 48738 | 0 | 79016 | 48738 | 1 | 0 | 79016 | 1 | 0 | Elem Flow List | 0 | [7 empty] | Y |  | Y
TCM1A | %Effect Statre 48Hr Acute Selen. Capr. |  |  | 0 | 0 | 0 | 0 | 0 | 0 | 0 | 0 | 1 | 0 | Property | [14 empty] | Y
TCM1B | %Effect Statre 48Hr Acute L. Minor |  |  | 0 | 0 | 0 | 0 | 0 | 0 | 0 | 0 | 1 | 0 | Property | [14 empty] | Y
TCM1C | %Effect Statre 48Hr Acu. Champia |  |  | 0 | 0 | 0 | 0 | 0 | 0 | 0 | 0 | 1 | 0 | Property | [14 empty] | Y
TCM3A | %Effect Statre 48Hr Acute Arbacia |  |  | 0 | 0 | 0 | 0 | 0 | 0 | 0 | 0 | 1 | 0 | Property | [14 empty] | Y
TCM3B | %Effect Statre 48Hr Acute Ceriodaphnia |  |  | 0 | 0 | 0 | 0 | 0 | 0 | 0 | 0 | 1 | 0 | Property | [14 empty] | Y
TCM3C | %Effect Statre 48Hr Acute D. Magna |  |  | 0 | 0 | 0 | 0 | 0 | 0 | 0 | 0 | 1 | 0 | Property | [14 empty] | Y
TCM3D | %Effect Statre 48Hr Acute D. Pulex |  |  | 0 | 0 | 0 | 0 | 0 | 0 | 0 | 0 | 1 | 0 | Property | [14 empty] | Y
TCM3E | %Effect Statre 48Hr Acute Mysid. Bahia |  |  | 0 | 0 | 0 | 0 | 0 | 0 | 0 | 0 | 1 | 0 | Property | [14 empty] | Y
TCM6A | %Effect Statre 48Hr Acute Cyprinodon |  |  | 0 | 0 | 0 | 0 | 0 | 0 | 0 | 0 | 1 | 0 | Property | [14 empty] | Y
TCM6B | %Effect Statre 48Hr Acute Menidia |  |  | 0 | 0 | 0 | 0 | 0 | 0 | 0 | 0 | 1 | 0 | Property | [14 empty] | Y
TCM6C | %Effect Statre 48Hr Acute Pimephales |  |  | 0 | 0 | 0 | 0 | 0 | 0 | 0 | 0 | 1 | 0 | Property | [14 empty] | Y
TCM6E | %Effect Static Renewal 48Hr Acute Lepomis Macrochirus |  |  | 0 | 0 | 0 | 0 | 0 | 0 | 0 | 0 | 1 | 0 | Property | [14 empty] | Y
TCN1A | %Effect Statre 96Hr Acute Selen. Capr. |  |  | 0 | 0 | 0 | 0 | 0 | 0 | 0 | 0 | 1 | 0 | Property | [14 empty] | Y
TCN1B | %Effect Statre 96Hr Acute L. Minor |  |  | 0 | 0 | 0 | 0 | 0 | 0 | 0 | 0 | 1 | 0 | Property | [14 empty] | Y
TCN1C | %Effect Statre 96Hr Acu. Champia |  |  | 0 | 0 | 0 | 0 | 0 | 0 | 0 | 0 | 1 | 0 | Property | [14 empty] | Y
TCN3A | %Effect Statre 96Hr Acute Arbacia |  |  | 0 | 0 | 0 | 0 | 0 | 0 | 0 | 0 | 1 | 0 | Property | [14 empty] | Y
TCN3B | %Effect Statre 96Hr Acute Ceriodaphnia |  |  | 0 | 0 | 0 | 0 | 0 | 0 | 0 | 0 | 1 | 0 | Property | [14 empty] | Y
TCN3C | %Effect Statre 96Hr Acute D. Magna |  |  | 0 | 0 | 0 | 0 | 0 | 0 | 0 | 0 | 1 | 0 | Property | [14 empty] | Y
TCN3D | %Effect Statre 96Hr Acute D. Pulex |  |  | 0 | 0 | 0 | 0 | 0 | 0 | 0 | 0 | 1 | 0 | Property | [14 empty] | Y
TCN3E | %Effect Statre 96Hr Acute Mysid. Bahia |  |  | 0 | 0 | 0 | 0 | 0 | 0 | 0 | 0 | 1 | 0 | Property | [14 empty] | Y
TCN3Z | %Effect Static Renewal 96Hr Acute Americamysis bahia |  | 17075466 | 31801 | 0 | 0 | 0 | 0 | 0 | 0 | 0 | 1 | 0 | Property | [14 empty] | Y
TCN6A | %Effect Statre 96Hr Acute Cyprinodon |  |  | 0 | 0 | 0 | 0 | 0 | 0 | 0 | 0 | 1 | 0 | Property | [14 empty] | Y
TCN6B | %Effect Statre 96Hr Acute Menidia |  |  | 0 | 0 | 0 | 0 | 0 | 0 | 0 | 0 | 1 | 0 | Property | [14 empty] | Y
TCN6C | %Effect Statre 96Hr Acute Pimephales |  |  | 0 | 0 | 0 | 0 | 0 | 0 | 0 | 0 | 1 | 0 | Property | [14 empty] | Y
TCN6E | %Effect Statre 96Hr Acute Lepomis Macrochi |  |  | 0 | 0 | 0 | 0 | 0 | 0 | 0 | 0 | 1 | 0 | Property | [14 empty] | Y
TCN6J | %Effect Static Renewal 96Hr Acute Menidia beryllina |  | 1972785 | 16462 | 0 | 0 | 0 | 0 | 0 | 0 | 0 | 1 | 0 | Property | [14 empty] | Y
TCN6L | %Effect Static Renewal 96Hr Acute Atherinops affinis |  | 1956028 | 20539 | 0 | 0 | 0 | 0 | 0 | 0 | 0 | 1 | 0 | Property | [14 empty] | Y
TCO1A | %Effect Statre 4Day Chronic Selen. Capr. |  |  | 0 | 0 | 0 | 0 | 0 | 0 | 0 | 0 | 1 | 0 | Property | [14 empty] | Y
TCO1B | %Effect Statre 4Day Chronic L. Minor |  |  | 0 | 0 | 0 | 0 | 0 | 0 | 0 | 0 | 1 | 0 | Property | [14 empty] | Y
TCO1C | %Effect Statre 4Day Chronic Champia |  |  | 0 | 0 | 0 | 0 | 0 | 0 | 0 | 0 | 1 | 0 | Property | [14 empty] | Y
TCO3A | %Effect Statre 4Day Chronic Arbacia |  |  | 0 | 0 | 0 | 0 | 0 | 0 | 0 | 0 | 1 | 0 | Property | [14 empty] | Y
TCO3B | %Effect Statre 4Day Chronic Ceriodaphnia |  |  | 0 | 0 | 0 | 0 | 0 | 0 | 0 | 0 | 1 | 0 | Property | [14 empty] | Y
TCO3C | %Effect Statre 4Day Chronic D. Magna |  |  | 0 | 0 | 0 | 0 | 0 | 0 | 0 | 0 | 1 | 0 | Property | [14 empty] | Y
TCO3D | %Effect Statre 4Day Chronic D. Pulex |  |  | 0 | 0 | 0 | 0 | 0 | 0 | 0 | 0 | 1 | 0 | Property | [14 empty] | Y
TCO3E | %Effect Statre 4Day Chronic Mysid. Bahia |  |  | 0 | 0 | 0 | 0 | 0 | 0 | 0 | 0 | 1 | 0 | Property | [14 empty] | Y
TCO6A | %Effect Statre 4Day Chronic Cyprinodon |  |  | 0 | 0 | 0 | 0 | 0 | 0 | 0 | 0 | 1 | 0 | Property | [14 empty] | Y
TCO6B | %Effect Statre 4Day Chronic Menidia |  |  | 0 | 0 | 0 | 0 | 0 | 0 | 0 | 0 | 1 | 0 | Property | [14 empty] | Y
TCO6C | %Effect Statre 4Day Chronic Pimephales |  |  | 0 | 0 | 0 | 0 | 0 | 0 | 0 | 0 | 1 | 0 | Property | [14 empty] | Y
TCO6E | %Effect Statre 4Day Chronic Lepomis Macrochi |  |  | 0 | 0 | 0 | 0 | 0 | 0 | 0 | 0 | 1 | 0 | Property | [14 empty] | Y
81848 | Trichlorophenol | 25167822 | 230524 | 91515 | 81848 | 25167822 | 91515 | 1 | Trichlorophenol | 25167822 | 1 | 0 | Elem Flow List | 0 | [8 empty] | Y | Y
82227 | Trichlorophenate- (isomers) | 25167822 | 230524 | 91515 | 0 | 25167822 | 91515 | 1 | 0 | 25167822 | 1 | 0 | Elem Flow List | 0 | [8 empty] | Y | Y
TCP1A | %Effect Statre 7Day Chronic Selen. Capr. |  |  | 0 | 0 | 0 | 0 | 0 | 0 | 0 | 0 | 1 | 0 | Property | [14 empty] | Y
TCP1B | %Effect Statre 7Day Chronic L. Minor |  |  | 0 | 0 | 0 | 0 | 0 | 0 | 0 | 0 | 1 | 0 | Property | [14 empty] | Y
TCP1C | %Effect Statre 7Day Chronic Champia |  |  | 0 | 0 | 0 | 0 | 0 | 0 | 0 | 0 | 1 | 0 | Property | [14 empty] | Y
TCP3A | %Effect Statre 7Day Chronic Arbacia |  |  | 0 | 0 | 0 | 0 | 0 | 0 | 0 | 0 | 1 | 0 | Property | [14 empty] | Y
TCP3B | %Effect Statre 7Day Chronic Ceriodaphnia |  |  | 0 | 0 | 0 | 0 | 0 | 0 | 0 | 0 | 1 | 0 | Property | [14 empty] | Y
TCP3C | %Effect Statre 7Day Chronic D. Magna |  |  | 0 | 0 | 0 | 0 | 0 | 0 | 0 | 0 | 1 | 0 | Property | [14 empty] | Y
TCP3D | %Effect Statre 7Day Chronic D. Pulex |  |  | 0 | 0 | 0 | 0 | 0 | 0 | 0 | 0 | 1 | 0 | Property | [14 empty] | Y
TCP3E | %Effect Statre 7Day Chronic Mysid. Bahia |  |  | 0 | 0 | 0 | 0 | 0 | 0 | 0 | 0 | 1 | 0 | Property | [14 empty] | Y
TCP3Q | %Effect Static Renewal 7 Day Chronic Holmesimysis costata |  | 1946748 | 17273 | 0 | 0 | 0 | 0 | 0 | 0 | 0 | 1 | 0 | Property | [14 empty] | Y
TCP3X | %Eff 7D Chronic Statre D. Ambigua |  |  | 0 | 0 | 0 | 0 | 0 | 0 | 0 | 0 | 1 | 0 | Property | [14 empty] | Y
77687 | 2,4,5-Trichlorophenol | 95954 | 16519 | 47719 | 77687 | 95954 | 47719 | 1 | 2,4,5-Trichlorophenol | 95954 | 1 | 0 | Elem Flow List | 0 | [8 empty] | Y | Y
61023 | 2,4,5-Trichlorophenol | 95954 | 16519 | 47719 | 61023 | 95954 | 47719 | 1 | 2,4,5-Trichlorophenol | 95954 | 1 | 0 | Elem Flow List | 0 | [8 empty] | Y | Y
78401 | 2,4,5-Trichlorophenol, dry weight | 95954 | 16519 | 47719 | 0 | 95954 | 47719 | 1 | 0 | 95954 | 1 | 0 | Elem Flow List | 0 | [8 empty] | Y | Y
34621 | 2,4,6-Trichlorophenol | 88062 | 11536 | 48401 | 34621 | 88062 | 48401 | 1 | 2,4,6-Trichlorophenol | 88062 | 1 | 0 | Elem Flow List | 0 | [7 empty] | Y | Y | Y
34624 | 2,4,6-Trichlorophenol, dry weight | 88062 | 11536 | 48401 | 0 | 88062 | 48401 | 1 | 0 | 88062 | 1 | 0 | Elem Flow List | 0 | [7 empty] | Y | Y | Y
TCP6A | %Effect Statre 7Day Chronic Cyprinodon |  |  | 0 | 0 | 0 | 0 | 0 | 0 | 0 | 0 | 1 | 0 | Property | [14 empty] | Y
TCP6B | %Effect Statre 7Day Chronic Menidia |  |  | 0 | 0 | 0 | 0 | 0 | 0 | 0 | 0 | 1 | 0 | Property | [14 empty] | Y
TCP6C | %Effect Statre 7Day Chronic Pimephales |  |  | 0 | 0 | 0 | 0 | 0 | 0 | 0 | 0 | 1 | 0 | Property | [14 empty] | Y
TCP6E | %Effect Statre 7Day Chronic Lepomis Macrochi |  |  | 0 | 0 | 0 | 0 | 0 | 0 | 0 | 0 | 1 | 0 | Property | [14 empty] | Y
TCP6J | %Effect Static Renewal 7 Day Chronic Menidia beryllina |  | 1972785 | 16462 | 0 | 0 | 0 | 0 | 0 | 0 | 0 | 1 | 0 | Property | [14 empty] | Y
TCP6L | %Effect Static Renewal 7 Day Chronic Atherinops affinis |  | 1956028 | 20539 | 0 | 0 | 0 | 0 | 0 | 0 | 0 | 1 | 0 | Property | [14 empty] | Y
73054 | Trichlorosyringol | 2539266 | 749002 | 83864 | 73054 | 2539266 | 83864 | 1 | Trichlorosyringol | 2539266 | 1 | 0 | Elem Flow List | 0
79849 | Trichlorosyringol | 2539266 | 749002 | 83864 | 79849 | 2539266 | 83864 | 1 | Trichlorosyringol | 2539266 | 1 | 0 | Elem Flow List | 0
TCS3L | %Effect Static 20Min Chronic Strongylocentrotus purpuratus |  | 1953512 | 16606 | 0 | 0 | 0 | 0 | 0 | 0 | 0 | 1 | 0 | Property | [14 empty] | Y
TCS3N | %Effect Static 20Min Chronic Dendraster excentricus |  | 1953546 | 21393 | 0 | 0 | 0 | 0 | 0 | 0 | 0 | 1 | 0 | Property | [14 empty] | Y
TCW6E | %Effect Flth 48Hr Acute Lepomis Macrochi |  |  | 0 | 0 | 0 | 0 | 0 | 0 | 0 | 0 | 1 | 0 | Property | [14 empty] | Y
TCX6E | %Effect Flth 96Hr Acute Lepomis Macrochi |  |  | 0 | 0 | 0 | 0 | 0 | 0 | 0 | 0 | 1 | 0 | Property | [14 empty] | Y
TCY6E | %Effect Flth 4Day Chronic Lepomis Macrochi |  |  | 0 | 0 | 0 | 0 | 0 | 0 | 0 | 0 | 1 | 0 | Property | [14 empty] | Y
TCZ6E | %Effect Flth 7Day Chronic Lepomis Macrochi |  |  | 0 | 0 | 0 | 0 | 0 | 0 | 0 | 0 | 1 | 0 | Property | [14 empty] | Y
TDA3B | Noael Static 48Hr Acute Ceriodaphnia |  |  | 0 | 0 | 0 | 0 | 0 | 0 | 0 | 0 | 1 | 0 | Property | [14 empty] | Y
TDA3D | Noael Static 48Hr Acute D. Pulex |  |  | 0 | 0 | 0 | 0 | 0 | 0 | 0 | 0 | 1 | 0 | Property | [14 empty] | Y
TDA3E | Noael Static 48Hr Acute Mysid. Bahia |  |  | 0 | 0 | 0 | 0 | 0 | 0 | 0 | 0 | 1 | 0 | Property | [14 empty] | Y
TDA3Z | NOAEL Static 48Hr Acute Americamysis bahia |  | 17075466 | 31801 | 0 | 0 | 0 | 0 | 0 | 0 | 0 | 1 | 0 | Property | [14 empty] | Y
TDA6A | 48Hr Acute Cyprinodon Variegatu |  |  | 0 | 0 | 0 | 0 | 0 | 0 | 0 | 0 | 1 | 0 | Property | [14 empty] | Y
TDA6B | Noael Static 48Hr Acute Menidia |  |  | 0 | 0 | 0 | 0 | 0 | 0 | 0 | 0 | 1 | 0 | Property | [14 empty] | Y
TDA6C | Noael Static 48Hr Acute Pimephales |  |  | 0 | 0 | 0 | 0 | 0 | 0 | 0 | 0 | 1 | 0 | Property | [14 empty] | Y
TDA6E | NOEAL Static 48Hr Acute Lepomis Macrochirus |  |  | 0 | 0 | 0 | 0 | 0 | 0 | 0 | 0 | 1 | 0 | Property | [14 empty] | Y
TDA6F | Noael Static 48Hr Acute Salvel. Salmonid |  |  | 0 | 0 | 0 | 0 | 0 | 0 | 0 | 0 | 1 | 0 | Property | [14 empty] | Y
TDA6I | 48Hr Acute Oncorhyncus Myriss |  |  | 0 | 0 | 0 | 0 | 0 | 0 | 0 | 0 | 1 | 0 | Property | [14 empty] | Y
TDB6E | Noael Static 96Hr Acute Lepomis Macrochirus |  |  | 0 | 0 | 0 | 0 | 0 | 0 | 0 | 0 | 1 | 0 | Property | [14 empty] | Y
TDC6E | Noael Static 4Day Chronic Lepomis Macrochirus |  |  | 0 | 0 | 0 | 0 | 0 | 0 | 0 | 0 | 1 | 0 | Property | [14 empty] | Y
34546 | 1,2-trans-Dichloroethylene | 156605 | 40469 | 46362 | 34546 | 156605 | 46362 | 1 | 0 | 156605 | 1 | 0 | Elem Flow List | 0 | [7 empty] | Y | Y | Y
85810 | trans-1,2-Dichloroethylene | 156605 | 40469 | 46362 | 85810 | 156605 | 46362 | 1 | trans-1,2-Dichloroethylene | 156605 | 1 | 0 | Elem Flow List | 0 | [7 empty] | Y | Y | Y
78376 | trans-1,2-Dichloroethene | 156605 | 40469 | 46362 | 78376 | 156605 | 46362 | 1 | 0 | 156605 | 1 | 0 | Elem Flow List | 0 | [7 empty] | Y | Y | Y
34549 | 1,2-trans-Dichloroethylene, dry weight | 156605 | 40469 | 46362 | 34549 | 156605 | 46362 | 1 | 0 | 156605 | 1 | 0 | Elem Flow List | 0 | [7 empty] | Y | Y | Y
TDD6E | Noael Static 7Day Chronic Lepomis Macrochirus |  |  | 0 | 0 | 0 | 0 | 0 | 0 | 0 | 0 | 1 | 0 | Property | [14 empty] | Y
TDE1B | Noael 1Hr Chronic L. Minor |  |  | 0 | 0 | 0 | 0 | 0 | 0 | 0 | 0 | 1 | 0 | Property | [14 empty] | Y
TDE6E | Noael Static 24Hr Acute Lepomis Macrochirus |  |  | 0 | 0 | 0 | 0 | 0 | 0 | 0 | 0 | 1 | 0 | Property | [14 empty] | Y
TDM1A | Noael Statre 48Hr Acute Selen. Capr. |  |  | 0 | 0 | 0 | 0 | 0 | 0 | 0 | 0 | 1 | 0 | Property | [14 empty] | Y
TDM1B | Noael Statre 48Hr Acute L. Minor |  |  | 0 | 0 | 0 | 0 | 0 | 0 | 0 | 0 | 1 | 0 | Property | [14 empty] | Y
TDM1C | Noael Statre 48Hr Acu. Champia |  |  | 0 | 0 | 0 | 0 | 0 | 0 | 0 | 0 | 1 | 0 | Property | [14 empty] | Y
TDM3A | Noael Statre 48Hr Acute Arbacia |  |  | 0 | 0 | 0 | 0 | 0 | 0 | 0 | 0 | 1 | 0 | Property | [14 empty] | Y
TDM3B | Noael Statre 48Hr Acute Ceriodaphnia |  |  | 0 | 0 | 0 | 0 | 0 | 0 | 0 | 0 | 1 | 0 | Property | [14 empty] | Y
TDM3C | Noael Statre 48Hr Acute D. Magna |  |  | 0 | 0 | 0 | 0 | 0 | 0 | 0 | 0 | 1 | 0 | Property | [14 empty] | Y
TDM3D | Noael Statre 48Hr Acute D. Pulex |  |  | 0 | 0 | 0 | 0 | 0 | 0 | 0 | 0 | 1 | 0 | Property | [14 empty] | Y
TDM3E | Noael Statre 48Hr Acute Mysid. Bahia |  |  | 0 | 0 | 0 | 0 | 0 | 0 | 0 | 0 | 1 | 0 | Property | [14 empty] | Y
TDM6A | Noael Statre 48Hr Acute Cyprinodon |  |  | 0 | 0 | 0 | 0 | 0 | 0 | 0 | 0 | 1 | 0 | Property | [14 empty] | Y
TDM6B | Noael Statre 48Hr Acute Menidia |  |  | 0 | 0 | 0 | 0 | 0 | 0 | 0 | 0 | 1 | 0 | Property | [14 empty] | Y
TDM6C | Noael Statre 48Hr Acute Pimephales |  |  | 0 | 0 | 0 | 0 | 0 | 0 | 0 | 0 | 1 | 0 | Property | [14 empty] | Y
TDM6E | NOEAL Static Renewal 48Hr Acute Lepomis Macrochirus |  |  | 0 | 0 | 0 | 0 | 0 | 0 | 0 | 0 | 1 | 0 | Property | [14 empty] | Y
38892 | Triadimefon, total | 43121433 | 286872 | 53469 | 0 | 0 | 0 | 0 | 0 | 43121433 | 1 | 0 | Elem Flow List | 0 | [8 empty] | Y | Y
51163 | Triadimefon, organic pesticide | 43121433 | 286872 | 53469 | 0 | 0 | 0 | 0 | 0 | 43121433 | 1 | 0 | Elem Flow List | 0 | [8 empty] | Y | Y
51106 | Dazomet | 533744 | 50955 | 45614 | 0 | 0 | 0 | 0 | Dazomet | 533744 | 1 | 0 | Elem Flow List | 0 | [8 empty] | Y | Y
78166 | Tetrahydro-3,5-dimethyl-2-hydro-1,3,5-thione | 533744 | 50955 | 45614 | 0 | 0 | 0 | 0 | 0 | 533744 | 1 | 0 | Elem Flow List | 0 | [8 empty] | Y | Y
TDN1A | Noael Statre 96Hr Acute Selen. Capr. |  |  | 0 | 0 | 0 | 0 | 0 | 0 | 0 | 0 | 1 | 0 | Property | [14 empty] | Y
TDN1B | Noael Statre 96Hr Acute L. Minor |  |  | 0 | 0 | 0 | 0 | 0 | 0 | 0 | 0 | 1 | 0 | Property | [14 empty] | Y
TDN1C | Noael Statre 96Hr Acu. Champia |  |  | 0 | 0 | 0 | 0 | 0 | 0 | 0 | 0 | 1 | 0 | Property | [14 empty] | Y
TDN3A | Noael Statre 96Hr Acute Arbacia |  |  | 0 | 0 | 0 | 0 | 0 | 0 | 0 | 0 | 1 | 0 | Property | [14 empty] | Y
TDN3B | Noael Statre 96Hr Acute Ceriodaphnia |  |  | 0 | 0 | 0 | 0 | 0 | 0 | 0 | 0 | 1 | 0 | Property | [14 empty] | Y
TDN3C | Noael Statre 96Hr Acute D. Magna |  |  | 0 | 0 | 0 | 0 | 0 | 0 | 0 | 0 | 1 | 0 | Property | [14 empty] | Y
TDN3D | Noael Statre 96Hr Acute D. Pulex |  |  | 0 | 0 | 0 | 0 | 0 | 0 | 0 | 0 | 1 | 0 | Property | [14 empty] | Y
TDN3E | Noael Statre 96Hr Acute Mysid. Bahia |  |  | 0 | 0 | 0 | 0 | 0 | 0 | 0 | 0 | 1 | 0 | Property | [14 empty] | Y
TDN6A | Noael Statre 96Hr Acute Cyprinodon |  |  | 0 | 0 | 0 | 0 | 0 | 0 | 0 | 0 | 1 | 0 | Property | [14 empty] | Y
TDN6B | Noael Statre 96Hr Acute Menidia |  |  | 0 | 0 | 0 | 0 | 0 | 0 | 0 | 0 | 1 | 0 | Property | [14 empty] | Y
TDN6C | Noael Statre 96Hr Acute Pimephales |  |  | 0 | 0 | 0 | 0 | 0 | 0 | 0 | 0 | 1 | 0 | Property | [14 empty] | Y
TDN6E | Noael Statre 96Hr Acute Lepomis Macrochi |  |  | 0 | 0 | 0 | 0 | 0 | 0 | 0 | 0 | 1 | 0 | Property | [14 empty] | Y
TDN6I | 96Hr Acute Noael Statroncorhynchus Mysiss |  |  | 0 | 0 | 0 | 0 | 0 | 0 | 0 | 0 | 1 | 0 | Property | [14 empty] | Y
TDO1A | Noael Statre 4Day Chronic Selen. Capr. |  |  | 0 | 0 | 0 | 0 | 0 | 0 | 0 | 0 | 1 | 0 | Property | [14 empty] | Y
TDO1B | Noael Statre 4Day Chronic L. Minor |  |  | 0 | 0 | 0 | 0 | 0 | 0 | 0 | 0 | 1 | 0 | Property | [14 empty] | Y
TDO1C | Noael Statre 4Day Chronic Champia |  |  | 0 | 0 | 0 | 0 | 0 | 0 | 0 | 0 | 1 | 0 | Property | [14 empty] | Y
TDO3A | Noael Statre 4Day Chronic Arbacia |  |  | 0 | 0 | 0 | 0 | 0 | 0 | 0 | 0 | 1 | 0 | Property | [14 empty] | Y
TDO3B | Noael Statre 4Day Chronic Ceriodaphnia |  |  | 0 | 0 | 0 | 0 | 0 | 0 | 0 | 0 | 1 | 0 | Property | [14 empty] | Y
TDO3C | Noael Statre 4Day Chronic D. Magna |  |  | 0 | 0 | 0 | 0 | 0 | 0 | 0 | 0 | 1 | 0 | Property | [14 empty] | Y
TDO3D | Noael Statre 4Day Chronic D. Pulex |  |  | 0 | 0 | 0 | 0 | 0 | 0 | 0 | 0 | 1 | 0 | Property | [14 empty] | Y
TDO3E | Noael Statre 4Day Chronic Mysid. Bahia |  |  | 0 | 0 | 0 | 0 | 0 | 0 | 0 | 0 | 1 | 0 | Property | [14 empty] | Y
TDO6A | Noael Statre 4Day Chronic Cyprinodon |  |  | 0 | 0 | 0 | 0 | 0 | 0 | 0 | 0 | 1 | 0 | Property | [14 empty] | Y
TDO6B | Noael Statre 4Day Chronic Menidia |  |  | 0 | 0 | 0 | 0 | 0 | 0 | 0 | 0 | 1 | 0 | Property | [14 empty] | Y
TDO6C | Noael Statre 4Day Chronic Pimephales |  |  | 0 | 0 | 0 | 0 | 0 | 0 | 0 | 0 | 1 | 0 | Property | [14 empty] | Y
TDO6E | Noael Statre 4Day Chronic Lepomis Macrochi |  |  | 0 | 0 | 0 | 0 | 0 | 0 | 0 | 0 | 1 | 0 | Property | [14 empty] | Y
TDP1A | Noael Statre 7Day Chronic Selen. Capr. |  |  | 0 | 0 | 0 | 0 | 0 | 0 | 0 | 0 | 1 | 0 | Property | [14 empty] | Y
TDP1B | Noael Statre 7Day Chronic L. Minor |  |  | 0 | 0 | 0 | 0 | 0 | 0 | 0 | 0 | 1 | 0 | Property | [14 empty] | Y
TDP1C | Noael Statre 7Day Chronic Champia |  |  | 0 | 0 | 0 | 0 | 0 | 0 | 0 | 0 | 1 | 0 | Property | [14 empty] | Y
TDP3A | Noael Statre 7Day Chronic Arbacia |  |  | 0 | 0 | 0 | 0 | 0 | 0 | 0 | 0 | 1 | 0 | Property | [14 empty] | Y
TDP3B | Noael Statre 7Day Chronic Ceriodaphnia |  |  | 0 | 0 | 0 | 0 | 0 | 0 | 0 | 0 | 1 | 0 | Property | [14 empty] | Y
TDP3C | Noael Statre 7Day Chronic D. Magna |  |  | 0 | 0 | 0 | 0 | 0 | 0 | 0 | 0 | 1 | 0 | Property | [14 empty] | Y
TDP3D | Noael Statre 7Day Chronic D. Pulex |  |  | 0 | 0 | 0 | 0 | 0 | 0 | 0 | 0 | 1 | 0 | Property | [14 empty] | Y
TDP3E | Noael Statre 7Day Chronic Mysid. Bahia |  |  | 0 | 0 | 0 | 0 | 0 | 0 | 0 | 0 | 1 | 0 | Property | [14 empty] | Y
TDP6A | Noael Statre 7Day Chronic Cyprinodon |  |  | 0 | 0 | 0 | 0 | 0 | 0 | 0 | 0 | 1 | 0 | Property | [14 empty] | Y
TDP6B | Noael Statre 7Day Chronic Menidia |  |  | 0 | 0 | 0 | 0 | 0 | 0 | 0 | 0 | 1 | 0 | Property | [14 empty] | Y
TDP6C | Noael Statre 7Day Chronic Pimephales |  |  | 0 | 0 | 0 | 0 | 0 | 0 | 0 | 0 | 1 | 0 | Property | [14 empty] | Y
TDP6E | Noael Statre 7Day Chronic Lepomis Macrochi |  |  | 0 | 0 | 0 | 0 | 0 | 0 | 0 | 0 | 1 | 0 | Property | [14 empty] | Y
525 | Solids, fixed dissolved |  |  | 0 | 525 | 0 | 0 | 1 | 0 | 0 | 0 | 0 | Other flow | 0
70295 | Solids, total dissolved |  |  | 0 | 70295 | 0 | 0 | 1 | 0 | 0 | 0 | 0 | Other flow | 0
70296 | Solids, total dissolved (TDS) |  |  | 0 | 70296 | 0 | 0 | 1 | 0 | 0 | 0 | 0 | Other flow | 0
70300 | Solids, total dissolved- 180 deg. C |  |  | 0 | 70300 | 0 | 0 | 1 | 0 | 0 | 0 | 0 | Other flow | 0
520 | Solids, volatile dissolved |  |  | 0 | 520 | 0 | 0 | 1 | 0 | 0 | 0 | 0 | Other flow | 0
TDW6E | Noael Flth 48Hr Acute Lepomis Macrochi |  |  | 0 | 0 | 0 | 0 | 0 | 0 | 0 | 0 | 1 | 0 | Property | [14 empty] | Y
TDX6E | Noael Flth 96Hr Acute Lepomis Macrochi |  |  | 0 | 0 | 0 | 0 | 0 | 0 | 0 | 0 | 1 | 0 | Property | [14 empty] | Y
TDY6E | Noael Flth 4Day Chronic Lepomis Macrochi |  |  | 0 | 0 | 0 | 0 | 0 | 0 | 0 | 0 | 1 | 0 | Property | [14 empty] | Y
TDZ6E | Noael Flth 7Day Chronic Lepomis Macrochi |  |  | 0 | 0 | 0 | 0 | 0 | 0 | 0 | 0 | 1 | 0 | Property | [14 empty] | Y
TEA6E | Low Flow Pass/Fail Static 48Hr Acute Lepomis Macrochirus |  |  | 0 | 0 | 0 | 0 | 0 | 0 | 0 | 0 | 1 | 0 | Property | [14 empty] | Y
TEB6E | LF Pass/Fail Static 96Hr Acute Lepomis Macrochirus |  |  | 0 | 0 | 0 | 0 | 0 | 0 | 0 | 0 | 1 | 0 | Property | [14 empty] | Y
TEC6E | LF Pass/Fail Static 4Day Chronic Lepomis Macrochirus |  |  | 0 | 0 | 0 | 0 | 0 | 0 | 0 | 0 | 1 | 0 | Property | [14 empty] | Y
22100 | Technetium 99, total (14) | 14133767 | 650598 | 5144 | 22100 | 14133767 | 5144 | 1 | 0 | 14133767 | 1 | 0 | Elem Flow List | 0 | [6 empty] | Y
52230 | Technetium-99 | 14133767 | 650598 | 5144 | 0 | 14133767 | 5144 | 1 | Technetium-99 | 14133767 | 1 | 0 | Elem Flow List | 0 | Y | [5 empty] | Y
TED6E | LF Pass/Fail Static 7Day Chronic Lepomis Macrochirus |  |  | 0 | 0 | 0 | 0 | 0 | 0 | 0 | 0 | 1 | 0 | Property | [14 empty] | Y
TEE3D | LF Pass/Fail Static 24Hr Acute Daphnia Pulex |  |  | 0 | 0 | 0 | 0 | 0 | 0 | 0 | 0 | 1 | 0 | Property | [14 empty] | Y
TEE6C | LF Pass/Fail Static 24Hr Acute Pimephales |  |  | 0 | 0 | 0 | 0 | 0 | 0 | 0 | 0 | 1 | 0 | Property | [14 empty] | Y
TEE6E | LF Pass/Fail Static 24Hr Acute Lepomis Macrochirus |  |  | 0 | 0 | 0 | 0 | 0 | 0 | 0 | 0 | 1 | 0 | Property | [14 empty] | Y
TEI3B | Low Flow Pass/Fail Static 24Hr Acute Ceriodaphnia Dubia |  |  | 0 | 0 | 0 | 0 | 0 | 0 | 0 | 0 | 1 | 0 | Property | [14 empty] | Y
TEI3E | LF Pass/Fail Statre 7Day Chronic Mysid. Bahia |  |  | 0 | 0 | 0 | 0 | 0 | 0 | 0 | 0 | 1 | 0 | Property | [14 empty] | Y
TEI6A | LF Pass/Fail Statre 7Day Chronic Cyprinodon |  |  | 0 | 0 | 0 | 0 | 0 | 0 | 0 | 0 | 1 | 0 | Property | [14 empty] | Y
TEI6C | LF Pass/Fail Statre 7Day Chronic Pimephales |  |  | 0 | 0 | 0 | 0 | 0 | 0 | 0 | 0 | 1 | 0 | Property | [14 empty] | Y
TEM3C | LF Pass/Fail Statre 48Hr Acute Daphnia Magna |  |  | 0 | 0 | 0 | 0 | 0 | 0 | 0 | 0 | 1 | 0 | Property | [14 empty] | Y
TEM3D | LF Pass/Fail Statre 48Hr Acute Daphnia Pulex |  |  | 0 | 0 | 0 | 0 | 0 | 0 | 0 | 0 | 1 | 0 | Property | [14 empty] | Y
TEM3E | LF Pass/Fail Statre 48Hr Acute Mysidopis Bahia |  |  | 0 | 0 | 0 | 0 | 0 | 0 | 0 | 0 | 1 | 0 | Property | [14 empty] | Y
TEM6A | LF Pass/Fail Statre 48Hr Acute Cyprinodon Variega |  |  | 0 | 0 | 0 | 0 | 0 | 0 | 0 | 0 | 1 | 0 | Property | [14 empty] | Y
TEM6B | LF Pass/Fail Statre 48Hr Acute Menidia |  |  | 0 | 0 | 0 | 0 | 0 | 0 | 0 | 0 | 1 | 0 | Property | [14 empty] | Y
TEM6C | LF Pass/Fail Statre 48Hr Acute Pimephales Promela |  |  | 0 | 0 | 0 | 0 | 0 | 0 | 0 | 0 | 1 | 0 | Property | [14 empty] | Y
TEM6E | Low Flow Pass/Fail Static Renewal 48Hr Acute Lepomis Macrochirus |  |  | 0 | 0 | 0 | 0 | 0 | 0 | 0 | 0 | 1 | 0 | Property | [14 empty] | Y
TEN6E | LF Pass/Fail Statre 96Hr Acute Lepomis Macrochi |  |  | 0 | 0 | 0 | 0 | 0 | 0 | 0 | 0 | 1 | 0 | Property | [14 empty] | Y
TEO3E | LF Pass/Fail Statre 7Day Chronic Mysidopsis Bahia |  |  | 0 | 0 | 0 | 0 | 0 | 0 | 0 | 0 | 1 | 0 | Property | [14 empty] | Y
TEO6A | LF Pass/Fail Statre 7Day Chronic Cyprinodon Variega |  |  | 0 | 0 | 0 | 0 | 0 | 0 | 0 | 0 | 1 | 0 | Property | [14 empty] | Y
TEO6E | LF Pass/Fail Statre 4Day Chronic Lepomis Macrochi |  |  | 0 | 0 | 0 | 0 | 0 | 0 | 0 | 0 | 1 | 0 | Property | [14 empty] | Y
TEP3B | Low Flow Pass/Fail Static Renewal 7Day Chronic Ceriodaphnia Dubia |  |  | 0 | 0 | 0 | 0 | 0 | 0 | 0 | 0 | 1 | 0 | Property | [14 empty] | Y
TEP6C | LF Pass/Fail Statre 7Day Chronic Pimephales |  |  | 0 | 0 | 0 | 0 | 0 | 0 | 0 | 0 | 1 | 0 | Property | [14 empty] | Y
TEP6E | LF Pass/Fail Statre 7Day Chronic Lepomis Macrochi |  |  | 0 | 0 | 0 | 0 | 0 | 0 | 0 | 0 | 1 | 0 | Property | [14 empty] | Y
82088 | Terbufos (counter) total | 13071799 | 183806 | 61528 | 82088 | 13071799 | 61528 | 1 | 0 | 13071799 | 1 | 0 | Elem Flow List | 0 | [8 empty] | Y
51462 | Terbufos | 13071799 | 183806 | 61528 | 0 | 13071799 | 61528 | 1 | Terbufos | 13071799 | 1 | 0 | Elem Flow List | 0 | [8 empty] | Y
51045 | .alpha.-Terpineol | 98555 | 18127 | 47981 | 51045 | 98555 | 47981 | 1 | .alpha.-Terpineol | 98555 | 1 | 0 | Elem Flow List | 0
77493 | .alpha.-Terpineol | 98555 | 18127 | 47981 | 77493 | 98555 | 47981 | 1 | .alpha.-Terpineol | 98555 | 1 | 0 | Elem Flow List | 0
75565 | .alpha.-Terpineol | 98555 | 18127 | 47981 | 0 | 98555 | 47981 | 1 | .alpha.-Terpineol | 98555 | 1 | 0 | Elem Flow List | 0
TEW6E | LF Pass/Fail Flth 48Hr Acute Lepomis Macrochi |  |  | 0 | 0 | 0 | 0 | 0 | 0 | 0 | 0 | 1 | 0 | Property | [14 empty] | Y
TEX6E | LF Pass/Fail Flth 96Hr Acute Lepomis Macrochi |  |  | 0 | 0 | 0 | 0 | 0 | 0 | 0 | 0 | 1 | 0 | Property | [14 empty] | Y
TEY6E | LF Pass/Fail Flth 4Day Chronic Lepomis Macrochi |  |  | 0 | 0 | 0 | 0 | 0 | 0 | 0 | 0 | 1 | 0 | Property | [14 empty] | Y
TEZ6E | LF Pass/Fail Flth 7Day Chronic Lepomis Macrochi |  |  | 0 | 0 | 0 | 0 | 0 | 0 | 0 | 0 | 1 | 0 | Property | [14 empty] | Y
TFA6E | Half Low Flow Pass/Fail Static 48Hr Acute Lepomis Macrochirus |  |  | 0 | 0 | 0 | 0 | 0 | 0 | 0 | 0 | 1 | 0 | Property | [14 empty] | Y
TFB6E | HLF Pass/Fail Static 96Hr Acute Lepomis Macrochiru |  |  | 0 | 0 | 0 | 0 | 0 | 0 | 0 | 0 | 1 | 0 | Property | [14 empty] | Y
TFC6E | HLF Pass/Fail Static 4Day Chronic Lepomis Macrochiru |  |  | 0 | 0 | 0 | 0 | 0 | 0 | 0 | 0 | 1 | 0 | Property | [14 empty] | Y
TFD6E | HLF Pass/Fail Static 7Day Chronic Lepomis Macrochiru |  |  | 0 | 0 | 0 | 0 | 0 | 0 | 0 | 0 | 1 | 0 | Property | [14 empty] | Y
TFE6E | HLF Pass/Fail Static 24Hr Acute Lepomis Macrochiru |  |  | 0 | 0 | 0 | 0 | 0 | 0 | 0 | 0 | 1 | 0 | Property | [14 empty] | Y
TFM3C | HLF Pass/Fail Statre 48Hr Acute Daphnia Magna |  |  | 0 | 0 | 0 | 0 | 0 | 0 | 0 | 0 | 1 | 0 | Property | [14 empty] | Y
TFM3D | HLF Pass/Fail Statre 48Hr Acute Daphnia Pulex |  |  | 0 | 0 | 0 | 0 | 0 | 0 | 0 | 0 | 1 | 0 | Property | [14 empty] | Y
TFM3E | HLF Pass/Fail Statre 48Hr Acute Mysidopis Bahia |  |  | 0 | 0 | 0 | 0 | 0 | 0 | 0 | 0 | 1 | 0 | Property | [14 empty] | Y
TFM6A | HLF Pass/Fail Statre 48Hr Acute Cyprinodon Varie |  |  | 0 | 0 | 0 | 0 | 0 | 0 | 0 | 0 | 1 | 0 | Property | [14 empty] | Y
TFM6C | HLF Pass/Fail Statre 48Hr Acute Pimephales Prome |  |  | 0 | 0 | 0 | 0 | 0 | 0 | 0 | 0 | 1 | 0 | Property | [14 empty] | Y
TFM6E | Half Low Flow Pass/Fail Static Renewal 48Hr Acute Lepomis Macrochirus |  |  | 0 | 0 | 0 | 0 | 0 | 0 | 0 | 0 | 1 | 0 | Property | [14 empty] | Y
TFN6E | HLF Pass/Fail Statre 96Hr Acute Lepomis Macrochi |  |  | 0 | 0 | 0 | 0 | 0 | 0 | 0 | 0 | 1 | 0 | Property | [14 empty] | Y
TFO3E | HLF Pass/Fail Statre 7Day Chronic Mysidopsis Bahia |  |  | 0 | 0 | 0 | 0 | 0 | 0 | 0 | 0 | 1 | 0 | Property | [14 empty] | Y
TFO6A | HLF Pass/Fail Statre 7Day Chronic Cyprinodon Varie |  |  | 0 | 0 | 0 | 0 | 0 | 0 | 0 | 0 | 1 | 0 | Property | [14 empty] | Y
TFO6B | Half Low Flow Pass/Fail Static Renewal 7 Day Chronic Menidia menidia |  | 1926930 | 17536 | 0 | 0 | 0 | 0 | 0 | 0 | 0 | 1 | 0 | Property | [14 empty] | Y
TFO6E | HLF Pass/Fail Statre 4Day Chronic Lepomis Macrochi |  |  | 0 | 0 | 0 | 0 | 0 | 0 | 0 | 0 | 1 | 0 | Property | [14 empty] | Y
TFP3B | HLF Pass/Fail Statre 7Day Chronic Ceriodaphnia |  |  | 0 | 0 | 0 | 0 | 0 | 0 | 0 | 0 | 1 | 0 | Property | [14 empty] | Y
TFP6C | HLF Pass/Fail Statre 7Day Chronic Pimephales |  |  | 0 | 0 | 0 | 0 | 0 | 0 | 0 | 0 | 1 | 0 | Property | [14 empty] | Y
TFP6E | HLF Pass/Fail Statre 7Day Chronic Lepomis Macrochi |  |  | 0 | 0 | 0 | 0 | 0 | 0 | 0 | 0 | 1 | 0 | Property | [14 empty] | Y
TFW6E | HLF Pass/Fail Flth 48Hr Acute Lepomis Macrochi |  |  | 0 | 0 | 0 | 0 | 0 | 0 | 0 | 0 | 1 | 0 | Property | [14 empty] | Y
TFX6E | HLF Pass/Fail Flth 96Hr Acute Lepomis Macrochi |  |  | 0 | 0 | 0 | 0 | 0 | 0 | 0 | 0 | 1 | 0 | Property | [14 empty] | Y
TFY6E | HLF Pass/Fail Flth 4Day Chronic Lepomis Macrochi |  |  | 0 | 0 | 0 | 0 | 0 | 0 | 0 | 0 | 1 | 0 | Property | [14 empty] | Y
TFZ6E | HLF Pass/Fail Flth 7Day Chronic Lepomis Macrochi |  |  | 0 | 0 | 0 | 0 | 0 | 0 | 0 | 0 | 1 | 0 | Property | [14 empty] | Y
TGA3B | Pass/Fail Static 48Hr Acute Ceriodaphnia |  |  | 0 | 0 | 0 | 0 | 0 | 0 | 0 | 0 | 1 | 0 | Property | [14 empty] | Y
TGA3C | Pass/Fail Static 48Hr Acute Daphnia Magna |  |  | 0 | 0 | 0 | 0 | 0 | 0 | 0 | 0 | 1 | 0 | Property | [14 empty] | Y
TGA3D | Pass/Fail Static 48Hr Acute D. Pulex |  |  | 0 | 0 | 0 | 0 | 0 | 0 | 0 | 0 | 1 | 0 | Property | [14 empty] | Y
TGA3E | Pass/Fail Static 48Hr Acute Mysidopsis Bahia |  |  | 0 | 0 | 0 | 0 | 0 | 0 | 0 | 0 | 1 | 0 | Property | [14 empty] | Y
TGA3X | Pass/Fail 48Hr Acute Static D. Ambigua |  |  | 0 | 0 | 0 | 0 | 0 | 0 | 0 | 0 | 1 | 0 | Property | [14 empty] | Y
TGA3Y | Pass/Fail Static 48Hr Acute Hyalella azteca |  |  | 0 | 0 | 0 | 0 | 0 | 0 | 0 | 0 | 1 | 0 | Property | [14 empty] | Y
TGA6A | Pass/Fail Static 48Hr Acute Cyprinodon variegatus |  | 1899517 | 19122 | 0 | 0 | 0 | 0 | 0 | 0 | 0 | 1 | 0 | Property | [14 empty] | Y
TGA6B | Pass/Fail Static 48Hr Acute Menidia |  |  | 0 | 0 | 0 | 0 | 0 | 0 | 0 | 0 | 1 | 0 | Property | [14 empty] | Y
TGA6C | Pass/Fail Static 48Hr Acute Pimephales |  |  | 0 | 0 | 0 | 0 | 0 | 0 | 0 | 0 | 1 | 0 | Property | [14 empty] | Y
TGA6E | Pass/Fail Static 48Hr Acute Lepomis Macrochirus |  |  | 0 | 0 | 0 | 0 | 0 | 0 | 0 | 0 | 1 | 0 | Property | [14 empty] | Y
TGA6H | Pass/Fail Static 48Hr Acute Cyprinella Leedsi |  |  | 0 | 0 | 0 | 0 | 0 | 0 | 0 | 0 | 1 | 0 | Property | [14 empty] | Y
TGB3B | Pass/Fail Static 96Hr Acute Ceriodaphnia Dubia |  |  | 0 | 0 | 0 | 0 | 0 | 0 | 0 | 0 | 1 | 0 | Property | [14 empty] | Y
TGB3Q | Pass/Fail Static 96Hr Acute Holmesimysis costata |  | 1946748 | 17273 | 0 | 0 | 0 | 0 | 0 | 0 | 0 | 1 | 0 | Property | [14 empty] | Y
TGB6A | Pass/Fail Static 96 Hr Acute Cyprinodon Variega |  |  | 0 | 0 | 0 | 0 | 0 | 0 | 0 | 0 | 1 | 0 | Property | [14 empty] | Y
TGB6C | Pass/Fail Static 96 Hr Acute Pimephales Promelas |  |  | 0 | 0 | 0 | 0 | 0 | 0 | 0 | 0 | 1 | 0 | Property | [14 empty] | Y
TGB6E | Pass/Fail Static 96Hr Acute Lepomis Macrochirus |  |  | 0 | 0 | 0 | 0 | 0 | 0 | 0 | 0 | 1 | 0 | Property | [14 empty] | Y
TGB6J | Pass/Fail Static 96Hr Acute Menidia beryllina |  | 1972785 | 16462 | 0 | 0 | 0 | 0 | 0 | 0 | 0 | 1 | 0 | Property | [14 empty] | Y
TGB6L | Pass/Fail Static 96Hr Acute Atherinops affinis |  | 1956028 | 20539 | 0 | 0 | 0 | 0 | 0 | 0 | 0 | 1 | 0 | Property | [14 empty] | Y
TGC1E | Pass/Fail Static 4 Day Chronic Raphidocelis subcapitata |  |  | 0 | 0 | 0 | 0 | 0 | 0 | 0 | 0 | 1 | 0 | Property | [14 empty] | Y
TGC3D | Pass/Fail Static 4 Day Chronic Daphnia Pulex |  |  | 0 | 0 | 0 | 0 | 0 | 0 | 0 | 0 | 1 | 0 | Property | [14 empty] | Y
TGC3E | Pass/Fail Static 4 Day Chronic Mysidopsis Bahia |  |  | 0 | 0 | 0 | 0 | 0 | 0 | 0 | 0 | 1 | 0 | Property | [14 empty] | Y
TGC6A | Pass/Fail Static 4 Day Chronic Cyprinodon Variega |  |  | 0 | 0 | 0 | 0 | 0 | 0 | 0 | 0 | 1 | 0 | Property | [14 empty] | Y
TGC6C | Pass/Fail Static 4 Day Chronic Pimephales Promelas |  |  | 0 | 0 | 0 | 0 | 0 | 0 | 0 | 0 | 1 | 0 | Property | [14 empty] | Y
TGC6E | Pass/Fail Static 4Day Chronic Lepomis Macrochirus |  |  | 0 | 0 | 0 | 0 | 0 | 0 | 0 | 0 | 1 | 0 | Property | [14 empty] | Y
TGD6E | Pass/Fail Static 7Day Chronic Lepomis Macrochirus |  |  | 0 | 0 | 0 | 0 | 0 | 0 | 0 | 0 | 1 | 0 | Property | [14 empty] | Y
TGE3B | Pass/Fail Static 24Hr Acute Ceriodaphnia Dubia |  |  | 0 | 0 | 0 | 0 | 0 | 0 | 0 | 0 | 1 | 0 | Property | [14 empty] | Y
TGE3D | Pass/Fail Static 24Hr Acute Daphnia Pulex |  |  | 0 | 0 | 0 | 0 | 0 | 0 | 0 | 0 | 1 | 0 | Property | [14 empty] | Y
TGE3E | Pass/Fail Static 24Hr Acute Mysid. Bahia |  |  | 0 | 0 | 0 | 0 | 0 | 0 | 0 | 0 | 1 | 0 | Property | [14 empty] | Y
TGE6A | Pass/Fail Static 24Hr Cyprinodon |  |  | 0 | 0 | 0 | 0 | 0 | 0 | 0 | 0 | 1 | 0 | Property | [14 empty] | Y
TGE6C | Pass/Fail Static 24Hr Acute Pimephales |  |  | 0 | 0 | 0 | 0 | 0 | 0 | 0 | 0 | 1 | 0 | Property | [14 empty] | Y
TGE6E | Pass/Fail Static 24Hr Acute Lepomis Macrochirus |  |  | 0 | 0 | 0 | 0 | 0 | 0 | 0 | 0 | 1 | 0 | Property | [14 empty] | Y
TGF1C | Pass/Fail Static 48Hr Chronic, 5-7 Day Rec. Champia parvula |  | 17101601 | 31927 | 0 | 0 | 0 | 0 | 0 | 0 | 0 | 1 | 0 | Property | [14 empty] | Y
TGJ3L | Pass/Fail Static 72Hr Chronic Strongylocentrotus purpuratus |  | 1953512 | 16606 | 0 | 0 | 0 | 0 | 0 | 0 | 0 | 1 | 0 | Property | [14 empty] | Y
TGJ3N | Pass/Fail Static 72Hr Chronic Dendraster excentricus |  | 1953546 | 21393 | 0 | 0 | 0 | 0 | 0 | 0 | 0 | 1 | 0 | Property | [14 empty] | Y
TGK1D | Pass/Fail Static 48Hr Chronic Macrocystis pyrifera |  | 17101205 | 31513 | 0 | 0 | 0 | 0 | 0 | 0 | 0 | 1 | 0 | Property | [14 empty] | Y
TGK3O | Pass/Fail Static 48Hr Chronic Crassostrea gigas |  | 1903954 | 23153 | 0 | 0 | 0 | 0 | 0 | 0 | 0 | 1 | 0 | Property | [14 empty] | Y
TGK3P | Pass/Fail Static 48Hr Chronic Mytilus edulis |  | 1927649 | 20256 | 0 | 0 | 0 | 0 | 0 | 0 | 0 | 1 | 0 | Property | [14 empty] | Y
TGK3R | Pass/Fail Static 48Hr Chronic Haliotis rufescens |  | 17081332 | 33620 | 0 | 0 | 0 | 0 | 0 | 0 | 0 | 1 | 0 | Property | [14 empty] | Y
TGK3S | Pass/Fail Static 48Hr Chronic Mytilus Species |  | 1903665 | 75078 | 0 | 0 | 0 | 0 | 0 | 0 | 0 | 1 | 0 | Property | [14 empty] | Y
TGM3B | Pass/Fail Statre 48Hr Acute Ceriodaphnia |  |  | 0 | 0 | 0 | 0 | 0 | 0 | 0 | 0 | 1 | 0 | Property | [14 empty] | Y
TGM3E | Pass/Fail Statre 48Hr Acute Mysidopsis Bahia |  |  | 0 | 0 | 0 | 0 | 0 | 0 | 0 | 0 | 1 | 0 | Property | [14 empty] | Y
TGM3G | Pass/Fail Statre 48Hr Acute Daphnia Species |  |  | 0 | 0 | 0 | 0 | 0 | 0 | 0 | 0 | 1 | 0 | Property | [14 empty] | Y
TGM6B | Pass/Fail Statre 48Hr Acute Menidia |  |  | 0 | 0 | 0 | 0 | 0 | 0 | 0 | 0 | 1 | 0 | Property | [14 empty] | Y
TGM6C | Pass/Fail Statre 48Hr Acute Pimephales Promelas |  |  | 0 | 0 | 0 | 0 | 0 | 0 | 0 | 0 | 1 | 0 | Property | [14 empty] | Y
TGM6E | Pass/Fail Static Renewal 48Hr Acute Lepomis Macrochirus |  |  | 0 | 0 | 0 | 0 | 0 | 0 | 0 | 0 | 1 | 0 | Property | [14 empty] | Y
TGN3B | Pass/Fail Statre 96Hr Acute Ceriodaphnia |  |  | 0 | 0 | 0 | 0 | 0 | 0 | 0 | 0 | 1 | 0 | Property | [14 empty] | Y
TGN3C | Pass/Fail Stre 96Hr Acute Daphnia Magma |  |  | 0 | 0 | 0 | 0 | 0 | 0 | 0 | 0 | 1 | 0 | Property | [14 empty] | Y
TGN3E | Pass/Fail Statre 96Hr Acute Mysid. Bahia |  |  | 0 | 0 | 0 | 0 | 0 | 0 | 0 | 0 | 1 | 0 | Property | [14 empty] | Y
TGN3Q | Pass/Fail Static Renewal 96Hr Acute Holmesimysis costata |  |  | 0 | 0 | 0 | 0 | 0 | 0 | 0 | 0 | 1 | 0 | Property | [14 empty] | Y
TGN3Z | Pass/Fail Static Renewal 96Hr Acute Americamysis bahia |  | 17075466 | 31801 | 0 | 0 | 0 | 0 | 0 | 0 | 0 | 1 | 0 | Property | [14 empty] | Y
TGN6A | Pass/Fail Static Renewal 96Hr Acute Cyprinodon variegatus |  | 1899517 | 19122 | 0 | 0 | 0 | 0 | 0 | 0 | 0 | 1 | 0 | Property | [14 empty] | Y
TGN6B | Pass/Fail Statre 96Hr Acute Menidia |  |  | 0 | 0 | 0 | 0 | 0 | 0 | 0 | 0 | 1 | 0 | Property | [14 empty] | Y
TGN6C | Pass/Fail Statre 96Hr Acute Pimephales Promelas |  |  | 0 | 0 | 0 | 0 | 0 | 0 | 0 | 0 | 1 | 0 | Property | [14 empty] | Y
TGN6E | Pass/Fail Statre 96Hr Acute Lepomis Macrochi |  |  | 0 | 0 | 0 | 0 | 0 | 0 | 0 | 0 | 1 | 0 | Property | [14 empty] | Y
TGN6H | Pass/Fail Statre 96Hr Acute Cyprinella Leedsi |  |  | 0 | 0 | 0 | 0 | 0 | 0 | 0 | 0 | 1 | 0 | Property | [14 empty] | Y
TGN6I | Pass/Fail Static Renewal 96Hr Acute Oncorhynchus mykiss |  | 1901354 | 19081 | 0 | 0 | 0 | 0 | 0 | 0 | 0 | 1 | 0 | Property | [14 empty] | Y
TGN6J | Pass/Fail Static Renewal 96Hr Acute Menidia beryllina |  | 1972785 | 16462 | 0 | 0 | 0 | 0 | 0 | 0 | 0 | 1 | 0 | Property | [14 empty] | Y
TGN6L | Pass/Fail Static Renewal 96Hr Acute Atherinops Affinis |  |  | 0 | 0 | 0 | 0 | 0 | 0 | 0 | 0 | 1 | 0 | Property | [14 empty] | Y
TGO6E | Pass/Fail Statre 4Day Chronic Lepomis Macrochi |  |  | 0 | 0 | 0 | 0 | 0 | 0 | 0 | 0 | 1 | 0 | Property | [14 empty] | Y
TGP3A | Pass/Fail Static Renewal 7 Day Chronic Arbacia |  |  | 0 | 0 | 0 | 0 | 0 | 0 | 0 | 0 | 1 | 0 | Property | [14 empty] | Y
TGP3B | Pass/Fail Statre 7Day Chronic Ceriodaphnia |  |  | 0 | 0 | 0 | 0 | 0 | 0 | 0 | 0 | 1 | 0 | Property | [14 empty] | Y
TGP3E | Pass/Fail Statre 7Day Chronic Mysid. Bahia |  |  | 0 | 0 | 0 | 0 | 0 | 0 | 0 | 0 | 1 | 0 | Property | [14 empty] | Y
TGP3Q | Pass/Fail Static Renewal 7 Day Chronic Holmesimysis costata |  | 1946748 | 17273 | 0 | 0 | 0 | 0 | 0 | 0 | 0 | 1 | 0 | Property | [14 empty] | Y
TQM6B | Coef Of Var Statre 48Hr Acute Menidia |  |  | 0 | 0 | 0 | 0 | 0 | 0 | 0 | 0 | 1 | 0 | Property
TQM6C | Coef Of Var Statre 48Hr Acute Pimephales |  |  | 0 | 0 | 0 | 0 | 0 | 0 | 0 | 0 | 1 | 0 | Property
TQP3B | Coef Of Var Statre 7Day Chronic Ceriodaphnia |  |  | 0 | 0 | 0 | 0 | 0 | 0 | 0 | 0 | 1 | 0 | Property
TQP3E | Coef Of Var Statre 7Day Chronic Mysid. Bahia |  |  | 0 | 0 | 0 | 0 | 0 | 0 | 0 | 0 | 1 | 0 | Property
TQP6A | Coef Of Var Statre 7Day Chronic Cyprinodon |  |  | 0 | 0 | 0 | 0 | 0 | 0 | 0 | 0 | 1 | 0 | Property
TQP6B | Coef Of Var Statre 7Day Chronic Menidia |  |  | 0 | 0 | 0 | 0 | 0 | 0 | 0 | 0 | 1 | 0 | Property
TQP6C | Coef Of Var Statre 7Day Chronic Pimephales |  |  | 0 | 0 | 0 | 0 | 0 | 0 | 0 | 0 | 1 | 0 | Property
TQT3C | % Coefficient Of Variation 21 Day Chronic Daphnia Magna |  |  | 0 | 0 | 0 | 0 | 0 | 0 | 0 | 0 | 1 | 0 | Property
TR000 | Toxicity, Acute, % Survival |  |  | 0 | 0 | 0 | 0 | 0 | 0 | 0 | 0 | 1 | 0 | Property | [14 empty] | Y
TRA3D | %Surv Static 48Hr Acute Daphnia Pulex |  |  | 0 | 0 | 0 | 0 | 0 | 0 | 0 | 0 | 1 | 0 | Property | [14 empty] | Y
TRA6C | % Survival Static 48Hr Acute Pimephales promelas |  |  | 0 | 0 | 0 | 0 | 0 | 0 | 0 | 0 | 1 | 0 | Property | [14 empty] | Y
TRB3B | %Surv Static 96Hr Acute Ceriodaphnia Dubia |  |  | 0 | 0 | 0 | 0 | 0 | 0 | 0 | 0 | 1 | 0 | Property | [14 empty] | Y
TRB3C | % Survival Static 96Hr Acute Daphnia Magna |  |  | 0 | 0 | 0 | 0 | 0 | 0 | 0 | 0 | 1 | 0 | Property | [14 empty] | Y
TRB3E | %Surv Static 96Hr Acute Mysidopsis Bahia |  |  | 0 | 0 | 0 | 0 | 0 | 0 | 0 | 0 | 1 | 0 | Property | [14 empty] | Y
TRB3U | %Surv Static 96Hr Acute Penaeus Vannamei |  |  | 0 | 0 | 0 | 0 | 0 | 0 | 0 | 0 | 1 | 0 | Property | [14 empty] | Y
TRB3X | % Survial Static 96Hr Acute Americamysis bahia |  |  | 0 | 0 | 0 | 0 | 0 | 0 | 0 | 0 | 1 | 0 | Property | [14 empty] | Y
TRB3Z | % Survival Static 96Hr Acute Americamysis bahia |  |  | 0 | 0 | 0 | 0 | 0 | 0 | 0 | 0 | 1 | 0 | Property | [14 empty] | Y
TRB6C | %Surv Static 96Hr Acute Pimphales Promelas |  |  | 0 | 0 | 0 | 0 | 0 | 0 | 0 | 0 | 1 | 0 | Property | [14 empty] | Y
TRB6I | %Surv Static 96Hr Acute Oncorhynchus Mykiss |  |  | 0 | 0 | 0 | 0 | 0 | 0 | 0 | 0 | 1 | 0 | Property | [14 empty] | Y
TRB6J | %Surv Static 96Hr Acute Menidia Beryllina' |  |  | 0 | 0 | 0 | 0 | 0 | 0 | 0 | 0 | 1 | 0 | Property | [14 empty] | Y
TRB6K | %Surv Static 96Hr Acute Gasterost. Aculeatus |  |  | 0 | 0 | 0 | 0 | 0 | 0 | 0 | 0 | 1 | 0 | Property | [14 empty] | Y
TRB6L | %Surv Static 96Hr Acute Atherinops Affinis |  |  | 0 | 0 | 0 | 0 | 0 | 0 | 0 | 0 | 1 | 0 | Property | [14 empty] | Y
TRB6M | %Surv Static 96Hr Acute Tilapia Mossambica |  |  | 0 | 0 | 0 | 0 | 0 | 0 | 0 | 0 | 1 | 0 | Property | [14 empty] | Y
81284 | Trifluralin (C13H16F3N3O4) | 1582098 | 89060 | 93632 | 0 | 1582098 | 93632 | 1 | 0 | 1582098 | 1 | 0 | Elem Flow List | 0 | [8 empty] | Y | Y
39030 | Trifluralin | 1582098 | 89060 | 93632 | 39030 | 1582098 | 93632 | 1 | Trifluralin | 1582098 | 1 | 0 | Elem Flow List | 0 | [8 empty] | Y | Y
TRI3W | % Survival Static 24Hr Acute Tripneustes gratilla |  |  | 0 | 0 | 0 | 0 | 0 | 0 | 0 | 0 | 1 | 0 | Property | [14 empty] | Y
TRM3B | %Srv Statre 48Hr Acute Ceriodaphnia Dubia |  |  | 0 | 0 | 0 | 0 | 0 | 0 | 0 | 0 | 1 | 0 | Property | [14 empty] | Y
TRM3C | %Surv Statre 48Hr Acute Daphnia Magna |  |  | 0 | 0 | 0 | 0 | 0 | 0 | 0 | 0 | 1 | 0 | Property | [14 empty] | Y
TRM3D | %Surv Statre 48Hr Acute Daphnia Pulex |  |  | 0 | 0 | 0 | 0 | 0 | 0 | 0 | 0 | 1 | 0 | Property | [14 empty] | Y
TRM6C | % Surv Statre 48Hr Acute Pimepha Promelas |  |  | 0 | 0 | 0 | 0 | 0 | 0 | 0 | 0 | 1 | 0 | Property | [14 empty] | Y
51057 | Terramycin | 79572 | 7906 | 87309 | 51057 | 79572 | 87309 | 1 | 0 | 79572 | 1 | 0 | Elem Flow List | 0
49876 | Terramycin (1 hour application) | 79572 | 7906 | 87309 | 0 | 79572 | 87309 | 1 | 0 | 79572 | 1 | 0 | Elem Flow List | 0
TRN3B | 96Hr Acute Ceriodaphn. Dubia % Srv |  |  | 0 | 0 | 0 | 0 | 0 | 0 | 0 | 0 | 1 | 0 | Property | [14 empty] | Y
TRN3C | % Survival Static Renewal 96Hr Acute Daphnia Magna |  |  | 0 | 0 | 0 | 0 | 0 | 0 | 0 | 0 | 1 | 0 | Property | [14 empty] | Y
TRN3E | %Surv Statre 96Hr Acute Mysidopsis Bahia |  |  | 0 | 0 | 0 | 0 | 0 | 0 | 0 | 0 | 1 | 0 | Property | [14 empty] | Y
TRN3Q | % Survival Static Renewal 96Hr Acute Holmesimysis costata |  |  | 0 | 0 | 0 | 0 | 0 | 0 | 0 | 0 | 1 | 0 | Property | [14 empty] | Y
TRN3U | %Surv Statre 96Hr Acute Panaeus Vannamei |  |  | 0 | 0 | 0 | 0 | 0 | 0 | 0 | 0 | 1 | 0 | Property | [14 empty] | Y
TRN3Z | % Survival Static Renewal 96Hr Acute Americamysis bahia |  | 17075466 | 31801 | 0 | 0 | 0 | 0 | 0 | 0 | 0 | 1 | 0 | Property | [14 empty] | Y
TRN6C | %Srv Statre 96Hr Acute Pimephales Promelas |  |  | 0 | 0 | 0 | 0 | 0 | 0 | 0 | 0 | 1 | 0 | Property | [14 empty] | Y
TRN6D | %Surv Statre 96 Hr Acute Salmo Gairderi |  |  | 0 | 0 | 0 | 0 | 0 | 0 | 0 | 0 | 1 | 0 | Property | [14 empty] | Y
TRN6I | %Surv Statre 96Hr Oncorhynchus Mykiss |  |  | 0 | 0 | 0 | 0 | 0 | 0 | 0 | 0 | 1 | 0 | Property | [14 empty] | Y
TRN6J | %Surv Statre 96Hr Acute Menid Beryllina |  |  | 0 | 0 | 0 | 0 | 0 | 0 | 0 | 0 | 1 | 0 | Property | [14 empty] | Y
TRN6K | %Surv Statre 96Hr Gasterost. Aculeatus |  |  | 0 | 0 | 0 | 0 | 0 | 0 | 0 | 0 | 1 | 0 | Property | [14 empty] | Y
TRN6L | % Surv Statre 96Hr Acute Atherinops Affns |  |  | 0 | 0 | 0 | 0 | 0 | 0 | 0 | 0 | 1 | 0 | Property | [14 empty] | Y
TRP3B | IC25 Statre 7Day Chrceriodaphnia |  |  | 0 | 0 | 0 | 0 | 0 | 0 | 0 | 0 | 1 | 0 | Property | [14 empty] | Y
TRP3E | IC25 Static Renewal 7 Day Chronic Mysidopsis bahia |  | 1896422 | 19157 | 0 | 0 | 0 | 0 | 0 | 0 | 0 | 1 | 0 | Property | [14 empty] | Y
TRP3X | IC25 Static Renewal 7 Day Chronic Daphnia ambigua |  | 1922434 | 22749 | 0 | 0 | 0 | 0 | 0 | 0 | 0 | 1 | 0 | Property | [14 empty] | Y
TRP6B | IC25 Static Renewal 7 Day Chronic Menidia menidia |  | 1926930 | 17536 | 0 | 0 | 0 | 0 | 0 | 0 | 0 | 1 | 0 | Property | [14 empty] | Y
TRP6C | IC25 Statre 7Day Chrpimephales |  |  | 0 | 0 | 0 | 0 | 0 | 0 | 0 | 0 | 1 | 0 | Property | [14 empty] | Y
39786 | Trithion | 786196 | 70458 | 87434 | 0 | 0 | 0 | 0 | 0 | 786196 | 1 | 0 | Elem Flow List | 0 | [8 empty] | Y
51042 | Carbophenothion | 786196 | 70458 | 87434 | 0 | 0 | 0 | 0 | Carbophenothion | 786196 | 1 | 0 | Elem Flow List | 0 | [8 empty] | Y
TRX6C | %Surv Flth 96Hr Acute Pimephales Promelas |  |  | 0 | 0 | 0 | 0 | 0 | 0 | 0 | 0 | 1 | 0 | Property | [14 empty] | Y
TRX6I | %Surv Flth 96Hr Oncorhynchus Mykiss |  |  | 0 | 0 | 0 | 0 | 0 | 0 | 0 | 0 | 1 | 0 | Property | [14 empty] | Y
TRX6J | % Survival Flow Through 96Hr Acute Menidia beryllina |  |  | 0 | 0 | 0 | 0 | 0 | 0 | 0 | 0 | 1 | 0 | Property | [14 empty] | Y
TRX6K | %Surv Flth 96Hr Gasterost. Aculeatus |  |  | 0 | 0 | 0 | 0 | 0 | 0 | 0 | 0 | 1 | 0 | Property | [14 empty] | Y
TRX6L | % Survival Flow Through 96Hr Acute Atherinops affinis |  |  | 0 | 0 | 0 | 0 | 0 | 0 | 0 | 0 | 1 | 0 | Property | [14 empty] | Y
TS000 | Toxicity, Acute |  |  | 0 | 0 | 0 | 0 | 0 | 0 | 0 | 0 | 1 | 0 | Property | [14 empty] | Y
TSA3B | Static 48Hr Acute Ceriodaphnia Dubia |  |  | 0 | 0 | 0 | 0 | 0 | 0 | 0 | 0 | 1 | 0 | Property | [14 empty] | Y
TSA3C | Static 48Hr Acute Daphnia Magna |  |  | 0 | 0 | 0 | 0 | 0 | 0 | 0 | 0 | 1 | 0 | Property | [14 empty] | Y
TSA3D | Static 48Hr Acute Daphnia Pulex |  |  | 0 | 0 | 0 | 0 | 0 | 0 | 0 | 0 | 1 | 0 | Property | [14 empty] | Y
TSA3E | 48Hr Acute Mysidopsis Bahia |  |  | 0 | 0 | 0 | 0 | 0 | 0 | 0 | 0 | 1 | 0 | Property | [14 empty] | Y
TSA3Z | Static 48Hr Acute Americamysis bahia |  |  | 0 | 0 | 0 | 0 | 0 | 0 | 0 | 0 | 1 | 0 | Property | [14 empty] | Y
TSA6A | 48Hr Acute Cyprinodon Variegatu |  |  | 0 | 0 | 0 | 0 | 0 | 0 | 0 | 0 | 1 | 0 | Property | [14 empty] | Y
TSA6B | Static 48Hr Acute Menidia Beryllina |  |  | 0 | 0 | 0 | 0 | 0 | 0 | 0 | 0 | 1 | 0 | Property | [14 empty] | Y
TSA6C | Static 48Hr Acute Pimephales Promelas |  |  | 0 | 0 | 0 | 0 | 0 | 0 | 0 | 0 | 1 | 0 | Property | [14 empty] | Y
TSA6I | 48Hr Acute Oncorhynchus |  |  | 0 | 0 | 0 | 0 | 0 | 0 | 0 | 0 | 1 | 0 | Property | [14 empty] | Y
TSA6L | Static 48Hr Acute Atherinops Affinis |  |  | 0 | 0 | 0 | 0 | 0 | 0 | 0 | 0 | 1 | 0 | Property | [14 empty] | Y
TSB3E | Static Renewal 96Hr Acute Mysidopsis Bahia |  |  | 0 | 0 | 0 | 0 | 0 | 0 | 0 | 0 | 1 | 0 | Property | [14 empty] | Y
TSB3Q | Static 96Hr Acute Holmesimysis Costata |  |  | 0 | 0 | 0 | 0 | 0 | 0 | 0 | 0 | 1 | 0 | Property | [14 empty] | Y
TSB3U | Static 96Hr Acute Penaeus Vannamei |  |  | 0 | 0 | 0 | 0 | 0 | 0 | 0 | 0 | 1 | 0 | Property | [14 empty] | Y
TSB3Z | Static Renewal 96Hr Acute Americamysis bahia |  | 17075466 | 31801 | 0 | 0 | 0 | 0 | 0 | 0 | 0 | 1 | 0 | Property | [14 empty] | Y
TSB6A | Static 96Hr Acute Cyprinodon variegatus |  | 1899517 | 19122 | 0 | 0 | 0 | 0 | 0 | 0 | 0 | 1 | 0 | Property | [14 empty] | Y
TSB6C | Static 96Hr Acute Pimphales Promelas |  |  | 0 | 0 | 0 | 0 | 0 | 0 | 0 | 0 | 1 | 0 | Property | [14 empty] | Y
TSB6I | Static 96Hr Acute Oncorhynchus Mykiss |  |  | 0 | 0 | 0 | 0 | 0 | 0 | 0 | 0 | 1 | 0 | Property | [14 empty] | Y
TSB6J | Static 96Hr Acute Medinia Beryllina |  |  | 0 | 0 | 0 | 0 | 0 | 0 | 0 | 0 | 1 | 0 | Property | [14 empty] | Y
TSB6K | Static Renewal 96Hr Acute Gasterost Aculeatus |  |  | 0 | 0 | 0 | 0 | 0 | 0 | 0 | 0 | 1 | 0 | Property | [14 empty] | Y
TSB6L | Static 96Hr Acute Atherinops Affinis |  |  | 0 | 0 | 0 | 0 | 0 | 0 | 0 | 0 | 1 | 0 | Property | [14 empty] | Y
TSB6N | Static 96Hr Acute Citharichys Sitigmae |  |  | 0 | 0 | 0 | 0 | 0 | 0 | 0 | 0 | 1 | 0 | Property | [14 empty] | Y
TSF3B | Static Acute Ceriodaphnia Dubia |  |  | 0 | 0 | 0 | 0 | 0 | 0 | 0 | 0 | 1 | 0 | Property | [14 empty] | Y
TSF3E | Static Acute Mysidopsis Bahia |  |  | 0 | 0 | 0 | 0 | 0 | 0 | 0 | 0 | 1 | 0 | Property | [14 empty] | Y
TSI3B | Static 24 Hr Acute Ceriodaphnia Dubia |  |  | 0 | 0 | 0 | 0 | 0 | 0 | 0 | 0 | 1 | 0 | Property | [14 empty] | Y
TSI3C | Static 24 Hr Acute Daphnia Magna |  |  | 0 | 0 | 0 | 0 | 0 | 0 | 0 | 0 | 1 | 0 | Property | [14 empty] | Y
TSI6C | Static 24 Hr Acute Pimephales Promelas |  |  | 0 | 0 | 0 | 0 | 0 | 0 | 0 | 0 | 1 | 0 | Property | [14 empty] | Y
TSM3B | Static Renewal 48Hr Acute Ceriodaphnia Dubia |  |  | 0 | 0 | 0 | 0 | 0 | 0 | 0 | 0 | 1 | 0 | Property | [14 empty] | Y
TSM3C | Static Renewal 48Hr Acute Daphnia Magna |  |  | 0 | 0 | 0 | 0 | 0 | 0 | 0 | 0 | 1 | 0 | Property | [14 empty] | Y
TSM3E | Static Renewal Acute Mysidopsis Bahia |  |  | 0 | 0 | 0 | 0 | 0 | 0 | 0 | 0 | 1 | 0 | Property | [14 empty] | Y
TSM6C | Static Renewal 48Hr Acute Pimephales Promelas |  |  | 0 | 0 | 0 | 0 | 0 | 0 | 0 | 0 | 1 | 0 | Property | [14 empty] | Y
TSN3B | Static Renewal 96Hr Acute Ceriodaphnia Dubia |  |  | 0 | 0 | 0 | 0 | 0 | 0 | 0 | 0 | 1 | 0 | Property | [14 empty] | Y
TSN3E | Static Renewal 96Hr Acute Mysidopsis Bahia |  |  | 0 | 0 | 0 | 0 | 0 | 0 | 0 | 0 | 1 | 0 | Property | [14 empty] | Y
TSN3Q | Static Renewal 96HR Acute Holmesimysis costata |  |  | 0 | 0 | 0 | 0 | 0 | 0 | 0 | 0 | 1 | 0 | Property | [14 empty] | Y
TYP6J | LOEC Sub-Lethal Reproduction Static Renewal 7 Day Chronic Menidia beryllina |  | 1972785 | 16462 | 0 | 0 | 0 | 0 | 0 | 0 | 0 | 1 | 0 | Property | [14 empty] | Y
TYT3C | No Observed Effect Concentration (NOEC) Sub-Lethal Reproduction 21 Day Chronic Daphnia Magna |  |  | 0 | 0 | 0 | 0 | 0 | 0 | 0 | 0 | 1 | 0 | Property | [14 empty] | Y
TZP3E | % Growth Reduction Static Renewal 7 Day Chronic Mysidopsis Bahia |  |  | 0 | 0 | 0 | 0 | 0 | 0 | 0 | 0 | 1 | 0 | Property | [14 empty] | Y
TZT3C | Pass/Fail Reproduction 21 Day Chronic Daphnia Magna |  |  | 0 | 0 | 0 | 0 | 0 | 0 | 0 | 0 | 1 | 0 | Property | [14 empty] | Y
22622 | Uranium 235, total | 15117961 | 198606 | 5251 | 0 | 0 | 0 | 0 | 0 | 15117961 | 1 | 0 | Elem Flow List | 0 | [6 empty] | Y | [5 empty] | Y
22612 | Uranium 235, Dry Weight | 15117961 | 198606 | 5251 | 0 | 0 | 0 | 0 | 0 | 15117961 | 1 | 0 | Elem Flow List | 0 | [6 empty] | Y | [5 empty] | Y
22708 | Uranium, natural, total | 7440611 | 150185 | 5255 | 22708 | 7440611 | 5255 | 1 | 0 | 7440611 | 1 | 0 | Elem Flow List | 0 | [6 empty] | Y | [5 empty] | Y
28012 | Uranium, natural, total (in pci/L) | 7440611 | 150185 | 5255 | 28012 | 7440611 | 5255 | 1 | 0 | 7440611 | 1 | 0 | Elem Flow List | 0 | [6 empty] | Y | [5 empty] | Y
22601 | Uranium, 238 total | 7440611 | 150185 | 5255 | 22601 | 7440611 | 5255 | 1 | 0 | 7440611 | 1 | 0 | Elem Flow List | 0 | [6 empty] | Y | [5 empty] | Y
51505 | Uranium 238 | 7440611 | 150185 | 5255 | 0 | 7440611 | 5255 | 1 | 0 | 7440611 | 1 | 0 | Elem Flow List | 0 | [6 empty] | Y | [5 empty] | Y
1326 | Uranium, potentially dissolvd | 7440611 | 150185 | 5255 | 1326 | 7440611 | 5255 | 1 | 0 | 7440611 | 1 | 0 | Elem Flow List | 0 | [6 empty] | Y
22703 | Uranium, natural, dissolved | 7440611 | 150185 | 5255 | 22703 | 7440611 | 5255 | 1 | 0 | 7440611 | 1 | 0 | Elem Flow List | 0 | [6 empty] | Y | [5 empty] | Y
22706 | Uranium, total as U308 | 7440611 | 150185 | 5255 | 22706 | 7440611 | 5255 | 1 | 0 | 7440611 | 1 | 0 | Elem Flow List | 0 | [6 empty] | Y | [5 empty] | Y
1087 | Vanadium, total (as V) | 7440622 | 150193 | 36819 | 1087 | 7440622 | 36819 | 1 | 0 | 7440622 | 1 | 0 | Elem Flow List | 0 | [6 empty] | Y |  |  | Y
82061 | Vanadium, total | 7440622 | 150193 | 36819 | 0 | 7440622 | 36819 | 1 | 0 | 7440622 | 1 | 0 | Elem Flow List | 0 | [6 empty] | Y |  |  | Y
1128 | Vanadium, total recoverable | 7440622 | 150193 | 36819 | 1128 | 7440622 | 36819 | 1 | 0 | 7440622 | 1 | 0 | Elem Flow List | 0 | [6 empty] | Y | Y |  | Y
1088 | Vanadium, total dry weight (as V) | 7440622 | 150193 | 36819 | 0 | 7440622 | 36819 | 1 | 0 | 7440622 | 1 | 0 | Elem Flow List | 0 | [6 empty] | Y |  |  | Y
1085 | Vanadium, dissolved (as V) | 7440622 | 150193 | 36819 | 1085 | 7440622 | 36819 | 1 | 0 | 7440622 | 1 | 0 | Elem Flow List | 0 | [6 empty] | Y |  |  | Y
1086 | Vanadium, suspended (as V) | 7440622 | 150193 | 36819 | 0 | 7440622 | 36819 | 1 | 0 | 7440622 | 1 | 0 | Elem Flow List | 0 | [6 empty] | Y |  |  | Y
39175 | Vinyl chloride | 75014 | 5231 | 48531 | 39175 | 75014 | 48531 | 1 | Vinyl chloride | 75014 | 1 | 0 | Elem Flow List | 0 | [7 empty] | Y | Y | Y
34495 | Vinyl chloride, dry weight | 75014 | 5231 | 48531 | 0 | 75014 | 48531 | 1 | 0 | 75014 | 1 | 0 | Elem Flow List | 0 | [7 empty] | Y | Y | Y
77057 | Vinyl acetate | 108054 | 24828 | 96461 | 77057 | 108054 | 96461 | 1 | Vinyl acetate | 108054 | 1 | 0 | Elem Flow List | 0 | [8 empty] | Y | Y
73299 | Vinyl acetate, dry weight | 108054 | 24828 | 96461 | 0 | 108054 | 96461 | 1 | 0 | 108054 | 1 | 0 | Elem Flow List | 0 | [8 empty] | Y | Y
1154 | Tungsten, total | 7440337 | 149948 | 36977 | 1154 | 7440337 | 36977 | 1 | 0 | 7440337 | 1 | 0 | Elem Flow List | 0 | [6 empty] | Y
1155 | Tungsten, dissolved | 7440337 | 149948 | 36977 | 0 | 7440337 | 36977 | 1 | 0 | 7440337 | 1 | 0 | Elem Flow List | 0 | [6 empty] | Y
81551 | Xylene | 1330207 | 84970 | 43047 | 81551 | 1330207 | 43047 | 1 | Xylene | 1330207 | 1 | 0 | Elem Flow List | 0 | [8 empty] | Y | Y
73382 | Xylenes (total), dry weight | 1330207 | 84970 | 43047 | 73382 | 1330207 | 43047 | 1 | 0 | 1330207 | 1 | 0 | Elem Flow List | 0 | [8 empty] | Y | Y
38917 | Ziram, total | 137304 | 36939 | 97820 | 0 | 0 | 0 | 0 | 0 | 137304 | 1 | 0 | Elem Flow List | 0 | [8 empty] | Y
51164 | Ziram, organic pesticide | 137304 | 36939 | 97820 | 0 | 0 | 0 | 0 | 0 | 137304 | 1 | 0 | Elem Flow List | 0 | [8 empty] | Y
1092 | Zinc, total (as Zn) | 7440666 | 150235 | 36815 | 1092 | 7440666 | 36815 | 1 | 0 | 7440666 | 1 | 0 | Elem Flow List | 0 | [6 empty] | Y | Y |  | Y
1094 | Zinc, total recoverable | 7440666 | 150235 | 36815 | 1094 | 7440666 | 36815 | 1 | 0 | 7440666 | 1 | 0 | Elem Flow List | 0 | [6 empty] | Y | Y |  | Y
1264 | Zinc | 7440666 | 150235 | 36815 | 1264 | 7440666 | 36815 | 1 | Zinc | 7440666 | 1 | 0 | Elem Flow List | 0 | [6 empty] | Y | Y |  | Y
1090 | Zinc, dissolved (as Zn) | 7440666 | 150235 | 36815 | 1090 | 7440666 | 36815 | 1 | 0 | 7440666 | 1 | 0 | Elem Flow List | 0 | [6 empty] | Y | Y |  | Y
82062 | Zinc, total | 7440666 | 150235 | 36815 | 82062 | 7440666 | 36815 | 1 | 0 | 7440666 | 1 | 0 | Elem Flow List | 0 | [6 empty] | Y | Y |  | Y
1303 | Zinc, potentially dissolved | 7440666 | 150235 | 36815 | 1303 | 7440666 | 36815 | 1 | 0 | 7440666 | 1 | 0 | Elem Flow List | 0 | [6 empty] | Y | Y |  | Y
78467 | Zinc, dry weight | 7440666 | 150235 | 36815 | 78467 | 7440666 | 36815 | 1 | 0 | 7440666 | 1 | 0 | Elem Flow List | 0 | [6 empty] | Y | Y |  | Y
TSN3Z | Static Renewal 96HR Acute Americamysis bahia |  |  | 0 | 0 | 0 | 0 | 0 | 0 | 0 | 0 | 1 | 0 | Property | [14 empty] | Y
TSN6A | 96Hr Acute Cyprinodon Variegatu |  |  | 0 | 0 | 0 | 0 | 0 | 0 | 0 | 0 | 1 | 0 | Property | [14 empty] | Y
TSN6C | Static Renewal 96Hr Acute Pimphales Promelas |  |  | 0 | 0 | 0 | 0 | 0 | 0 | 0 | 0 | 1 | 0 | Property | [14 empty] | Y
TSN6I | Static Renewal 96Hr Acute Oncorhynchus Mykiss |  |  | 0 | 0 | 0 | 0 | 0 | 0 | 0 | 0 | 1 | 0 | Property | [14 empty] | Y
TSN6J | Static Renewal 96Hr Acute Menidia Beryllina |  |  | 0 | 0 | 0 | 0 | 0 | 0 | 0 | 0 | 1 | 0 | Property | [14 empty] | Y
TSN6L | Static Renewal 96Hr Acute Atherinops Affinis |  |  | 0 | 0 | 0 | 0 | 0 | 0 | 0 | 0 | 1 | 0 | Property | [14 empty] | Y
51194 | Dewatering effluent TSS |  |  | 0 | 0 | 0 | 0 | 0 | 0 | 0 | 0 | 0 | Solids | 0 |  |  |  |  | Y
61730 | Inorganic suspended solids |  |  | 0 | 61730 | 0 | 0 | 1 | 0 | 0 | 0 | 0 | Solids | 0 |  |  |  |  | Y
49164 | Sanitary waste, TSS |  |  | 0 | 49164 | 0 | 0 | 1 | 0 | 0 | 0 | 0 | Solids | 0 |  |  |  |  | Y
540 | Solids, fixed suspended |  |  | 0 | 540 | 0 | 0 | 1 | 0 | 0 | 0 | 0 | Solids | 0 |  |  |  |  | Y
85001 | Suspended solids |  |  | 0 | 85001 | 0 | 0 | 1 | 0 | 0 | 0 | 0 | Solids | 0 |  |  |  |  | Y
70031 | Solids, total suspended |  |  | 0 | 70031 | 0 | 0 | 1 | 0 | 0 | 0 | 0 | Solids | 0 |  |  |  |  | Y
51530 | Suspended Solids, Total |  |  | 0 | 51530 | 0 | 0 | 1 | 0 | 0 | 0 | 0 | Solids | 0 |  |  |  |  | Y
51545 | Total Suspended Solids |  |  | 0 | 51545 | 0 | 0 | 1 | 0 | 0 | 0 | 0 | Solids | 0 |  |  |  |  | Y
530 | Solids, total suspended |  |  | 0 | 530 | 0 | 0 | 1 | 0 | 0 | 0 | 0 | Solids | 0 |  |  |  |  | Y
533 | Solids, Total Suspended, Net Value |  |  | 0 | 533 | 0 | 0 | 1 | 0 | 0 | 0 | 0 | Solids | 0 |  |  |  |  | Y
70025 | Solids, small fraction, suspended |  |  | 0 | 0 | 0 | 0 | 0 | 0 | 0 | 0 | 0 | Solids | 0 |  |  |  |  | Y
70024 | Solids, large fraction, suspended |  |  | 0 | 0 | 0 | 0 | 0 | 0 | 0 | 0 | 0 | Solids | 0 |  |  |  |  | Y
535 | Solids, volatile suspended |  |  | 0 | 535 | 0 | 0 | 1 | 0 | 0 | 0 | 0 | Solids | 0 |  |  |  |  | Y
79775 | Suspended solids, total annual |  |  | 0 | 79775 | 0 | 0 | 1 | 0 | 0 | 0 | 0 | Solids | 0 |  |  |  |  | Y
79774 | Suspended solids, total discharge |  |  | 0 | 79774 | 0 | 0 | 1 | 0 | 0 | 0 | 0 | Solids | 0 |  |  |  |  | Y
49163 | WWT drill fluids/cuttings, TSS |  |  | 0 | 0 | 0 | 0 | 0 | 0 | 0 | 0 | 0 | Solids | 0 |  |  |  |  | Y
TSX6A | Flow Thru 96 Hr Acute Cyprinodon Variegatus |  |  | 0 | 0 | 0 | 0 | 0 | 0 | 0 | 0 | 1 | 0 | Property | [14 empty] | Y
TSX6J | Flow Thru 96 Hr Acute Menidia Beryllina |  |  | 0 | 0 | 0 | 0 | 0 | 0 | 0 | 0 | 1 | 0 | Property | [14 empty] | Y
TSX6K | Flth 96Hr Acute Gasterost Aculeatus |  |  | 0 | 0 | 0 | 0 | 0 | 0 | 0 | 0 | 1 | 0 | Property | [14 empty] | Y
TSX6L | Flow Through 96Hr Acute Atherinops Affinis |  | 1956028 | 20539 | 0 | 0 | 0 | 0 | 0 | 0 | 0 | 1 | 0 | Property | [14 empty] | Y
TT000 | Toxicity, Chronic |  |  | 0 | 0 | 0 | 0 | 0 | 0 | 0 | 0 | 1 | 0 | Property | [14 empty] | Y
TTA1D | Static 48Hr Chronic Macrocystis Pyrifera |  |  | 0 | 0 | 0 | 0 | 0 | 0 | 0 | 0 | 1 | 0 | Property | [14 empty] | Y
TTC1A | Static 4Day Chronic Selen. Capricornutum |  |  | 0 | 0 | 0 | 0 | 0 | 0 | 0 | 0 | 1 | 0 | Property | [14 empty] | Y
TTC1E | Static 4Day Chronic Raphidoce. Subcapita |  |  | 0 | 0 | 0 | 0 | 0 | 0 | 0 | 0 | 1 | 0 | Property | [14 empty] | Y
34516 | 1,1,2,2-Tetrachloroethane | 79345 | 7773 | 48715 | 34516 | 79345 | 48715 | 1 | 1,1,2,2-Tetrachloroethane | 79345 | 1 | 0 | Elem Flow List | 0 | [7 empty] | Y | Y | Y
34519 | 1,1,2,2-Tetrachloroethane, dry weight | 79345 | 7773 | 48715 | 0 | 79345 | 48715 | 1 | 0 | 79345 | 1 | 0 | Elem Flow List | 0 | [7 empty] | Y | Y | Y
TTD3B | Static 7Day Chronic Ceriodaphnia Dubia |  |  | 0 | 0 | 0 | 0 | 0 | 0 | 0 | 0 | 1 | 0 | Property | [14 empty] | Y
TTD6C | Static 7Day Chronic Pimephales Promelas |  |  | 0 | 0 | 0 | 0 | 0 | 0 | 0 | 0 | 1 | 0 | Property | [14 empty] | Y
TTD6J | Static 7Day Chronic Menidia Beryllina |  |  | 0 | 0 | 0 | 0 | 0 | 0 | 0 | 0 | 1 | 0 | Property | [14 empty] | Y
TTE3L | Static 1Hr Chronic Strongyl. Purpuratus |  |  | 0 | 0 | 0 | 0 | 0 | 0 | 0 | 0 | 1 | 0 | Property | [14 empty] | Y
TTE3V | Static 1Hr Chronic Colobocentr. Atratus |  |  | 0 | 0 | 0 | 0 | 0 | 0 | 0 | 0 | 1 | 0 | Property | [14 empty] | Y
TTE3W | Static 1Hr Chronic Tripneustes Gratilla |  |  | 0 | 0 | 0 | 0 | 0 | 0 | 0 | 0 | 1 | 0 | Property | [14 empty] | Y
TTF1C | Static 48 Hr Chronic, 5-7 Day Rec. Champia parvula |  | 17101601 | 31927 | 0 | 0 | 0 | 0 | 0 | 0 | 0 | 1 | 0 | Property | [14 empty] | Y
TTF6A | Static 48Hr Chronic, 5-7 Day Rec. Cyprinodeon Variegas |  |  | 0 | 0 | 0 | 0 | 0 | 0 | 0 | 0 | 1 | 0 | Property | [14 empty] | Y
TTF6C | Static Chronic Pimephales Promelas |  |  | 0 | 0 | 0 | 0 | 0 | 0 | 0 | 0 | 1 | 0 | Property | [14 empty] | Y
TTG3V | Static 1Hr Chronic Coloboentr. Atratus |  |  | 0 | 0 | 0 | 0 | 0 | 0 | 0 | 0 | 1 | 0 | Property | [14 empty] | Y
TTG3W | Static 1Hr Chronic Tripneustes Gratilla |  |  | 0 | 0 | 0 | 0 | 0 | 0 | 0 | 0 | 1 | 0 | Property | [14 empty] | Y
TTJ3L | Static 72Hr Chronic Strongyl. Purpuratus |  |  | 0 | 0 | 0 | 0 | 0 | 0 | 0 | 0 | 1 | 0 | Property | [14 empty] | Y
TTJ3N | Static 72Hr Chronic Dendraster Excentri. |  |  | 0 | 0 | 0 | 0 | 0 | 0 | 0 | 0 | 1 | 0 | Property | [14 empty] | Y
TTK1D | Static 48Hr Chronic Macrocystis Pyrifera |  |  | 0 | 0 | 0 | 0 | 0 | 0 | 0 | 0 | 1 | 0 | Property | [14 empty] | Y
TTK3C | Static 48 Hr Chronic Daphnia Magna |  |  | 0 | 0 | 0 | 0 | 0 | 0 | 0 | 0 | 1 | 0 | Property | [14 empty] | Y
TTK3O | Static 48Hr Chronic Crassostrea Gigas |  |  | 0 | 0 | 0 | 0 | 0 | 0 | 0 | 0 | 1 | 0 | Property | [14 empty] | Y
TTK3P | Static 48Hr Chronic Mytilis Edulis |  |  | 0 | 0 | 0 | 0 | 0 | 0 | 0 | 0 | 1 | 0 | Property | [14 empty] | Y
TTK3R | Static 48Hr Chronic Haliotis Rufescens |  |  | 0 | 0 | 0 | 0 | 0 | 0 | 0 | 0 | 1 | 0 | Property | [14 empty] | Y
TTK3S | Static 48Hr Chronic Mytilis Species |  |  | 0 | 0 | 0 | 0 | 0 | 0 | 0 | 0 | 1 | 0 | Property | [14 empty] | Y
TTK6C | Static 48 Hr Chronic Pimphales Promelas |  |  | 0 | 0 | 0 | 0 | 0 | 0 | 0 | 0 | 1 | 0 | Property | [14 empty] | Y
TTL3N | Flow Thru 48Hr Chronic Dendraster Excentri. |  |  | 0 | 0 | 0 | 0 | 0 | 0 | 0 | 0 | 1 | 0 | Property | [14 empty] | Y
TTM6A | Static Renewal Chronic Cyprinodeon Variegas |  |  | 0 | 0 | 0 | 0 | 0 | 0 | 0 | 0 | 1 | 0 | Property | [14 empty] | Y
TTM6C | Static Renewal Chronic Pimephales Promelas |  |  | 0 | 0 | 0 | 0 | 0 | 0 | 0 | 0 | 1 | 0 | Property | [14 empty] | Y
78225 | Total toxic organics (TTO) (40 CFR464a) |  |  | 0 | 78225 | 0 | 0 | 1 | 0 | 0 | 0 | 1 | 0 | Aggregate
78226 | Total toxic organics (TTO) (40 CFR464b) |  |  | 0 | 78226 | 0 | 0 | 1 | 0 | 0 | 0 | 1 | 0 | Aggregate
78227 | Total toxic organics (TTO) (40 CFR464c) |  |  | 0 | 78227 | 0 | 0 | 1 | 0 | 0 | 0 | 1 | 0 | Aggregate
78228 | Total toxic organics (TTO) (40 CFR464d) |  |  | 0 | 78228 | 0 | 0 | 1 | 0 | 0 | 0 | 1 | 0 | Aggregate
78229 | Total toxic organics(TTO) (40 CFR465) |  |  | 0 | 78229 | 0 | 0 | 1 | 0 | 0 | 0 | 1 | 0 | Aggregate
78231 | Total toxic organics (TTO) (40 CFR468) |  |  | 0 | 78231 | 0 | 0 | 1 | 0 | 0 | 0 | 1 | 0 | Aggregate
78232 | Total toxic organics (TTO) (40 CFR469) |  |  | 0 | 78232 | 0 | 0 | 1 | 0 | 0 | 0 | 1 | 0 | Aggregate
78141 | Organics, total toxic (TTO) |  |  | 0 | 78141 | 0 | 0 | 1 | 0 | 0 | 0 | 1 | 0 | Aggregate
78223 | Total toxic organics (TTO) (40 CFR413) |  |  | 0 | 78223 | 0 | 0 | 1 | 0 | 0 | 0 | 1 | 0 | Aggregate
78224 | Total toxic organics (TTO) (40 CFR433) |  |  | 0 | 78224 | 0 | 0 | 1 | 0 | 0 | 0 | 1 | 0 | Aggregate
78230 | Total toxic organics (TTO) (40 CFR467) |  |  | 0 | 78230 | 0 | 0 | 1 | 0 | 0 | 0 | 1 | 0 | Aggregate
7824A | Total Toxic Organics |  | 749648 | 35994 | 0 | 0 | 0 | 0 | Total toxic organics | 0 | 1 | 0 | Elem Flow List | 0
TTO3C | Static Renewal 4Day Chronic Daphnia Magna |  |  | 0 | 0 | 0 | 0 | 0 | 0 | 0 | 0 | 1 | 0 | Property | [14 empty] | Y
TTP3B | Static Renewal 7Day Chronic Ceriodaphnia Dubia |  |  | 0 | 0 | 0 | 0 | 0 | 0 | 0 | 0 | 1 | 0 | Property | [14 empty] | Y
TTP3E | Static Renewal 7Day Chronic Mysidopsis Bahia |  |  | 0 | 0 | 0 | 0 | 0 | 0 | 0 | 0 | 1 | 0 | Property | [14 empty] | Y
TTP3Q | Static Renewal 7Day Chronic Holmesimysis Costata |  |  | 0 | 0 | 0 | 0 | 0 | 0 | 0 | 0 | 1 | 0 | Property | [14 empty] | Y
TTP3Z | Static Renewal 7-Day Chronic Americamysis bahia |  |  | 0 | 0 | 0 | 0 | 0 | 0 | 0 | 0 | 1 | 0 | Property | [14 empty] | Y
TTP6A | Static 7-Day Chronic Cypr. Nodon Variegat |  |  | 0 | 0 | 0 | 0 | 0 | 0 | 0 | 0 | 1 | 0 | Property | [14 empty] | Y
TTP6C | Static Renewal 7Day Chronic Pimphales Promelas |  |  | 0 | 0 | 0 | 0 | 0 | 0 | 0 | 0 | 1 | 0 | Property | [14 empty] | Y
TTP6J | Static Renewal 7Day Chronic Menidia Beryllina |  |  | 0 | 0 | 0 | 0 | 0 | 0 | 0 | 0 | 1 | 0 | Property | [14 empty] | Y
TTP6L | Static Renewal 7Day Chronic Atherinops Affinis |  |  | 0 | 0 | 0 | 0 | 0 | 0 | 0 | 0 | 1 | 0 | Property | [14 empty] | Y
TTR1A | Static 96Hr Chronic Selen. Capricornutum |  |  | 0 | 0 | 0 | 0 | 0 | 0 | 0 | 0 | 1 | 0 | Property | [14 empty] | Y
TTR1F | Static 96Hr Chronic Thalassiosira Pseudonana Mar.Diat |  |  | 0 | 0 | 0 | 0 | 0 | 0 | 0 | 0 | 1 | 0 | Property | [14 empty] | Y
TTS3L | Static 20Min Chronic Strongyl. Purpuratus |  |  | 0 | 0 | 0 | 0 | 0 | 0 | 0 | 0 | 1 | 0 | Property | [14 empty] | Y
TTS3N | Static 20Min Chronic Dendraster Excentri |  |  | 0 | 0 | 0 | 0 | 0 | 0 | 0 | 0 | 1 | 0 | Property | [14 empty] | Y
TUG3V | %Fert Static 1Hr Chronic Colobocentr. Atratus |  |  | 0 | 0 | 0 | 0 | 0 | 0 | 0 | 0 | 1 | 0 | Property | [14 empty] | Y
TUG3W | %Fert Static 1Hr Chronic Tripneustes Gratilla |  |  | 0 | 0 | 0 | 0 | 0 | 0 | 0 | 0 | 1 | 0 | Property | [14 empty] | Y
TUP3B | %Fert Statre 7Da Chronic Ceriodaphnia |  |  | 0 | 0 | 0 | 0 | 0 | 0 | 0 | 0 | 1 | 0 | Property | [14 empty] | Y
TVP3B | %Repro Reduc Statre7D Chronic Ceriodaphnia |  |  | 0 | 0 | 0 | 0 | 0 | 0 | 0 | 0 | 1 | 0 | Property | [14 empty] | Y
TVP3E | %Repro Reduc Statre 7D Mysid. Bahia |  |  | 0 | 0 | 0 | 0 | 0 | 0 | 0 | 0 | 1 | 0 | Property | [14 empty] | Y
TVP3X | %Repr 7D Chronic Statre D. Ambigua |  |  | 0 | 0 | 0 | 0 | 0 | 0 | 0 | 0 | 1 | 0 | Property | [14 empty] | Y
TWP3B | Pass/Fail Sub-Lethal 7 Day Ceriodaphnia Dubia |  |  | 0 | 0 | 0 | 0 | 0 | 0 | 0 | 0 | 1 | 0 | Property | [14 empty] | Y
TWP3C | Pass/Fail Sub-Lethal Static Renewal 7 Day Chronic Daphnia magna |  | 17074303 | 32188 | 0 | 0 | 0 | 0 | 0 | 0 | 0 | 1 | 0 | Property | [14 empty] | Y
TWP3E | Pass/Fail Sub-Lethal 7 Day Mysidopsis Bahia |  |  | 0 | 0 | 0 | 0 | 0 | 0 | 0 | 0 | 1 | 0 | Property | [14 empty] | Y
TWP6B | Pass/Fail Sub-Lethal 7 Day Menidia Menidia |  |  | 0 | 0 | 0 | 0 | 0 | 0 | 0 | 0 | 1 | 0 | Property | [14 empty] | Y
TWP6C | Pass/Fail Sub-Lethal 7 Daypinephales Promelas |  |  | 0 | 0 | 0 | 0 | 0 | 0 | 0 | 0 | 1 | 0 | Property | [14 empty] | Y
TXM3C | LOEC Lethal Survival Static Renewal 48HR Acute Daphnia magna |  | 17074303 | 32188 | 0 | 0 | 0 | 0 | 0 | 0 | 0 | 1 | 0 | Property | [14 empty] | Y
TXM3D | 48-Hr Daphnia Pulex (Lethal Effects) |  |  | 0 | 0 | 0 | 0 | 0 | 0 | 0 | 0 | 1 | 0 | Property | [14 empty] | Y
TXM3E | 48-Hr Mysidopsis Bah(Lethal Effects) |  |  | 0 | 0 | 0 | 0 | 0 | 0 | 0 | 0 | 1 | 0 | Property | [14 empty] | Y
TXM6A | 48-Hr Cyprinodon Var(Lethal Effects) |  |  | 0 | 0 | 0 | 0 | 0 | 0 | 0 | 0 | 1 | 0 | Property | [14 empty] | Y
TXM6B | 48-Hr Menidia Beryll(Lethal Effects) |  |  | 0 | 0 | 0 | 0 | 0 | 0 | 0 | 0 | 1 | 0 | Property | [14 empty] | Y
TXM6C | 48-Hr Pimephales (Lethal Effects) |  |  | 0 | 0 | 0 | 0 | 0 | 0 | 0 | 0 | 1 | 0 | Property | [14 empty] | Y
TXM6J | LOEC Lethal Survival Static Renewal 48HR Acute Menidia beryllina |  | 1972785 | 16462 | 0 | 0 | 0 | 0 | 0 | 0 | 0 | 1 | 0 | Property | [14 empty] | Y
TXP3B | 7-Day Chr. Ceriodph (Lethal Effects) |  |  | 0 | 0 | 0 | 0 | 0 | 0 | 0 | 0 | 1 | 0 | Property | [14 empty] | Y
TXP3C | LOEC Lethal Survival Static Renewal 7 Day Chronic Daphnia magna |  | 17074303 | 32188 | 0 | 0 | 0 | 0 | 0 | 0 | 0 | 1 | 0 | Property | [14 empty] | Y
TXP3E | 7-Day Chr. Mysidopsi(Lethal Effects) |  |  | 0 | 0 | 0 | 0 | 0 | 0 | 0 | 0 | 1 | 0 | Property | [14 empty] | Y
TXP6A | 7-Day Chr. Cyprinodovar. (Lethal Effect) |  |  | 0 | 0 | 0 | 0 | 0 | 0 | 0 | 0 | 1 | 0 | Property | [14 empty] | Y
TXP6B | 7-Day Chr. Menidia (Lethal Effects) |  |  | 0 | 0 | 0 | 0 | 0 | 0 | 0 | 0 | 1 | 0 | Property | [14 empty] | Y
TXP6C | 7-Day Chr. Pimephale(Lethal Effects) |  |  | 0 | 0 | 0 | 0 | 0 | 0 | 0 | 0 | 1 | 0 | Property | [14 empty] | Y
TXP6J | LOEC Lethal Survival Static Renewal 7 Day Chronic Menidia beryllina |  | 1972785 | 16462 | 0 | 0 | 0 | 0 | 0 | 0 | 0 | 1 | 0 | Property | [14 empty] | Y
39400 | Toxaphene | 8001352 | 156919 | 87298 | 39400 | 8001352 | 87298 | 1 | Toxaphene | 8001352 | 1 | 0 | Elem Flow List | 0 | [7 empty] | Y | Y | Y
39403 | Toxaphene, dry weight | 8001352 | 156919 | 87298 | 0 | 8001352 | 87298 | 1 | 0 | 8001352 | 1 | 0 | Elem Flow List | 0 | [7 empty] | Y | Y | Y
TXT3C | No Observed Effect Concentration (NOEC) Lethal Survival 21 Day Chronic Daphnia Magna |  |  | 0 | 0 | 0 | 0 | 0 | 0 | 0 | 0 | 1 | 0 | Property | [14 empty] | Y
TYP3B | 7-Day Chr. Ceriodphn(Sub-Lethal Effect) |  |  | 0 | 0 | 0 | 0 | 0 | 0 | 0 | 0 | 1 | 0 | Property | [14 empty] | Y
TYP3C | LOEC Sub-Lethal Reproduction Static Renewal 7 Day Chronic Daphnia magna |  | 17074303 | 32188 | 0 | 0 | 0 | 0 | 0 | 0 | 0 | 1 | 0 | Property | [14 empty] | Y
TYP3E | 7-Day Chr. Mysidopsi(Sub-Lethal Effect) |  |  | 0 | 0 | 0 | 0 | 0 | 0 | 0 | 0 | 1 | 0 | Property | [14 empty] | Y
TYP6A | 7-Day Chr. Cyprinodovar. (Sub-Lethal Ef) |  |  | 0 | 0 | 0 | 0 | 0 | 0 | 0 | 0 | 1 | 0 | Property | [14 empty] | Y
TYP6B | 7-Day Chr. Menidia (Sub-Lethal Effect) |  |  | 0 | 0 | 0 | 0 | 0 | 0 | 0 | 0 | 1 | 0 | Property | [14 empty] | Y
TYP6C | 7-Day Chr. Pimephale(Sub-Lethal Effect) |  |  | 0 | 0 | 0 | 0 | 0 | 0 | 0 | 0 | 1 | 0 | Property | [14 empty] | Y
51662 | Nitrogen, Kjeldahl,Total [TKN], insoluble | 7727379 | 153122 | 38472 | 51662 | 7727379 | 38472 | 1 | 0 | 7727379 | 1 | 0 | Elem Flow List | 0 |  | Y
TKN3H | TU Statre 96Hr Acute Pandulas Hypsinotus |  |  | 0 | 0 | 0 | 0 | 0 | 0 | 0 | 0 | 1 | 0 | Property | [14 empty] | Y
TKN3I | TU Statre 96Hr Acute Pandulas Borealis |  |  | 0 | 0 | 0 | 0 | 0 | 0 | 0 | 0 | 1 | 0 | Property | [14 empty] | Y
TKN3J | TU Statre 96Hr Acute Cancer Magister |  |  | 0 | 0 | 0 | 0 | 0 | 0 | 0 | 0 | 1 | 0 | Property | [14 empty] | Y
TKN6C | Static Renewal 96Hr Acute Pimephales promelas |  |  | 0 | 0 | 0 | 0 | 0 | 0 | 0 | 0 | 1 | 0 | Property | [14 empty] | Y
TKN6G | TU Statre 96Hr Acute Orcorhynchus Gorbus |  |  | 0 | 0 | 0 | 0 | 0 | 0 | 0 | 0 | 1 | 0 | Property | [14 empty] | Y
TKP3B | Static Renewal 7 Day Chronic Ceriodaphnia dubia |  |  | 0 | 0 | 0 | 0 | 0 | 0 | 0 | 0 | 1 | 0 | Property | [14 empty] | Y
TKP6C | Static Renewal 7 Day Chronic Pimephales promelas |  |  | 0 | 0 | 0 | 0 | 0 | 0 | 0 | 0 | 1 | 0 | Property | [14 empty] | Y
51787 | Thallium, calculated limit | 7440280 | 149898 | 36981 | 0 | 7440280 | 36981 | 1 | 0 | 7440280 | 1 | 0 | Elem Flow List | 0
1059 | Thallium, total (as Tl) | 7440280 | 149898 | 36981 | 1059 | 7440280 | 36981 | 1 | 0 | 7440280 | 1 | 0 | Elem Flow List | 0 | [6 empty] | Y | Y |  | Y
982 | Thallium, total recoverable | 7440280 | 149898 | 36981 | 982 | 7440280 | 36981 | 1 | 0 | 7440280 | 1 | 0 | Elem Flow List | 0 | [6 empty] | Y | Y |  | Y
1324 | Thallium, potentially dissolvd | 7440280 | 149898 | 36981 | 1324 | 7440280 | 36981 | 1 | 0 | 7440280 | 1 | 0 | Elem Flow List | 0 | [6 empty] | Y | Y |  | Y
1124 | Thallium, acid soluble | 7440280 | 149898 | 36981 | 0 | 7440280 | 36981 | 1 | 0 | 7440280 | 1 | 0 | Elem Flow List | 0 | [6 empty] | Y | Y |  | Y
1057 | Thallium, dissolved (as Tl) | 7440280 | 149898 | 36981 | 1057 | 7440280 | 36981 | 1 | 0 | 7440280 | 1 | 0 | Elem Flow List | 0 | [6 empty] | Y | Y |  | Y
TLB1A | LF Pass/Fail Survival Test 96Hr Acute Selen. Capr |  |  | 0 | 0 | 0 | 0 | 0 | 0 | 0 | 0 | 1 | 0 | Property | [14 empty] | Y
TLE1A | LF Pass/Fail Survival Test 1Hr Chronic Selen. Capr. |  |  | 0 | 0 | 0 | 0 | 0 | 0 | 0 | 0 | 1 | 0 | Property | [14 empty] | Y
TLE1B | LF Pass/Fail Survival Test 1Hr Chronic L. Minor |  |  | 0 | 0 | 0 | 0 | 0 | 0 | 0 | 0 | 1 | 0 | Property | [14 empty] | Y
TLF1A | LF Pass/Fail Survival Test 48Hr Chr, 5-7 Day Rec Selen. Capr. |  |  | 0 | 0 | 0 | 0 | 0 | 0 | 0 | 0 | 1 | 0 | Property | [14 empty] | Y
TLF1B | LF Pass/Fail Survival Test 48Hr Chr, 5-7 Day Rec L. Minor |  |  | 0 | 0 | 0 | 0 | 0 | 0 | 0 | 0 | 1 | 0 | Property | [14 empty] | Y
TLG1A | LF Pass/Fail Survival Test 1Hr Fert. Test Chronic Selen. Capr |  |  | 0 | 0 | 0 | 0 | 0 | 0 | 0 | 0 | 1 | 0 | Property | [14 empty] | Y
TLG1B | LF Pass/Fail Survival Test 1Hr Fert. Test Chronic L. Minor |  |  | 0 | 0 | 0 | 0 | 0 | 0 | 0 | 0 | 1 | 0 | Property | [14 empty] | Y
TLP3B | LF Pass/Fail Leth Statre 7Day Chronic Ceriodaphnia |  |  | 0 | 0 | 0 | 0 | 0 | 0 | 0 | 0 | 1 | 0 | Property | [14 empty] | Y
TLP3C | Low Flow Pass/Fail Survival Test Static Renewal 7 Day Chronic Daphnia magna |  | 17074303 | 32188 | 0 | 0 | 0 | 0 | 0 | 0 | 0 | 1 | 0 | Property | [14 empty] | Y
TLP3E | LF Pass/Fail Leth Statre 7Day Chronic Mysid. Bahia |  |  | 0 | 0 | 0 | 0 | 0 | 0 | 0 | 0 | 1 | 0 | Property | [14 empty] | Y
TLP6A | LF Pass/Fail Leth Statre 7Day Chronic Cyprinodon |  |  | 0 | 0 | 0 | 0 | 0 | 0 | 0 | 0 | 1 | 0 | Property | [14 empty] | Y
TLP6B | LF Pass/Fail Leth Statre 7Day Chronic Menidia |  |  | 0 | 0 | 0 | 0 | 0 | 0 | 0 | 0 | 1 | 0 | Property | [14 empty] | Y
TLP6C | LF Pass/Fail Leth Statre 7Day Chronic Pimephales |  |  | 0 | 0 | 0 | 0 | 0 | 0 | 0 | 0 | 1 | 0 | Property | [14 empty] | Y
TLT3C | Pass/Fail Survival 21 Day Chronic Daphnia Magna |  |  | 0 | 0 | 0 | 0 | 0 | 0 | 0 | 0 | 1 | 0 | Property | [14 empty] | Y
TMB1A | LC10 96Hr Acute Selen. Capr. |  |  | 0 | 0 | 0 | 0 | 0 | 0 | 0 | 0 | 1 | 0 | Property | [14 empty] | Y
TMB1B | LC10 96Hr Acute L. Minor |  |  | 0 | 0 | 0 | 0 | 0 | 0 | 0 | 0 | 1 | 0 | Property | [14 empty] | Y
TME1A | LC10 1Hr Chronic Selen. Capr |  |  | 0 | 0 | 0 | 0 | 0 | 0 | 0 | 0 | 1 | 0 | Property | [14 empty] | Y
TME1B | LC10 1Hr Chronic L. Minor |  |  | 0 | 0 | 0 | 0 | 0 | 0 | 0 | 0 | 1 | 0 | Property | [14 empty] | Y
TME3B | Ceriodaphnia |  |  | 0 | 0 | 0 | 0 | 0 | 0 | 0 | 0 | 1 | 0 | Biotic | [14 empty] | Y
TME6C | Pimephales |  |  | 0 | 0 | 0 | 0 | 0 | 0 | 0 | 0 | 1 | 0 | Biotic | [14 empty] | Y
TMF1A | LC10 48Hr Chr, 5-7 Day Rec Selen. Capr. |  |  | 0 | 0 | 0 | 0 | 0 | 0 | 0 | 0 | 1 | 0 | Property | [14 empty] | Y
TMF1B | LC10 48Hr Chr, 5-7 Day Rec L. Minor |  |  | 0 | 0 | 0 | 0 | 0 | 0 | 0 | 0 | 1 | 0 | Property | [14 empty] | Y
TMG1A | LC10 1Hr Fert. Test Chronic Selen. Capr. |  |  | 0 | 0 | 0 | 0 | 0 | 0 | 0 | 0 | 1 | 0 | Property | [14 empty] | Y
TMG1B | LC10 1Hr Fert. Test Chronic L. Minor |  |  | 0 | 0 | 0 | 0 | 0 | 0 | 0 | 0 | 1 | 0 | Property | [14 empty] | Y
TMM3B | LC10 Statre 48Hr Acute Ceriodaphnia |  |  | 0 | 0 | 0 | 0 | 0 | 0 | 0 | 0 | 1 | 0 | Property | [14 empty] | Y
TMM3C | LC10 Statre 48Hr Acute D. Magna |  |  | 0 | 0 | 0 | 0 | 0 | 0 | 0 | 0 | 1 | 0 | Property | [14 empty] | Y
TMN3B | LC10 Statre 96Hr Acuceriodaphnia |  |  | 0 | 0 | 0 | 0 | 0 | 0 | 0 | 0 | 1 | 0 | Property | [14 empty] | Y
TMN3E | LC10 Statre 96Hr Acumysid. Bahia |  |  | 0 | 0 | 0 | 0 | 0 | 0 | 0 | 0 | 1 | 0 | Property | [14 empty] | Y
TMN6B | LC10 Statre 96Hr Acumenidia |  |  | 0 | 0 | 0 | 0 | 0 | 0 | 0 | 0 | 1 | 0 | Property | [14 empty] | Y
TMN6C | LC10 Statre 96Hr Acute Pimephales |  |  | 0 | 0 | 0 | 0 | 0 | 0 | 0 | 0 | 1 | 0 | Property | [14 empty] | Y
50022 | Trimethyl orthoacetate, total | 1445450 | 86801 | 43192 | 0 | 0 | 0 | 0 | 0 | 1445450 | 1 | 0 | Elem Flow List | 0
51059 | TMOA | 1445450 | 86801 | 43192 | 0 | 0 | 0 | 0 | 0 | 1445450 | 1 | 0 | Elem Flow List | 0
78099 | Trimethoxymethane | 149735 | 39933 | 97602 | 0 | 0 | 0 | 0 | Trimethoxymethane | 149735 | 1 | 0 | Elem Flow List | 0
51076 | Trimethylorthoformate | 149735 | 39933 | 97602 | 0 | 0 | 0 | 0 | 0 | 149735 | 1 | 0 | Elem Flow List | 0
TNA3C | LC20 Static 48Hr Acute Ceriodaphnia |  |  | 0 | 0 | 0 | 0 | 0 | 0 | 0 | 0 | 1 | 0 | Property | [14 empty] | Y
TNA3E | LC20 Static 48Hr Acute Mysid. Bahia |  |  | 0 | 0 | 0 | 0 | 0 | 0 | 0 | 0 | 1 | 0 | Property | [14 empty] | Y
TNB1A | LC20 96Hr Acute Selen. Capr. |  |  | 0 | 0 | 0 | 0 | 0 | 0 | 0 | 0 | 1 | 0 | Property | [14 empty] | Y
TNB1B | LC20 96Hr Acute L. Minor |  |  | 0 | 0 | 0 | 0 | 0 | 0 | 0 | 0 | 1 | 0 | Property | [14 empty] | Y
TNB3B | LC20 Static 96Hr Acute Ceriodaphnia |  |  | 0 | 0 | 0 | 0 | 0 | 0 | 0 | 0 | 1 | 0 | Property | [14 empty] | Y
TNB3E | LC20 Static 96Hr Acute Mysid. Bahia |  |  | 0 | 0 | 0 | 0 | 0 | 0 | 0 | 0 | 1 | 0 | Property | [14 empty] | Y
TNB6B | LC20 Static 96Hr Acute Menidia |  |  | 0 | 0 | 0 | 0 | 0 | 0 | 0 | 0 | 1 | 0 | Property | [14 empty] | Y
TNB6C | LC20 Static 96Hr Acute Pimephales |  |  | 0 | 0 | 0 | 0 | 0 | 0 | 0 | 0 | 1 | 0 | Property | [14 empty] | Y
TNB6H | LC20 Static 96Hr Acute Cyprinella Leedsi |  |  | 0 | 0 | 0 | 0 | 0 | 0 | 0 | 0 | 1 | 0 | Property | [14 empty] | Y
TNC1A | LC20 4Day Chronic Selen. Capr. |  |  | 0 | 0 | 0 | 0 | 0 | 0 | 0 | 0 | 1 | 0 | Property | [14 empty] | Y
TNC1B | LC20 4Day Chr. L. Minor |  |  | 0 | 0 | 0 | 0 | 0 | 0 | 0 | 0 | 1 | 0 | Property | [14 empty] | Y
TNE1A | LC20 1Hr Chronic Selen. Capr. |  |  | 0 | 0 | 0 | 0 | 0 | 0 | 0 | 0 | 1 | 0 | Property | [14 empty] | Y
TNE1B | LC20 1Hr Chronic L. Minor |  |  | 0 | 0 | 0 | 0 | 0 | 0 | 0 | 0 | 1 | 0 | Property | [14 empty] | Y
TNF1A | LC20 48Hr Chr, 5-7 Day Rec. Selen. Capr. |  |  | 0 | 0 | 0 | 0 | 0 | 0 | 0 | 0 | 1 | 0 | Property | [14 empty] | Y
TNF1B | LC20 48Hr Chr, 5-7 Day Rec. L. Minor |  |  | 0 | 0 | 0 | 0 | 0 | 0 | 0 | 0 | 1 | 0 | Property | [14 empty] | Y
TNG1A | LC20 1Hr Fert. Test Chronic Selen Capr. |  |  | 0 | 0 | 0 | 0 | 0 | 0 | 0 | 0 | 1 | 0 | Property | [14 empty] | Y
TNG1B | LC20 1Hr Fert. Test Chronic L. Minor |  |  | 0 | 0 | 0 | 0 | 0 | 0 | 0 | 0 | 1 | 0 | Property | [14 empty] | Y
TNN3B | LC20 Statre 96Hr Acute Ceriodaphnia |  |  | 0 | 0 | 0 | 0 | 0 | 0 | 0 | 0 | 1 | 0 | Property | [14 empty] | Y
TNN3E | LC20 Statre 96Hr Acumysid Bahia |  |  | 0 | 0 | 0 | 0 | 0 | 0 | 0 | 0 | 1 | 0 | Property | [14 empty] | Y
TNN6B | LC20 Statre 96Hr Acumenidia |  |  | 0 | 0 | 0 | 0 | 0 | 0 | 0 | 0 | 1 | 0 | Property | [14 empty] | Y
TNN6C | LC20 Static Renewal 96Hr Acupimephales |  |  | 0 | 0 | 0 | 0 | 0 | 0 | 0 | 0 | 1 | 0 | Property | [14 empty] | Y
TNN6H | LC20 Statre 96Hr Acucyprinella Leedsi |  |  | 0 | 0 | 0 | 0 | 0 | 0 | 0 | 0 | 1 | 0 | Property | [14 empty] | Y
TNP3C | LC20 Statre 7Day Chrceriodaphnia |  |  | 0 | 0 | 0 | 0 | 0 | 0 | 0 | 0 | 1 | 0 | Property | [14 empty] | Y
TNP3E | LC20 Statre 7Day Chrmysid. Bahia |  |  | 0 | 0 | 0 | 0 | 0 | 0 | 0 | 0 | 1 | 0 | Property | [14 empty] | Y
81360 | TNT, total | 118967 | 30460 | 47073 | 81360 | 118967 | 47073 | 1 | 0 | 118967 | 1 | 0 | Elem Flow List | 0
81358 | TNT, dissolved | 118967 | 30460 | 47073 | 0 | 118967 | 47073 | 1 | 0 | 118967 | 1 | 0 | Elem Flow List | 0
34010 | Toluene | 108883 | 25452 | 47380 | 34010 | 108883 | 47380 | 1 | Toluene | 108883 | 1 | 0 | Elem Flow List | 0 | [7 empty] | Y |  | Y
34481 | Toluene, dissolved | 108883 | 25452 | 47380 | 0 | 108883 | 47380 | 1 | 0 | 108883 | 1 | 0 | Elem Flow List | 0 | [7 empty] | Y |  | Y
34483 | Toluene, dry weight | 108883 | 25452 | 47380 | 0 | 108883 | 47380 | 1 | 0 | 108883 | 1 | 0 | Elem Flow List | 0 | [7 empty] | Y |  | Y
TOM3C | Daphnia Magna % Noec48 Hour Acute Wet |  |  | 0 | 0 | 0 | 0 | 0 | 0 | 0 | 0 | 1 | 0 | Property | [14 empty] | Y
TOM3D | Noel Lethal Statre 48Hr Acute D. Pulex |  |  | 0 | 0 | 0 | 0 | 0 | 0 | 0 | 0 | 1 | 0 | Property | [14 empty] | Y
TOM3E | Noel Lethal Statre 48Hr Acute Mysid. Bahia |  |  | 0 | 0 | 0 | 0 | 0 | 0 | 0 | 0 | 1 | 0 | Property | [14 empty] | Y
TOM6A | Noel Lethal Statre 48Hr Acute Cyprinodon |  |  | 0 | 0 | 0 | 0 | 0 | 0 | 0 | 0 | 1 | 0 | Property | [14 empty] | Y
TOM6B | Noel Lethal Statre 48Hr Acute Menidia |  |  | 0 | 0 | 0 | 0 | 0 | 0 | 0 | 0 | 1 | 0 | Property | [14 empty] | Y
TOM6C | Noel Lethal Statre 48Hr Acute Pimephales |  |  | 0 | 0 | 0 | 0 | 0 | 0 | 0 | 0 | 1 | 0 | Property | [14 empty] | Y
TOP3B | Noel Lethal Statre 7Day Chronic Ceriodaphnia |  |  | 0 | 0 | 0 | 0 | 0 | 0 | 0 | 0 | 1 | 0 | Property | [14 empty] | Y
TOP3C | NOEC Lethal Static Renewal 7 Day Chronic Daphnia magna |  | 17074303 | 32188 | 0 | 0 | 0 | 0 | 0 | 0 | 0 | 1 | 0 | Property | [14 empty] | Y
TOP3E | Noel Lethal Statre 7Day Chronic Mysid. Bahia |  |  | 0 | 0 | 0 | 0 | 0 | 0 | 0 | 0 | 1 | 0 | Property | [14 empty] | Y
TOP6A | Noel Lethal Statre 7Day Chronic Cyprinodon |  |  | 0 | 0 | 0 | 0 | 0 | 0 | 0 | 0 | 1 | 0 | Property | [14 empty] | Y
TOP6B | Noel Lethal Statre 7Day Chronic Menidia |  |  | 0 | 0 | 0 | 0 | 0 | 0 | 0 | 0 | 1 | 0 | Property | [14 empty] | Y
TOP6C | Noel Lethal Statre 7Day Chronic Pimephales |  |  | 0 | 0 | 0 | 0 | 0 | 0 | 0 | 0 | 1 | 0 | Property | [14 empty] | Y
TPB1A | Noel Sub-Leth 96Hr Acute Selen. Capr. |  |  | 0 | 0 | 0 | 0 | 0 | 0 | 0 | 0 | 1 | 0 | Property | [14 empty] | Y
TPB1B | Noel Sub-Leth 96Hr Acute L. Minor |  |  | 0 | 0 | 0 | 0 | 0 | 0 | 0 | 0 | 1 | 0 | Property | [14 empty] | Y
TPC1A | Noel Sub-Leth 4Day Chronic Selen. Capr |  |  | 0 | 0 | 0 | 0 | 0 | 0 | 0 | 0 | 1 | 0 | Property | [14 empty] | Y
TPC1B | Noel Sub-Leth 4Day Chronic L. Minor |  |  | 0 | 0 | 0 | 0 | 0 | 0 | 0 | 0 | 1 | 0 | Property | [14 empty] | Y
TPE1A | Noel Sub-Leth 1Hr Chronic Selen. Capr. |  |  | 0 | 0 | 0 | 0 | 0 | 0 | 0 | 0 | 1 | 0 | Property | [14 empty] | Y
TPE1B | Noel Sub-Leth 1Hr Chronic L. Minor |  |  | 0 | 0 | 0 | 0 | 0 | 0 | 0 | 0 | 1 | 0 | Property | [14 empty] | Y
TPF1A | Noel Sub-Leth 48Hr Chr, 5-7 Day Rec. Selen. Capr. |  |  | 0 | 0 | 0 | 0 | 0 | 0 | 0 | 0 | 1 | 0 | Property | [14 empty] | Y
TPF1B | Noel Sub-Leth 48Hr Chr, 5-7 Day Rec. L. Minor |  |  | 0 | 0 | 0 | 0 | 0 | 0 | 0 | 0 | 1 | 0 | Property | [14 empty] | Y
TPG1A | Noel Sub-Leth 1Hr Fert. Test Chronic Selen. Capr. |  |  | 0 | 0 | 0 | 0 | 0 | 0 | 0 | 0 | 1 | 0 | Property | [14 empty] | Y
TPG1B | Noel Sub-Leth 1Hr Fert. Test Chronic L. Minor |  |  | 0 | 0 | 0 | 0 | 0 | 0 | 0 | 0 | 1 | 0 | Property | [14 empty] | Y
TPP3B | Noel Sub-Lth Statre 7Day Chronic Ceriodaphnia |  |  | 0 | 0 | 0 | 0 | 0 | 0 | 0 | 0 | 1 | 0 | Property | [14 empty] | Y
TPP3C | NOEC Sub-Lethal Static Renewal 7 Day Chronic Daphnia magna |  | 17074303 | 32188 | 0 | 0 | 0 | 0 | 0 | 0 | 0 | 1 | 0 | Property | [14 empty] | Y
TPP3E | Noel Sub-Leth Statre 7Day Chronic Mysid. Bahia |  |  | 0 | 0 | 0 | 0 | 0 | 0 | 0 | 0 | 1 | 0 | Property | [14 empty] | Y
TPP6A | Noel Sub-Leth Statre 7Day Chronic Cyprinodon |  |  | 0 | 0 | 0 | 0 | 0 | 0 | 0 | 0 | 1 | 0 | Property | [14 empty] | Y
TPP6B | Noel Sub-Leth Statre 7Day Chronic Menidia |  |  | 0 | 0 | 0 | 0 | 0 | 0 | 0 | 0 | 1 | 0 | Property | [14 empty] | Y
TPP6C | Noel Sub-Lth Statre 7Day Chronic Pimephales |  |  | 0 | 0 | 0 | 0 | 0 | 0 | 0 | 0 | 1 | 0 | Property | [14 empty] | Y
TQB1A | Coef Of Var 96Hr Acute Selen. Capr. |  |  | 0 | 0 | 0 | 0 | 0 | 0 | 0 | 0 | 1 | 0 | Property
TQB1B | Coef Of Var 96Hr Acute L. Minor |  |  | 0 | 0 | 0 | 0 | 0 | 0 | 0 | 0 | 1 | 0 | Property
TQC1A | Coef Of Var 4Day Chronic Selen. Capr. |  |  | 0 | 0 | 0 | 0 | 0 | 0 | 0 | 0 | 1 | 0 | Property
TQC1B | Coef Of Var 4Day Chronic L. Minor |  |  | 0 | 0 | 0 | 0 | 0 | 0 | 0 | 0 | 1 | 0 | Property
TQE1A | Coef Of Var 1Hr Chronic Selen. Capr. |  |  | 0 | 0 | 0 | 0 | 0 | 0 | 0 | 0 | 1 | 0 | Property
TQE1B | Coef Of Var 1Hr Chronic L. Minor |  |  | 0 | 0 | 0 | 0 | 0 | 0 | 0 | 0 | 1 | 0 | Property
TQF1A | Coef Of Var 48Hr Chr, 5-7 Day Rec. Selen. Capr |  |  | 0 | 0 | 0 | 0 | 0 | 0 | 0 | 0 | 1 | 0 | Property
TQF1B | Coef Of Var 48Hr Chr, 5-7 Day Rec. L. Minor |  |  | 0 | 0 | 0 | 0 | 0 | 0 | 0 | 0 | 1 | 0 | Property
TQG1A | Coef Of Var 1Hr Fert Test Chronic Selen. Capr. |  |  | 0 | 0 | 0 | 0 | 0 | 0 | 0 | 0 | 1 | 0 | Property
TQG1B | Coef Of Var 1Hr Fert Test Chronic L. Minor |  |  | 0 | 0 | 0 | 0 | 0 | 0 | 0 | 0 | 1 | 0 | Property
TQM3D | Coef Of Var Statre 48Hr Acute D. Pulex |  |  | 0 | 0 | 0 | 0 | 0 | 0 | 0 | 0 | 1 | 0 | Property
TQM3E | Coef Of Var Statre 48Hr Acute Mysid. Bahia |  |  | 0 | 0 | 0 | 0 | 0 | 0 | 0 | 0 | 1 | 0 | Property
TQM6A | Coef Of Var Statre 48Hr Acute Cyprinodon |  |  | 0 | 0 | 0 | 0 | 0 | 0 | 0 | 0 | 1 | 0 | Property
Note on D1: Sarah Cashman: SRS_ID in DMR is SRS internal tracking number, does not match SRS used in StEWI
Note on I1: Sarah Cashman: Match to either CAS ot SRS of elementary flow list
Note on J1: Sarah Cashman: Match to name on elementary flow chemical list
Note on M1: Sarah Cashman: Exclude if = 1

## Subskey (hidden)
| Internal Tracking Number | SubsKey
Psilotanypus | 17294190 | 1
Nemoura rotunda | 17294109 | 2
Eontia | 17294091 | 3
Tachyhodites | 17294018 | 4
Alysidota | 17293994 | 5
Merotrichia | 17293960 | 6
Plea | 17293945 | 7
Yoroperla | 17293903 | 8
Naeogeus | 17293895 | 9
Rhoe | 17293861 | 10
Euphee | 17293853 | 11
Gyrinulus | 17293838 | 12
Sacodes | 17293770 | 13
Platytipula | 17293630 | 14
Eriocera | 17293622 | 15
Pelopia | 17293432 | 16
Cyphostethus | 17293382 | 17
Laenilla | 17293242 | 18
Neuropsyche | 17293093 | 19
Acanthotanais | 17293069 | 20
Acrocentropus | 17293051 | 21
Dicrobezzia | 17292905 | 22
Nephelopteryx | 17292723 | 23
Amphioxus | 17292590 | 24
Galgulus | 17292582 | 25
Lepidametria | 17292574 | 26
Heterotrissocola | 17292533 | 27
Rhoiconeis | 17292525 | 28
Cassidisca | 17292483 | 29
Dallocardia | 17292343 | 30
Phanopsyche | 17292335 | 31
Arcadopsyche | 17292327 | 32
Tendipes | 17292319 | 33
Aeshna | 17292277 | 34
Austrolima | 17292236 | 35
Pterosyna | 17292210 | 36
Macrodytes | 17292160 | 37
Corymbichlamys | 17292079 | 38
Synapta | 17292061 | 39
Notiopsyche | 17291972 | 40
Nosopus | 17291964 | 41
Mormomyia | 17291956 | 42
Atomyia | 17291949 | 43
Alepomyia | 17291931 | 44
Ctenoides | 17291881 | 45
Rheobaetis | 17291642 | 46
Oligopsyche | 17291618 | 47
Chaetolabis | 17291600 | 48
Pseudopinnixa | 17291568 | 49
Hydrocyclus | 17291329 | 50
Pseudophthalmus | 17291295 | 51
Rivulogammarus | 17291162 | 52
Parnus | 17291121 | 53
Epinebalia | 17291097 | 54
Parabedus | 17290925 | 55
Tetromatus | 17290875 | 56
Araneops | 17290867 | 57
Acharax | 17290859 | 58
Agaporus | 17290834 | 59
Pleurhomus | 17290735 | 60
Adelungia | 17290727 | 61
Cataclysta | 17290719 | 62
Chemnitzia | 17290602 | 63
Ineffigiatus | 17290511 | 64
Sagitta friderici | 17290453 | 65
Capnella | 17290362 | 66
Olemira | 17290339 | 67
Psilodiamesa | 17290271 | 68
Adiamesa | 17290263 | 69
Dendrochiton | 17282153 | 70
Pruvotfolia | 17282112 | 71
Calaria | 17282104 | 72
Acanthochiton (Mollusca) | 17282054 | 73
Acanthochiton | 17282047 | 74
Perliola | 17281940 | 75
Nanoperla | 17281932 | 76
Helopelopia | 17281874 | 77
Scalaria | 17281692 | 78
Asellus nodulus | 17281676 | 79
Acronopsyche | 17281668 | 80
Hydrocombus | 17281643 | 81
Chasmogenus | 17281635 | 82
Helopeltina | 17281627 | 83
Heleobia | 17281577 | 84
Acanthochites | 17281536 | 85
Trissocladius | 17281510 | 86
Zeaphagus | 17281411 | 87
Walshiola | 17281379 | 88
Isopteryx | 17281361 | 89
Scala | 17281270 | 90
Adactylocladius | 17281221 | 91
Stephania | 17281171 | 92
Trophonia | 17281155 | 93
Trepobatopsis | 17281106 | 94
Trichodesmium | 17280926 | 95
Apedilum | 17280835 | 96
Alaotanais | 17280660 | 97
Kallistometra | 17280629 | 98
Parygrus | 17280413 | 99
Polycystis | 17280322 | 100
Bellia | 17280264 | 101
Pleurococcus | 17280231 | 102
Stygonectes | 17280223 | 103
Pachyparnus | 17280132 | 104
Limnobates | 17280033 | 105
Pseudopleurococcus | 17280025 | 106
Bullata | 17280017 | 107
Ironopsis | 17279936 | 108
Bankiella | 17279894 | 109
Verrillaster | 17279787 | 110
Ericymba | 17279761 | 111
Mononyx | 17279688 | 112
Hoffia | 17279555 | 113
Limnotrechus | 17279522 | 114
Fluvicola | 17279480 | 115
Arsapnia | 17279456 | 116
Attenuatella | 17279415 | 117
Thelidomus | 17279399 | 118
Pikea (Insecta) | 17279381 | 119
Plecopteracoluthus | 17279373 | 120
Thermonetus | 17279340 | 121
Caecidotea nodulus | 17279324 | 122
Hydrogaleruca | 17279308 | 123
Cydippina | 17279282 | 124
Occiperla | 17279266 | 125
Tanaiomera | 17279092 | 126
Leptocella | 17279027 | 127
Heterosternus | 17278953 | 128
Bankiiopsis | 17278920 | 129
Audouinia | 17278896 | 130
Bellucina | 17278888 | 131
Cryniphilus | 17278862 | 132
Crenitulus | 17278854 | 133
Roccus | 17278789 | 134
Iron (Insect genus) | 17278706 | 135
Enoplurus | 17278680 | 136
Parmensis | 17278573 | 137
Hayesomyia | 17278524 | 138
Letmonicella | 17278508 | 139
Stenoscytus | 17278458 | 140
Cyllidium | 17278433 | 141
Pseudeurythoe | 17278375 | 142
Serphus | 17278367 | 143
Blasturus | 17278284 | 144
Tanaella | 17278235 | 145
Pinguitellina | 17278185 | 146
Parargyractis | 17278060 | 147
Sphaeropomatus | 17277963 | 148
Homostethus | 17277849 | 149
Paradixa | 17277815 | 150
Arzamopsis | 17277781 | 151
Pristoternus | 17277617 | 152
Adeorbidae | 17277609 | 153
Carunculina | 17277476 | 154
Oreianthus | 17277401 | 155
Thais haemastoma | 17277120 | 156
Contacyphon | 17276999 | 157
Chionopsis | 17276957 | 158
Lenziella | 17276940 | 159
Chitonophora | 17276825 | 160
Mercierella | 17276783 | 161
Lissosphaira | 17276692 | 162
Eucricotopus | 17276536 | 163
Aulophorus | 17276510 | 164
Pristosilo | 17276403 | 165
Alepomyiodes | 17276395 | 166
Paraclunio | 17276304 | 167
Plagiola | 17276239 | 168
Jenortha | 17276049 | 169
Pedinocoris | 17275751 | 170
Crenodonta | 17275710 | 171
Amphioxides | 17275702 | 172
Strongylurella | 17275694 | 173
Tricosmochaeta | 17275579 | 174
Destacar | 17275504 | 175
Nerinides | 17275496 | 176
Nectochaeta | 17275439 | 177
Massya | 17290248 | 178
Litonia | 17290180 | 179
Litormia | 17290172 | 180
Littorivage | 17290164 | 181
Ctenoconcha | 17290123 | 182
Oreogyrinus | 17290024 | 183
Philhydrus | 17289836 | 184
Eubosmina | 17289802 | 185
Jupiteria | 17289794 | 186
Harrisiola | 17289778 | 187
Eumolpe | 17289711 | 188
Empedomorpha | 17289075 | 189
Ezolittorina | 17288945 | 190
Perliphanes | 17289562 | 191
Cystenides | 17289372 | 192
Leionotus | 17289349 | 193
Alvinia | 17289307 | 194
Hydramara | 17289208 | 195
Littorivaga | 17289158 | 196
Arvella | 17289141 | 197
Sutroa | 17288887 | 198
Telleallagma | 17288853 | 199
Degeeria | 17288713 | 200
Neritrema | 17288663 | 201
Algaroda | 17288655 | 202
Atoperla | 17288432 | 203
Isotobryoides | 17288382 | 204
Prolasmidonta | 17288309 | 205
Phrixocoma | 17288291 | 206
Sphaeridiolinus | 17288077 | 207
Neritoides | 17288069 | 208
Dysmathes | 17288036 | 209
Decurambis | 17287988 | 210
Neobaetis | 17287954 | 211
Scoletoma | 17287947 | 212
Axinaea | 17287921 | 213
Axinactis | 17287913 | 214
Nuculoidea | 17287830 | 215
Litorina | 17287772 | 216
Isonema | 17287764 | 217
Lepilucina | 17287707 | 218
Brachydontes | 17287657 | 219
Neritotrema | 17287558 | 220
Melarhaphe | 17287541 | 221
Trichocladius | 17287533 | 222
Calopsectra | 17287319 | 223
Lunarca | 17287251 | 224
Arginarca | 17287244 | 225
Bullella | 17287194 | 226
Eusimulium | 17287087 | 227
Xylocrypta | 17287079 | 228
Trentonius | 17286857 | 229
Sortosa | 17286840 | 230
Phacodiscus | 17286790 | 231
Ceratoneis | 17286485 | 232
Lentillaria | 17286360 | 233
Drusinus | 17286352 | 234
Euorthocladius | 17286238 | 235
Pedionomus | 17286188 | 236
Nilodorum | 17286139 | 237
Geranomyia | 17286014 | 238
Amorgius | 17285941 | 239
Pelogonus | 17285883 | 240
Neocloeon | 17285818 | 241
Heptagyia | 17285792 | 242
Archynopteryx | 17285776 | 243
Valvatella | 17285677 | 244
Margarita | 17285669 | 245
Amphidesma | 17285651 | 246
Banksiella | 17285628 | 247
Ilyanassa | 17285594 | 248
Helalaimus | 17285479 | 249
Apseudopsis | 17285446 | 250
Edotea | 17285404 | 251
Alexandriaria | 17285396 | 252
Hermione | 17285354 | 253
Eumargarita | 17285321 | 254
Banksiana | 17285305 | 255
Leptochironomus | 17285222 | 256
Dolkrila | 17285198 | 257
Hydroessa | 17285008 | 258
Glossoaspis | 17284894 | 259
Yamatotipula | 17284837 | 260
Fragilariopsis | 17284761 | 261
Quisilo | 17284753 | 262
Limnochironomus | 17284688 | 263
Ogyris | 17284498 | 264
Iliastus | 17284472 | 265
Gomphoneis | 17284449 | 266
Lumetus | 17284423 | 267
Allonarcys | 17284373 | 268
Hydronautia | 17284324 | 269
Oberonus | 17284290 | 270
Oligoneuria | 17284134 | 271
Caborius | 17284092 | 272
Costelloleda | 17284027 | 273
Peltopterus | 17284019 | 274
Zaitha | 17283896 | 275
Methydrus | 17283888 | 276
Pomolobus | 17283847 | 277
Pogonostoma | 17283730 | 278
Leda | 17283672 | 279
Crossurus | 17283664 | 280
Anisocheirus | 17283656 | 281
Macronemum | 17283649 | 282
Eone | 17283631 | 283
Perthostoma | 17283581 | 284
Tascobia | 17283474 | 285
Isohelea | 17283466 | 286
Hemicyphon | 17283458 | 287
Hygrotrechus | 17283417 | 288
Sphinctogaster | 17283375 | 289
Phasganophora | 17283359 | 290
Neophasganophora | 17283342 | 291
Hugoscottia | 17283185 | 292
Ammotrypane | 17282997 | 293
Nippotipula | 17282963 | 294
Parnoides | 17282955 | 295
Eulalia (Insecta) | 17282773 | 296
Eupolemarchia | 17282732 | 297
Hastaperla | 17282609 | 298
Sindolus | 17282591 | 299
Littoridina | 17282559 | 300
Helopeltis | 17282401 | 301
Meropelopia | 17282351 | 302
Astenophylax | 17282328 | 303
Megahelus | 17282179 | 304
Notocallista | 17081779 | 305
Pontogeneia | 17081662 | 306
Sigara sp. | 17082819 | 307
Bursaria | 17082801 | 308
Synodontis | 17082629 | 309
Barbus | 17082546 | 310
Patella | 17082538 | 311
Gobius | 17090606 | 312
Eudiaptomus | 17090598 | 313
Microtus sp. | 17090507 | 314
Gallus sp. | 17090465 | 315
Coturnix sp. | 17090440 | 316
Halteria | 17091497 | 317
Hydrilla | 17099409 | 318
Vallisneria | 17099391 | 319
Utricularia | 17099383 | 320
Lemna sp. | 17099359 | 321
Azolla | 17099318 | 322
Enteromorpha | 17099292 | 323
Porphyridium | 17100579 | 324
Pavlova | 17100330 | 325
Isochrysis | 17100322 | 326
Nannochloris | 17100314 | 327
Platymonas | 17100306 | 328
Characiopsis | 17100298 | 329
Pithophora | 17100280 | 330
Gongrosira | 17100249 | 331
Opercularia | 17076399 | 332
Stratiomyia | 17082488 | 333
Tetramastix | 17082413 | 334
Prochromadorella | 17082355 | 335
Stentor | 17082264 | 336
Cypris | 17082223 | 337
Rangifer sp. | 17083429 | 338
Neurobosis | 17083338 | 339
Rattus sp. | 17083320 | 340
Rhabditis | 17083247 | 341
Diplogasteritus | 17083205 | 342
Colpidium | 17091232 | 343
Anisops | 17091208 | 344
Hydrodictyon | 17100207 | 345
Ludwigia | 17100165 | 346
Stichococcus | 17100108 | 347
Rhizoclonium | 17100058 | 348
Schizogonium | 17100025 | 349
Phytoconis | 17099987 | 350
Westiellopsis | 17101213 | 351
Olisthodiscus | 17100991 | 352
Triturus | 17076167 | 353
Psammechinus | 17076001 | 354
Mugil | 17075672 | 355
Aeolosoma sp. | 17083007 | 356
Tetrahymena | 17083940 | 357
Cyclocypris | 17093014 | 358
Chlorococcus | 17092958 | 359
Tricorythus | 17092784 | 360
Heteranthera | 17100843 | 361
Potamogeton | 17100835 | 362
Aulosira | 17100801 | 363
Batrachospermum | 17100728 | 364
Gyrodinium | 17100611 | 365
Rivularia | 17101791 | 366
Coccochloris | 17101742 | 367
Cryptochrysis | 17101692 | 368
Tilapia | 17075375 | 369
Actinophrys | 17084245 | 370
Pseudodactylogyrus | 17092545 | 371
Pristionchus sp. | 17093758 | 372
Diphtherophora sp. | 17093741 | 373
Aphelenchus sp. | 17093733 | 374
Tylenchus sp. | 17093543 | 375
Trichodorus sp. | 17093535 | 376
Rotylenchus sp. | 17093501 | 377
Plectus sp. | 17093477 | 378
Panagrolaimus sp. | 17093451 | 379
Eucephalobus sp. | 17093428 | 380
Ditylenchus sp. | 17093410 | 381
Klebsormidium sp. | 17101478 | 382
Sagittaria | 17101460 | 383
Alisma | 17101452 | 384
Nitella | 17101403 | 385
Najas | 17101361 | 386
Draparnaldia | 17101320 | 387
Acartia | 17085531 | 388
Neosilurus | 17085473 | 389
Ambassis | 17085325 | 390
Conochilus sp. | 17093386 | 391
Chiloplacus sp. | 17093360 | 392
Cervidellus sp. | 17093352 | 393
Cephalobus sp. | 17093345 | 394
Bithynia sp. | 17093311 | 395
Aphelenchoides sp. | 17093295 | 396
Alpheopsis sp. | 17093279 | 397
Acrobeloides sp. | 17093261 | 398
Acrobeles sp. | 17093253 | 399
Molophilus sp | 17093147 | 400
Bunonema sp. | 17094368 | 401
Corophium sp. | 17094335 | 402
Onychiurus sp. | 17094095 | 403
Uroglena | 17102039 | 404
Echinodorus | 17102013 | 405
Lynceus | 17077173 | 406
Poeciliopsis | 17084955 | 407
Aporcelaimellus sp. | 17093998 | 408
Clarkus sp. | 17093980 | 409
Prismatolaimus sp. | 17093972 | 410
Tylenchorhynchus sp. | 17093964 | 411
Alaimus sp. | 17093956 | 412
Heterocephalobus sp. | 17093949 | 413
Bitylenchus sp. | 17093923 | 414
Protogamasellus sp. | 17093881 | 415
Hypozetes sp. | 17093873 | 416
Drilocephalobus sp. | 17093865 | 417
Nothotylenchus sp. | 17093857 | 418
Merlinius sp. | 17093840 | 419
Filenchus sp. | 17093832 | 420
Pseudhalenchus sp. | 17093824 | 421
Mesorhabditis sp. | 17093816 | 422
Protorhabditis sp. | 17093790 | 423
Basiria sp. | 17093782 | 424
Pratylenchus sp. | 17093774 | 425
Tylencholaimus sp. | 17095076 | 426
Nannochloropsis sp. | 17095043 | 427
Mylonchulus sp. | 17095001 | 428
Danio | 17076985 | 429
Artemia sp. | 17076860 | 430
Calanus | 17076845 | 431
Diplolaimella | 17077785 | 432
Limnius | 17077777 | 433
Chromadorita | 17077769 | 434
Isogenus sp. | 17077751 | 435
Eucalanus | 17085838 | 436
Eudrilus sp. | 17094749 | 437
Epitheca sp. | 17094715 | 438
Brevoortia sp. | 17094665 | 439
Syngnathus sp. | 17094657 | 440
Eucypris sp. | 17094582 | 441
Aeschna sp. | 17095480 | 442
Salmo sp. | 17095472 | 443
Oryzias sp. | 17095464 | 444
Scutellidium | 17077652 | 445
Pisidium sp. | 17077454 | 446
Diplolaimelloides | 17078759 | 447
Rasbora | 17086539 | 448
Ergasilus | 17086489 | 449
Ambystoma | 17087495 | 450
Paratanytarsus sp. | 17095415 | 451
Microbisium sp. | 17095308 | 452
Molothrus sp. | 17095225 | 453
Larus sp. | 17095217 | 454
Tylolaimophorus sp. | 17096462 | 455
Parreysia sp. | 17096454 | 456
Brotia sp. | 17096447 | 457
Amphilocus sp. | 17096439 | 458
Arbacia sp. | 17096421 | 459
Orbinia sp. | 17096413 | 460
Ostrea sp. | 17096405 | 461
Excirolana sp. | 17096397 | 462
Vorticella sp. | 17096371 | 463
Stichopus sp. | 17096363 | 464
Sphaerodema sp. | 17096348 | 465
Diplonychus sp. | 17096322 | 466
Filopaludina sp. | 17096314 | 467
Heteropanope sp. | 17096306 | 468
Nanosesarma sp. | 17096298 | 469
Thiara sp. | 17096280 | 470
Sparus sp. | 17096272 | 471
Archegozetes sp. | 17096215 | 472
Cryptopygus sp. | 17096207 | 473
Planorbarius | 17079468 | 474
Rana | 17079294 | 475
Epinephelus | 17088303 | 476
Hyperiodrilus sp. | 17096082 | 477
Difflugia sp. | 17096025 | 478
Dasyhelea sp. | 17096009 | 479
Moina sp. | 17095944 | 480
Mesocyclops sp. | 17095936 | 481
Aurelia sp. | 17095894 | 482
Anthopleura sp. | 17095886 | 483
Marisa sp. | 17095878 | 484
Lestes sp. | 17095860 | 485
Kiefferulus sp. | 17095852 | 486
Calosoma sp. | 17097148 | 487
Ataenius sp. | 17097072 | 488
Ceriagrion sp. | 17096983 | 489
Agriocnemis sp. | 17096975 | 490
Triatoma sp. | 17096967 | 491
Nephtys sp. | 17096959 | 492
Dineutes sp. | 17096934 | 493
Acanthodiaptomus sp. | 17096926 | 494
Alitropus sp. | 17096850 | 495
Microregma sp. | 17096793 | 496
Hebe sp. | 17104985 | 497
Macrodasys | 17078932 | 498
Neodasys | 17078924 | 499
Archimonotresis | 17078882 | 500
Adenorhynchus | 17078874 | 501
Prognathorhynchus | 17078858 | 502
Convoluta | 17078833 | 503
Potamonautes | 17080128 | 504
Cyatholaimus | 17080037 | 505
Catenula | 17079807 | 506
Pleurodele | 17087776 | 507
Haemulon | 17088998 | 508
Onisimus | 17088832 | 509
Siderastrea | 17088725 | 510
Anaplectus sp. | 17096785 | 511
Psorophora sp. | 17096744 | 512
Columba sp. | 17096736 | 513
Mus sp. | 17096728 | 514
Calamoecia sp. | 17096629 | 515
Micronecta sp. | 17096579 | 516
Laccotrephes sp. | 17096561 | 517
Perla sp. | 17097833 | 518
Dipodomys sp. | 17097809 | 519
Haliplus sp. | 17097551 | 520
Callinectes sp. | 17097502 | 521
Oncholaimus | 17079708 | 522
Eurystomia | 17080706 | 523
Chaos | 17080680 | 524
Blepharisma | 17080623 | 525
Diporeia | 17088626 | 526
Cochliopodium | 17088592 | 527
Paranophrys | 17088444 | 528
Alpheus sp. | 17097346 | 529
Leiobunum sp. | 17097312 | 530
Tectocepheus sp. | 17097304 | 531
Suctobelbella sp. | 17097288 | 532
Anas sp. | 17097270 | 533
Biscirus sp. | 17097247 | 534
Harpalus sp. | 17097171 | 535
Myriophyllum | 17098476 | 536
Microlaimus | 17080342 | 537
Caridina | 17080284 | 538
Anoplostoma | 17080847 | 539
Anculosa | 17081357 | 540
Xylota | 17081233 | 541
Philodina | 17081225 | 542
Belonia | 17081175 | 543
Lixellus | 17081167 | 544
Lissorhoptrus | 17081159 | 545
Geocoris | 17090317 | 546
Petromyzon | 17090267 | 547
Oculina | 17090259 | 548
Haliotis | 17090184 | 549
Mustela | 17090101 | 550
Neochloris | 17098138 | 551
Gonyaulax | 17098054 | 552
Diatoma | 17099185 | 553
Panicum | 17099169 | 554
Sargassum | 17099136 | 555
Chara | 17099003 | 556
Chloridella | 17098948 | 557
Eulimnadia | 17081134 | 558
Carcinus | 17081035 | 559
Paramecium | 17081027 | 560
Xenopus | 17080979 | 561
Cristigera | 17080896 | 562
Turbatrix | 17082009 | 563
Poecilia | 17081985 | 564
Plectomerus | 17081951 | 565
Sorex sp. | 17089764 | 566
Peromyscus | 17089699 | 567
Macrothrix | 17090812 | 568
Gyrodactylus | 17090788 | 569
Euplotes | 17090770 | 570
Eichhornia | 17098732 | 571
Elodea | 17098666 | 572
Symploca | 17099888 | 573
Phaeodactylum | 17099839 | 574
Juncus | 17099805 | 575
Bellerochea | 17099631 | 576
Macronema | 52466687 | 577
Entomoneis | 52466661 | 578
Sphagnum sp. | 17115858 | 579
Dieffenbachia sp. | 17115825 | 580
Lens sp. | 17115809 | 581
Uronema sp. | 17116989 | 582
Hypnomonas sp. | 17116898 | 583
Ahnfeltia sp. | 17116856 | 584
Gracilaria sp. | 17116831 | 585
Padina sp. | 17116575 | 586
Monoraphidium sp. | 17116567 | 587
Hygrophila sp. | 17116559 | 588
Echinoshpaerium sp. | 17116542 | 589
Dicrateria sp. | 17116534 | 590
Peridinopsis sp. | 17116526 | 591
Prasinocladus sp. | 17116518 | 592
Haslea sp. | 17116500 | 593
Triceratium sp. | 17116492 | 594
Rotala sp. | 17117169 | 595
Flabellospora sp. | 17117763 | 596
Pythium sp. | 17117755 | 597
Lunulospora sp. | 17117748 | 598
Campylospora sp. | 17117730 | 599
Articulospora sp. | 17117722 | 600
Saprolegnia sp. | 17117698 | 601
Anguillospora | 17117631 | 602
Helicosporium | 17117623 | 603
Triscelophorus | 17117599 | 604
Ammania sp. | 17117409 | 605
Scorpidium sp. | 17117201 | 606
Triogoma | 17118365 | 607
Gloeotrichia sp. | 17118076 | 608
Hapalosiphon sp. | 17118068 | 609
Tolypothrix sp. | 17118027 | 610
Actinomycetes | 17118019 | 611
Pseudanabaena sp. | 17117888 | 612
Canthocamptus | 17118779 | 613
Artemisia | 17109547 | 614
Amaranthus | 17109521 | 615
Allium | 17109513 | 616
Agrostis sp. | 17109505 | 617
Acer sp. | 17109497 | 618
Begonia sp. | 17109570 | 619
Rhododendron | 17110248 | 620
Nicotiana | 17110222 | 621
Digitaria | 17110214 | 622
Zoysia | 17110206 | 623
Zinnia sp. | 17110198 | 624
X Triticosecale | 17110180 | 625
Vicia sp. | 17110156 | 626
Vaccinium | 17110115 | 627
Trifolium | 17110081 | 628
Tagetes | 17110032 | 629
Setaria | 17110024 | 630
Salix | 17110016 | 631
Saccharum | 17110008 | 632
Rubus | 17109992 | 633
Rosa | 17109984 | 634
Quercus | 17109968 | 635
Pyracantha | 17109950 | 636
Prunus | 17109943 | 637
Polygonum | 17109935 | 638
Pinus | 17109919 | 639
Phlox | 17109901 | 640
Phaseolus | 17109893 | 641
Passiflora | 17109885 | 642
Opuntia | 17109877 | 643
Lycopersicon | 17109844 | 644
Lolium sp. | 17109828 | 645
Lilium | 17109810 | 646
Lactuca | 17109802 | 647
Koeleria | 17109794 | 648
Iris | 17109778 | 649
Ipomoea | 17109760 | 650
Hordeum sp. | 17109752 | 651
Gossypium sp. | 17109737 | 652
Fraxinus | 17109729 | 653
Fragaria | 17109711 | 654
Festuca | 17109703 | 655
Cyperus | 17109679 | 656
Cynodon | 17109661 | 657
Crataegus | 17109653 | 658
Cosmos | 17109646 | 659
Cornus | 17109638 | 660
Chrysanthemum sp. | 17109612 | 661
Brassica sp. | 17109596 | 662
Ribes | 17110263 | 663
Hydrangea | 17110883 | 664
Tulipa | 17110859 | 665
Chenopodium | 17110826 | 666
Carya | 17110735 | 667
Mentha | 17110719 | 668
Lepidium | 17110693 | 669
Musa | 17110651 | 670
Hymenocallis | 17110636 | 671
Eucalyptus sp. | 17110628 | 672
Citrus sp. | 17110610 | 673
Rumex | 17110560 | 674
Viola | 17110537 | 675
Spiraea | 17110529 | 676
Antirrhinum | 17110511 | 677
Populus | 17110388 | 678
Betula sp. | 17110289 | 679
Pisum | 17110271 | 680
Tradescantia | 17111519 | 681
Typha | 17111493 | 682
Jungermannia | 17111485 | 683
Calothrix | 17111469 | 684
Acetabularia | 17111451 | 685
Fucus | 17112186 | 686
Riccia | 17112152 | 687
Forsythia sp. | 17113010 | 688
Linum sp. | 17113002 | 689
Ficus sp. | 17112996 | 690
Dahlia sp. | 17112970 | 691
Cyclamen sp. | 17112962 | 692
Erichloa sp. | 17112954 | 693
Piper sp. | 17112939 | 694
Eriogonum sp. | 17112913 | 695
Bromus sp. | 17112905 | 696
Abelia sp. | 17112889 | 697
Mirabilis sp. | 17113028 | 698
Carex sp. | 17113697 | 699
Camellia sp. | 17113648 | 700
Ardisia sp. | 17113481 | 701
Arctostaphylos sp. | 17113473 | 702
Amsinckia sp. | 17113432 | 703
Vernicia sp. | 17113234 | 704
Melilotus sp. | 17113226 | 705
Cucurbita sp. | 17113200 | 706
Picea sp. | 17113192 | 707
Raphanus sp. | 17113184 | 708
Portulaca sp. | 17113176 | 709
Toxicodendron sp. | 17113168 | 710
Olea sp. | 17113143 | 711
Myrtus sp. | 17113135 | 712
Asclepias sp. | 17113127 | 713
Hedera sp. | 17113119 | 714
Celtis sp. | 17113093 | 715
Gladiolus sp. | 17113069 | 716
Fuchsia sp. | 17113044 | 717
Freesia sp. | 17113036 | 718
Condalia sp. | 17113945 | 719
Coleus sp. | 17113911 | 720
Cleome sp. | 17113895 | 721
Cineraria sp. | 17113812 | 722
Castilleja sp. | 17113721 | 723
Petunia sp. | 17115023 | 724
Pelargonium sp. | 17114992 | 725
Paspalum sp. | 17114976 | 726
Oenothera sp. | 17114877 | 727
Medicago sp. | 17114778 | 728
Matricaria sp. | 17114760 | 729
Lamium sp. | 17114612 | 730
Iseilema sp. | 17114588 | 731
Galinsoga sp. | 17114455 | 732
Veronica sp. | 17115700 | 733
Syringa sp. | 17115601 | 734
Sonchus sp. | 17115569 | 735
Soliva sp. | 17115551 | 736
Scleria sp. | 17115445 | 737
Mimosa sp. | 17115437 | 738
Saxifraga sp. | 17115411 | 739
Pteridium sp. | 17115221 | 740
Poa sp. | 17115148 | 741
Wolffia sp. | 17116443 | 742
Nasturtium sp. | 17116419 | 743
Grammatophora sp. | 17116401 | 744
Vigna sp. | 17116120 | 745
Radulinus | 1956879 | 746
Icelinus | 1956804 | 747
Artedius | 1956754 | 748
Anoplopoma | 1956697 | 749
Oxylebius | 1956663 | 750
Ophiodon | 1956648 | 751
Hexagrammos | 1956622 | 752
Bellator | 1956598 | 753
Prionotus | 1956572 | 754
Atherinopsis | 1956036 | 755
Atherinops | 1956010 | 756
Lyconema | 1955947 | 757
Lycodapus | 1955855 | 758
Chilara | 1955806 | 759
Cataetyx | 1955780 | 760
Merluccius | 1955715 | 761
Physiculus | 1955681 | 762
Sternaspis | 1939230 | 763
Asclerocheilus | 1939164 | 764
Fauveliopsis | 1939149 | 765
Timarete | 1939008 | 766
Trochochaeta | 1938885 | 767
Microspio | 1938828 | 768
Rhynchospio | 1938794 | 769
Phylo | 1938612 | 770
Hyalinoecia | 1938349 | 771
Rhamphobrachium | 1938323 | 772
Sphaerephesia | 1938166 | 773
Gymnonereis | 1938042 | 774
Cephalodella | 1921006 | 775
Campsurus | 1920628 | 776
Caloparyphus | 1920552 | 777
Byblis | 1920354 | 778
Brundiniella | 1920214 | 779
Bodotria | 1919943 | 780
Volvarina | 1972843 | 781
Emphyastes | 1972686 | 782
Barbaetis | 1972645 | 783
Bandakia | 1972611 | 784
Georthocladius | 1972595 | 785
Acerpenna | 1972579 | 786
Utacapnia | 1972520 | 787
Thaumalea | 1972488 | 788
Siphlonisca | 1972454 | 789
Simpsonaias | 1972439 | 790
Schoenobius | 1972397 | 791
Rhantus | 1972363 | 792
Renocera | 1972348 | 793
Pyrrhalta | 1972322 | 794
Probythinella | 1972298 | 795
Phalacrocera | 1972272 | 796
Ochthebius | 1972256 | 797
Neoscutopterus | 1972223 | 798
Metretopus | 1972207 | 799
Zalieutes | 1955640 | 800
Synodus | 1955483 | 801
Stomias | 1955418 | 802
Sardinops | 1955236 | 803
Gnathophis | 1955178 | 804
Facciolella | 1955145 | 805
Hydrolagus | 1955079 | 806
Myliobatis | 1955038 | 807
Gymnura | 1954981 | 808
Torpedo | 1954874 | 809
Zapteryx | 1954841 | 810
Platyrhinoidis | 1954825 | 811
Rhinobatos | 1954809 | 812
Squalus | 1954734 | 813
Mustelus | 1954668 | 814
Heterodontus | 1954593 | 815
Procerastea | 1938000 | 816
Micropodarke | 1937796 | 817
Amphiduros | 1937770 | 818
Lacydonia | 1937754 | 819
Sthenelanella | 1937531 | 820
Polyodontes | 1937432 | 821
Halosydna | 1937275 | 822
Arctonoe | 1937259 | 823
Arcteobia | 1937234 | 824
Aphrodita | 1937184 | 825
Prosorhochmus | 1937044 | 826
Dichonemertes | 1936954 | 827
Emprosthopharynx | 1936665 | 828
Stylostomum | 1936624 | 829
Bagous | 1919760 | 830
Archips | 1919513 | 831
Alona | 1918903 | 832
Alcyonidium | 1918879 | 833
Malirekus | 1972181 | 834
Doncricotopus | 1972033 | 835
Colobaea | 1972017 | 836
Chrysogaster | 1971993 | 837
Bithynia | 1971977 | 838
Arctopora | 1971944 | 839
Anodontoides | 1971928 | 840
Acella | 1971902 | 841
Platybdella | 1971712 | 842
Johanssonia | 1971696 | 843
Escharella | 1971167 | 844
Porella | 1971027 | 845
Hippoporina | 1971001 | 846
Hippothoa | 1970847 | 847
Ascidia | 1954239 | 848
Aplidium | 1954122 | 849
Polyclinum | 1954106 | 850
Paracaudina | 1953967 | 851
Parastichopus | 1953843 | 852
Pseudocnus | 1953827 | 853
Pentamera | 1953785 | 854
Pachythyone | 1953751 | 855
Dendraster | 1953538 | 856
Strongylocentrotus | 1953496 | 857
Ophiopthalmus | 1953231 | 858
Ophiuroconis | 1953199 | 859
Ophiopteris | 1953165 | 860
Ophiura | 1953108 | 861
Ophioscolex | 1953058 | 862
Stylasterias | 1953009 | 863
Stylochoplana | 1936533 | 864
Kaburakia | 1936483 | 865
Lophelia | 1936418 | 866
Coenocyathus | 1936392 | 867
Paracyathus | 1936368 | 868
Actinauge | 1936236 | 869
Actinostola | 1936202 | 870
Liponema | 1936186 | 871
Halianthella | 1936137 | 872
Cactosoma | 1936111 | 873
Halcampa | 1936095 | 874
Acanthoptilum | 1935899 | 875
Stylatula | 1935865 | 876
Lophogorgia | 1935758 | 877
Heterogorgia | 1935683 | 878
Diplocheilus | 1935451 | 879
Cladocarpus | 1935436 | 880
Thuiaria | 1935386 | 881
Telmatodrilus | 1918267 | 882
Stenus | 1918176 | 883
Scatella | 1917897 | 884
Psilopa | 1917764 | 885
Protanypus | 1917673 | 886
Paludicella | 1917319 | 887
Dendrobeania | 1970755 | 888
Haplota | 1970599 | 889
Lipinella | 1970334 | 890
Halice | 1969856 | 891
Oediceros | 1969831 | 892
Jaera | 1969419 | 893
Astrometis | 1952985 | 894
Pisaster | 1952944 | 895
Terebratalia | 1952555 | 896
Terebratulina | 1952530 | 897
Celleporaria | 1952449 | 898
Myriozoum | 1952423 | 899
Rhamphostomella | 1952373 | 900
Discoporella | 1952217 | 901
Micropora | 1952191 | 902
Tegella | 1952167 | 903
Nolella | 1952035 | 904
Sipunculus | 1951789 | 905
Euthyneura | 1951763 | 906
Ceratocapsus | 1951748 | 907
Pseudosquillopsis | 1951714 | 908
Hemisquilla | 1951672 | 909
Rhizocaulus | 1935295 | 910
Orthopyxis | 1935279 | 911
Corymorpha | 1935246 | 912
Perigonimus | 1935071 | 913
Tetilla | 1935006 | 914
Paresperella | 1934868 | 915
Staurocalyptus | 1934744 | 916
Leucosolenia | 1934611 | 917
Amphianthus (Plantae) | 1934470 | 918
Olea (Plantae) | 1934454 | 919
Rochefortia | 1934421 | 920
Yugus | 1934249 | 921
Yoldia | 1934223 | 922
Oligostomis | 1917178 | 923
Nymphuliella | 1917152 | 924
Nemotelus | 1917103 | 925
Lithobius | 1916964 | 926
Isotoma | 1916832 | 927
Dolichopus | 1916246 | 928
Diplonevra | 1916212 | 929
Dactylolabis | 1916154 | 930
Loxoconcha | 1969070 | 931
Phoxichilidium | 1969021 | 932
Pseudoscorpionida | 1968932 | 933
Turtonia | 1968544 | 934
Fabia | 1951482 | 935
Malacoplax | 1951466 | 936
Pilumnoides | 1951441 | 937
Pyromaia | 1951235 | 938
Chionoecetes | 1951037 | 939
Isocheles | 1950922 | 940
Blepharipoda | 1950856 | 941
Lepidopa | 1950831 | 942
Munida | 1950740 | 943
Glyptolithodes | 1950716 | 944
Sympagurus | 1950583 | 945
Pylopagurus | 1950534 | 946
Orthopagurus | 1950518 | 947
Calocaris | 1950443 | 948
Plesionika | 1950195 | 949
Testudinella | 1933365 | 950
Synchaeta | 1932920 | 951
Bledius | 1915743 | 952
Bittacomorpha | 1915727 | 953
Caecidotea nodula | 1915677 | 954
Archisotoma | 1915651 | 955
Acantholeberis | 1915545 | 956
Siphonomecus | 1915511 | 957
Phascolosoma | 1915495 | 958
Themiste | 1915479 | 959
Phascolion | 1915446 | 960
Aspidosiphon | 1915370 | 961
Ploesoma | 1915313 | 962
Notholca | 1915214 | 963
Keratella | 1915172 | 964
Kellicottia | 1915156 | 965
Asplanchna | 1915123 | 966
Pompholyx | 1915081 | 967
Eunapius | 1914787 | 968
Homaxinella | 1914712 | 969
Axinella | 1914696 | 970
Cliona | 1914647 | 971
Colus | 1967587 | 972
Velutina | 1967413 | 973
Glyphanostomum | 1966985 | 974
Therochaeta | 1966845 | 975
Pandalopsis | 1950179 | 976
Pandalus | 1950138 | 977
Heptacarpus | 1950013 | 978
Betaeus | 1949858 | 979
Pasiphaea | 1949809 | 980
Hymenodora | 1949783 | 981
Bentheogennema | 1949742 | 982
Perotripus | 1949551 | 983
Metacaprella | 1949536 | 984
Mayerella | 1949510 | 985
Stegocephalus | 1949312 | 986
Pleusymtes | 1949247 | 987
Bathymedon | 1948926 | 988
Sphaerodoropsis | 1932151 | 989
Soyedina | 1932110 | 990
Parasagitta fredrici | 1931633 | 991
Remenus | 1931476 | 992
Ptygura | 1931310 | 993
Protodrilus | 1931203 | 994
Polycelis | 1914522 | 995
Cura | 1914431 | 996
Discocelides | 1914324 | 997
Gnesioceros | 1914290 | 998
Leptoplana | 1914274 | 999
Euplana | 1914258 | 1000
Pseudoceros | 1914233 | 1001
Prostoma | 1913995 | 1002
Nemertopsis | 1913979 | 1003
Amphiporus | 1913904 | 1004
Carinomella | 1913839 | 1005
Lineus | 1913722 | 1006
Nectonema | 1913656 | 1007
Gordius | 1913631 | 1008
Paragordius | 1913607 | 1009
Alaimus | 1913532 | 1010
Graptacme | 1913441 | 1011
Acanthochitona | 1913227 | 1012
Pyrgocythara | 1913185 | 1013
Mangelia | 1913151 | 1014
Nereimyra | 1966381 | 1015
Gattyana | 1966142 | 1016
Echinoderes | 1966126 | 1017
Bdelloura | 1966001 | 1018
Foviella | 1965987 | 1019
Procerodes | 1965961 | 1020
Monocelis | 1965946 | 1021
Bolinopsis | 1965896 | 1022
Gonactinia | 1965847 | 1023
Melphisana | 1948900 | 1024
Prachynella | 1948876 | 1025
Socarnes | 1948835 | 1026
Schisturella | 1948801 | 1027
Pachynus | 1948785 | 1028
Aristias | 1948678 | 1029
Protomedeia | 1948512 | 1030
Urothoe | 1948405 | 1031
Eusirus | 1948355 | 1032
Eusiroides | 1948330 | 1033
Guernea | 1948314 | 1034
Atylus | 1948264 | 1035
Phyllodurus | 1947902 | 1036
Joeropsis | 1947837 | 1037
Synidotea | 1947639 | 1038
Neastacilla | 1947613 | 1039
Drillia | 1913086 | 1040
Crassispira | 1912997 | 1041
Cerodrillia | 1912971 | 1042
Vexillum | 1912906 | 1043
Conus | 1912815 | 1044
Olivella | 1912724 | 1045
Jaspidella | 1912674 | 1046
Urosalpinx | 1912567 | 1047
Prunum | 1912401 | 1048
Marginella | 1912294 | 1049
Hyalina (Class Gastropoda) | 1912278 | 1050
Pleuroploca | 1912229 | 1051
Leucozonia | 1912203 | 1052
Mitrella | 1912179 | 1053
Anachis | 1912062 | 1054
Bailya | 1911999 | 1055
Viviparus | 1911940 | 1056
Lioplax | 1911924 | 1057
Campeloma | 1911882 | 1058
Oceania | 1964741 | 1059
Clava | 1964725 | 1060
Scypha | 1964386 | 1061
Antennularia | 1964279 | 1062
Amicula | 1964022 | 1063
Califanthura | 1947423 | 1064
Tanaopsis | 1947332 | 1065
Synaptotanais | 1947266 | 1066
Sinelobus | 1947241 | 1067
Leptostylis | 1947100 | 1068
Diastylopsis | 1947084 | 1069
Mesolamprops | 1947019 | 1070
Lamprops | 1946995 | 1071
Acanthomysis | 1946722 | 1072
Lepas | 1946615 | 1073
Clausidium | 1946490 | 1074
Euphilomedes | 1946359 | 1075
Philomedes | 1946334 | 1076
Harbansus | 1946318 | 1077
Rutiderma | 1946284 | 1078
Paratrichocladius | 1929686 | 1079
Paradelphomyia | 1929546 | 1080
Pandora | 1929405 | 1081
Orchomenella | 1929181 | 1082
Ophryotrocha | 1929090 | 1083
Pomacea | 1911858 | 1084
Marisa | 1911833 | 1085
Vitrinella | 1911817 | 1086
Petaloconchus | 1911767 | 1087
Tarebia | 1911569 | 1088
Melanoides | 1911544 | 1089
Strombus | 1911528 | 1090
Cingula | 1911403 | 1091
Benthonella | 1911387 | 1092
Alvania | 1911361 | 1093
Pleurocera | 1911270 | 1094
Goniobasis | 1911247 | 1095
Elimia | 1911205 | 1096
Natica | 1911080 | 1097
Nodilittorina | 1910991 | 1098
Littorina | 1910959 | 1099
Texadina | 1910900 | 1100
Gillia | 1910728 | 1101
Clappia | 1910702 | 1102
Cincinnatia | 1910686 | 1103
Birgella | 1910660 | 1104
Strombiformis | 1910611 | 1105
Melanella | 1910595 | 1106
Alentiana | 1963867 | 1107
Acirsa | 1963594 | 1108
Acaulis | 1963545 | 1109
Mesostoma | 1963040 | 1110
Macrostomum | 1962992 | 1111
Nemotaulius | 1962976 | 1112
Cypria | 1962786 | 1113
Candocypria | 1962760 | 1114
Arcteonais | 1962745 | 1115
Gomphaeschna | 1962679 | 1116
Brachypoda | 1962620 | 1117
Marvinmeyeria | 1962604 | 1118
Discus | 1962554 | 1119
Asteropella | 1946177 | 1120
Ammothella | 1945997 | 1121
Histioteuthis | 1945856 | 1122
Rossia | 1945781 | 1123
Gadila | 1945740 | 1124
Rhabdus | 1945658 | 1125
Entodesma | 1945476 | 1126
Platyodon | 1945336 | 1127
Cryptomya | 1945310 | 1128
Halodakra | 1945120 | 1129
Solecurtus | 1945104 | 1130
Nuttallia | 1945039 | 1131
Gari | 1944982 | 1132
Leporimetis | 1944966 | 1133
Mactromeris | 1944800 | 1134
Microphthalmus | 1927094 | 1135
Bittium | 1910330 | 1136
Caecum | 1910082 | 1137
Astraea | 1909860 | 1138
Gaza | 1909845 | 1139
Tegula | 1909829 | 1140
Basilissa | 1909704 | 1141
Acmaea | 1909662 | 1142
Smaragdia | 1909639 | 1143
Neritina | 1909597 | 1144
Diodora | 1909548 | 1145
Elysia | 1909498 | 1146
Phidiana | 1909381 | 1147
Dondice | 1909365 | 1148
Aeolidia | 1909316 | 1149
Syritta | 1962414 | 1150
Greniera | 1962372 | 1151
Cantopelopia | 1962299 | 1152
Acamptocladius | 1962273 | 1153
Orthocyclops | 1962182 | 1154
Onychiurus | 1962158 | 1155
Cyphoderus | 1962133 | 1156
Cristatella | 1961937 | 1157
Hypophthalmichthys | 1961523 | 1158
Eremichthys | 1961291 | 1159
Cyclocardia | 1944685 | 1160
Orobitella | 1944669 | 1161
Isorobitella | 1944644 | 1162
Axinodon | 1944610 | 1163
Kellia | 1944578 | 1164
Lasaea | 1944552 | 1165
Adontorhina | 1944487 | 1166
Cyclopecten | 1944297 | 1167
Chlamys | 1944271 | 1168
Musculista | 1944255 | 1169
Gregariella | 1944222 | 1170
Mytilus | 1944131 | 1171
Huxleyia | 1944115 | 1172
Acila | 1943992 | 1173
Limifossor | 1943976 | 1174
Falcidens | 1943950 | 1175
Chaetoderma | 1943927 | 1176
Placiphorella | 1943885 | 1177
Mopalia | 1943869 | 1178
Lepidozona (Phylum Mollusca) | 1943760 | 1179
Hanleyella | 1943745 | 1180
Aeolidiella | 1943695 | 1181
Melibe | 1943471 | 1182
Lithasia | 1926369 | 1183
Lepadella | 1926138 | 1184
Kupellonura | 1925759 | 1185
Inanidrilus | 1925577 | 1186
Atys | 1908961 | 1187
Acteon | 1908789 | 1188
Promenetus | 1908714 | 1189
Menetus | 1908615 | 1190
Biomphalaria | 1908524 | 1191
Physella | 1908458 | 1192
Laevapex | 1908201 | 1193
Hebetancylus | 1908185 | 1194
Ferrissia | 1908136 | 1195
Nuculana | 1907930 | 1196
Malletia | 1907914 | 1197
Sardinella | 1960954 | 1198
Harengula | 1960863 | 1199
Haigia (Order Diptera) | 1960657 | 1200
Olea (Animalia) | 1960608 | 1201
Amphianthus (Animalia) | 1960582 | 1202
Liparis | 1960475 | 1203
Lopholithodes | 1960186 | 1204
Harpiniopsis | 1960095 | 1205
Rocinela | 1960020 | 1206
Holmesiella | 1959980 | 1207
Tochuina | 1943349 | 1208
Tritonia | 1943315 | 1209
Dendrodoris | 1943273 | 1210
Ancula | 1943224 | 1211
Onchidoris | 1943182 | 1212
Geitodoris | 1943042 | 1213
Anisodoris | 1942929 | 1214
Cadlina | 1942887 | 1215
Melanochlamys | 1942598 | 1216
Navanax | 1942572 | 1217
Philine | 1942507 | 1218
Hiatella | 1925296 | 1219
Goerita | 1924786 | 1220
Mercenaria | 1907682 | 1221
Macrocallista | 1907658 | 1222
Gouldia (Animalia) | 1907633 | 1223
Gemma | 1907617 | 1224
Dosinia | 1907583 | 1225
Cyclinella | 1907567 | 1226
Macoma | 1907146 | 1227
Solen | 1907112 | 1228
Ensis | 1907096 | 1229
Semele | 1907047 | 1230
Cumingia | 1907021 | 1231
Abra | 1907005 | 1232
Pisidium | 1906866 | 1233
Musculium | 1906817 | 1234
Eupera | 1906791 | 1235
Mysella | 1906726 | 1236
Lucina | 1906502 | 1237
Linga | 1906452 | 1238
Divaricella | 1906437 | 1239
Anodontia | 1906395 | 1240
Neaeromya | 1906361 | 1241
Halistylus | 1959725 | 1242
Heteroserolis | 1959188 | 1243
Amakusanthura | 1959162 | 1244
Parametaphoxus | 1959113 | 1245
Hamatoscalpellum | 1959097 | 1246
Astyris | 1958982 | 1247
Peramphithoe | 1958842 | 1248
Pontogeneia (Fungi) | 1958792 | 1249
Symphurus | 1958750 | 1250
Eopsetta | 1958594 | 1251
Embassichthys | 1958578 | 1252
Xystreurys | 1958552 | 1253
Hippoglossina | 1958537 | 1254
Citharichthys | 1958461 | 1255
Peprilus | 1958438 | 1256
Scomber | 1958370 | 1257
Pseudomelatoma | 1942085 | 1258
Kylix | 1942069 | 1259
Ophiodermella | 1942044 | 1260
Fusinus | 1941772 | 1261
Neptunea | 1941707 | 1262
Nassarina | 1941632 | 1263
Ocinebrina | 1941525 | 1264
Boreotrophon | 1941384 | 1265
Ceratostoma | 1941368 | 1266
Lirobarleeia | 1941343 | 1267
Calinaticina | 1941228 | 1268
Delonovolva | 1941137 | 1269
Eulima | 1940931 | 1270
Nitidiscala | 1940915 | 1271
Finella | 1940824 | 1272
Fartulum | 1940774 | 1273
Turritella | 1940758 | 1274
Circulus | 1940733 | 1275
Eudendrium | 1923846 | 1276
Euchlanis | 1923713 | 1277
Dinocardium | 1922897 | 1278
Erycina | 1906346 | 1279
Dreissena | 1906296 | 1280
Congeria | 1906270 | 1281
Cyrenoida | 1906205 | 1282
Polymesoda | 1906114 | 1283
Carditopsis | 1906023 | 1284
Chama | 1905991 | 1285
Laevicardium | 1905884 | 1286
Truncilla | 1905686 | 1287
Strophitus | 1905629 | 1288
Ptychobranchus | 1905520 | 1289
Potamilus | 1905488 | 1290
Pleurobema | 1905439 | 1291
Obliquaria | 1905413 | 1292
Megalonaias | 1905397 | 1293
Leptodea | 1905322 | 1294
Lasmigona | 1905298 | 1295
Fusconaia | 1905165 | 1296
Elliptoideus | 1905132 | 1297
Watersipora | 52456910 | 1298
Urticina | 52456852 | 1299
Trinchesia | 52456803 | 1300
Thalia (animal) | 52456746 | 1301
Thalia (plant) | 52456738 | 1302
Stereobalanus | 52456613 | 1303
Stauridia | 52456605 | 1304
Spurilla | 52456597 | 1305
Spinicirrus | 52456555 | 1306
Scaphander | 52456472 | 1307
Salpa | 52456456 | 1308
Rhizophysa | 52456415 | 1309
Pyrosoma | 52456381 | 1310
Psephidia | 52456332 | 1311
Pristes | 52456308 | 1312
Poromya | 52456266 | 1313
Porcellio | 52456258 | 1314
Pleurotomella | 52456134 | 1315
Peachia | 52456050 | 1316
Parazoanthus | 52456043 | 1317
Parapleustes | 52456027 | 1318
Onchnesoma | 52455904 | 1319
Ocenebra | 52455862 | 1320
Nemertesia | 52455771 | 1321
Membraniporella | 52455649 | 1322
Marsenina | 52455615 | 1323
Lissoclinum | 52455524 | 1324
Lirobittium | 52455490 | 1325
Limacina | 52455482 | 1326
Leptogyra | 52455441 | 1327
Leaena | 52455425 | 1328
Lafoea | 52455391 | 1329
Kurtzina | 52455383 | 1330
Hydromedusa | 52455334 | 1331
Hippopodina | 52455326 | 1332
Gnorimosphaeroma | 52455227 | 1333
Filicrisia | 52455151 | 1334
Evadne | 52455110 | 1335
Eunoe | 52455086 | 1336
Ensitellops | 52455011 | 1337
Diaperoecia | 52454949 | 1338
Dactylopleustis | 52454923 | 1339
Dacrydium | 52454915 | 1340
Cryptocope | 52454881 | 1341
Coryne | 52454774 | 1342
Copidozoum | 52454709 | 1343
Conchoecia | 52454683 | 1344
Clio | 52454675 | 1345
Clavipora | 52454659 | 1346
Cardium | 52454592 | 1347
Cadulus | 52454493 | 1348
Atlanta | 52454360 | 1349
Aspeciesriscala | 52454311 | 1350
Archidistoma | 52454253 | 1351
Anemone | 52454188 | 1352
Allia | 52454063 | 1353
Acerotisa | 52453974 | 1354
Acanthocephala | 52453958 | 1355
Skenea | 52453792 | 1356
Simomactra | 52453784 | 1357
Ophthalmapseudes | 52453420 | 1358
Longipedia | 52453396 | 1359
Harpacticus | 52453255 | 1360
Euzonus | 52453156 | 1361
Eogammarus | 52453057 | 1362
Ectinosoma | 52453016 | 1363
Aphelochaeta | 52452703 | 1364
Plumiperla | 52452596 | 1365
Zumatrichia | 52452570 | 1366
Twinnia | 52452521 | 1367
Protanyderus | 52452364 | 1368
Parochlus | 52452315 | 1369
Fallceon | 52452083 | 1370
Yersinia | 52451861 | 1371
Serratia | 52451853 | 1372
Crystallaria | 52451572 | 1373
Dicentrarchus | 52451465 | 1374
Spinachia | 52451440 | 1375
Pungitius | 52451416 | 1376
Gasterosteus | 52451382 | 1377
Apeltes | 52451374 | 1378
Tinca | 52451366 | 1379
Scardinius | 52451333 | 1380
Rhodeus | 52451317 | 1381
Relictus | 52451267 | 1382
Ptychocheilus | 52451200 | 1383
Trichiurus | 1958321 | 1384
Coryphopterus | 1958206 | 1385
Clevelandia | 1958180 | 1386
Ulvicola | 1958164 | 1387
Apodichthys | 1958149 | 1388
Poroclinus | 1958115 | 1389
Plectobranchus | 1958099 | 1390
Anarrhichthys | 1957950 | 1391
Kathetostoma | 1957919 | 1392
Phanerodon | 1957646 | 1393
Atractoscion | 1957463 | 1394
Menticirrhus | 1957364 | 1395
Genyonemus | 1957349 | 1396
Xenistius | 1957323 | 1397
Caulolatilus | 1957257 | 1398
Pronotogrammus | 1957208 | 1399
Lirularia | 1940592 | 1400
Lottia | 1940402 | 1401
Puncturella | 1940360 | 1402
Anatoma | 1940345 | 1403
Bathydrilus | 1940311 | 1404
Eudistylia | 1940113 | 1405
Scionella | 1939958 | 1406
Laphania | 1939933 | 1407
Artacama | 1939867 | 1408
Amphitrite | 1939750 | 1409
Sosane | 1939727 | 1410
Eclysippe | 1939685 | 1411
Amage | 1939594 | 1412
Phragmatopoma | 1939560 | 1413
Isocirrus | 1939529 | 1414
Praxillura | 1939503 | 1415
Rhodine | 1939453 | 1416
Cryptolabis | 1922038 | 1417
Agrion | 1888544 | 1418
Skwala | 1888494 | 1419
Perlinodes | 1888478 | 1420
Megarcys | 1888452 | 1421
Kogotus | 1888437 | 1422
Isoperla | 1888338 | 1423
Isogenus | 1888312 | 1424
Isogenoides | 1888296 | 1425
Hydroperla | 1888270 | 1426
Helopicus | 1888247 | 1427
Hansonoperla | 1888023 | 1428
Eccoptura | 1888007 | 1429
Chloroperla | 1887983 | 1430
Beloneuria | 1887959 | 1431
Attaneuria | 1887934 | 1432
Agnetina | 1887918 | 1433
Suwallia | 1887793 | 1434
Perlesta | 1887728 | 1435
Haploperla | 1887686 | 1436
Paracapnia | 1887561 | 1437
Yoraperla | 1887454 | 1438
Rhithrogena | 1871052 | 1439
Leucrocuta | 1870963 | 1440
Cinygmula | 1870831 | 1441
Cinygma | 1870815 | 1442
Pseudocloeon | 1870740 | 1443
Paracloeodes | 1870724 | 1444
Procloeon | 1870658 | 1445
Callibaetis | 1870583 | 1446
Apobaetis | 1870336 | 1447
Potamanthus | 1870310 | 1448
Pentagenia | 1870229 | 1449
Ephemera | 1870104 | 1450
Neoephemera | 1870039 | 1451
Caenis | 1869973 | 1452
Brachycercus | 1869940 | 1453
Sminthurides | 1869908 | 1454
Podura | 1869809 | 1455
Schizothrix | 1853175 | 1456
Oscillatoria | 1853126 | 1457
Lyngbya | 1853076 | 1458
Leptolyngbya | 1853050 | 1459
Cylindrospermopsis | 1853001 | 1460
Aphanizomenon | 1852987 | 1461
Anabaena | 1852938 | 1462
Chroococcus | 1852763 | 1463
Agmenellum | 1852714 | 1464
Naegleria | 1852573 | 1465
Streptococcus | 1852532 | 1466
Citrobacter | 1852516 | 1467
Escherichia | 1852466 | 1468
Tallaperla | 1887439 | 1469
Zapada | 1887363 | 1470
Zealeuctra | 1887207 | 1471
Megaleuctra | 1887181 | 1472
Leuctra | 1887165 | 1473
Despaxia | 1887140 | 1474
Nemocapnia | 1887116 | 1475
Eucapnopsis | 1887090 | 1476
Capnia | 1887074 | 1477
Tramea | 1886936 | 1478
Tetragoneuria | 1886860 | 1479
Tauriphila | 1886845 | 1480
Sympetrum | 1886795 | 1481
Pantala | 1886720 | 1482
Pachydiplax | 1886704 | 1483
Orthemis | 1886688 | 1484
Neurocordulia | 1886639 | 1485
Nannothemis | 1886613 | 1486
Micrathyria | 1886597 | 1487
Macrothemis | 1886563 | 1488
Epicordulia | 1886233 | 1489
Dythemis | 1886209 | 1490
Cordulia | 1886167 | 1491
Agrenia | 1869767 | 1492
Hypogastrura | 1869742 | 1493
Macrocyclops | 1869528 | 1494
Chthamalus | 1869387 | 1495
Argulus | 1869155 | 1496
Diaphanosoma | 1869080 | 1497
Simocephalus | 1869031 | 1498
Daphnia | 1869015 | 1499
Chydorus | 1868942 | 1500
Teutonia | 1868728 | 1501
Sperchon | 1868686 | 1502
Tiphys | 1868660 | 1503
Hydrochoreutes | 1868637 | 1504
Frontipoda | 1868595 | 1505
Limnochares | 1868546 | 1506
Tyrrellia | 1868520 | 1507
Geayia | 1868454 | 1508
Hygrobates | 1868439 | 1509
Hydryphantes | 1868405 | 1510
Stylogomphus | 1885979 | 1511
Octogomphus | 1885912 | 1512
Hylogomphus | 1885888 | 1513
Hagenius | 1885862 | 1514
Gomphoides | 1885706 | 1515
Erpetogomphus | 1885680 | 1516
Epiaeschna | 1885524 | 1517
Boyeria | 1885466 | 1518
Anax | 1885417 | 1519
Aeschna | 1885391 | 1520
Salda | 1885235 | 1521
Buenoa | 1885094 | 1522
Pelocoris | 1884956 | 1523
Macrovelia | 1884840 | 1524
Hydrodroma | 1868389 | 1525
Hydrachna | 1868363 | 1526
Eylais | 1868330 | 1527
Clathrosperchon | 1868314 | 1528
Albia | 1868298 | 1529
Arrenurus | 1868173 | 1530
Trichobranchus | 1868082 | 1531
Terebellides | 1868066 | 1532
Pista | 1867860 | 1533
Lysilla | 1867845 | 1534
Loimia | 1867829 | 1535
Hauchiella | 1867795 | 1536
Typosyllis | 1867662 | 1537
Syllides | 1867563 | 1538
Dexiospira | 1867043 | 1539
Streblospio | 1867001 | 1540
Limnoporus | 1884592 | 1541
Nerthra | 1884527 | 1542
Trichocorixa | 1884436 | 1543
Sigara | 1884394 | 1544
Palmacorixa | 1884360 | 1545
Hesperocorixa | 1884329 | 1546
Corisella | 1884295 | 1547
Arctocoriza | 1884253 | 1548
Gumaga | 1884139 | 1549
Lype | 1883842 | 1550
Polycentropus | 1883750 | 1551
Nyctiophylax | 1883735 | 1552
Neureclipsis | 1883719 | 1553
Cyrnellus | 1883685 | 1554
Ptilostomis | 1883669 | 1555
Cryptochia | 1883644 | 1556
Wormaldia | 1883594 | 1557
Dolophilodes | 1883578 | 1558
Molanna | 1883453 | 1559
Psychoronia | 1883412 | 1560
Platycentropus | 1883362 | 1561
Scolecolepides | 1866888 | 1562
Prionospio | 1866755 | 1563
Minuspio | 1866599 | 1564
Laonice | 1866565 | 1565
Dispio | 1866540 | 1566
Aonides | 1866433 | 1567
Ephesiella | 1866409 | 1568
Placostegus | 1866185 | 1569
Filograna | 1866094 | 1570
Apomatus | 1866078 | 1571
Scalibregma | 1866045 | 1572
Oriopsis | 1865914 | 1573
Megalomma | 1865880 | 1574
Fabriciola | 1865815 | 1575
Fabricia | 1865799 | 1576
Dialychone | 1865757 | 1577
Oligophlebodes | 1883321 | 1578
Neophylax | 1883297 | 1579
Limnephilus | 1883271 | 1580
Ironoquia | 1883255 | 1581
Platyphylax | 1883206 | 1582
Grensia | 1883180 | 1583
Frenesia | 1883164 | 1584
Setodes | 1883008 | 1585
Athripsodes | 1882786 | 1586
Theliopsyche | 1882752 | 1587
Palaeagapetus | 1882711 | 1588
Orthotrichia | 1882687 | 1589
Neotrichia | 1882661 | 1590
Mayatrichia | 1882646 | 1591
Ithytrichia | 1882612 | 1592
Hydroptila | 1882596 | 1593
Agraylea | 1882570 | 1594
Smicridea | 1882521 | 1595
Potamyia | 1882505 | 1596
Parapsyche | 1882489 | 1597
Ceratopsyche | 1882109 | 1598
Alisotrichia | 1882075 | 1599
Atopsyche | 1882059 | 1600
Glossosoma | 1881986 | 1601
Agapetus | 1881960 | 1602
Branchiomma | 1865658 | 1603
Sabellaria | 1865591 | 1604
Eupanthalis | 1865567 | 1605
Malmgreniella | 1865542 | 1606
Pisionella | 1865369 | 1607
Sigambra | 1865310 | 1608
Parandalia | 1865278 | 1609
Cabira | 1865252 | 1610
Paranaitis | 1865187 | 1611
Nereiphylla | 1865153 | 1612
Genetyllis | 1865138 | 1613
Eumida | 1865112 | 1614
Pectinaria | 1864925 | 1615
Paraonides | 1864867 | 1616
Owenia | 1864677 | 1617
Travisia | 1864370 | 1618
Polyophthalmus | 1864354 | 1619
Ophelina | 1864305 | 1620
Sialis | 1881754 | 1621
Sisyra | 1881713 | 1622
Neohermes | 1881648 | 1623
Corydalus | 1881614 | 1624
Chauliodes | 1881598 | 1625
Synclita | 1881556 | 1626
Ostrinia | 1881507 | 1627
Tipula | 1881309 | 1628
Megistocera | 1881283 | 1629
Brachypremna | 1881267 | 1630
Limonia | 1881234 | 1631
Antocha | 1881192 | 1632
Limnophila | 1881168 | 1633
Molophilus | 1881127 | 1634
Protoplasa | 1881051 | 1635
Telmatoscopus | 1880988 | 1636
Pericoma | 1880962 | 1637
Simulium | 1880822 | 1638
Gymnopais | 1880806 | 1639
Tvetenia | 1880707 | 1640
Onuphis | 1864214 | 1641
Kinbergonuphis | 1864149 | 1642
Epidiopatra | 1864123 | 1643
Diopatra | 1864107 | 1644
Websterinereis | 1864057 | 1645
Nicon | 1864016 | 1646
Inermonephtys | 1863596 | 1647
Aglaophamus | 1863570 | 1648
Praxillella | 1863554 | 1649
Lumbriclymene | 1863505 | 1650
Asychis | 1863398 | 1651
Lumbrineris | 1863232 | 1652
Podarkeopsis | 1863182 | 1653
Podarke | 1863166 | 1654
Heteropodarke | 1863117 | 1655
Gyptis | 1863075 | 1656
Progoniada | 1863042 | 1657
Goniadides | 1863026 | 1658
Thienemanniella | 1880665 | 1659
Symbiocladius | 1880632 | 1660
Psectrocladius | 1880467 | 1661
Paraphaenocladius | 1880442 | 1662
Parametriocnemus | 1880426 | 1663
Paracricotopus | 1880392 | 1664
Parachaetocladius | 1880376 | 1665
Rheorthocladius | 1880269 | 1666
Oliveridia | 1880236 | 1667
Nanocladius | 1880129 | 1668
Metriocnemus | 1880095 | 1669
Lopescladius | 1880079 | 1670
Krenosmittia | 1880053 | 1671
Heleniella | 1879980 | 1672
Epoicocladius | 1879873 | 1673
Diplocladius | 1879840 | 1674
Clunio | 1879600 | 1675
Zavreliella | 1879584 | 1676
Stempellinella | 1879519 | 1677
Rheotanytarsus | 1879469 | 1678
Nimbocera | 1879428 | 1679
Constempellina | 1879394 | 1680
Pseudochironomus | 1879329 | 1681
Xenochironomus | 1879287 | 1682
Goniadella | 1863000 | 1683
Nematonereis | 1862689 | 1684
Marphysa | 1862663 | 1685
Lysidice | 1862648 | 1686
Eunice | 1862598 | 1687
Protodorvillea | 1862523 | 1688
Dorvillea | 1862481 | 1689
Ctenodrilus | 1862457 | 1690
Cossura | 1862416 | 1691
Tharyx | 1862366 | 1692
Dodecaceria | 1862341 | 1693
Cirriformia | 1862325 | 1694
Paleanotus | 1862200 | 1695
Chrysopetalum | 1862184 | 1696
Notomastus | 1862002 | 1697
Mediomastus | 1861962 | 1698
Leiochrides | 1861947 | 1699
Decamastus | 1861897 | 1700
Dasybranchus | 1861871 | 1701
Capitellides | 1861822 | 1702
Capitella | 1861806 | 1703
Anotomastus | 1861780 | 1704
Boguea | 1861756 | 1705
Tribelos | 1879238 | 1706
Saetheria | 1879121 | 1707
Robackia | 1879097 | 1708
Parachironomus | 1878677 | 1709
Pagastiella | 1878644 | 1710
Omisus | 1878628 | 1711
Nilothauma | 1878602 | 1712
Microchironomus | 1878537 | 1713
Lauterborniella | 1878511 | 1714
Goeldichironomus | 1878396 | 1715
Glyptotendipes | 1878321 | 1716
Demicryptochironomus | 1878164 | 1717
Chironomus | 1877901 | 1718
Chernovskiia | 1877877 | 1719
Linopherus | 1861590 | 1720
Melinnopsis | 1861525 | 1721
Amphicteis | 1861418 | 1722
Stylodrilus | 1861327 | 1723
Alboglossiphonia | 1860899 | 1724
Actinobdella | 1860873 | 1725
Dina | 1860733 | 1726
Haemopis | 1860667 | 1727
Tubifex | 1860592 | 1728
Spirosperma | 1860576 | 1729
Rhizodrilus | 1860527 | 1730
Quistradrilus | 1860501 | 1731
Monopylephorus | 1860329 | 1732
Limnodriloides | 1860238 | 1733
Ilyodrilus | 1860212 | 1734
Beardius | 1877851 | 1735
Asheum | 1877802 | 1736
Chaetocladius | 1877786 | 1737
Cardiocladius | 1877760 | 1738
Antillocladius | 1877695 | 1739
Dixella | 1877679 | 1740
Toxorhynchites | 1877646 | 1741
Wyeomyia | 1877620 | 1742
Uranotaenia | 1877604 | 1743
Orthopodomyia | 1877570 | 1744
Deinocerites | 1877539 | 1745
Culex | 1877448 | 1746
Aedes | 1877414 | 1747
Rheopelopia | 1877125 | 1748
Pentaneura | 1877083 | 1749
Paramerina | 1877067 | 1750
Nilotanypus | 1877034 | 1751
Monopelopia | 1877018 | 1752
Labrundinia | 1876929 | 1753
Krenopelopia | 1876903 | 1754
Ablabesmyia | 1876671 | 1755
Macropelopia | 1876622 | 1756
Fittkauimyia | 1876606 | 1757
Haber | 1860196 | 1758
Clitellio | 1860162 | 1759
Branchiura | 1860147 | 1760
Vejdovskyella | 1860030 | 1761
Stylaria | 1859982 | 1762
Specaria | 1859933 | 1763
Slavina | 1859917 | 1764
Pristinella | 1859875 | 1765
Pristina | 1859735 | 1766
Ophidonais | 1859685 | 1767
Dero | 1859404 | 1768
Chaetogaster | 1859370 | 1769
Allonais | 1859289 | 1770
Cernosvitoviella | 1859263 | 1771
Sparganophilus | 1859248 | 1772
Sparanophilus | 1859198 | 1773
Haplotaxis | 1859172 | 1774
Branchiobdella | 1859123 | 1775
Tribonema | 1859016 | 1776
Stipitococcus | 1858984 | 1777
Arachnochloris | 1858943 | 1778
Ophiocytium | 1858919 | 1779
Alotanypus | 1876531 | 1780
Trichotanypus | 1876481 | 1781
Boreochlus | 1876465 | 1782
Pseudodiamesa | 1876440 | 1783
Dasyhelea | 1876283 | 1784
Sphaeromias | 1876267 | 1785
Nilobezzia | 1876242 | 1786
Culicoides | 1876176 | 1787
Monohelea | 1876150 | 1788
Deuterophlebia | 1876101 | 1789
Philorus | 1876085 | 1790
Chrysops | 1875996 | 1791
Glutops | 1875962 | 1792
Stratiomys | 1875897 | 1793
Hedriodiscus | 1875871 | 1794
Oxycera | 1875855 | 1795
Dictya | 1875780 | 1796
Limnophora | 1875731 | 1797
Brachydeutera | 1875715 | 1798
Hydrellia | 1875699 | 1799
Hemerodromia | 1875640 | 1800
Wiedemannia | 1875624 | 1801
Roederiodes | 1875608 | 1802
Sphaeridium | 1875426 | 1803
Sperchopsis | 1875400 | 1804
Laccobius | 1875350 | 1805
Hydrocharis | 1875335 | 1806
Hydrochara | 1875269 | 1807
Hydrobius | 1875244 | 1808
Peroniella | 1858893 | 1809
Centritractis | 1858877 | 1810
Centratractus | 1858851 | 1811
Chlorobotrys | 1858828 | 1812
Glenodinium | 1858638 | 1813
Merotricha | 1858547 | 1814
Stephanoptera | 1858497 | 1815
Pyramimonas | 1858471 | 1816
Tetraselmis | 1858455 | 1817
Corydalis | 1858356 | 1818
Plagiochila | 1858265 | 1819
Chrysochromulina | 1858190 | 1820
Lepocinclis | 1858059 | 1821
Euglena | 1858018 | 1822
Ochromonas | 1857762 | 1823
Kephyrion | 1857648 | 1824
Spirogyra | 1857556 | 1825
Netrium | 1857523 | 1826
Cylindrocystis | 1857507 | 1827
Staurastrum | 1857457 | 1828
Enochrus | 1875087 | 1829
Derallus | 1875053 | 1830
Cryptopleurum | 1875012 | 1831
Cercyon | 1874965 | 1832
Anacaena | 1874890 | 1833
Hydraena | 1874858 | 1834
Phanocerus | 1874445 | 1835
Neoelmis | 1874387 | 1836
Microcylloepus | 1874312 | 1837
Heterelmis | 1874247 | 1838
Elsianus | 1874213 | 1839
Cylloepus | 1874155 | 1840
Atractelmis | 1874122 | 1841
Ancyronyx | 1874106 | 1842
Ampumixis | 1874080 | 1843
Helichus | 1874015 | 1844
Sarabandus | 1873967 | 1845
Elodes | 1873942 | 1846
Penium | 1857432 | 1847
Euastrum | 1857416 | 1848
Cosmarium | 1857366 | 1849
Arthrodesmus | 1857341 | 1850
Volvox | 1857317 | 1851
Phacotus | 1857184 | 1852
Sphaerocystis | 1856947 | 1853
Microspora | 1856871 | 1854
Protococcus | 1856806 | 1855
Coleochaete | 1856756 | 1856
Tetradesmus | 1856665 | 1857
Crucigenia | 1856434 | 1858
Trochiscia | 1856384 | 1859
Quadrigula | 1856319 | 1860
Polyedriopsis | 1856293 | 1861
Juglans | 1640184 | 1862
Glycine | 1640176 | 1863
Secale | 1640168 | 1864
Oryza | 1640150 | 1865
Arachis | 1640135 | 1866
Sorghum | 1640127 | 1867
Avena | 1640119 | 1868
Vitis | 1640101 | 1869
Pseudotsuga | 1640093 | 1870
Triticum | 1640085 | 1871
Zea | 1640077 | 1872
Malus | 1640069 | 1873
Cistenides | 1972884 | 1874
Echinacea | 1972850 | 1875
Triphora | 1972835 | 1876
Menidia | 1972777 | 1877
Pronoterus | 1873637 | 1878
Hydrocanthus | 1873587 | 1879
Colpius | 1873561 | 1880
Peltodytes | 1873470 | 1881
Haliplus | 1873421 | 1882
Brychius | 1873405 | 1883
Dineutus | 1873173 | 1884
Uvarus | 1873157 | 1885
Oreodytes | 1873108 | 1886
Matus | 1873082 | 1887
Hygrotus | 1872928 | 1888
Hydrovatus | 1872886 | 1889
Graphoderus | 1872720 | 1890
Coptotomus | 1872589 | 1891
Copelatus | 1872530 | 1892
Chlorella | 1855980 | 1893
Micractinium | 1855899 | 1894
Dictyosphaerium | 1855733 | 1895
Coelastrum | 1855683 | 1896
Ourococcus | 1855667 | 1897
Chlorococcum | 1855527 | 1898
Ankyra | 1855477 | 1899
Nitzschia | 1855105 | 1900
Pleurosigma | 1855006 | 1901
Pinnularia | 1854934 | 1902
Gyrosigma | 1854751 | 1903
Diploneis | 1854702 | 1904
Lucania | 1972744 | 1905
Dolichocephala | 1972637 | 1906
Labiobaetis | 1972587 | 1907
Metacnephia | 1972561 | 1908
Varichaetadrilus | 1972546 | 1909
Utaperla | 1972538 | 1910
Ulomorpha | 1972512 | 1911
Tetanocera | 1972470 | 1912
Spilogona | 1972462 | 1913
Sinella | 1972447 | 1914
Shipsa | 1972421 | 1915
Sciomyza | 1972405 | 1916
Ripistes | 1972371 | 1917
Radix | 1972330 | 1918
Pyrgulopsis | 1972314 | 1919
Pteromicra | 1972306 | 1920
Pherbellia | 1972280 | 1921
Palaeodipteron | 1972264 | 1922
Obovaria | 1972249 | 1923
Mochlonyx | 1972215 | 1924
Marilia | 1972199 | 1925
Limnebius | 1972173 | 1926
Isochaetides | 1972165 | 1927
Hudsonimyia | 1972157 | 1928
Heterotanytarsus | 1972140 | 1929
Heteromyia | 1972132 | 1930
Helophilus | 1972124 | 1931
Hedria | 1972116 | 1932
Hagenella | 1972108 | 1933
Grammotaulius | 1972090 | 1934
Glyphopsyche | 1972082 | 1935
Fontigens | 1972074 | 1936
Fabria | 1972066 | 1937
Eucorethra | 1972058 | 1938
Elgiva | 1972041 | 1939
Cipangopaludina | 1972009 | 1940
Carrhydrus | 1971985 | 1941
Elliptio | 1905041 | 1942
Ellipsaria | 1905025 | 1943
Cyprogenia | 1905009 | 1944
Asthenothaerus | 1904754 | 1945
Periploma | 1904739 | 1946
Lyonsia | 1904689 | 1947
Cuspidaria | 1904663 | 1948
Cardiomya | 1904648 | 1949
Martesia | 1904572 | 1950
Diplothyra | 1904556 | 1951
Sphenia | 1904481 | 1952
Gastrochaena | 1904432 | 1953
Solemya | 1904291 | 1954
Pinctada | 1904259 | 1955
Ostreola | 1904002 | 1956
Dendostrea | 1903988 | 1957
Crassostrea | 1903947 | 1958
Modiolus | 1903806 | 1959
Lioberus | 1903780 | 1960
Glycymeris | 1903616 | 1961
Barbatia | 1903558 | 1962
Arcopsis | 1903525 | 1963
Arca | 1903483 | 1964
Anadara | 1903459 | 1965
Urnatella | 1903327 | 1966
Ophiothrix | 1903160 | 1967
Ophionereis | 1902980 | 1968
Micropholis (Phylum Echinodermata) | 1902964 | 1969
Amphiura | 1902931 | 1970
Amphipholis | 1902899 | 1971
Amphioplus | 1902865 | 1972
Amphiodia | 1902824 | 1973
Ophiolepis | 1902774 | 1974
Echinaster | 1902709 | 1975
Asterias | 1902618 | 1976
Holothuria | 1902477 | 1977
Mellita | 1902329 | 1978
Beroe | 1902147 | 1979
Obelia | 1902030 | 1980
Hydra | 1901982 | 1981
Pennaria | 1901917 | 1982
Alicia | 1901719 | 1983
Haloclava | 1901669 | 1984
Clavularia | 1901487 | 1985
Salvelinus | 1901370 | 1986
Umbra | 1901305 | 1987
Percopsis | 1901214 | 1988
Gobiesox | 1901149 | 1989
Hiodon | 1901099 | 1990
Pylodictis | 1901057 | 1991
Noturus | 1900984 | 1992
Ameiurus | 1900919 | 1993
Semotilus | 1900877 | 1994
Notropis | 1900513 | 1995
Macrhybopsis | 1900422 | 1996
Lythrurus | 1900398 | 1997
Cyprinus | 1900257 | 1998
Ictiobus | 1899988 | 1999
Hypentelium | 1899962 | 2000
Dorosoma | 1899715 | 2001
Brevoortia | 1899699 | 2002
Leptocottus | 1899418 | 2003
Enophrys | 1899392 | 2004
Cottus | 1899350 | 2005
Pleuronichthys | 1899285 | 2006
Pleuronectes | 1899251 | 2007
Archosargus | 1899210 | 2008
Aplodinotus | 1899160 | 2009
Etheostoma | 1898857 | 2010
Pomoxis | 1898733 | 2011
Micropterus | 1898691 | 2012
Chaenobryttus | 1898576 | 2013
Ambloplites | 1898550 | 2014
Culaea | 1898485 | 2015
Lampetra | 1898287 | 2016
Molgula | 1898105 | 2017
Bostrichobranchus | 1898089 | 2018
Perophora | 1898030 | 2019
Amaroucium | 1897990 | 2020
Didemnum | 1897966 | 2021
Branchiostoma | 1897909 | 2022
Plumatella | 1897800 | 2023
Zoobotryon | 1897602 | 2024
Amathia | 1897552 | 2025
Arachnoidea | 1897537 | 2026
Parasmittina | 1897461 | 2027
Bugula | 1897248 | 2028
Glottidia | 1897156 | 2029
Anoplodactylus | 1897065 | 2030
Nymphon | 1897032 | 2031
Limulus | 1896927 | 2032
Paranebalia | 1896877 | 2033
Nebalia | 1896851 | 2034
Halmyrapseudes | 1896802 | 2035
Tanais | 1896695 | 2036
Leptochelia | 1896620 | 2037
Tanaissus | 1896604 | 2038
Mysidopsis | 1896406 | 2039
Mysidium | 1896380 | 2040
Heteromysis | 1896356 | 2041
Bowmaniella | 1896240 | 2042
Anchialina | 1896224 | 2043
Idotea | 1896174 | 2044
Edotia montosa | 1896109 | 2045
Philoscia | 1895994 | 2046
Ligia | 1895960 | 2047
Gnathia | 1895945 | 2048
Sphaeroma | 1895895 | 2049
Serolis | 1895879 | 2050
Paracereis | 1895853 | 2051
Cirolana | 1895564 | 2052
Aega | 1895515 | 2053
Munidion | 1895440 | 2054
Munna | 1895408 | 2055
Jaeropsis | 1895382 | 2056
Colanthura | 1895150 | 2057
Xenanthura | 1895101 | 2058
Pananthura | 1895051 | 2059
Malacanthura | 1895010 | 2060
Apanthura | 1894948 | 2061
Oxyurostylis | 1894740 | 2062
Diastylis | 1894708 | 2063
Tiron | 1894492 | 2064
Stenothoe | 1894443 | 2065
Parametopella | 1894427 | 2066
Trichophoxus | 1894260 | 2067
Rhepoxynius | 1894245 | 2068
Harpinia | 1894179 | 2069
Eudevenopus | 1894153 | 2070
Heterophlias | 1894104 | 2071
Listriella | 1893908 | 2072
Leucothoides | 1893866 | 2073
Leucothoe (Plantae) | 1893833 | 2074
Podoceropsis | 1893767 | 2075
Hyalella | 1893650 | 2076
Haustorius | 1893478 | 2077
Acanthohaustorius | 1893429 | 2078
Synurella | 1893403 | 2079
Melita | 1893338 | 2080
Maera | 1893288 | 2081
Unciola | 1892959 | 2082
Concholestes | 1892769 | 2083
Chevalia | 1892744 | 2084
Bemlos | 1892678 | 2085
Colomastix | 1892637 | 2086
Apherusa | 1892603 | 2087
Microdeutopus | 1892470 | 2088
Amphilochus | 1892223 | 2089
Ampelisca | 1892157 | 2090
Paracaprella | 1892066 | 2091
Luconacia | 1892041 | 2092
Hemiaegina | 1892025 | 2093
Aeginella | 1891928 | 2094
Squilla | 1891886 | 2095
Eurysquilla | 1891852 | 2096
Pacifastacus | 1891589 | 2097
Periclimenaeus | 1891407 | 2098
Tozeuma | 1891175 | 2099
Thor | 1891159 | 2100
Synalpheus | 1891035 | 2101
Alpheopsis | 1890946 | 2102
Hexapanopeus | 1890714 | 2103
Callinectes | 1890565 | 2104
Uca | 1890367 | 2105
Pelia | 1890318 | 2106
Sesarma | 1890151 | 2107
Platychirograpsus | 1890136 | 2108
Aratus | 1890086 | 2109
Cardisoma | 1890045 | 2110
Upogebia | 1889955 | 2111
Petrolisthes | 1889880 | 2112
Petrochirus | 1889666 | 2113
Paguristes | 1889633 | 2114
Clibanarius | 1889617 | 2115
Albunea | 1889542 | 2116
Lucifer | 1889450 | 2117
Sicyonia | 1889336 | 2118
Telebasis | 1889088 | 2119
Agabinus | 1872332 | 2120
Agabetes | 1872316 | 2121
Amphizoa | 1872266 | 2122
Paraleptophlebia | 1872027 | 2123
Caudatella | 1871581 | 2124
Siphlonurus | 1871516 | 2125
Isonychia | 1871425 | 2126
Homoeoneuria | 1871409 | 2127
Caloneis | 1854686 | 2128
Anomoeneis | 1854660 | 2129
Rhopalodia | 1854355 | 2130
Epithemia | 1854322 | 2131
Synedra | 1854215 | 2132
Opephora | 1854199 | 2133
Hannaea | 1854165 | 2134
Cymatosira | 1854074 | 2135
Asterionella | 1854025 | 2136
Cymbella | 1853985 | 2137
Amphora | 1853951 | 2138
Stephanodiscus | 1853613 | 2139
Skeletonema | 1853589 | 2140
Corethron | 1853373 | 2141
Coscinodiscus | 1853357 | 2142
Chaetoceros | 1853332 | 2143
Biddulphia | 1853282 | 2144
Leptasterias | 1952928 | 2145
Poraniopsis | 1952902 | 2146
Henricia | 1952860 | 2147
Asterina | 1952837 | 2148
Pseudarchaster | 1952803 | 2149
Mediaster | 1952787 | 2150
Hippasteria | 1952753 | 2151
Cheiraster | 1952720 | 2152
Astropecten | 1952662 | 2153
Dipsacaster | 1952647 | 2154
Laqueus | 1952571 | 2155
Celleporina | 1952407 | 2156
Lagenipora | 1952381 | 2157
Smittina | 1952365 | 2158
Synnotum | 1952332 | 2159
Tricellaria | 1952290 | 2160
Cellaria | 1952241 | 2161
Volvulella | 1942697 | 2162
Diaphana | 1942655 | 2163
Gastropteron | 1942622 | 2164
Aglaja | 1942556 | 2165
Microglyphis | 1942408 | 2166
Iselica | 1942358 | 2167
Cyclostremella | 1942333 | 2168
Megasurcula | 1942010 | 2169
Kurtzia | 1942002 | 2170
Cymatosyrinx | 1941988 | 2171
Stenopterobia | 1932490 | 2172
Stegopterna | 1932441 | 2173
Smithsonidrilus | 1932052 | 2174
Scrupocellaria | 1931815 | 2175
Paludestrema | 1962521 | 2176
Cionella | 1962497 | 2177
Lispoides | 1962364 | 2178
Syndiamesa | 1962323 | 2179
Acricotopus | 1962281 | 2180
Cambala | 1962216 | 2181
Paracyclops | 1962190 | 2182
Mesocyclops | 1962174 | 2183
Tullbergia | 1962166 | 2184
Phytosus | 1962125 | 2185
Potamonectes | 1962091 | 2186
Stenopelmus | 1962083 | 2187
Chlaenius | 1962075 | 2188
Latonopsis | 1962067 | 2189
Ilyocryptus | 1962034 | 2190
Scapholeberis | 1962000 | 2191
Geophilus | 1961994 | 2192
Hyalinella | 1961960 | 2193
Mylopharodon | 1961804 | 2194
Mylocheilus | 1961788 | 2195
Antropora | 1952134 | 2196
Cauloramphus | 1952118 | 2197
Triticella | 1952068 | 2198
Anguinella | 1952043 | 2199
Phoronopsis | 1952001 | 2200
Urechis | 1951987 | 2201
Listriolobus | 1951946 | 2202
Arhynchite | 1951920 | 2203
Nellobia | 1951896 | 2204
Nephasoma | 1951847 | 2205
Siphonosoma | 1951805 | 2206
Palicus | 1951664 | 2207
Hemigrapsus | 1951615 | 2208
Scleroplax | 1951599 | 2209
Opisthopus | 1951573 | 2210
Paraxanthias | 1951458 | 2211
Antiplanes | 1941921 | 2212
Admete | 1941830 | 2213
Kelletia | 1941673 | 2214
Nitidella | 1941657 | 2215
Amphissa | 1941582 | 2216
Babelomurex | 1941566 | 2217
Forreria | 1941533 | 2218
Maxwellia | 1941491 | 2219
Austrotrophon | 1941467 | 2220
Pteropurpura | 1941418 | 2221
Barleeia | 1941327 | 2222
Trivia | 1941285 | 2223
Crossata | 1941251 | 2224
Neverita | 1941210 | 2225
Sinum | 1941194 | 2226
Neosimnia | 1941160 | 2227
Scaridium | 1931732 | 2228
Saccocirrus | 1931625 | 2229
Rhabdomastix | 1931492 | 2230
Rasvena | 1931443 | 2231
Pseudobranchiomma | 1931260 | 2232
Proboloides | 1931120 | 2233
Prionocera | 1931039 | 2234
Lavinia | 1961622 | 2235
Lepidomeda | 1961572 | 2236
Iotichthys | 1961556 | 2237
Hesperoleucus | 1961481 | 2238
Hemitremia | 1961465 | 2239
Exoglossum | 1961325 | 2240
Dionda | 1961267 | 2241
Cetengraulis | 1961036 | 2242
Anchoviella | 1961010 | 2243
Lophopanopeus | 1951409 | 2244
Taliepus | 1951276 | 2245
Erileptus | 1951250 | 2246
Podochela | 1951201 | 2247
Loxorhynchus | 1951177 | 2248
Chorilia | 1951144 | 2249
Scyra | 1951128 | 2250
Pugettia | 1951078 | 2251
Mimulus | 1951052 | 2252
Randallia | 1951003 | 2253
Pachycheles | 1950807 | 2254
Pleuroncodes | 1950773 | 2255
Galathea | 1950757 | 2256
Lithodes | 1950682 | 2257
Crucibulum | 1941095 | 2258
Crepipatella | 1941079 | 2259
Hipponix | 1940980 | 2260
Opalia | 1940873 | 2261
Cecina | 1940675 | 2262
Lacuna | 1940659 | 2263
Lithopoma | 1940626 | 2264
Cidarina | 1940576 | 2265
Norrisia | 1940550 | 2266
Solariella | 1940519 | 2267
Calliostoma | 1940444 | 2268
Iothia | 1940428 | 2269
Polymera | 1930924 | 2270
Polygordius | 1930916 | 2271
Pleuroxus | 1930627 | 2272
Opisthonema | 1960921 | 2273
Jenkinsia | 1960897 | 2274
Acipenser | 1960764 | 2275
Lepidozona (Animalia; Phylum Arthropoda) | 1960640 | 2276
Okenia (Animalia) | 1960616 | 2277
Metzgeria (Animalia) | 1960590 | 2278
Platichthys | 1960533 | 2279
Odontopyxis | 1960459 | 2280
Parmaturus | 1960376 | 2281
Ophiocten | 1960293 | 2282
Thalamoporella | 1960244 | 2283
Enallopaguropsis | 1950633 | 2284
Haigia (Order Decapoda) | 1950617 | 2285
Parapagurodes | 1950591 | 2286
Phimochirus | 1950567 | 2287
Panulirus | 1950419 | 2288
Mesocrangon | 1950385 | 2289
Metacrangon | 1950369 | 2290
Rhynocrangon | 1950344 | 2291
Neocrangon | 1950302 | 2292
Argis | 1950286 | 2293
Crangon | 1950211 | 2294
Pantomus | 1950203 | 2295
Lysmata | 1950112 | 2296
Eualus | 1949981 | 2297
Spirontocaris | 1949932 | 2298
Hyalopomatus | 1940253 | 2299
Salmacina | 1940238 | 2300
Protula | 1940204 | 2301
Chitinopoma | 1940188 | 2302
Fabrisabella | 1940170 | 2303
Potamethus | 1940162 | 2304
Bispira | 1940154 | 2305
Myxicola | 1940147 | 2306
Lanice | 1939990 | 2307
Proclea | 1939941 | 2308
Artacamella | 1939883 | 2309
Spinosphaera | 1939834 | 2310
Paramage | 1939743 | 2311
Mexamage | 1939735 | 2312
Sosanopsis | 1939719 | 2313
Schistocomus | 1939693 | 2314
Anobothrus | 1939651 | 2315
Lysippe | 1939628 | 2316
Parasmittia | 1929660 | 2317
Paranemoura | 1929629 | 2318
Paradoneis | 1929553 | 2319
Paracerceis | 1929488 | 2320
Paralithodes | 1960178 | 2321
Mandibulophoxus | 1960103 | 2322
Epilucina | 1959899 | 2323
Oenopota | 1959766 | 2324
Samytha | 1959675 | 2325
Hesperonoe | 1959527 | 2326
Hoploplana | 1959469 | 2327
Eugorgia | 1959436 | 2328
Stelletta | 1959428 | 2329
Pseudocoutierea | 1949817 | 2330
Sergestes | 1949668 | 2331
Metapenaeopsis | 1949650 | 2332
Tritella | 1949577 | 2333
Garosyrrhoe | 1949478 | 2334
Syrrhoe | 1949445 | 2335
Bruzelia | 1949429 | 2336
Metopa | 1949403 | 2337
Stenula | 1949387 | 2338
Stenothoides | 1949361 | 2339
Metopella | 1949320 | 2340
Pleusirus | 1949270 | 2341
Eyakia | 1949239 | 2342
Foxiphalus | 1949205 | 2343
Metaphoxus | 1949098 | 2344
Clymenura | 1939495 | 2345
Notoproctus | 1939370 | 2346
Abarenicola | 1939321 | 2347
Dodecaseta | 1939305 | 2348
Brada | 1939065 | 2349
Acrocirrus | 1939032 | 2350
Raricirrus | 1939016 | 2351
Phyllochaetopterus | 1938901 | 2352
Ostrocerca | 1929314 | 2353
Notommata | 1928696 | 2354
Neotrypaea | 1959337 | 2355
Macroramphosus | 1959287 | 2356
Belonectes | 1959170 | 2357
Aoroides | 1959048 | 2358
Venerupis | 1959014 | 2359
Flabellina | 1958990 | 2360
Aruga | 1958875 | 2361
Celleporella | 1958800 | 2362
Errex | 1958727 | 2363
Hypsopsetta | 1958719 | 2364
Psettichthys | 1958693 | 2365
Microstomus | 1958628 | 2366
Heterophoxus | 1949072 | 2367
Pardaliscella | 1949049 | 2368
Pardalisca | 1949023 | 2369
Westwoodilla | 1949007 | 2370
Uristes | 1948868 | 2371
Socarnoides | 1948843 | 2372
Orchomene | 1948777 | 2373
Opisa | 1948751 | 2374
Lepidepecreum | 1948736 | 2375
Hippomedon | 1948686 | 2376
Anonyx | 1948652 | 2377
Acidostoma | 1948637 | 2378
Ischyrocerus | 1948553 | 2379
Rhachotropis | 1948371 | 2380
Ampelisciphotis | 1948306 | 2381
Apistobranchus | 1938695 | 2382
Levinsenia | 1938653 | 2383
Parougia | 1938554 | 2384
Notocirrus | 1938521 | 2385
Ninoe | 1938463 | 2386
Paradiopatra | 1938364 | 2387
Sphaerodoridium | 1938158 | 2388
Sphaerodorum | 1938125 | 2389
Opisthosyllis | 1937994 | 2390
Paralichthys | 1958511 | 2391
Icichthys | 1958404 | 2392
Sarda | 1958354 | 2393
Lepidopus | 1958339 | 2394
Lythrypnus | 1958289 | 2395
Ilypnus | 1958263 | 2396
Acanthogobius | 1958248 | 2397
Lepidogobius | 1958222 | 2398
Neoclinus | 1958057 | 2399
Heterostichus | 1958032 | 2400
Cryptotrema | 1958016 | 2401
Alloclinus | 1957992 | 2402
Gibbonsia | 1957976 | 2403
Hypsoblennius | 1957927 | 2404
Rathbunella | 1957877 | 2405
Semicossyphus | 1957851 | 2406
Oxyjulis | 1957836 | 2407
Halichoeres | 1957810 | 2408
Oradarea | 1948280 | 2409
Columbaora | 1948231 | 2410
Amphideutopus | 1948215 | 2411
Gitana | 1948140 | 2412
Schmittius | 1947936 | 2413
Munnogonium | 1947886 | 2414
Pleurogonium | 1947860 | 2415
Ilyarachna | 1947803 | 2416
Munnopsurus | 1947795 | 2417
Janiralata | 1947704 | 2418
Caecianiropsis | 1947688 | 2419
Idarcturus | 1947597 | 2420
Tridentella | 1947571 | 2421
Nerocila | 1947522 | 2422
Exogonella | 1937978 | 2423
Hesionella | 1937812 | 2424
Lugia | 1937739 | 2425
Pterocirrus | 1937721 | 2426
Sige | 1937713 | 2427
Protomystides | 1937689 | 2428
Hesionura | 1937655 | 2429
Mystides | 1937648 | 2430
Pareurythoe | 1937580 | 2431
Chloeia | 1937564 | 2432
Pholoides | 1937473 | 2433
Acoetes | 1937440 | 2434
Lagisca | 1937424 | 2435
Subadyte | 1937408 | 2436
Tenonia | 1937382 | 2437
Hololepida | 1937333 | 2438
Mytilina | 1927623 | 2439
Myriowenia | 1927599 | 2440
Microporella | 1927151 | 2441
Microcodides | 1927060 | 2442
Mesocricotopus | 1927037 | 2443
Chromis | 1957794 | 2444
Zalembius | 1957760 | 2445
Micrometrus | 1957745 | 2446
Hypsurus | 1957729 | 2447
Amphistichus | 1957703 | 2448
Rhacochilus | 1957679 | 2449
Hyperprosopon | 1957612 | 2450
Embiotoca | 1957588 | 2451
Cymatogaster | 1957562 | 2452
Brachyistius | 1957547 | 2453
Medialuna | 1957513 | 2454
Girella | 1957497 | 2455
Seriphus | 1957448 | 2456
Roncador | 1957422 | 2457
Cheilotrema | 1957406 | 2458
Umbrina | 1957380 | 2459
Anisotremus | 1957315 | 2460
Trachurus | 1957281 | 2461
Stereolepis | 1957224 | 2462
Paralabrax | 1957174 | 2463
Careproctus | 1957133 | 2464
Stellerina | 1957109 | 2465
Xeneretmus | 1957067 | 2466
Bathyagonus | 1957034 | 2467
Agonopsis | 1957000 | 2468
Discerceis | 1947480 | 2469
Haliophasma | 1947415 | 2470
Araphura | 1947399 | 2471
Siphonolabrum | 1947324 | 2472
Typhlotanais | 1947290 | 2473
Pseudotanais | 1947233 | 2474
Leptocuma | 1947217 | 2475
Procampylaspis | 1947183 | 2476
Campylaspis | 1947134 | 2477
Eudorellopsis | 1947043 | 2478
Hemilamprops | 1947001 | 2479
Metamysidopsis | 1946961 | 2480
Cubanomysis | 1946953 | 2481
Holmesimysis | 1946938 | 2482
Exacanthomysis | 1946920 | 2483
Alienacanthomysis | 1946904 | 2484
Siriella | 1946888 | 2485
Pseudomma | 1946847 | 2486
Proneomysis | 1946821 | 2487
Mysidella | 1946805 | 2488
Inusitatomysis | 1946789 | 2489
Amphinemertes | 1937135 | 2490
Oerstedia | 1937069 | 2491
Ototyphlonemertes | 1937010 | 2492
Paranemertes | 1936970 | 2493
Emplectonema | 1936947 | 2494
Zygeupolia | 1936921 | 2495
Euborlasia | 1936822 | 2496
Baseodiscus | 1936764 | 2497
Ascophora | 1936681 | 2498
Prosthiostomum | 1936632 | 2499
Eurylepta | 1936616 | 2500
Paraplanocera | 1936582 | 2501
Notoplana | 1936566 | 2502
Parviplana | 1936541 | 2503
Cryptocelis | 1936517 | 2504
Plehnia | 1936442 | 2505
Meiodorvillea | 1926757 | 2506
Marenzelleria | 1926732 | 2507
Mancocuma | 1926716 | 2508
Mallochohelea | 1926690 | 2509
Macrochaetus | 1926583 | 2510
Lixus | 1926401 | 2511
Litocorsa | 1926385 | 2512
Litobrancha | 1926377 | 2513
Orthonopias | 1956986 | 2514
Leiocottus | 1956960 | 2515
Chitonotus | 1956945 | 2516
Scorpaenichthys | 1956929 | 2517
Rhamphocottus | 1956903 | 2518
Zaniolepis | 1956721 | 2519
Scorpaena | 1956549 | 2520
Sebastolobus | 1956515 | 2521
Conopea | 1946698 | 2522
Megabalanus | 1946664 | 2523
Spiophanicola | 1946573 | 2524
Hemicyclops | 1946524 | 2525
Macrocyprina | 1946466 | 2526
Cyprideis | 1946433 | 2527
Scleroconcha | 1946391 | 2528
Eusarsiella | 1946250 | 2529
Leuroleberis | 1946235 | 2530
Parasterope | 1946219 | 2531
Bathyleberis | 1946185 | 2532
Vargula | 1946144 | 2533
Anoropallene | 1946110 | 2534
Pycnogonum | 1946086 | 2535
Prototrygaeus | 1946037 | 2536
Eurycyde | 1946011 | 2537
Opisthoteuthis | 1945948 | 2538
Desmophyllum | 1936384 | 2539
Zaolutus | 1936335 | 2540
Diadumene | 1936319 | 2541
Metridium | 1936285 | 2542
Sagartia | 1936269 | 2543
Tealia | 1936178 | 2544
Epiactis | 1936152 | 2545
Pentactinia | 1936087 | 2546
Corynactis | 1936038 | 2547
Epizoanthus | 1935980 | 2548
Ptilosarcus | 1935956 | 2549
Pennatula | 1935931 | 2550
Virgularia | 1935881 | 2551
Stachyptilum | 1935832 | 2552
Distichoptilum | 1935816 | 2553
Adelogorgia | 1935766 | 2554
Thesea | 1935741 | 2555
Muricea | 1935717 | 2556
Swiftia | 1935675 | 2557
Telesto | 1935659 | 2558
Laonome | 1925874 | 2559
Sebastes | 1956143 | 2560
Syngnathus | 1956085 | 2561
Aulorhynchus | 1956069 | 2562
Nezumia | 1955996 | 2563
Caelorinchus | 1955970 | 2564
Melanostigma | 1955921 | 2565
Lycodopsis | 1955905 | 2566
Lycodes | 1955889 | 2567
Bothrocara | 1955830 | 2568
Ophidion | 1955764 | 2569
Brosmophycis | 1955749 | 2570
Porichthys | 1955582 | 2571
Triphoturus | 1955541 | 2572
Stenobrachius | 1955533 | 2573
Diaphus | 1955517 | 2574
Alepocephalus | 1955442 | 2575
Argyropelecus | 1955384 | 2576
Octopus | 1945898 | 2577
Loligo | 1945823 | 2578
Polyschides | 1945716 | 2579
Siphonodentalium | 1945690 | 2580
Plectodon | 1945591 | 2581
Cyathodonta | 1945534 | 2582
Netastoma | 1945435 | 2583
Xylophaga | 1945419 | 2584
Saxicavella | 1945393 | 2585
Panopea | 1945377 | 2586
Rhamphidonta | 1945294 | 2587
Pseudochama | 1945260 | 2588
Globivenus | 1945237 | 2589
Irusella | 1945211 | 2590
Pachycerianthus | 1935626 | 2591
Dromalia | 1935600 | 2592
Monobrachium | 1935568 | 2593
Hebellopsis | 1935535 | 2594
Calycella | 1935519 | 2595
Lovenella | 1935485 | 2596
Aglaophenia | 1935444 | 2597
Dynamena | 1935402 | 2598
Abietinaria | 1935378 | 2599
Sertularella | 1935352 | 2600
Oplorhiza | 1935337 | 2601
Campanulina | 1935329 | 2602
Stylactis | 1935220 | 2603
Polyorchis | 1935204 | 2604
Syncoryne | 1935162 | 2605
Sarsiella | 1935154 | 2606
Euphysa | 1935139 | 2607
Bimeria | 1935121 | 2608
Garveia | 1935105 | 2609
Poecillastra | 1935063 | 2610
Tethya | 1934967 | 2611
Suberites | 1934926 | 2612
Spheciospongia | 1934892 | 2613
Hybomitra | 1925429 | 2614
Hexarthra | 1925262 | 2615
Heterodrilus | 1925213 | 2616
Bathylagus | 1955350 | 2617
Argentina | 1955327 | 2618
Anchoa | 1955285 | 2619
Engraulis | 1955269 | 2620
Etrumeus | 1955251 | 2621
Clupea | 1955228 | 2622
Ophichthus | 1955202 | 2623
Albula | 1955111 | 2624
Urolophus | 1955004 | 2625
Bathyraja | 1954957 | 2626
Raja | 1954908 | 2627
Squatina | 1954767 | 2628
Triakis | 1954692 | 2629
Cephaloscyllium | 1954635 | 2630
Apristurus | 1954619 | 2631
Compsomyax | 1945153 | 2632
Theora | 1945088 | 2633
Siliqua | 1944818 | 2634
Tresus | 1944792 | 2635
Nemocardium | 1944743 | 2636
Clinocardium | 1944727 | 2637
Thyasira | 1944537 | 2638
Axinopsida | 1944511 | 2639
Ostrea | 1944438 | 2640
Limaria | 1944412 | 2641
Limatula | 1944404 | 2642
Crassedoma | 1944362 | 2643
Mycale | 1934850 | 2644
Hemectyon | 1934827 | 2645
Myxilla | 1934785 | 2646
Aphrocallistes | 1934710 | 2647
Leucilla | 1934678 | 2648
Leucandra | 1934645 | 2649
Clathrina | 1934579 | 2650
Eulalia (Plantae) | 1934538 | 2651
Phyllodoce (Plantae) | 1934397 | 2652
Okenia (Plantae) | 1934363 | 2653
Metzgeria (Plantae) | 1934330 | 2654
Eohaustorius | 1934280 | 2655
Xironogiton | 1934215 | 2656
Gammaropsis | 1924679 | 2657
Filogranula | 1924331 | 2658
Fattigia | 1924307 | 2659
Fargoa | 1924265 | 2660
Eurythoe | 1924190 | 2661
Euryhapsis | 1924158 | 2662
Eptatretus | 1954536 | 2663
Eugyra | 1954460 | 2664
Microcosmus | 1954437 | 2665
Bathypera | 1954411 | 2666
Halocynthia | 1954387 | 2667
Boltenia | 1954361 | 2668
Pyura | 1954320 | 2669
Cnemidocarpa | 1954254 | 2670
Corella | 1954205 | 2671
Chelyosoma | 1954189 | 2672
Ciona | 1954155 | 2673
Distaplia | 1954080 | 2674
Cystodytes | 1954064 | 2675
Schizocardium | 1954049 | 2676
Florometra | 1954015 | 2677
Caudina | 1953959 | 2678
Molpadia | 1953926 | 2679
Pannychia | 1953884 | 2680
Leptopecten | 1944347 | 2681
Delectopecten | 1944339 | 2682
Pecten | 1944321 | 2683
Lithophaga | 1944230 | 2684
Adula | 1944214 | 2685
Tindaria | 1944057 | 2686
Lepidochitona | 1943844 | 2687
Callistochiton | 1943802 | 2688
Leptochiton | 1943711 | 2689
Hermissenda | 1943661 | 2690
Coryphella | 1943638 | 2691
Precuthona | 1943612 | 2692
Cuthona | 1943604 | 2693
Cumanotus | 1943588 | 2694
Dirona | 1943554 | 2695
Tubulipora | 1933878 | 2696
Tropocyclops | 1933803 | 2697
Trichotria | 1933738 | 2698
Tokunagaia | 1933480 | 2699
Teinostoma | 1933332 | 2700
Eubranchus | 1923705 | 2701
Encope | 1923176 | 2702
Desserobdella | 1971969 | 2703
Atrichomelina | 1971951 | 2704
Antichaeta | 1971936 | 2705
Adicrophleps | 1971910 | 2706
Oceanobdella | 1971704 | 2707
Pedicellina | 1971225 | 2708
Lepralia | 1970995 | 2709
Cylindroporella | 1970896 | 2710
Umbonula | 1970870 | 2711
Cribrilina | 1970839 | 2712
Caberea | 1970789 | 2713
Callopora | 1970672 | 2714
Lichenopora | 1970557 | 2715
Vesicularia | 1970466 | 2716
Flustrellidra | 1970458 | 2717
Priapulus | 1970409 | 2718
Phascolopsis | 1970342 | 2719
Hyas | 1970284 | 2720
Thalassinidea | 1970078 | 2721
Meganyctiphanes | 1970052 | 2722
Pontoporeia | 1969682 | 2723
Marinogammarus | 1969658 | 2724
Haploops | 1969526 | 2725
Peltogaster | 1969120 | 2726
Halacarus | 1968940 | 2727
Teredo | 1968775 | 2728
Cerastoderma | 1968643 | 2729
Montacuta | 1968536 | 2730
Tonicella | 1968239 | 2731
Leptognatha | 1968072 | 2732
Doris | 1967959 | 2733
Pontobdella | 1967199 | 2734
Dinophilus | 1967140 | 2735
Manayunkia | 1967074 | 2736
Nicolea | 1967017 | 2737
Gravierella | 1966928 | 2738
Trachydemus | 1966118 | 2739
Plagiostomum | 1965953 | 2740
Microstomum | 1965920 | 2741
Pleurobrachia | 1965854 | 2742
Cerianthus | 1965706 | 2743
Stephanomia | 1965607 | 2744
Halecium | 1965458 | 2745
Tiaropsis | 1965284 | 2746
Phialidium | 1965144 | 2747
Podocoryne | 1964949 | 2748
Sarsia | 1964808 | 2749
Polymastia | 1964626 | 2750
Halichondria | 1964568 | 2751
Esperiopsis | 1964543 | 2752
Lissodendoryx | 1964519 | 2753
Isodictya | 1964469 | 2754
Halisarca | 1964402 | 2755
Laminaria | 1964352 | 2756
Amphiporeia | 1964097 | 2757
Amphiglena | 1964071 | 2758
Amblyosyllis | 1964006 | 2759
Amauropsis | 1963982 | 2760
Aligena | 1963875 | 2761
Alcyonium | 1963842 | 2762
Aglantha | 1963750 | 2763
Agalma | 1963735 | 2764
Aetea | 1963701 | 2765
Aequorea | 1963677 | 2766
Aeginina | 1963669 | 2767
Achelia | 1963560 | 2768
Acanthonotozoma | 1963537 | 2769
Geocentrophora | 1963032 | 2770
Plagiostomidae | 1963008 | 2771
Glyphotaelius | 1962968 | 2772
Trochospongilla | 1962919 | 2773
Anheteromeyenia | 1962893 | 2774
Physocypria | 1962877 | 2775
Paracandona | 1962869 | 2776
Herpetocypris | 1962851 | 2777
Eucypris | 1962844 | 2778
Cyprinotus | 1962836 | 2779
Cypridopsis | 1962828 | 2780
Cypricercus | 1962802 | 2781
Cyclocypria | 1962778 | 2782
Lumbricillus | 1962737 | 2783
Wandesia | 1962638 | 2784
Aturus | 1962612 | 2785
Aplexa | 1962547 | 2786
Havelockia | 1953728 | 2787
Psolus | 1953694 | 2788
Lovenia | 1953660 | 2789
Spatangus | 1953637 | 2790
Brissopsis | 1953603 | 2791
Brisaster | 1953579 | 2792
Allocentrotus | 1953470 | 2793
Dougalopus | 1953405 | 2794
Amphichondrius | 1953389 | 2795
Diamphiodia | 1953314 | 2796
Ophiopsila | 1953157 | 2797
Gorgonocephalus | 1953082 | 2798
Sclerasterias | 1953041 | 2799
Pycnopodia | 1953025 | 2800
Armina | 1943539 | 2801
Dendronotus | 1943406 | 2802
Hancockia | 1943372 | 2803
Doriopsilla | 1943281 | 2804
Diaphorodoris | 1943190 | 2805
Acanthodoris | 1943141 | 2806
Triopha | 1943109 | 2807
Aegires | 1943075 | 2808
Platydoris | 1943018 | 2809
Conualevia | 1942986 | 2810
Archidoris | 1942960 | 2811
Diaulula | 1942945 | 2812
Berthella | 1942853 | 2813
Pleurobranchaea | 1942846 | 2814
Alderia | 1942804 | 2815
Trochoidea | 1942754 | 2816
Synelmis | 1933167 | 2817
Stygobromus | 1932730 | 2818
Strigilla | 1932656 | 2819
Ceraclea | 1882778 | 2820
Lepidostoma | 1882745 | 2821
Stactobiella | 1882729 | 2822
Oxyethira | 1882703 | 2823
Ochrotrichia | 1882679 | 2824
Leucotrichia | 1882620 | 2825
Dibusa | 1882588 | 2826
Symphitopsyche | 1882539 | 2827
Macrostemum | 1882463 | 2828
Hydropsyche | 1882224 | 2829
Diplectrona | 1882208 | 2830
Cheumatopsyche | 1882190 | 2831
Arctopsyche | 1882083 | 2832
Nygolaimus | 1913557 | 2833
Monhystera | 1913508 | 2834
Dentalium | 1913391 | 2835
Ischnochiton | 1913342 | 2836
Chiton | 1913326 | 2837
Chaetopleura | 1913292 | 2838
Cryptoconchus | 1913250 | 2839
Kurtziella | 1913128 | 2840
Inodrillia | 1913102 | 2841
Daphnella | 1913052 | 2842
Cryoturris | 1913037 | 2843
Terebra | 1912930 | 2844
Mitra | 1912898 | 2845
Barentsia | 1903285 | 2846
Ophiacantha | 1903202 | 2847
Ophiopholis | 1903137 | 2848
Ophiactis | 1903111 | 2849
Hemipholis | 1903095 | 2850
Ophiostigma | 1903061 | 2851
Ophiophragmus | 1903012 | 2852
Ophionema | 1902972 | 2853
Ophiozona | 1902790 | 2854
Ophioderma | 1902741 | 2855
Luidia | 1902659 | 2856
Pontogeneia (Animalia) | 1893098 | 2857
Dexamine | 1893072 | 2858
Crangonyx | 1893007 | 2859
Unciolella | 1892983 | 2860
Siphonoecetes | 1892942 | 2861
Grandidierella | 1892918 | 2862
Ericthonius | 1892876 | 2863
Corophium | 1892777 | 2864
Cerapus | 1892710 | 2865
Aorcho | 1892660 | 2866
Calliopius | 1892611 | 2867
Carinobatea | 1892579 | 2868
Batea | 1892553 | 2869
Argissa | 1892520 | 2870
Leptocheirus | 1892462 | 2871
Lembos | 1892413 | 2872
Acuminodeutopus | 1892397 | 2873
Cymadusa | 1892355 | 2874
Helicopsyche | 1882018 | 2875
Anagapetus | 1881978 | 2876
Anisocentropus | 1881937 | 2877
Micrasema | 1881903 | 2878
Brachycentrus | 1881861 | 2879
Amiocentrus | 1881853 | 2880
Beraea | 1881838 | 2881
Climacia | 1881697 | 2882
Orohermes | 1881671 | 2883
Nigronia | 1881655 | 2884
Petrophila | 1881549 | 2885
Parapoynx | 1881531 | 2886
Paraponyx | 1881515 | 2887
Nymphula | 1881499 | 2888
Neargyractis | 1881473 | 2889
Munroessa | 1881457 | 2890
Langessa | 1881440 | 2891
Eoparargyractis | 1881432 | 2892
Elophila | 1881424 | 2893
Acentropus | 1881416 | 2894
Bellura | 1881374 | 2895
Estigmene | 1881358 | 2896
Gyrinophagus | 1881317 | 2897
Holorusia | 1881275 | 2898
Pedicia | 1881259 | 2899
Dicranota | 1881242 | 2900
Oliva | 1912708 | 2901
Nassarius | 1912617 | 2902
Stramonita haemastoma | 1912559 | 2903
Thais | 1912542 | 2904
Murex | 1912526 | 2905
Eupleura | 1912492 | 2906
Melongena | 1912468 | 2907
Busycon | 1912435 | 2908
Persicula | 1912393 | 2909
Granulina | 1912252 | 2910
Thyonella | 1902568 | 2911
Thyone | 1902550 | 2912
Pentacta | 1902535 | 2913
Cucumaria | 1902519 | 2914
Synaptula | 1902436 | 2915
Leptosynapta | 1902402 | 2916
Chiridota | 1902378 | 2917
Echinarachnius | 1902295 | 2918
Lytechinus | 1902246 | 2919
Arbacia | 1902204 | 2920
Sertularia | 1902097 | 2921
Plumularia | 1902063 | 2922
Clytia | 1902022 | 2923
Campanularia | 1902014 | 2924
Chlorohydra | 1901974 | 2925
Tubularia | 1901941 | 2926
Hydractinia | 1901883 | 2927
Cordylophora | 1901859 | 2928
Bougainvillia | 1901834 | 2929
Ampithoe | 1892306 | 2930
Hoplopheonoides | 1892272 | 2931
Gitanopsis | 1892231 | 2932
Hemiproto | 1892124 | 2933
Phtisica | 1892090 | 2934
Fallotritella | 1892009 | 2935
Deutella | 1891985 | 2936
Caprella | 1891936 | 2937
Procambarus | 1891753 | 2938
Orconectes | 1891662 | 2939
Cambarus | 1891647 | 2940
Cambarellus | 1891621 | 2941
Processa | 1891530 | 2942
Nikoides | 1891514 | 2943
Helius | 1881226 | 2944
Pseudolimnophila | 1881184 | 2945
Pilaria | 1881176 | 2946
Hexatoma | 1881150 | 2947
Ormosia | 1881135 | 2948
Lipsothrix | 1881119 | 2949
Hesperoconopa | 1881101 | 2950
Erioptera | 1881085 | 2951
Ptychoptera | 1881036 | 2952
Trichocera | 1881010 | 2953
Psychoda | 1880970 | 2954
Maruina | 1880954 | 2955
Prosimulium | 1880814 | 2956
Cnephia | 1880780 | 2957
Zalutschia | 1880764 | 2958
Xylotopus | 1880749 | 2959
Unniella | 1880723 | 2960
Thienemannia | 1880657 | 2961
Synorthocladius | 1880640 | 2962
Stilocladius | 1880624 | 2963
Smittia | 1880616 | 2964
Rheosmittia | 1880608 | 2965
Rheocricotopus | 1880566 | 2966
Psilometriocnemus | 1880558 | 2967
Pseudosmittia | 1880541 | 2968
Pseudorthocladius | 1880533 | 2969
Parorthocladius | 1880459 | 2970
Cancellaria | 1912039 | 2971
Claassenia | 1911791 | 2972
Lamellaria | 1911734 | 2973
Valvata | 1911692 | 2974
Pomatiopsis | 1911668 | 2975
Erato (Animalia) | 1911635 | 2976
Erato (Plantae) | 1911627 | 2977
Zebina | 1911486 | 2978
Sayella | 1911460 | 2979
Rissoina | 1911429 | 2980
Cerithidea | 1911320 | 2981
Zoanthus | 1901784 | 2982
Astrangia | 1901743 | 2983
Stomphia | 1901693 | 2984
Edwardsia | 1901636 | 2985
Ceriantheopsis | 1901594 | 2986
Renilla | 1901552 | 2987
Leptogorgia | 1901511 | 2988
Vorticella | 1901438 | 2989
Oncorhynchus | 1901339 | 2990
Esox | 1901255 | 2991
Aphredoderus | 1901180 | 2992
Ambidexter | 1891498 | 2993
Leptochela | 1891464 | 2994
Periclimenes | 1891415 | 2995
Palaemonetes | 1891340 | 2996
Palaemon | 1891324 | 2997
Macrobrachium | 1891274 | 2998
Brachycarpus | 1891258 | 2999
Ogyrides | 1891209 | 3000
Latreutes | 1891126 | 3001
Hippolyte | 1891092 | 3002
Potimirim | 1891050 | 3003
Automate | 1891001 | 3004
Alpheus | 1890961 | 3005
Rhithropanopeus | 1890912 | 3006
Pilumnus | 1890862 | 3007
Panopeus | 1890847 | 3008
Neopanope | 1890797 | 3009
Nanoplax | 1890771 | 3010
Micropanope | 1890755 | 3011
Menippe | 1890730 | 3012
Paralimnophyes | 1880418 | 3013
Parakiefferiella | 1880400 | 3014
Paracladius | 1880384 | 3015
Symposiocladius | 1880277 | 3016
Orthocladius | 1880251 | 3017
Neozavrelia | 1880228 | 3018
Microcricotopus | 1880111 | 3019
Mesosmittia | 1880087 | 3020
Limnophyes | 1880061 | 3021
Hydrobaenus | 1880012 | 3022
Heterotrissocladius | 1879998 | 3023
Halocladius | 1879972 | 3024
Eukiefferiella | 1879881 | 3025
Endotribelos | 1879857 | 3026
Batillaria | 1911304 | 3027
Leptoxis | 1911262 | 3028
Juga | 1911254 | 3029
Simnia | 1911163 | 3030
Polinices | 1911122 | 3031
Modulus | 1911031 | 3032
Echininus | 1910934 | 3033
Littorinida | 1910918 | 3034
Spilochlamys | 1910892 | 3035
Somatogyrus | 1910876 | 3036
Pyrgophorus | 1910850 | 3037
Notogillia | 1910835 | 3038
Marstonia | 1910827 | 3039
Lyogyrus | 1910819 | 3040
Littoridinops | 1910785 | 3041
Hydrobia | 1910769 | 3042
Hyalopyrgus | 1910736 | 3043
Fontelicella | 1910710 | 3044
Aphaostracon | 1910652 | 3045
Vitreolina | 1910587 | 3046
Balcis | 1910579 | 3047
Ictalurus | 1900950 | 3048
Richardsonius | 1900851 | 3049
Rhinichthys | 1900810 | 3050
Platygobio | 1900794 | 3051
Phoxinus | 1900729 | 3052
Phenacobius | 1900703 | 3053
Opsopoeodus | 1900687 | 3054
Notemigonus | 1900497 | 3055
Nocomis | 1900471 | 3056
Margariscus | 1900455 | 3057
Luxilus | 1900364 | 3058
Hybognathus | 1900315 | 3059
Gila | 1900299 | 3060
Erimystax | 1900273 | 3061
Eurypanopeus | 1890680 | 3062
Cataleptodius | 1890664 | 3063
Portunus | 1890623 | 3064
Ovalipes | 1890607 | 3065
Pinnotheres | 1890532 | 3066
Pinnixa | 1890466 | 3067
Parapinnixa | 1890441 | 3068
Heterocrypta | 1890417 | 3069
Pitho | 1890334 | 3070
Mithrax | 1890300 | 3071
Microphrys | 1890284 | 3072
Macrocoeloma | 1890268 | 3073
Libinia | 1890235 | 3074
Epialtus | 1890219 | 3075
Ebalia | 1890185 | 3076
Pachygrapsus | 1890102 | 3077
Hepatus | 1890003 | 3078
Calappa | 1889989 | 3079
Porcellana | 1889930 | 3080
Polyonyx | 1889914 | 3081
Cricotopus | 1879659 | 3082
Corynoneura | 1879618 | 3083
Zavrelia | 1879576 | 3084
Tanytarsus | 1879543 | 3085
Sublettea | 1879527 | 3086
Stempellina | 1879501 | 3087
Paratanytarsus | 1879451 | 3088
Micropsectra | 1879402 | 3089
Cladotanytarsus | 1879360 | 3090
Xestochironomus | 1879311 | 3091
Stictochironomus | 1879204 | 3092
Stenochironomus | 1879170 | 3093
Stelechomyia | 1879154 | 3094
Pontomyia | 1879089 | 3095
Polypedilum | 1878925 | 3096
Phaenopsectra | 1878883 | 3097
Epitonium | 1910496 | 3098
Diastoma | 1910462 | 3099
Alaba | 1910447 | 3100
Seila | 1910413 | 3101
Cerithium | 1910371 | 3102
Cerithiopsis | 1910355 | 3103
Crepidula | 1910231 | 3104
Calyptraea | 1910215 | 3105
Fluminicola | 1910058 | 3106
Amnicola | 1909993 | 3107
Assiminea | 1909969 | 3108
Bermudaclis | 1909944 | 3109
Turbo | 1909902 | 3110
Margarites | 1909811 | 3111
Tricolia | 1909761 | 3112
Cyprinella | 1900208 | 3113
Carassius | 1900182 | 3114
Campostoma | 1900158 | 3115
Acrocheilus | 1900133 | 3116
Moxostoma | 1900042 | 3117
Minytrema | 1900026 | 3118
Erimyzon | 1899939 | 3119
Cycleptus | 1899913 | 3120
Catostomus | 1899855 | 3121
Carpiodes | 1899814 | 3122
Anguilla | 1899772 | 3123
Alosa | 1899665 | 3124
Gambusia | 1899616 | 3125
Fundulus | 1899525 | 3126
Cyprinodon | 1899509 | 3127
Labidesthes | 1899475 | 3128
Myoxocephalus | 1899434 | 3129
Megalobrachium | 1889864 | 3130
Euceramus | 1889849 | 3131
Pagurus | 1889757 | 3132
Naushonia | 1889732 | 3133
Emerita | 1889690 | 3134
Gilvossius | 1889583 | 3135
Callianassa | 1889575 | 3136
Sergia | 1889518 | 3137
Acetes | 1889484 | 3138
Solenocera | 1889419 | 3139
Mesopenaeus | 1889393 | 3140
Xiphopenaeus | 1889302 | 3141
Trachypenaeus | 1889286 | 3142
Penaeus | 1889237 | 3143
Parapenaeus | 1889211 | 3144
Lestes | 1889146 | 3145
Archilestes | 1889120 | 3146
Zoniagrion | 1889104 | 3147
Paratendipes | 1878842 | 3148
Paralauterborniella | 1878818 | 3149
Paracladopelma | 1878776 | 3150
Microtendipes | 1878545 | 3151
Kiefferulus | 1878495 | 3152
Hyporhygma | 1878479 | 3153
Harnischia | 1878453 | 3154
Endochironomus | 1878297 | 3155
Einfeldia | 1878263 | 3156
Dicrotendipes | 1878172 | 3157
Cyphomella | 1878156 | 3158
Cryptotendipes | 1878131 | 3159
Cryptochironomus | 1878073 | 3160
Cyclostremiscus | 1909738 | 3161
Stiliger | 1909514 | 3162
Doto | 1909464 | 3163
Polycera | 1909449 | 3164
Doridella | 1909415 | 3165
Cerberilla | 1909324 | 3166
Turbonilla | 1909217 | 3167
Pyramidella | 1909183 | 3168
Eulimastoma | 1909134 | 3169
Odostomia | 1909126 | 3170
Boonea | 1909092 | 3171
Retusa | 1909043 | 3172
Haminoea | 1908987 | 3173
Trinectes | 1899319 | 3174
Leiostomus | 1899186 | 3175
Pomatomus | 1899137 | 3176
Stizostedion | 1899087 | 3177
Percina | 1899038 | 3178
Perca | 1899012 | 3179
Ammocrypta | 1898832 | 3180
Morone | 1898774 | 3181
Neoneura | 1889070 | 3182
Nehalennia | 1889054 | 3183
Ischnura | 1888999 | 3184
Hyponeura | 1888981 | 3185
Hesperagrion | 1888973 | 3186
Enallagma | 1888817 | 3187
Coenagrion | 1888809 | 3188
Chromagrion | 1888783 | 3189
Argia | 1888676 | 3190
Anomalagrion | 1888650 | 3191
Amphiagrion | 1888643 | 3192
Hetaerina | 1888601 | 3193
Calopteryx | 1888577 | 3194
Soliperla | 1888510 | 3195
Cladopelma | 1878032 | 3196
Axarus | 1877828 | 3197
Acalcarella | 1877794 | 3198
Bryophaenocladius | 1877752 | 3199
Brillia | 1877703 | 3200
Dixa | 1877661 | 3201
Psorophora | 1877588 | 3202
Mansonia | 1877547 | 3203
Culiseta | 1877521 | 3204
Anopheles | 1877364 | 3205
Corethrella | 1877349 | 3206
Telmatogeton | 1877315 | 3207
Tanypus | 1877265 | 3208
Cylindrobulla | 1908938 | 3209
Cylichna | 1908912 | 3210
Acteocina | 1908862 | 3211
Bulla | 1908821 | 3212
Rictaxis | 1908797 | 3213
Williamia | 1908748 | 3214
Planorbula | 1908706 | 3215
Planorbella | 1908672 | 3216
Parapholyx | 1908656 | 3217
Helisoma | 1908573 | 3218
Gyraulus | 1908557 | 3219
Amphigyra | 1908516 | 3220
Physa | 1908417 | 3221
Stagnicola | 1908391 | 3222
Pseudosuccinea | 1908375 | 3223
Lymnaea | 1908359 | 3224
Fossaria | 1908292 | 3225
Melampus | 1908268 | 3226
Detracia | 1908243 | 3227
Lepomis | 1898618 | 3228
Lepisosteus | 1898428 | 3229
Amia | 1898386 | 3230
Gavia | 1898337 | 3231
Ichthyomyzon | 1898253 | 3232
Styela | 1898196 | 3233
Polyandrocarpa | 1898188 | 3234
Heterostigma | 1898154 | 3235
Sagitta | 1897867 | 3236
Doroneuria | 1888213 | 3237
Diura | 1888197 | 3238
Cultus | 1888171 | 3239
Clioperla | 1888155 | 3240
Arcynopteryx | 1888148 | 3241
Togoperla | 1888122 | 3242
Paragnetina | 1888072 | 3243
Neoperla | 1888056 | 3244
Hesperoperla | 1888031 | 3245
Calineuria | 1887967 | 3246
Acroneuria | 1887835 | 3247
Triznaka | 1887819 | 3248
Sweltsa | 1887801 | 3249
Perlomyia | 1887785 | 3250
Perlinella | 1887744 | 3251
Paraperla | 1887710 | 3252
Kathroperla | 1887694 | 3253
Alloperla | 1887660 | 3254
Taeniopteryx | 1887603 | 3255
Taenionema | 1887587 | 3256
Strophopteryx | 1887579 | 3257
Oemopteryx | 1887553 | 3258
Procladius | 1877216 | 3259
Djalmabatista | 1877190 | 3260
Zavrelimyia | 1877174 | 3261
Thienemannimyia | 1877158 | 3262
Telopelopia | 1877133 | 3263
Larsia | 1876986 | 3264
Guttipelopia | 1876887 | 3265
Conchapelopia | 1876820 | 3266
Arctopelopia | 1876812 | 3267
Natarsia | 1876663 | 3268
Anatopynia | 1876655 | 3269
Psectrotanypus | 1876630 | 3270
Apsectrotanypus | 1876614 | 3271
Coelotanypus | 1876564 | 3272
Clinotanypus | 1876549 | 3273
Prodiamesa | 1876523 | 3274
Odontomesa | 1876507 | 3275
Monodiamesa | 1876499 | 3276
Paraboreochlus | 1876473 | 3277
Sympotthastia | 1876457 | 3278
Gundlachia | 1908177 | 3279
Ancylus | 1908128 | 3280
Stylocheilus | 1908086 | 3281
Bursatella | 1908060 | 3282
Aplysia | 1908052 | 3283
Ennucula | 1907997 | 3284
Nucula | 1907989 | 3285
Transennella | 1907856 | 3286
Tivela | 1907831 | 3287
Tapes | 1907807 | 3288
Saxidomus | 1907781 | 3289
Protothaca | 1907765 | 3290
Pitar | 1907732 | 3291
Parastarte | 1907716 | 3292
Chionista | 1907500 | 3293
Chione (Animalia) | 1907492 | 3294
Chione (Plantae) | 1907484 | 3295
Anomalocardia | 1907468 | 3296
Diplodonta | 1907401 | 3297
Pectinatella | 1897776 | 3298
Lophopodella | 1897750 | 3299
Fredericella | 1897727 | 3300
Disporella | 1897685 | 3301
Crisia | 1897669 | 3302
Aeverrillia | 1897636 | 3303
Bowerbankia | 1897586 | 3304
Schizoporella | 1897495 | 3305
Exechonella | 1897438 | 3306
Cryptosula | 1897404 | 3307
Membranipora | 1897362 | 3308
Conopeum | 1897347 | 3309
Electra | 1897297 | 3310
Caulibugula | 1897271 | 3311
Beania | 1897214 | 3312
Tanystylum | 1897099 | 3313
Pteronarcys | 1887504 | 3314
Pteronarcella | 1887488 | 3315
Peltoperla | 1887421 | 3316
Visoka | 1887348 | 3317
Prostoia | 1887322 | 3318
Podmosta | 1887306 | 3319
Nemoura | 1887298 | 3320
Malenka | 1887280 | 3321
Brachyptera | 1887272 | 3322
Amphinemura | 1887231 | 3323
Paraleuctra | 1887199 | 3324
Capnura | 1887082 | 3325
Allocapnia | 1887058 | 3326
Tridactylus | 1887017 | 3327
Williamsonia | 1886977 | 3328
Tarnetrum | 1886829 | 3329
Somatochlora | 1886787 | 3330
Plathemis | 1886761 | 3331
Potthastia | 1876416 | 3332
Pagastia | 1876408 | 3333
Diamesa | 1876390 | 3334
Boreoheptagyia | 1876382 | 3335
Chaoborus | 1876341 | 3336
Forcipomyia | 1876325 | 3337
Atrichopogon | 1876309 | 3338
Probezzia | 1876259 | 3339
Palpomyia | 1876218 | 3340
Bezzia | 1876184 | 3341
Stilobezzia | 1876168 | 3342
Ceratopogon | 1876143 | 3343
Alluaudomyia | 1876135 | 3344
Blepharicera | 1876077 | 3345
Bibiocephala | 1876051 | 3346
Agathon | 1876044 | 3347
Neoempheria | 1876028 | 3348
Tabanus | 1876002 | 3349
Atherix | 1875913 | 3350
Odontomyia | 1875889 | 3351
Myxosargus | 1875863 | 3352
Euparyphus | 1875848 | 3353
Paragus | 1875822 | 3354
Eristalis | 1875814 | 3355
Sepedon | 1875798 | 3356
Dohrniphora | 1875756 | 3357
Notiphila | 1875707 | 3358
Ephydra | 1875681 | 3359
Oreogeton | 1875665 | 3360
Chelifera | 1875632 | 3361
Coralliophaga | 1907377 | 3362
Tellina | 1907195 | 3363
Tellidora | 1907179 | 3364
Semelina | 1907062 | 3365
Tagelus | 1906965 | 3366
Sphaerium | 1906924 | 3367
Rupellaria | 1906767 | 3368
Petricola | 1906742 | 3369
Ervilia | 1906692 | 3370
Spisula | 1906668 | 3371
Rangia | 1906643 | 3372
Raeta | 1906627 | 3373
Mulinia | 1906601 | 3374
Mactra | 1906585 | 3375
Endeis | 1897008 | 3376
Callipallene | 1896976 | 3377
Kalliapseudes | 1896778 | 3378
Hodometrica | 1896752 | 3379
Apseudes | 1896729 | 3380
Zeuxo | 1896703 | 3381
Paratanais | 1896661 | 3382
Heterotanais | 1896596 | 3383
Neotanais | 1896570 | 3384
Leptognathia | 1896554 | 3385
Taphromysis | 1896505 | 3386
Praunus | 1896497 | 3387
Neomysis | 1896471 | 3388
Mysis | 1896455 | 3389
Gastrosaccus | 1896349 | 3390
Dioptromysis | 1896323 | 3391
Brasilomysis | 1896307 | 3392
Perithemis | 1886738 | 3393
Miathyria | 1886571 | 3394
Macromia | 1886498 | 3395
Macrodiplax | 1886480 | 3396
Libellula | 1886407 | 3397
Leucorrhinia | 1886399 | 3398
Lepthemis | 1886373 | 3399
Ladona | 1886357 | 3400
Idiataphe | 1886332 | 3401
Erythrodiplax | 1886290 | 3402
Erythemis | 1886266 | 3403
Dorocordulia | 1886191 | 3404
Didymops | 1886175 | 3405
Celithemis | 1886126 | 3406
Cannacria | 1886100 | 3407
Brachymesia | 1886084 | 3408
Epitheca | 1886035 | 3409
Cordulegaster | 1886019 | 3410
Stylurus | 1885987 | 3411
Clinocera | 1875590 | 3412
Hydrophorus | 1875574 | 3413
Aphrosylus | 1875566 | 3414
Emplenota | 1875525 | 3415
Tropisternus | 1875434 | 3416
Paracymus | 1875368 | 3417
Hydrophilus | 1875327 | 3418
Hydrochus | 1875277 | 3419
Hydrobiomorpha | 1875236 | 3420
Helophorus | 1875210 | 3421
Helocombus | 1875202 | 3422
Helochares | 1875186 | 3423
Helobata | 1875160 | 3424
Dibolocelus | 1875079 | 3425
Dactylosternum | 1875046 | 3426
Cymbiodyta | 1875020 | 3427
Crenitis | 1875004 | 3428
Chaetarthria | 1874981 | 3429
Berosus | 1874908 | 3430
Ametor | 1874882 | 3431
Parvilucina | 1906551 | 3432
Lucinoma | 1906544 | 3433
Codakia | 1906403 | 3434
Mytilopsis (Phylum Mollusca) | 1906312 | 3435
Donax | 1906239 | 3436
Eucrassatella | 1906171 | 3437
Crassinella | 1906148 | 3438
Corbicula | 1906080 | 3439
Cooperella | 1906056 | 3440
Carditamera | 1905967 | 3441
Trachycardium | 1905926 | 3442
Americardia | 1905850 | 3443
Astarte | 1905827 | 3444
Amathimysis | 1896208 | 3445
Erichsonella | 1896133 | 3446
Edotia | 1896091 | 3447
Cleantis | 1896067 | 3448
Chiridotea | 1896026 | 3449
Exosphaeroma | 1895812 | 3450
Dynamenella | 1895796 | 3451
Cymodoce | 1895770 | 3452
Cassidinidea | 1895747 | 3453
Limnoria | 1895705 | 3454
Aegathoa | 1895671 | 3455
Excorallana | 1895648 | 3456
Excirolana | 1895614 | 3457
Eurydice | 1895598 | 3458
Ancinus | 1895531 | 3459
Progomphus | 1885946 | 3460
Ophiogomphus | 1885920 | 3461
Lanthus | 1885904 | 3462
Gomphus | 1885730 | 3463
Gomphurus | 1885714 | 3464
Dromogomphus | 1885649 | 3465
Arigomphus | 1885623 | 3466
Aphylla | 1885607 | 3467
Oplonaeschna | 1885581 | 3468
Nasiaeschna | 1885565 | 3469
Gynacantha | 1885540 | 3470
Coryphaeschna | 1885490 | 3471
Basiaeschna | 1885441 | 3472
Rhagovelia | 1885318 | 3473
Paravelia | 1885292 | 3474
Microvelia | 1885268 | 3475
Saldula | 1885243 | 3476
Pentacora | 1885227 | 3477
Micracanthia | 1885219 | 3478
Paraplea | 1885193 | 3479
Neoplea | 1885177 | 3480
Psephenus | 1874775 | 3481
Eubrianax | 1874759 | 3482
Ectopria | 1874726 | 3483
Acneus | 1874718 | 3484
Lutrochus | 1874692 | 3485
Limnichus | 1874684 | 3486
Zaitzevia | 1874635 | 3487
Stenelmis | 1874528 | 3488
Simsonia | 1874502 | 3489
Rhizelmis | 1874486 | 3490
Promoresia | 1874460 | 3491
Oulimnius | 1874437 | 3492
Ordobrevia | 1874411 | 3493
Optioservus | 1874395 | 3494
Narpus | 1874361 | 3495
Macronychus | 1874296 | 3496
Lara | 1874270 | 3497
Heterlimnius | 1874254 | 3498
Gonielmis | 1874221 | 3499
Dubiraphia | 1874163 | 3500
Cleptelmis | 1874130 | 3501
Villosa | 1905769 | 3502
Venustaconcha | 1905744 | 3503
Uniomerus | 1905710 | 3504
Tritogonia | 1905678 | 3505
Toxolasma | 1905652 | 3506
Quincuncina | 1905611 | 3507
Quadrula | 1905546 | 3508
Proptera | 1905512 | 3509
Margaritifera | 1905371 | 3510
Ligumia | 1905355 | 3511
Lampsilis | 1905215 | 3512
Gonidea | 1905199 | 3513
Epioblasma | 1905140 | 3514
Cumberlandia | 1904986 | 3515
Arcidens | 1904978 | 3516
Probopyus | 1895481 | 3517
Probopyris | 1895457 | 3518
Uromunna | 1895416 | 3519
Carpias | 1895366 | 3520
Bagatus | 1895341 | 3521
Lirceus | 1895309 | 3522
Caecidotea | 1895234 | 3523
Asellus | 1895184 | 3524
Paranthura | 1895168 | 3525
Accalathura | 1895135 | 3526
Ptilanthura | 1895077 | 3527
Mesanthura | 1895028 | 3528
Cyathura | 1894971 | 3529
Apanthuretta | 1894955 | 3530
Anathura | 1894930 | 3531
Petalosarsia | 1894898 | 3532
Cumella | 1894864 | 3533
Almyracuma | 1894849 | 3534
Leucon | 1894799 | 3535
Eudorella | 1894781 | 3536
Epileucon | 1894773 | 3537
Ochterus | 1885151 | 3538
Notonecta | 1885102 | 3539
Ranatra | 1885011 | 3540
Nepa | 1884998 | 3541
Cryphocricos | 1884949 | 3542
Ambrysus | 1884923 | 3543
Mesovelia | 1884873 | 3544
Hydrometra | 1884782 | 3545
Merragata | 1884741 | 3546
Hebrus | 1884733 | 3547
Trepobates | 1884709 | 3548
Rheumatobates | 1884675 | 3549
Neogerris | 1884659 | 3550
Metrobates | 1884618 | 3551
Limnogonus | 1884584 | 3552
Gerris | 1884543 | 3553
Gelastocoris | 1884519 | 3554
Cryptostemma | 1884493 | 3555
Ramphocorixa | 1884386 | 3556
Pelonomus | 1874049 | 3557
Dryops | 1874007 | 3558
Scirtes | 1873975 | 3559
Prionocyphon | 1873959 | 3560
Cyphon | 1873934 | 3561
Phytonomus | 1873900 | 3562
Phytobius | 1873892 | 3563
Onychylis | 1873884 | 3564
Listronotus | 1873876 | 3565
Hyperodes | 1873868 | 3566
Anchytarsus | 1873850 | 3567
Anchodemus | 1873843 | 3568
Galerucella | 1873801 | 3569
Donacia | 1873793 | 3570
Agasicles | 1873785 | 3571
Suphisellus | 1873686 | 3572
Suphis | 1873660 | 3573
Notomicrus | 1873611 | 3574
Gyrinus | 1873298 | 3575
Gyretes | 1873272 | 3576
Anodonta | 1904903 | 3577
Amblema | 1904879 | 3578
Alasmidonta | 1904853 | 3579
Actinonaias | 1904812 | 3580
Thracia | 1904770 | 3581
Bankia | 1904606 | 3582
Cyrtopleura | 1904531 | 3583
Barnea | 1904515 | 3584
Mya | 1904465 | 3585
Corbula | 1904333 | 3586
Bractechlamys | 1904226 | 3587
Argopecten | 1904192 | 3588
Aequipecten | 1904176 | 3589
Vaunthompsonia | 1894682 | 3590
Pseudoleptocuma | 1894666 | 3591
Cyclaspis | 1894625 | 3592
Talorchestia | 1894575 | 3593
Orchestia | 1894534 | 3594
Bruzeliopsis | 1894484 | 3595
Seba | 1894393 | 3596
Podocerus | 1894369 | 3597
Laetmatophilus | 1894344 | 3598
Dulichia | 1894328 | 3599
Stenopleustes | 1894294 | 3600
Platyischnopus | 1894237 | 3601
Phoxocephalus | 1894229 | 3602
Paraphoxus | 1894203 | 3603
Metharpinia | 1894187 | 3604
Eobrolgus | 1894138 | 3605
Nicippe | 1894070 | 3606
Synchelidium | 1894047 | 3607
Perioculodes | 1894039 | 3608
Monoculodes | 1893981 | 3609
Exoediceros | 1893973 | 3610
Lysianopsis | 1893940 | 3611
Corixa | 1884311 | 3612
Cenocorixa | 1884287 | 3613
Callicorixa | 1884261 | 3614
Lethocerus | 1884212 | 3615
Belostoma | 1884170 | 3616
Abedus | 1884154 | 3617
Agarodes | 1884121 | 3618
Rhyacophila | 1883933 | 3619
Protoptila | 1883925 | 3620
Himalopsyche | 1883917 | 3621
Culoptila | 1883909 | 3622
Psychomyia | 1883875 | 3623
Phylocentropus | 1883867 | 3624
Cernotina | 1883818 | 3625
Phryganea | 1883651 | 3626
Banksiola | 1883636 | 3627
Agrypnia | 1883610 | 3628
Thermonectus | 1873132 | 3629
Pachydrus | 1873116 | 3630
Liodessus | 1873058 | 3631
Laccornis | 1873033 | 3632
Laccophilus | 1872977 | 3633
Laccodytes | 1872951 | 3634
Ilybius | 1872944 | 3635
Hydrotrupes | 1872878 | 3636
Hydroporus | 1872753 | 3637
Hydaticus | 1872738 | 3638
Dytiscus | 1872712 | 3639
Desmopachria | 1872696 | 3640
Derovatellus | 1872662 | 3641
Deronectes | 1872647 | 3642
Cybister | 1872613 | 3643
Colymbetes | 1872522 | 3644
Celina | 1872480 | 3645
Dissodactylus | 1922970 | 3646
Diploperla | 1922954 | 3647
Cylichnella | 1922186 | 3648
Cratena | 1921949 | 3649
Conochiloides | 1921683 | 3650
Columbella | 1921634 | 3651
Cancer | 1920669 | 3652
Camptocercus | 1920636 | 3653
Calozodion | 1920578 | 3654
Bhawania | 1919869 | 3655
Aphropsyche | 1919471 | 3656
Anabolia | 1919224 | 3657
Amphipleura | 1919174 | 3658
Amphictene | 1919158 | 3659
Zonitoides | 1918408 | 3660
Xenylla | 1918374 | 3661
Trissopelopia | 1918341 | 3662
Porcellionides | 1917582 | 3663
Photurus | 1917459 | 3664
Phagocata | 1917418 | 3665
Parajulus | 1917368 | 3666
Oniscus | 1917186 | 3667
Nepticula | 1917137 | 3668
Shipsa rotunda | 1917111 | 3669
Neanura | 1917095 | 3670
Lispe | 1916956 | 3671
Lenarchus | 1916881 | 3672
Hydrolimax | 1916725 | 3673
Tafallia | 1916717 | 3674
Heteroplectron | 1916675 | 3675
Heteromeyenia | 1916659 | 3676
Helocordulia | 1916626 | 3677
Gonomyia | 1916527 | 3678
Folsomia | 1916469 | 3679
Eretes | 1916360 | 3680
Doithrix | 1916238 | 3681
Cylisticus | 1916147 | 3682
Argyra | 1915669 | 3683
Acentria | 1915552 | 3684
Golfingia | 1915412 | 3685
Trichocerca | 1915347 | 3686
Polyarthra | 1915321 | 3687
Proales | 1915297 | 3688
Monostyla | 1915271 | 3689
Lecane | 1915255 | 3690
Ascomorpha | 1915230 | 3691
Lophocharis | 1915206 | 3692
Brachionus | 1915149 | 3693
Filinia | 1915065 | 3694
Conochilus | 1915032 | 3695
Collotheca | 1915008 | 3696
Difflugia | 1914910 | 3697
Microciona | 1914845 | 3698
Spongilla | 1914795 | 3699
Ephydatia | 1914779 | 3700
Haliclona | 1914753 | 3701
Chondrilla | 1914605 | 3702
Probursa | 1914548 | 3703
Planaria | 1914514 | 3704
Hymanella | 1914498 | 3705
Dugesia | 1914464 | 3706
Procotyla | 1914407 | 3707
Stylochus | 1914357 | 3708
Prosthecereaus | 1914217 | 3709
Gyratrix | 1914175 | 3710
Hexostoma | 1914134 | 3711
Phoronis | 1914076 | 3712
Tetrastemma | 1914019 | 3713
Zygonemertes | 1913946 | 3714
Tubulanus | 1913854 | 3715
Carinoma | 1913805 | 3716
Micrura | 1913755 | 3717
Cerebratulus | 1913706 | 3718
Lima | 1904135 | 3719
Isognomon | 1904101 | 3720
Pododesmus | 1904077 | 3721
Anomia | 1904051 | 3722
Pectinella | 1903921 | 3723
Atrina | 1903889 | 3724
Musculus | 1903855 | 3725
Ischadium | 1903764 | 3726
Geukensia | 1903749 | 3727
Crenella | 1903723 | 3728
Brachidontes | 1903699 | 3729
Amygdalum | 1903673 | 3730
Noetia | 1903582 | 3731
Acar | 1903541 | 3732
Balanoglossus | 1903400 | 3733
Saccoglossus | 1903376 | 3734
Liljeborgia | 1893890 | 3735
Leucothoe (Animalia) | 1893841 | 3736
Microjassa | 1893809 | 3737
Jassa | 1893783 | 3738
Photis | 1893734 | 3739
Microprotopus | 1893718 | 3740
Hyale | 1893684 | 3741
Pseudohaustorius | 1893619 | 3742
Protohaustorius | 1893577 | 3743
Parahaustorius | 1893544 | 3744
Neohaustorius | 1893528 | 3745
Lepidactylus | 1893502 | 3746
Bathyporeia | 1893452 | 3747
Melitoides | 1893395 | 3748
Megaluropus | 1893304 | 3749
Gammarus | 1893213 | 3750
Elasmopus | 1893171 | 3751
Dulichiella | 1893155 | 3752
Ceradocus | 1893148 | 3753
Anisogammarus | 1893130 | 3754
Dolophilus | 1883586 | 3755
Chimarra | 1883511 | 3756
Psilotreta | 1883495 | 3757
Pycnopsyche | 1883420 | 3758
Psychoglypha | 1883388 | 3759
Pseudostenophylax | 1883370 | 3760
Pedomoecus | 1883354 | 3761
Onocosmoecus | 1883339 | 3762
Neothremma | 1883313 | 3763
Moselyana | 1883289 | 3764
Hydatophylax | 1883222 | 3765
Homophylax | 1883214 | 3766
Hesperophylax | 1883198 | 3767
Goera | 1883172 | 3768
Ecclisomyia | 1883156 | 3769
Ecclisocosmoecus | 1883149 | 3770
Dicosmoecus | 1883115 | 3771
Chyranda | 1883107 | 3772
Asynarchus | 1883099 | 3773
Apatania | 1883081 | 3774
Allocosmoecus | 1883073 | 3775
Triaenodes | 1883016 | 3776
Oecetis | 1882935 | 3777
Nectopsyche | 1882851 | 3778
Mystacides | 1882836 | 3779
Leptocerus | 1882810 | 3780
Cyclotella | 1853480 | 3781
Rhizosolenia | 1853456 | 3782
Melosira | 1853399 | 3783
Leptocylindrus | 1853381 | 3784
Attheya | 1853324 | 3785
Terpsinoe | 1853290 | 3786
Plectonema | 1853225 | 3787
Spirulina | 1853183 | 3788
Romeria | 1853167 | 3789
Phormidium | 1853159 | 3790
Arthrospira | 1853043 | 3791
Nostoc | 1853027 | 3792
Cylindrospermum | 1853019 | 3793
Anabaenopsis | 1852979 | 3794
Synechocystis | 1852904 | 3795
Synechococcus | 1852896 | 3796
Rhabdoderma | 1852888 | 3797
Microcystis | 1852862 | 3798
Goniada | 1862960 | 3799
Glycinde | 1862937 | 3800
Hemipodus | 1862903 | 3801
Glycera | 1862838 | 3802
Piromis | 1862796 | 3803
Pherusa | 1862770 | 3804
Flabelligera | 1862762 | 3805
Diplocirrus | 1862747 | 3806
Euphrosine | 1862721 | 3807
Schistomeringos | 1862549 | 3808
Pettiboneia | 1862515 | 3809
Cirratulus | 1862309 | 3810
Chaetozone | 1862283 | 3811
Caulleriella | 1862242 | 3812
Merismopedia | 1852821 | 3813
Johannesbaptistia | 1852813 | 3814
Gomphosphaeria | 1852805 | 3815
Gloeothece | 1852797 | 3816
Gloeocapsa | 1852789 | 3817
Coelosphaerium | 1852771 | 3818
Aphanothece | 1852755 | 3819
Aphanocapsa | 1852730 | 3820
Anacystis | 1852722 | 3821
Chamaesiphon | 1852680 | 3822
Clostridium | 1852581 | 3823
Vibrio | 1852540 | 3824
Spirillum | 1852524 | 3825
Enterobacter | 1852474 | 3826
Amoeba | 1852458 | 3827
Pfiesteria | 1852409 | 3828
Cryptomonas | 1852334 | 3829
Spiochaetopterus | 1862135 | 3830
Mesochaetopterus | 1862119 | 3831
Chaetopterus | 1862093 | 3832
Scyphoproctus | 1862077 | 3833
Pulliella | 1862069 | 3834
Pseudocapitella | 1862051 | 3835
Neomediomastus | 1861996 | 3836
Mastobranchus | 1861954 | 3837
Leiocapitella | 1861921 | 3838
Heteromastus | 1861905 | 3839
Capitomastus | 1861855 | 3840
Arenicola | 1861723 | 3841
Drilonereis | 1861673 | 3842
Arabella | 1861657 | 3843
Pontogenia | 1861632 | 3844
Laetmonice | 1861624 | 3845
Paramphinome | 1861608 | 3846
Samythella | 1861566 | 3847
Sabellides | 1861541 | 3848
Melinna | 1861491 | 3849
Isolda | 1861475 | 3850
Auchenoplax | 1861467 | 3851
Asabellides | 1861442 | 3852
Aeromonas | 967901 | 3853
Thymus | 967877 | 3854
Rosmarinus | 967869 | 3855
Pseudomonas | 460733 | 3857
Micrococcus | 460725 | 3858
Ampharete | 1861384 | 3859
Macrochaeta | 1861350 | 3860
Rhynchelmis | 1861319 | 3861
Lumbriculus | 1861277 | 3862
Eclipidrilus | 1861251 | 3863
Piscicolaria | 1861210 | 3864
Piscicola | 1861194 | 3865
Myzobdella | 1861178 | 3866
Placobdella | 1861061 | 3867
Oligobdella | 1861046 | 3868
Helobdella | 1860972 | 3869
Glossiphonia | 1860956 | 3870
Batracobdella | 1860923 | 3871
Nephelopsis | 1860832 | 3872
Mooreobdella | 1860790 | 3873
Erpobdella | 1860766 | 3874
Philobdella | 1860709 | 3875
Macrobdella | 1860675 | 3876
Tubificoides | 1860626 | 3877
Eimeria | 457788 | 3879
Bacillus (bacterium genus) | 457580 | 3880
Tectidrilus | 1860584 | 3881
Rhyacodrilus | 1860543 | 3882
Psammoryctides | 1860477 | 3883
Potamothrix | 1860436 | 3884
Peloscolex | 1860360 | 3885
Limnodrilus | 1860246 | 3886
Aulodrilus | 1860097 | 3887
Crustipellis | 1860063 | 3888
Uncinais | 1860014 | 3889
Stephensoniana | 1859958 | 3890
Paranais | 1859701 | 3891
Nais | 1859578 | 3892
Homochaeta | 1859552 | 3893
Haemonais | 1859537 | 3894
Bratislavia | 1859347 | 3895
Amphichaeta | 1859321 | 3896
Cambarincola | 1859149 | 3897
Aeolosoma | 1859065 | 3898
Fomes | 372102 | 3899
Salmo | 764282 | 3900
Pimephales | 764274 | 3901
Ceriodaphnia | 764266 | 3902
Candida | 764258 | 3903
Heliothis | 764225 | 3904
Streptomyces | 764209 | 3905
Trichocladium | 764183 | 3906
Pasteurella | 764175 | 3907
Papulaspora | 764167 | 3908
Nocardia | 764159 | 3909
Mycobacterium | 764142 | 3910
Humicola | 764134 | 3911
Klebsiella | 764126 | 3912
Eupenicillium | 764118 | 3913
Entomophthora | 764100 | 3914
Cytophaga | 764092 | 3915
Corynebacterium | 764084 | 3916
Conidiobolus | 764076 | 3917
Cladosporium | 764050 | 3918
Botrytis | 764043 | 3919
Achromobacter | 764035 | 3920
Exuviaella | 1858778 | 3921
Prorocentrum | 1858760 | 3922
Peridinium | 1858711 | 3923
Oxytoxum | 1858695 | 3924
Gymnodinium | 1858679 | 3925
Ceratium | 1858604 | 3926
Spermatozopsis | 1858489 | 3927
Actinomyces | 763946 | 3928
Shigella | 763912 | 3929
Salmonella | 763904 | 3930
Staphylococcus | 763870 | 3931
Epeorus | 763847 | 3932
Phytophthora | 763821 | 3933
Prymnesium | 1858208 | 3934
Trachelomonas | 1858117 | 3935
Phacus | 1858075 | 3936
Rhodomonas | 1857952 | 3937
Chroomonas | 1857945 | 3938
Chilomonas | 1857937 | 3939
Kephyriopsis | 1857887 | 3940
Synura | 1857853 | 3941
Mallomonas | 1857788 | 3942
Pseudokephyrion | 1857705 | 3943
Dinobryon | 1857697 | 3944
Chrysococcus | 1857630 | 3945
Chromulina | 1857614 | 3946
Zygnema | 1857564 | 3947
Mougeotia | 1857549 | 3948
Dufouriellus | 763243 | 3949
Lyctocoris | 763235 | 3950
Xylocoris | 763227 | 3951
Laelius | 763177 | 3952
Holepyris | 763169 | 3953
Cephalonomia | 763151 | 3954
Pteromalus | 763136 | 3955
Habrocytus | 763128 | 3956
Dibrachys | 763110 | 3957
Lariophagus | 763102 | 3958
Choetospila | 763094 | 3959
Anisopteromalus | 763086 | 3960
Mesostenus | 763060 | 3961
Venturia | 763052 | 3962
Bracon | 763037 | 3963
Trichogramma | 763003 | 3964
Dendryphiella | 762930 | 3965
Puccinia | 762922 | 3966
Lagenidium | 762914 | 3967
Alternaria | 762906 | 3968
Rhodotorula | 762872 | 3969
Coniothyrium | 762864 | 3970
Gonatozygon | 1857515 | 3971
Spondylosium | 1857440 | 3972
Micrasterias | 1857424 | 3973
Desmidium | 1857408 | 3974
Closterium | 1857358 | 3975
Pleodorina | 1857309 | 3976
Pandorina | 1857283 | 3977
Gonium | 1857259 | 3978
Eudorina | 1857234 | 3979
Pyrobotrys | 1857218 | 3980
Pteromonas | 1857192 | 3981
Haematococcus | 1857168 | 3982
Dunaliella | 1857143 | 3983
Sphaerellopsis | 1857127 | 3984
Chlorogonium | 1857101 | 3985
Chlamydomonas | 1857077 | 3986
Carteria | 1857036 | 3987
Ulothrix | 1857002 | 3988
Dactylococcopsis | 1856996 | 3989
Binuclearia | 1856988 | 3990
Palmella | 1856939 | 3991
Oedogonium | 1856905 | 3992
Elakatothrix | 1856830 | 3993
Cylindrocapsa | 1856772 | 3994
Cladophora | 1856723 | 3995
Tetrastrum | 1856673 | 3996
Selenastrum | 1856657 | 3997
Scenedesmus | 1856517 | 3998
Actinastrum | 1856400 | 3999
Treubaria | 1856350 | 4000
Selanastrum | 1856335 | 4001
Planktosphaeria | 1856277 | 4002
Pachycladon | 1856269 | 4003
Oocystis | 1856178 | 4004
Nephrocytium | 1856145 | 4005
Kirchneriella | 1856087 | 4006
Franceia | 1856061 | 4007
Closteriopsis | 1856046 | 4008
Chodatella | 1856020 | 4009
Legionella | 761742 | 4010
Giardia | 761718 | 4011
Cryptosporidium | 761684 | 4012
Ankistrodesmus | 1855931 | 4013
Golenkinia | 1855865 | 4014
Pediastrum | 1855790 | 4015
Dimorphococcus | 1855766 | 4016
Botryococcus | 1855725 | 4017
Gloeocystis | 1855642 | 4018
Tetraedron | 1855568 | 4019
Schroederia | 1855535 | 4020
Characium | 1855485 | 4021
Stigeoclonium | 1855444 | 4022
Protoderma | 1855436 | 4023
Surirella | 1855378 | 4024
Hantzschia | 1855097 | 4025
Cylindrotheca | 1855089 | 4026
Bacillaria | 1855063 | 4027
Stauroneis | 1855014 | 4028
Navicula | 1854769 | 4029
Frustulia | 1854728 | 4030
Amphiprora | 1854652 | 4031
Gomphonema constrictum | 1854603 | 4032
Gomphonema | 1854595 | 4033
Brachyvatus | 1872464 | 4034
Bidessus | 1872415 | 4035
Bidessonotus | 1872381 | 4036
Anodocheilus | 1872365 | 4037
Agabus | 1872340 | 4038
Acilius | 1872290 | 4039
Baetisca | 1872191 | 4040
Tricorythodes | 1872159 | 4041
Leptohyphes | 1872134 | 4042
Traverella | 1872118 | 4043
Thraulodes | 1872100 | 4044
Leptophlebia | 1872001 | 4045
Habrophlebiodes | 1871987 | 4046
Habrophlebia | 1871961 | 4047
Choroterpes | 1871938 | 4048
Timpanoga | 1871896 | 4049
Serratella | 1871854 | 4050
Eurylophella | 1871821 | 4051
Ephemerella | 1871680 | 4052
Drunella | 1871623 | 4053
Dannella | 1871615 | 4054
Attenella | 1871540 | 4055
Parameletus | 1871508 | 4056
Ameletus | 1871482 | 4057
Siphloplecton | 1871375 | 4058
Stenonema | 1871136 | 4059
Stenacron | 1871086 | 4060
Pseudiron | 1871029 | 4061
Nixe | 1870997 | 4062
Ironodes | 1870955 | 4063
Heptagenia | 1870872 | 4064
Arthroplea | 1870807 | 4065
Heterocloeon | 1870716 | 4066
Dactylobaetis | 1870708 | 4067
Cloeon | 1870682 | 4068
Centroptilum | 1870641 | 4069
Acentrella | 1870351 | 4070
Baetis | 1870344 | 4071
Tortopus | 1870286 | 4072
Ephoron | 1870252 | 4073
Hexagenia | 1870120 | 4074
Dolania | 1870070 | 4075
Sminthurinus | 1869916 | 4076
Bourletiella | 1869866 | 4077
Isotomurus | 1869775 | 4078
Anurida | 1869726 | 4079
Tomocerus | 1869700 | 4080
Entomobrya | 1869692 | 4081
Stenocypris | 1869635 | 4082
Candona | 1869619 | 4083
Sarsiella (Subclass Ostracoda) | 1869585 | 4084
Sarsiella | 1869577 | 4085
Eucyclops | 1869502 | 4086
Cyclops | 1869486 | 4087
Eurytemora | 1869445 | 4088
Diaptomus | 1869429 | 4089
Balanus | 1869270 | 4090
Lightiella | 1869239 | 4091
Sida (Family Sididae) | 1869114 | 4092
Latona | 1869098 | 4093
Holopedium | 1869056 | 4094
Kurzia | 1868983 | 4095
Eurycercus | 1868967 | 4096
Alonella | 1868934 | 4097
Bosmina | 1868892 | 4098
Unionicola | 1868843 | 4099
Neumania | 1868827 | 4100
Koenikea | 1868769 | 4101
Torrenticola | 1868744 | 4102
Sperchonopsis | 1868694 | 4103
Piona | 1868652 | 4104
Forelia | 1868629 | 4105
Oxus | 1868603 | 4106
Mideopsis | 1868579 | 4107
Limnesia | 1868512 | 4108
Lebertia | 1868496 | 4109
Krendowskia | 1868462 | 4110
Atractides | 1868421 | 4111
Thelepus | 1868033 | 4112
Terebella | 1868009 | 4113
Streblosoma | 1867951 | 4114
Polycirrus | 1867910 | 4115
Neoleprea | 1867852 | 4116
Lanassa | 1867811 | 4117
Eupolymnia | 1867787 | 4118
Enoplobranchus | 1867761 | 4119
Amaeana | 1867746 | 4120
Trypanosyllis | 1867647 | 4121
Syllis | 1867589 | 4122
Streptosyllis | 1867530 | 4123
Sphaerosyllis | 1867415 | 4124
Plakosyllis | 1867399 | 4125
Pionosyllis | 1867373 | 4126
Parapionosyllis | 1867357 | 4127
Opisthodonta | 1867340 | 4128
Odontosyllis | 1867308 | 4129
Langerhansia | 1867282 | 4130
Haplosyllis | 1867266 | 4131
Exogone | 1867191 | 4132
Eusyllis | 1867175 | 4133
Ehlersia | 1867167 | 4134
Brania | 1867126 | 4135
Proceraea | 1867084 | 4136
Autolytus | 1867076 | 4137
Anomalorbis | 1867035 | 4138
Spiophanes | 1866979 | 4139
Spio | 1866946 | 4140
Scolelepis | 1866904 | 4141
Pygospio | 1866870 | 4142
Pseudopolydora | 1866854 | 4143
Pseudomalacoceros | 1866839 | 4144
Polydora | 1866649 | 4145
Paraprionospio | 1866623 | 4146
Malacoceros | 1866581 | 4147
Carazziella | 1866532 | 4148
Boccardiella | 1866516 | 4149
Boccardia | 1866482 | 4150
Apoprionospio | 1866466 | 4151
Thalenessa | 1866375 | 4152
Sthenelais | 1866342 | 4153
Sigalion | 1866326 | 4154
Pholoe | 1866318 | 4155
Leanira | 1866300 | 4156
Fimbriosthenelais | 1866292 | 4157
Vermiliopsis | 1866268 | 4158
Spirorbis | 1866243 | 4159
Serpula | 1866227 | 4160
Pomatostegus | 1866219 | 4161
Pomatoceros | 1866193 | 4162
Janua | 1866151 | 4163
Hydroides | 1866102 | 4164
Ficopomatus | 1866086 | 4165
Parasclerocheilus | 1866037 | 4166
Hyboscolex | 1866011 | 4167
Sabella | 1865963 | 4168
Potamilla | 1865922 | 4169
Jasmineira | 1865856 | 4170
Hypsicomus | 1865831 | 4171
Euchone | 1865765 | 4172
Demonax | 1865732 | 4173
Chone | 1865674 | 4174
Augeneriella | 1865641 | 4175
Malmgrenia | 1865534 | 4176
Lepidonotus | 1865492 | 4177
Lepidasthenia | 1865476 | 4178
Harmothoe | 1865443 | 4179
Halosydnella | 1865435 | 4180
Antinoella | 1865419 | 4181
Poecilochaetus | 1865385 | 4182
Pisione | 1865351 | 4183
Pilargis | 1865302 | 4184
Ancistrosyllis | 1865245 | 4185
Phyllodoce (Animalia) | 1865211 | 4186
Eulalia (Phylum Annelida) | 1865070 | 4187
Eteone | 1865039 | 4188
Anaitides | 1864966 | 4189
Tauberia | 1864891 | 4190
Paraonis | 1864875 | 4191
Paraonella | 1864859 | 4192
Cirrophorus | 1864826 | 4193
Aricidea | 1864750 | 4194
Aedicira | 1864735 | 4195
Acesta | 1864719 | 4196
Acmira | 1864701 | 4197
Myriochele | 1864651 | 4198
Galathowenia | 1864636 | 4199
Scoloplos | 1864560 | 4200
Proscoloplos | 1864552 | 4201
Orbinia | 1864529 | 4202
Naineris | 1864487 | 4203
Leitoscoloplos | 1864453 | 4204
Haploscoloplos | 1864412 | 4205
Ophelia | 1864297 | 4206
Armandia | 1864255 | 4207
Nothria | 1864180 | 4208
Mooreonuphis | 1864164 | 4209
Americonuphis | 1864081 | 4210
Steninonereis | 1864040 | 4211
Platynereis | 1864024 | 4212
Nereis | 1863885 | 4213
Neanthes | 1863851 | 4214
Lycastes | 1863836 | 4215
Namalycastis | 1863828 | 4216
Lycastopsis | 1863810 | 4217
Laeonereis | 1863794 | 4218
Ceratonereis | 1863745 | 4219
Ceratocephale | 1863737 | 4220
Nephtys | 1863638 | 4221
Micronephthys | 1863612 | 4222
Petaloproctus | 1863547 | 4223
Nicomache | 1863539 | 4224
Maldane | 1863513 | 4225
Euclymene | 1863497 | 4226
Clymenella | 1863471 | 4227
Branchioasychis | 1863455 | 4228
Axiothella | 1863422 | 4229
Magelona | 1863356 | 4230
Heterospio | 1863216 | 4231
Parahesione | 1863141 | 4232
Ophiodromus | 1863125 | 4233
Hesione | 1863109 | 4234
Eunotia | 1854413 | 4235
Desmogonium | 1854405 | 4236
Actinella | 1854389 | 4237
Tabellaria | 1854298 | 4238
Neidium | 1854181 | 4239
Meridion | 1854173 | 4240
Fragilaria | 1854082 | 4241
Cymatopleura | 1854066 | 4242
Rhoicosphenia | 1853928 | 4243
Cocconeis | 1853878 | 4244
Achnanthes | 1853746 | 4245
Thalassiosira | 1853704 | 4246
Uropodina | 17093709 | 4247
Oppioidea | 17093683 | 4248
Coccoidea | 17094848 | 4249
Veneroidea | 1972553 | 4250
Paguroidea | 1929322 | 4251
Ichneumonoidea | 763011 | 4252
Astigmata | 17093634 | 4253
Caridea | 1920859 | 4254
Brachyura | 1920131 | 4255
Solids from manufacturing and manaufacturing-site storage of ferric chloride from acids formed during the production of titanium dioxide using the chloride-ilmenite process | 1615301 | 4256
Slag from the production of anitmony oxide that is speculatively accumulated or disposed, including slag from the production of intermediates (e.g., antimony metal or crude antimony oxide) | 1615293 | 4257
Baghouse filters from the production of antimony oxide, including filters from the production of intermediates (e.g., antimony metal or crude antimony oxide | 1615285 | 4258
Wastewater treatment sludges from the production of vinyl chloride monomer using mercuric chloride catalyst in an acetylene-based process. | 1615277 | 4259
Wastewater treatment sludges from the production of ethylene dichloride or vinyl chloride monomer (including sludges that result from commingled ethylene dichloride or vinyl chloride wastewater), as defined. | 1615269 | 4260
Organic residuals, excluding spent carbon adsorbent, from the spent chlorine gas and hydrochloric acid recovery processes associated with the production of alpha- (or methyl-) chlorinated toluenes, ring-chlorinated toluenes, benzoyl chlorides, and compounds with mixtures of these functional groups. | 742221 | 4261
Waste from wood preserving processes where chlorophenolic formulations have been used. | 740779 | 4262
Residues resulting from the incineration or thermal treatment of contaminated soil, as defined. | 740761 | 4263
Discarded unused formulations containing tri-, tetra-, or pentachlorophenol as defined. | 740753 | 4264
Wastes from the production of materials on equipment previously used for tetra-, penta-, or hexachlorobenzene under alkaline conditions, as defined. | 740746 | 4265
Condensed light ends, spent filters and filter aids, and spent desiccant wastes from the production of certain chlorinated aliphatic hydrocarbons, as defined. | 740738 | 4266
Process wastes from the production of certain chlorinated aliphatic hydrocarbons by free radical catalyzed processes, as defined. | 740720 | 4267
Wastes from the production of materials on equipment previously used for tri- and tetrachlorophenols, as defined. | 740712 | 4268
Wastes from the manufacturing use of tetra-, penta-, or hexachlorobenzenes, as defined. | 740704 | 4269
Wastes from the production or manufacturing use of pentachlorophenol, or of intermediates used to produce its derivatives as defined. | 740696 | 4270
Wastes from the production or manufacturing use of tri- or tetrachlorophenol or intermediates as defined. | 740688 | 4271
Wastewater treatment sludges from the chemical conversion coating of aluminum except as defined. | 740670 | 4272
Quenching waste water treatment sludges from metal heat treating operations where cyanides are used in the process. | 740662 | 4273
Spent cyanide solutions from salt bath pot cleaning from metal heat treating operations. | 740654 | 4274
Filter solids in the production of chlordane as defined. | 741157 | 4275
Wastewater and scrub water in the production of chlordane as defined. | 741140 | 4276
Wastewater treatment sludge from the production of chlordane. | 741132 | 4277
By-product salts generated in the production of MSMA and cacodylic acid. | 741124 | 4278
Column bottoms or heavy ends from the combined production of trichloroethylene and perchloroethylene. | 741116 | 4279
Waste from the product steam stripper in the production of 1,1,1-trichloroethane. | 741108 | 4280
Wastewater treatment sludge from the production of molybdate orange pigments. | 740852 | 4281
Spent catalyst in the production of 1,1,1-trichloroethane as defined. | 741090 | 4282
Centrifuge and distillation residues from toluene diisocyanate production. | 741082 | 4283
Stripping still tails from the production of methyl ethyl pyridines. | 741074 | 4284
Distillation bottoms from the production of nitrobenzene as defined. | 741066 | 4285
Distillation bottoms from the production of phthalic anhydride from naphthalene. | 741058 | 4286
Distillation light ends from the production of phthalic anhydride from naphthalene. | 741041 | 4287
Distillation bottom tars from the production of phenol/acetone from cumene. | 741033 | 4288
Aqueous spent antimony catalyst waste from fluoromethanes production. | 741025 | 4289
Heavy ends in vinyl chloride monomer production as defined. | 741017 | 4290
Heavy ends from the distillation of ethylene dichloride in ethylene dichloride production. | 741009 | 4291
Heavy ends from the fractionation column in ethyl chloride production. | 740993 | 4292
Heavy ends in the production of epichlorohydrin as defined. | 740985 | 4293
Heavy ends or distillation residues from the production of carbon tetrachloride. | 740977 | 4294
Still bottoms from the distillation of benzyl chloride. | 740969 | 4295
Bottoms from the acetonitrile purification column in the production of acrylonitrile. | 740951 | 4296
Bottom stream from the acetonitrile column in the production of acrylonitrile. | 740944 | 4297
Bottom stream from the wastewater stripper in the production of acrylonitrile. | 740936 | 4298
Distillation side cuts from the production of acetaldehyde from ethylene. | 740928 | 4299
Distillation bottoms from the production of acetaldehyde from ethylene. | 740910 | 4300
Oven residue from the production of chrome oxide green pigments. | 740902 | 4301
Wastewater treatment sludge from the production of iron blue pigments. | 740894 | 4302
Sludge from the production of chrome oxide green pigments as defined. | 740886 | 4303
Wastewater treatment sludge from the production of chrome green pigments. | 740878 | 4304
Wastewater treatment sludge from the production of zinc yellow pigments. | 740860 | 4305
Wastewater treatment sludges generated in the production of creosote. | 741165 | 4306
Distillation or fractionation column bottoms from the production of chlorobenzenes. | 741454 | 4307
Wastewater treatment sludges generated during the production of veterinary pharmaceuticals from arsenic or organo-arsenic compounds. | 741447 | 4308
Distillation bottoms from aniline production. | 741439 | 4309
Chlorinated hydrocarbon waste from the purification step of the diaphragm cell process as defined. | 741421 | 4310
Brine purification muds from the mercury cell process in chlorine production as defined. | 741413 | 4311
Emission control dust/sludge from secondary lead smelting as defined. | 741405 | 4312
Sludge from primary zinc production as defined. | 741397 | 4313
Surface impoundment solids at primary lead smelting facilities as defined. | 741389 | 4314
Acid plant blowdown slurry/sludge from primary copper production as defined. | 741371 | 4315
Spent pickle liquor generated by steel finishing operations as defined. | 741363 | 4316
Emission control dust/sludge from the primary production of steel in electric furnaces. | 741355 | 4317
Ammonia still lime sludge from coking operations. | 741348 | 4318
Tank bottoms (leaded) from the petroleum refining industry. | 741330 | 4319
API separator sludge from the petroleum refining industry. | 741322 | 4320
Heat exchanger bundle cleaning sludge from the petroleum refining industry. | 741314 | 4321
Slop oil emulsion solids from the petroleum refining industry. | 741306 | 4322
Dissolved air flotation (DAF) float from the petroleum refining industry. | 741298 | 4323
Pink/red water from TNT operations. | 741280 | 4324
Wastewater treatment sludges from lead-based initiating compounds as defined. | 741272 | 4325
Spent carbon from the treatment of wastewater containing explosives. | 741264 | 4326
Wastewater treatment sludges from the manufacturing and processing of explosives. | 741256 | 4327
2,6-Dichlorophenol waste from the production of 2,4-D. | 741249 | 4328
Heavy ends or distillation residues in the production of 2,4,5-T as defined. | 741231 | 4329
Wastewater treatment sludge from the production of toxaphene. | 741223 | 4330
Wastewater treatment sludge from the production of phorate. | 741215 | 4331
Filter cake from the filtration of diethylphosphorodithioic acid in the production of phorate. | 741207 | 4332
Wastewater from the washing and stripping of phorate production. | 741199 | 4333
Wastewater treatment sludges from the production of disulfoton. | 741181 | 4334
Still bottoms from toluene reclamation distillation in the production of disulfoton. | 741173 | 4335
Separated aqueous stream from the reactor product washing step in the production of chlorobenzenes. | 741926 | 4336
Combined wastewater streams generated from nitrobenzene/aniline production. | 741918 | 4337
Process residues from aniline extraction from the production of aniline. | 741900 | 4338
Residue from the use of activated carbon for decolorization in the production of veterinary pharmaceuticals from arsenic or organo-arsenic compounds. | 741892 | 4339
Distillation tar residues from the distillation of aniline-based compounds in the production of veterinary pharmaceuticals from arsenic or organo-arsenic compounds. | 741884 | 4340
Waste leaching solution from acid leaching of emission control dust/ sludge from secondary lead smelting. | 741876 | 4341
Solvent washes and sludges, caustic washes and sludges, or water washes and sludges as defined. | 741462 | 4342
Untreated wastewater from the production of 2,4-D. | 741579 | 4343
Untreated process wastewater from the production of toxaphene. | 741561 | 4344
Vacuum stripper discharge from the chlordane chlorinator in the production of chlordane. | 741553 | 4345
Heavy ends from the heavy ends column from the production of 1,1,1-trichloroethane. | 741546 | 4346
Distillation bottoms from the production of 1,1,1-trichloroethane | 741538 | 4347
Distillation bottoms from the production of phthalic anhydride from ortho-xylene. | 741520 | 4348
Distillation light ends from the production of phthalic anhydride from ortho-xylene. | 741512 | 4349
Emission control dust or sludge from ferrochromium production. | 741504 | 4350
Emission control dust or sludge from ferrochromiumsilicon production. | 741496 | 4351
Spent potliners from primary aluminum reduction. | 741488 | 4352
Decanter tank tar sludge from coking operations. | 741470 | 4353
Wastewater treatment sludge from the mercury cell process in chlorine production. | 741934 | 4354
Wastewater treatment sludges, excluding neutralization and biological sludges, generated during the treatment of wastewaters from the production of alpha- (or methyl-) chlorinated toluenes, ring-chlorinated toluenes, benzoyl chlorides, and compounds with mixtures of these functional groups. | 742239 | 4355
Distillation bottoms from the production of alpha-(or methyl-) chlorinated toluenes, ring-chlorinated toluenes, benzoyl chlorides, and compounds with mixtures of these functional groups. | 742213 | 4356
Residues from coal tar distillation, including but not limited to, still bottoms. | 742205 | 4357
Tar storage tank residues from coal tar refining. | 742197 | 4358
Residues from naphthalene collection and recovery operations from the recovery of coke by-products produced from coal. | 742189 | 4359
Wastewater sump residues from light oil refining, including, but not limited to, intercepting or contamination sump sludges from the recovery of coke by-products produced from coal. | 742171 | 4360
Process residues from the recovery of light oil, including, but not limited to, those generated in stills, decanters, and wash oil recovery units from the recovery of coke by-products produced from coal. | 742163 | 4361
Tar storage tank residues from the production of coke from coal or from the recovery of coke by-products produced from coal. | 742155 | 4362
Process residues from the recovery of coal tar, including, but not limited to, collecting sump residues from the production of coke from coal or the recovery of coke by-products produced from coal. | 742148 | 4363
Floor sweepings, off-specification product and spent filter media from the production of 2,4,6-tribromophenol | 742130 | 4364
Still bottoms from the purification of ethylene dibromide in the production of ethylene dibromide via bromination of ethene. | 742122 | 4365
Spent absorbent and wastewater separator solids from the production of methyl bromide. | 742114 | 4366
Wastewater from the reactor and spent sulfuric acid from the acid dryer from the production of methyl bromide. | 742106 | 4367
Baghouse dust and floor sweepings in milling and packaging operations from the production or formulation of ethylenebisdithiocarbamic acid and its salts. | 742098 | 4368
Filtration, evaporation, and centrifugation solids from the production of ethylenebisdithiocarbamic acid and its salts. | 742080 | 4369
Reactor vent scrubber water from the production of ethylenebisdithiocarbamic acid and its salts. | 742072 | 4370
Process wastewater (including supernates, filtrates, and washwaters) from the production of ethylenebisdithiocarbamic acid and its salt. | 742064 | 4371
Spent adsorbent solids from purification of ethylene dibromide in the production of ethylene dibromide via bromination of ethene. | 742056 | 4372
Wastewater from the reactor vent gas scrubber in the production of ethylene dibromide via bromination of ethene. | 742049 | 4373
Organic condensate from the solvent recovery column in the production of toluene diisocyanate via phosgenation of toluenediamine. | 742031 | 4374
Heavy ends from the purification of toluenediamine in the production of toluenediamine via hydrogenation of dinitrotoluene. | 742023 | 4375
Vicinals from the purification of toluenediamine in the production of toluenediamine via hydrogenation of dinitrotoluene. | 742015 | 4376
Condensed liquid light ends from the purification of toluenediamine in the production of toluenediamine via hydrogenation of dinitrotoluene. | 742007 | 4377
Reaction by-product water from the drying column in the production of toluenediamine via hydrogenation of dinitrotoluene. | 741991 | 4378
Product washwaters from the production of dinitrotoluene via nitration of toluene. | 741983 | 4379
Condensed column overheads from intermediate separation from the production of 1,1-dimethylhydrazine (UDMH) from carboxylic acid hydrazides. | 741975 | 4380
Spent filter cartridges from product purification from the production of 1,1-dimethylhydrazine (UDMH) from carboxylic acid hydrazides. | 741967 | 4381
Condensed column overheads from product separation and condensed reactor vent gases from the production of 1,1-dimethylhydrazine (UDMH) from carboxylic acid hydrazides. | 741959 | 4382
Column bottoms from product separation from the production of 1,1-dimethyl-hydrazine (UDMH) from carboxylic acid hydrazines. | 741942 | 4383
Spent solutions from electroplating operations where cyanides are used, as defined. | 740639 | 4384
Residues from electroplating operations where cyanides are used, as defined. | 740621 | 4385
Spent cyanide plating bath solutions from electroplating operations. | 740613 | 4386
Wastewater treatment sludges from electroplating operations except as defined. | 740605 | 4387
Listed spent non-halogenated solvents, spent solvent mixtures/blends, and still bottoms from their recovery. | 740597 | 4388
Listed spent non-halogenated solvents and still bottoms from their recovery. | 740589 | 4389
Listed spent non-halogenated solvents and spent solvent mixtures/blends, and still bottoms from their recovery. | 740571 | 4390
Listed spent halogenated solvents and spent solvent mixtures/blends, and still bottoms from their recovery. | 740563 | 4391
Listed spent halogenated solvents used in degreasing and still bottoms from their recovery. | 740555 | 4392
Organic waste (including heavy ends, still bottoms, light ends, spent solvents, filtrates, and decantates) from the production of carbamates and carbamoyl oximes. | 742247 | 4393
Spent hydrorefining catalyst from petroleum refining operations, including guard beds used to desulfurize feeds to other catalytic reactors (this listing does not include inert support media). | 742320 | 4394
Spent hydrotreating catalyst from petroleum refining operations, including guard beds used to desulfurize feeds to other catalytic reactors. | 742312 | 4395
Clarified slurry oil tank sediment and/or in-line filter/separation solids from petroleum refining operations. | 742304 | 4396
Crude oil storage tank sediment from petroleum refining operations. | 742296 | 4397
Purification solids (including filtration, evaporation, and centrifugation solids), bag house dust and floor sweepings from the production of dithiocarbamate acids and their salts. | 742288 | 4398
Organics from the treatment of thiocarbamate wastes. | 742270 | 4399
Bag house dusts and filter/separation solids from the production of carbamates and carbamoyl oximes. | 742262 | 4400
Wastewaters (including scrubber waters, condenser waters, washwaters, and separation waters) from the production of carbamates and carbamoyl oximes. | 742254 | 4401
Quenching bath residues from oil baths from metal heat treating operations where cyanides are used in the process. | 740647 | 4402
Wastewater treatment sludge from the production of chrome yellow and orange pigments. | 740845 | 4403
Sludge from the treatment of wastewaters from wood preserving processes as defined. | 740837 | 4404
Leachate resulting from the disposal of more than one restricted waste classified as hazardous, as defined. | 740829 | 4405
Any sludge and/or float generated from the physical and/or chemical separation of oil/water/solids from wastewaters at petroleum refineries. | 740811 | 4406
Sludge from the gravitational separation of oil/water/solids from wastewater at petroleum refineries. | 740803 | 4407
Waste from wood preserving processes where inorganic arsenic or chromium have been used. | 740795 | 4408
Waste from wood preserving processes where creosote formulations have been used. | 740787 | 4409
Strontium, isotope of mass 86/strontium, isotope of mass 87, ratio | 17148297 | 4410
Silver, isotope of mass 105m(7.23 min) | 17133208 | 4411
Tantalum, isotope of mass 178(9.31 min) | 52464005 | 4412
Rhenium, isotope of mass 182(64 h) | 52463999 | 4413
Niobium, isotope of mass 89(1.9 h) | 52463981 | 4414
Iridium, isotope of mass 186(16.64 h) | 52463973 | 4415
Antimony, isotope of mass 128(9.01 h) | 52463965 | 4416
Antimony, isotope of mass 120(15.89 min) | 52463957 | 4417
Zinc, isotope of mass 71m(3.96 h) | 52463940 | 4418
Zinc, isotope of mass 69m(13.8 h) | 52463932 | 4419
Yttrium, isotope of mass 91m(49.7 min) | 52463924 | 4420
Yttrium, isotope of mass 90m(3.19 h) | 52463916 | 4421
Yttrium, isotope of mass 86m(48 min) | 52463908 | 4422
Xenon, isotope of mass 135m(15.3 min) | 52463890 | 4423
Xenon, isotope of mass 133m(2.19 d) | 52463882 | 4424
Xenon, isotope of mass 131m(11.8 d) | 52463874 | 4425
Xenon, isotope of mass 129m(8.88 d) | 52463866 | 4426
Tin, isotope of mass 123m(40.1 min) | 52463858 | 4427
Tin, isotope of mass 121m(55 yr) | 52463841 | 4428
Tin, isotope of mass 119m(293 d) | 52463833 | 4429
Tin, isotope of mass 117m(13.6 d) | 52463825 | 4430
Thallium, isotope of mass 198m(1.87 h) | 52463817 | 4431
Thallium, isotope of mass 194m(32.8 min) | 52463809 | 4432
Terbium, isotope of mass 156m(24.4 h) | 52463791 | 4433
Terbium, isotope of mass 156m(5.3 h) | 52463783 | 4434
Tellurium, isotope of mass 133m(55.4 min) | 52463775 | 4435
Tellurium, isotope of mass 131m(30 h) | 52463767 | 4436
Tellurium, isotope of mass 129m(33.6 d) | 52463759 | 4437
Tellurium, isotope of mass 127m(109 d) | 52463742 | 4438
Tellurium, isotope of mass 125m(57.4 d) | 52463734 | 4439
Tellurium, isotope of mass 123m(120 d) | 52463726 | 4440
Tellurium, isotope of mass 121m(154 d) | 52463718 | 4441
Technetium, isotope of mass 99m(6.01 h) | 52463700 | 4442
Technetium, isotope of mass 97m(90.1 d) | 52463692 | 4443
Technetium, isotope of mass 96m(51.5 min) | 52463684 | 4444
Technetium, isotope of mass 95m(61 d) | 52463676 | 4445
Technetium, isotope of mass 94m(52 min) | 52463668 | 4446
Technetium, isotope of mass 93m(43.5 min) | 52463650 | 4447
Tantalum, isotope of mass 182m(15.8 min) | 52463643 | 4448
Tantalum, isotope of mass 180m(1.2E+15 yr) | 52463635 | 4449
Tantalum, isotope of mass 178(2.36 h) | 52463627 | 4450
Strontium, isotope of mass 87m(2.8 h) | 52463619 | 4451
Strontium, isotope of mass 85m(67.6 min) | 52463601 | 4452
Silver, isotope of mass 110m(249 d) | 52463593 | 4453
Silver, isotope of mass 109m(39.6 s) | 52463585 | 4454
Silver, isotope of mass 108m(418 yr) | 52463577 | 4455
Silver, isotope of mass 106m(8.28 d) | 52463569 | 4456
Silver, isotope of mass 104m(33.5 min) | 52463551 | 4457
Selenium, isotope of mass 81m(57.3 min) | 52463544 | 4458
Selenium, isotope of mass 77m(17.4 s) | 52463536 | 4459
Selenium, isotope of mass 73m(39.8 min) | 52463528 | 4460
Scandium, isotope of mass 44m(58.6 h) | 52463510 | 4461
Samarium, isotope of mass 141m(22.6 min) | 52463502 | 4462
Rubidium, isotope of mass 82m(6.47 h) | 52463494 | 4463
Rubidium, isotope of mass 81m(30.5 min) | 52463486 | 4464
Rhodium, isotope of mass 106m(131 min) | 52463478 | 4465
Rhodium, isotope of mass 103m(56.1 min) | 52463460 | 4466
Rhodium, isotope of mass 102m(2.9 yr) | 52463452 | 4467
Rhodium, isotope of mass 101m(4.34 d) | 52463445 | 4468
Rhodium, isotope of mass 99m(4.7 h) | 52463437 | 4469
Rhenium, isotope of mass 188m(18.6 min) | 52463429 | 4470
Rhenium, isotope of mass 186m(2E+05 yr) | 52463411 | 4471
Rhenium, isotope of mass 184m(169 d) | 52463403 | 4472
Rhenium, isotope of mass 182(12.7 h) | 52463395 | 4473
Protactinium, isotope of mass 234m(1.17 min) | 52463387 | 4474
Promethium, isotope of mass 148m(41.3 d) | 52463379 | 4475
Praseodymium, isotope of mass 144m(7.2 min) | 52463361 | 4476
Praseodymium, isotope of mass 142m(14.6 min) | 52463353 | 4477
Praseodymium, isotope of mass 138m(2.12 h) | 52463346 | 4478
Platinum, isotope of mass 197m(95.4 min) | 52463338 | 4479
Platinum, isotope of mass 195m(4.02 d) | 52463320 | 4480
Platinum, isotope of mass 193m(4.33 d) | 52463312 | 4481
Osmium, isotope of mass 191m(13.1 h) | 52463304 | 4482
Osmium, isotope of mass 190m(9.9 min) | 52463296 | 4483
Osmium, isotope of mass 189m(5.8 h) | 52463288 | 4484
Niobium, isotope of mass 97m(52.7 s) | 52463270 | 4485
Niobium, isotope of mass 95m(86.6 h) | 52463262 | 4486
Niobium, isotope of mass 93m(16.1 yr) | 52463254 | 4487
Niobium, isotope of mass 89(1.18 h) | 52463247 | 4488
Neptunium, isotope of mass 240m(7.22 min) | 52463239 | 4489
Neptunium, isotope of mass 236m(22.5 h) | 52463221 | 4490
Neodymiun, isotope of mass 141m(62 s) | 52463213 | 4491
Neodymium, isotope of mass 139m(5.5 h) | 52463205 | 4492
Molybdenum, isotope of mass 93m(6.85 h) | 52463197 | 4493
Mercury, isotope of mass 199m(42.6 min) | 52463189 | 4494
Mercury, isotope of mass 197m(23.8 h) | 52463171 | 4495
Mercury, isotope of mass 195m(41.6 h) | 52463163 | 4496
Mercury, isotope of mass 193m(11.8 h) | 52463155 | 4497
Manganese, isotope of mass 52m(21.1 min) | 52463148 | 4498
Lutetium, isotope of mass 178m(23.1 min) | 52463130 | 4499
Lutetium, isotope of mass 177m(160 d) | 52463122 | 4500
Lutetium, isotope of mass 176m(3.63 h) | 52463114 | 4501
Indium, isotope of mass 117m(116 min) | 52463106 | 4502
Indium, isotope of mass 115m(4.48 h) | 52463098 | 4503
Indium, isotope of mass 114m(49.5 d) | 52463080 | 4504
Indium, isotope of mass 113m(1.66 h) | 52463072 | 4505
Indium, isotope of mass 110m(69.1 min) | 52463064 | 4506
Holmium, isotope of mass 166m(1.2E+03 yr) | 52463056 | 4507
Holmium, isotope of mass 164m(37.5 min) | 52463049 | 4508
Holmium, isotope of mass 162m(67 min) | 52463031 | 4509
Hafnium, isotope of mass 182m(61.5 min) | 52463023 | 4510
Hafnium, isotope of mass 180m(5.5 h) | 52463015 | 4511
Hafnium, isotope of mass 179m(25 d) | 52463007 | 4512
Hafnium, isotope of mass 178m(31 yr) | 52462991 | 4513
Hafnium, isotope of mass 177m(51.4 min) | 52462983 | 4514
Gold, isotope of mass 200m(18.7 h) | 52462975 | 4515
Gold, isotope of mass 198m(2.3 d) | 52462967 | 4516
Gold, isotope of mass 195m(30.5 s) | 52462959 | 4517
Europium, isotope of mass 152m(9.27 h) | 52462942 | 4518
Europium, isotope of mass 150m(12.8 h) | 52462934 | 4519
Einsteinium, isotope of mass 254m(39.3 h) | 52462926 | 4520
Cobalt, isotope of mass 62m(13.9 min) | 52462918 | 4521
Cobalt, isotope of mass 60m(10.5 min) | 52462900 | 4522
Cobalt, isotope of mass 58m(9.15 h) | 52462892 | 4523
Cesium, isotope of mass 135m(53 min) | 52462884 | 4524
Cesium, isotope of mass 134m(2.91 h) | 52462876 | 4525
Cerium, isotope of mass 137m(34.4 h) | 52462868 | 4526
Cadmium, isotope of mass 117m(3.36 h) | 52462850 | 4527
Cadmium, isotope of mass 115m(44.6 d) | 52462843 | 4528
Cadmium, isotope of mass 113m(14.1 yr) | 52462835 | 4529
Bromine, isotope of mass 80m(4.42 h), at. | 52462827 | 4530
Bromine, isotope of mass 74m(46 min), at. | 52462819 | 4531
Bismuth, isotope of mass 210m(3.04E+06 yr) | 52462801 | 4532
Barium, isotope of mass 137m(2.55 min) | 52462793 | 4533
Barium, isotope of mass 135m(28.7 h) | 52462785 | 4534
Barium, isotope of mass 133m(38.9 h) | 52462777 | 4535
Barium, isotope of mass 131m(14.6 min) | 52462769 | 4536
Antimony, isotope of mass 128(10.4 min) | 52462751 | 4537
Indium, isotope of mass 116m(54.4 min) | 52462744 | 4538
Indium, isotope of mass 119m(18 min) | 52462736 | 4539
Iodine, isotope of mass 120m(53 min) | 52462728 | 4540
Iodine, isotope of mass 132m(1.39 h), at. | 52462710 | 4541
Iridium, isotope of mass 186(2 h) | 52462702 | 4542
Iridium, isotope of mass 190m(3.25 h) | 52462694 | 4543
Iridium, isotope of mass 190m(1.2 h) | 52462686 | 4544
Iridium, isotope of mass 191m(4.94 s) | 52462678 | 4545
Iridium, isotope of mass 192m(241 yr) | 52462660 | 4546
Iridium, isotope of mass 194m(171 d) | 52462652 | 4547
Iridium, isotope of mass 195m(3.8 h) | 52462645 | 4548
Krypton, isotope of mass 81m(13.1 s) | 52462637 | 4549
Krypton, isotope of mass 83m(1.83 h) | 52462629 | 4550
Krypton, isotope of mass 85m(4.48 h) | 52462611 | 4551
Lead, isotope of mass 195m(15 min) | 52462603 | 4552
Lead, isotope of mass 202m(3.53 h) | 52462595 | 4553
Lutetium, isotope of mass 174m(142 d) | 52462587 | 4554
Antimony, isotope of mass 126m(11 s) | 52462579 | 4555
Antimony, isotope of mass 124m(93 s) | 52462561 | 4556
Antimony, isotope of mass 124m(20.2 min) | 52462553 | 4557
Antimony, isotope of mass 120(5.76 d) | 52462546 | 4558
Antimony, isotope of mass 118m(5 h) | 52462538 | 4559
Antimony, isotope of mass 116m(60.3 min) | 52462520 | 4560
Americium, isotope of mass 246m(25 min) | 52462512 | 4561
Americium, isotope of mass 244m(26 min) | 52462504 | 4562
Americium, isotope mass 242m(141 yr) | 52462496 | 4563
Francium, isotope of mass 222 | 52462488 | 4564
Plutonium, isotope of mass 234 | 52462470 | 4565
Technetium, isotope of mass 98 | 52462462 | 4566
Iron, isotope of mass 60 | 52462454 | 4567
Curium, isotope of mass 238 | 52462447 | 4568
Cadmium, isotope of mass 104 | 52462439 | 4569
Ytterbium, isotope of mass 178 | 52462421 | 4570
Protactinium, isotope of mass 227 | 52462413 | 4571
Neptunium, isotope of mass 232 | 52462405 | 4572
Platinum, isotope of mass 200 | 52462397 | 4573
Hafnium, isotope of mass 184 | 52462389 | 4574
Mendelevium, isotope of mass 258 | 52462371 | 4575
Hafnium, isotope of mass 182 | 52462363 | 4576
Americium, isotope of mass 237 | 52462355 | 4577
Iridium, isotope of mass 182 | 52462348 | 4578
Iridium, isotope of mass 185 | 52462330 | 4579
Krypton, isotope of mass 76 | 52462322 | 4580
Krypton, isotope of mass 74 | 52462314 | 4581
Iridium, isotope of mass 184 | 52462306 | 4582
Lead, isotope of mass 199 | 52462298 | 4583
Thallium, isotope of mass 195 | 52462280 | 4584
Einsteinium, isotope of mass 251 | 52462272 | 4585
Terbium, isotope of mass 147 | 52462264 | 4586
Einsteinium, isotope of mass 250 | 52462256 | 4587
Argon, isotope of mass 39 | 52462249 | 4588
Tungsten, isotope of mass 188 | 52462231 | 4589
Bismuth, isotope of mass 203 | 52462223 | 4590
Ytterbium, isotope of mass 162 | 52462215 | 4591
Gadolinium, isotope of mass 145 | 52462207 | 4592
Indium, isotope of mass 119 | 52462199 | 4593
Gold, isotope of mass 201 | 52462181 | 4594
Tantalum, isotope of mass 173 | 52462173 | 4595
Californium, isotope of mass 254 | 52462165 | 4596
Praseodymium, isotope of mass 136 | 52462157 | 4597
Neodymium, isotope of mass 136 | 52462140 | 4598
Actinium, isotope of mass 223 | 52462132 | 4599
Astatine, isotope of mass 207 | 52462124 | 4600
Actinium, isotope of mass 226 | 52462116 | 4601
Gold, isotope of mass 200 | 52462108 | 4602
Selenium, isotope of mass 70 | 52462090 | 4603
Barium, isotope of mass 142 | 52462082 | 4604
Rhenium, isotope of mass 177 | 52462074 | 4605
Rhenium, isotope of mass 178 | 52462066 | 4606
Plutonium, isotope of mass 245 | 52462058 | 4607
Niobium, isotope of mass 97 | 52462041 | 4608
Neodymium, isotope of mass 139 | 52462033 | 4609
Fermium, isotope of mass 253 | 52462025 | 4610
Iodine, isotope of mass 122, at. | 52462017 | 4611
Rubidium, isotope of mass 81 | 52462009 | 4612
Thallium, isotope of mass 194 | 52461993 | 4613
Americium, isotope of mass 238 | 52461985 | 4614
Xenon, isotope of mass 121 | 52461977 | 4615
Antimony, isotope of mass 115 | 52461969 | 4616
Astatine, isotope of mass 217 | 52461951 | 4617
Lead, isotope of mass 201 | 52461944 | 4618
Bismuth, isotope of mass 200 | 52461936 | 4619
Rubidium, isotope of mass 83 | 52461928 | 4620
Gallium, isotope of mass 65 | 52461910 | 4621
Polonium, isotope of mass 205 | 52461902 | 4622
Polonium, isotope of mass 203 | 52461894 | 4623
Lanthanum, isotope of mass 143 | 52461886 | 4624
Arsenic, isotope of mass 71 | 52461878 | 4625
Americium, isotope of mass 239 | 52461860 | 4626
Berkelium, isotope of mass 245 | 52461852 | 4627
Lead, isotope of mass 198 | 52461845 | 4628
Lead, isotope of mass 200 | 52461837 | 4629
Tin, isotope of mass 128 | 52461829 | 4630
Americium, isotope of mass 245 | 52461811 | 4631
Californium, isotope of mass 244 | 52461803 | 4632
Europium, isotope of mass 150 | 52461795 | 4633
Europium, isotope of mass 148 | 52461787 | 4634
Erbium, isotope of mass 172 | 52461779 | 4635
Einsteinium, isotope of mass 254 | 52461761 | 4636
Einsteinium, isotope of mass 253 | 52461753 | 4637
Thulium, isotope of mass 162 | 52461746 | 4638
Tin, isotope of mass 126 | 52461738 | 4639
Neptunium, isotope of mass 233 | 52461720 | 4640
Hafnium, isotope of mass 183 | 52461712 | 4641
Holmium, isotope of mass 157 | 52461704 | 4642
Niobium, isotope of mass 96 | 52461696 | 4643
Iridium, isotope of mass 195 | 52461688 | 4644
Lanthanum, isotope of mass 142 | 52461670 | 4645
Lanthanum, isotope of mass 141 | 52461662 | 4646
Lanthanum, isotope of mass 138 | 52461654 | 4647
Lanthanum, isotope of mass 135 | 52461647 | 4648
Lead, isotope of mass 211 | 52461639 | 4649
Bismuth, isotope of mass 213 | 52461621 | 4650
Americium, isotope of mass 246 | 52461613 | 4651
Osmium, isotope of mass 194 | 52461605 | 4652
Nickel, isotope of mass 66 | 52461597 | 4653
Neptunium, isotope of mass 238 | 52461589 | 4654
Protactinium, isotope of mass 230 | 52461571 | 4655
Protactinium, isotope of mass 228 | 52461563 | 4656
Protactinium, isotope of mass 232 | 52461555 | 4657
Promethium, isotope of mass 151 | 52461548 | 4658
Rubidium, isotope of mass 84 | 52461530 | 4659
Rhodium, isotope of mass 102 | 52461522 | 4660
Rhodium, isotope of mass 100 | 52461514 | 4661
Rhodium, isotope of mass 99 | 52461506 | 4662
Rhenium, isotope of mass 189 | 52461498 | 4663
Bromine, isotope of mass 77, at. | 52461480 | 4664
Bromine, isotope of mass 76, at. | 52461472 | 4665
Praseodymium, isotope of mass 147 | 52461464 | 4666
Praseodymium, isotope of mass 145 | 52461456 | 4667
Californium, isotope of mass 251 | 52461449 | 4668
Silver, isotope of mass 115 | 52461431 | 4669
Samarium, isotope of mass 156 | 52461423 | 4670
Terbium, isotope of mass 158 | 52461415 | 4671
Tellurium, isotope of mass 133 | 52461407 | 4672
Tantalum, isotope of mass 180 | 52461399 | 4673
Tantalum, isotope of mass 175 | 52461381 | 4674
Tantalum, isotope of mass 177 | 52461373 | 4675
Tantalum, isotope of mass 172 | 52461365 | 4676
Terbium, isotope of mass 154 | 52461357 | 4677
Tantalum, isotope of mass 176 | 52461340 | 4678
Tantalum, isotope of mass 174 | 52461332 | 4679
Curium, isotope of mass 248 | 52461324 | 4680
Curium, isotope of mass 247 | 52461316 | 4681
Cesium, isotope of mass 138 | 52461308 | 4682
Cesium, isotope of mass 125 | 52461290 | 4683
Californium, isotope of mass 248 | 52461282 | 4684
Chromium, isotope of mass 49 | 52461274 | 4685
Cesium, isotope of mass 132 | 52461266 | 4686
Cerium, isotope of mass 135 | 52461258 | 4687
Curium, isotope of mass 246 | 52461241 | 4688
Curium, isotope of mass 243 | 52461233 | 4689
Copper, isotope of mass 67 | 52461225 | 4690
Hafnium, isotope of mass 173 | 52461217 | 4691
Gallium, isotope of mass 68 | 52461209 | 4692
Francium, isotope of mass 220 | 52461191 | 4693
Francium, isotope of mass 223 | 52461183 | 4694
Fermium, isotope of mass 252 | 52461175 | 4695
Gold, isotope of mass 194 | 52461167 | 4696
Germanium, isotope of mass 66 | 52461159 | 4697
Germanium, isotope of mass 78 | 52461142 | 4698
Germanium, isotope of mass 68 | 52461134 | 4699
Germanium, isotope of mass 67 | 52461126 | 4700
Plutonium, isotope of mass 246 | 52461118 | 4701
Polonium, isotope of mass 216 | 52461100 | 4702
Polonium, isotope of mass 213 | 52461092 | 4703
Francium, isotope of mass 221 | 52461084 | 4704
Antimony, isotope of mass 130 | 52461076 | 4705
Antimony, isotope of mass 126 | 52461068 | 4706
Antimony, isotope of mass 131 | 52461050 | 4707
Americium, isotope of mass 244 | 52461043 | 4708
Mercury, isotope of mass 195 | 52461035 | 4709
Actinium, isotope of mass 224 | 52461027 | 4710
Lutetium, isotope of mass 179 | 52461019 | 4711
Berkelium, isotope of mass 250 | 52461001 | 4712
Astatine, isotope of mass 215 | 52460995 | 4713
Astatine, isotope of mass 218 | 52460987 | 4714
Astatine, isotope of mass 211 | 52460979 | 4715
Astatine, isotope of mass 216 | 52460961 | 4716
Arsenic, isotope of mass 78 | 52460953 | 4717
Arsenic, isotope of mass 72 | 52460946 | 4718
Antimony, isotope of mass 116 | 52460938 | 4719
Antimony, isotope of mass 117 | 52460920 | 4720
Iodine, isotope of mass 121, at. | 52460912 | 4721
Lead, isotope of mass 202 | 52460904 | 4722
Berkelium, isotope of mass 247 | 52460896 | 4723
Mendelevium, isotope of mass 257 | 52460888 | 4724
Lutetium, isotope of mass 171 | 52460870 | 4725
Iridium, isotope of mass 188 | 52460862 | 4726
Xenon, isotope of mass 138 | 52460854 | 4727
Yttrium, isotope of mass 92 | 52460847 | 4728
Fermium, isotope of mass 257 | 52460839 | 4729
Fermium, isotope of mass 255 | 52460821 | 4730
Fermium, isotope of mass 254 | 52460813 | 4731
Indium, isotope of mass 111 | 52460805 | 4732
Hafnium, isotope of mass 175 | 52460797 | 4733
Holmium, isotope of mass 167 | 52460789 | 4734
Holmium, isotope of mass 159 | 52460771 | 4735
Holmium, isotope of mass 164 | 52460763 | 4736
Neodymium, isotope of mass 149 | 52460755 | 4737
Phosphorus, isotope of mass 33 | 52460748 | 4738
Palladium, isotope of mass 101 | 52460730 | 4739
Tungsten, isotope of mass 177 | 52460722 | 4740
Tungsten, isotope of mass 176 | 52460714 | 4741
Titanium, isotope of mass 44 | 52460706 | 4742
Radium, isotope of mass 227 | 52460698 | 4743
Zirconium, isotope of mass 86 | 52460680 | 4744
Zinc, isotope of mass 72 | 52460672 | 4745
Uranium, isotope of mass 230 | 52460664 | 4746
Thallium, isotope of mass 198 | 52460656 | 4747
Lutetium, isotope of mass 170 | 52460649 | 4748
Barium, isotope of mass 141 | 52460631 | 4749
Barium, isotope of mass 128 | 52460623 | 4750
Polonium, isotope of mass 211 | 52460615 | 4751
Platinum, isotope of mass 197 | 52460607 | 4752
Polonium, isotope of mass 214 | 52460599 | 4753
Tin, isotope of mass 111 | 52460581 | 4754
Thulium, isotope of mass 172 | 52460573 | 4755
Thallium, isotope of mass 202 | 52460565 | 4756
Thallium, isotope of mass 200 | 52460557 | 4757
Promethium, isotope of mass 150 | 52460540 | 4758
Polonium, isotope of mass 207 | 52460532 | 4759
Cesium, isotope of mass 127 | 52460524 | 4760
Californium, isotope of mass 253 | 52460516 | 4761
Bromine, isotope of mass 74, at. | 52460508 | 4762
Iodine, isotope of mass 123, at. | 52460490 | 4763
Lutetium, isotope of mass 169 | 52460482 | 4764
Lanthanum, isotope of mass 131 | 52460474 | 4765
Berkelium, isotope of mass 246 | 52460466 | 4766
Platinum, isotope of mass 199 | 52460458 | 4767
Polonium, isotope of mass 215 | 52460441 | 4768
Rhodium, isotope of mass 107 | 52460433 | 4769
Promethium, isotope of mass 145 | 52460425 | 4770
Potassium, isotope of mass 45 | 52460417 | 4771
Plutonium, isotope of mass 243 | 52460409 | 4772
Tantalum, isotope of mass 185 | 52460391 | 4773
Tantalum, isotope of mass 184 | 52460383 | 4774
Technetium, isotope of mass 104 | 52460375 | 4775
Tantalum, isotope of mass 186 | 52460367 | 4776
Strontium, isotope of mass 80 | 52460359 | 4777
Samarium, isotope of mass 142 | 52460342 | 4778
Tellurium, isotope of mass 134 | 52460334 | 4779
Curium, isotope of mass 249 | 52460326 | 4780
Cesium, isotope of mass 128 | 52460318 | 4781
Francium, isotope of mass 219 | 52460300 | 4782
Holmium, isotope of mass 162 | 52460292 | 4783
Niobium, isotope of mass 98 | 52460284 | 4784
Neptunium, isotope of mass 235 | 52460276 | 4785
Neptunium, isotope of mass 236 | 52460268 | 4786
Neodymium, isotope of mass 138 | 52460250 | 4787
Tin, isotope of mass 110 | 52460243 | 4788
Xenon, isotope of mass 123 | 52460235 | 4789
Uranium, isotope of mass 231 | 52460227 | 4790
Tin, isotope of mass 127 | 52460219 | 4791
Neptunium, isotope of mass 240 | 52460201 | 4792
Neodymium, isotope of mass 151 | 52460193 | 4793
Molybdenum, isotope of mass 90 | 52460185 | 4794
Thulium, isotope of mass 166 | 52460177 | 4795
Thallium, isotope of mass 209 | 52460169 | 4796
Palladium, isotope of mass 100 | 52460151 | 4797
Uranium, isotope of mass 240 | 52460144 | 4798
Krypton, isotope of mass 81 | 52460136 | 4799
Curium, isotope of mass 245 | 52460128 | 4800
Thorium, isotope of mass 229 | 52460110 | 4801
Chlorine, isotope of mass 39, at. | 52460102 | 4802
Thorium, isotope of mass 226 | 52460094 | 4803
Curium, isotope of mass 242 | 52460086 | 4804
Praseodymium, isotope of mass 138 | 52460078 | 4805
Iodine, isotope of mass 120, at. | 52460060 | 4806
Krypton, isotope of mass 79 | 52460052 | 4807
Polonium, isotope of mass 218 | 52460045 | 4808
Yttrium, isotope of mass 94 | 52460037 | 4809
Yttrium, isotope of mass 95 | 52460029 | 4810
Selenium, isotope of mass 81 | 52460011 | 4811
Selenium, isotope of mass 73 | 52460003 | 4812
Plutonium, isotope of mass 237 | 52459997 | 4813
Plutonium, isotope of mass 236 | 52459989 | 4814
Curium, isotope of mass 241 | 52459971 | 4815
Curium, isotope of mass 240 | 52459963 | 4816
Radon, isotope of mass 218 | 52459955 | 4817
Polonium, isotope of mass 212 | 52459948 | 4818
Californium, isotope of mass 249 | 52459930 | 4819
Bismuth, isotope of mass 211 | 52459922 | 4820
Barium, isotope of mass 126 | 52459914 | 4821
Xenon, isotope of mass 122 | 52459906 | 4822
Xenon, isotope of mass 120 | 52459898 | 4823
Cadmium, isotope of mass 117 | 52459880 | 4824
Copper, isotope of mass 61 | 52459872 | 4825
Holmium, isotope of mass 155 | 52459864 | 4826
Praseodymium, isotope of mass 137 | 52459856 | 4827
Tellurium, isotope of mass 116 | 52459849 | 4828
Ruthenium, isotope of mass 94 | 52459831 | 4829
Calcium, isotope of mass 49 | 52459823 | 4830
Californium, isotope of mass 246 | 52459815 | 4831
Americium, isotope of mass 240 | 52459807 | 4832
Neptunium, isotope of mass 234 | 52459799 | 4833
Mercury, isotope of mass 193 | 52459781 | 4834
Silver, isotope of mass 104 | 52459773 | 4835
Silicon, isotope of mass 32 | 52459765 | 4836
Magnesium, isotope of mass 28 | 52459757 | 4837
Lanthanum, isotope of mass 132 | 52459740 | 4838
Cesium, isotope of mass 130 | 52459732 | 4839
Terbium, isotope of mass 150 | 52459724 | 4840
Terbium, isotope of mass 149 | 52459716 | 4841
Samarium, isotope of mass 145 | 52459708 | 4842
Mercury, isotope of mass 194 | 52459690 | 4843
Thallium, isotope of mass 199 | 52459682 | 4844
Thallium, isotope of mass 201 | 52459674 | 4845
Platinum, isotope of mass 189 | 52459666 | 4846
Tungsten, isotope of mass 178 | 52459658 | 4847
Cerium, isotope of mass 134 | 52459641 | 4848
Cesium, isotope of mass 129 | 52459633 | 4849
Thallium, isotope of mass 206 | 52459625 | 4850
Gallium, isotope of mass 73 | 52459617 | 4851
Germanium, isotope of mass 69 | 52459609 | 4852
Manganese, isotope of mass 53 | 52459591 | 4853
Aluminum, isotope of mass 28 | 52459583 | 4854
Terbium, isotope of mass 151 | 52459575 | 4855
Xenon, isotope of mass 135 | 52459567 | 4856
Krypton, isotope of mass 88 | 52459559 | 4857
Americium, isotope of mass 243 | 52459542 | 4858
Rhenium, isotope of mass 181 | 52459534 | 4859
Osmium, isotope of mass 181 | 52459526 | 4860
Rhenium, isotope of mass 180 | 52459518 | 4861
Platinum, isotope of mass 186 | 52459500 | 4862
Osmium, isotope of mass 182 | 52459492 | 4863
Osmium, isotope of mass 180 | 52459484 | 4864
Krypton, isotope of mass 77 | 52459476 | 4865
Rhenium, isotope of mass 184 | 52459468 | 4866
Dysprosium, isotope of mass 155 | 52459450 | 4867
Terbium, isotope of mass 153 | 52459443 | 4868
Dysprosium, isotope of mass 157 | 52459435 | 4869
Europium, isotope of mass 145 | 52459427 | 4870
Promethium, isotope of mass 142 | 52459419 | 4871
Yttrium, isotope of mass 93 | 52459401 | 4872
Antimony, isotope of mass 121 | 524670304 | 4873
Zinc, isotope of mass 66 | 524670296 | 4874
Zinc, isotope of mass 64 | 524670288 | 4875
Tin, isotope of mass 120 | 524670254 | 4876
Tin, isotope of mass 117 | 524670247 | 4877
Palladium, isotope of mass 109 | 52459393 | 4878
Neon, isotope of mass 19 | 52459385 | 4879
Silver, isotope of mass 103 | 52459377 | 4880
Erbium, isotope of mass 161 | 52459369 | 4881
Gadolinium, isotope of mass 146 | 52459351 | 4882
Gadolinium, isotope of mass 147 | 52459344 | 4883
Promethium, isotope of mass 141 | 52459336 | 4884
Gadolinium, isotope of mass 151 | 52459328 | 4885
Gadolinium, isotope of mass 149 | 52459310 | 4886
Nickel, isotope of mass 56 | 52459302 | 4887
Xenon, isotope of mass 133 | 52459294 | 4888
Thorium, isotope of mass 231 | 52459286 | 4889
Plutonium, isotope of mass 235 | 52459278 | 4890
Rubidium, isotope of mass 88 | 52459260 | 4891
Zirconium, isotope of mass 97 | 52459252 | 4892
Strontium, isotope of mass 92 | 52459245 | 4893
Platinum, isotope of mass 188 | 52459237 | 4894
Hafnium, isotope of mass 170 | 52459229 | 4895
Barium, isotope of mass 131 | 52459211 | 4896
Antimony, isotope of mass 119 | 52459203 | 4897
Indium, isotope of mass 117 | 52459195 | 4898
Iodine, isotope of mass 134, at. | 52459187 | 4899
Lutetium, isotope of mass 174 | 52459179 | 4900
Iodine, isotope of mass 130, at. | 52459161 | 4901
Technetium, isotope of mass 101 | 52459153 | 4902
Thallium, isotope of mass 208 | 52459146 | 4903
Europium, isotope of mass 149 | 52459138 | 4904
Europium, isotope of mass 146 | 52459120 | 4905
Potassium, isotope of mass 43 | 52459112 | 4906
Berkelium, isotope of mass 249 | 52459104 | 4907
Samarium, isotope of mass 141 | 52459096 | 4908
Neodymium, isotope of mass 141 | 52459088 | 4909
Gadolinium, isotope of mass 152 | 52459070 | 4910
Vanadium, isotope of mass 47 | 52459062 | 4911
Ytterbium, isotope of mass 166 | 52459054 | 4912
Promethium, isotope of mass 146 | 52459047 | 4913
Promethium, isotope of mass 144 | 52459039 | 4914
Promethium, isotope of mass 143 | 52459021 | 4915
Iridium, isotope of mass 187 | 52459013 | 4916
Lanthanum, isotope of mass 137 | 52459005 | 4917
Iodine, isotope of mass 135, at. | 52458999 | 4918
Iodine, isotope of mass 133, at. | 52458981 | 4919
Nickel, isotope of mass 65 | 52458973 | 4920
Indium, isotope of mass 109 | 52458965 | 4921
Silver, isotope of mass 102 | 52458957 | 4922
Zinc, isotope of mass 63 | 52458940 | 4923
Zinc, isotope of mass 62 | 52458932 | 4924
Chromium, isotope of mass 48 | 52458924 | 4925
Krypton, isotope of mass 87 | 52458916 | 4926
Technetium, isotope of mass 95 | 52458908 | 4927
Technetium, isotope of mass 94 | 52458890 | 4928
Yttrium, isotope of mass 86 | 52458882 | 4929
Strontium, isotope of mass 83 | 52458874 | 4930
Strontium, isotope of mass 82 | 52458866 | 4931
Strontium, isotope of mass 81 | 52458858 | 4932
Rubidium, isotope of mass 79 | 52458841 | 4933
Bromine, isotope of mass 75, at. | 52458833 | 4934
Arsenic, isotope of mass 70 | 52458825 | 4935
Arsenic, isotope of mass 69 | 52458817 | 4936
Cadmium, isotope of mass 107 | 52458809 | 4937
Bromine, isotope of mass 83, at. | 52458791 | 4938
Selenium, isotope of mass 83 | 52458783 | 4939
Germanium, isotope of mass 77 | 52458775 | 4940
Bismuth, isotope of mass 202 | 52458767 | 4941
Germanium, isotope of mass 75 | 52458759 | 4942
Strontium, isotope of mass 88 | 524670205 | 4943
Nickel, isotope of mass 60 | 524670155 | 4944
Nickel, isotope of mass 58 | 524670148 | 4945
Molybdenum, isotope of mass 98 | 524670122 | 4946
Lead, isotope of mass 208 | 524670106 | 4947
Iron, isotope of mass 57 | 524670098 | 4948
Iron, isotope of mass 56 | 524670080 | 4949
Copper, isotope of mass 63 | 524670064 | 4950
Chromium, isotope of mass 53 | 524670056 | 4951
Chromium, isotope of mass 52 | 524670049 | 4952
Chromium, isotope of mass 50 | 524670031 | 4953
Tantalum, isotope of mass 183 | 52458742 | 4954
Tungsten, isotope of mass 179 | 52458734 | 4955
Lutetium, isotope of mass 178 | 52458726 | 4956
Iodine, isotope of mass 132, at. | 52458718 | 4957
Tellurium, isotope of mass 131 | 52458700 | 4958
Tin, isotope of mass 121 | 52458692 | 4959
Phosphorus, isotope of mass 30 | 52458684 | 4960
Aluminum, isotope of mass 26 | 52458676 | 4961
Zirconium, isotope of mass 88 | 52458668 | 4962
Niobium, isotope of mass 88 | 52458650 | 4963
Niobium, isotope of mass 90 | 52458643 | 4964
Niobium, isotope of mass 94 | 52458635 | 4965
Manganese, isotope of mass 56 | 52458627 | 4966
Lutetium, isotope of mass 176 | 52458619 | 4967
Samarium, isotope of mass 147 | 52458601 | 4968
Manganese, isotope of mass 51 | 52458593 | 4969
Vanadium, isotope of mass 49 | 52458585 | 4970
Titanium, isotope of mass 45 | 52458577 | 4971
Calcium, isotope of mass 47 | 52458569 | 4972
Scandium, isotope of mass 49 | 52458551 | 4973
Scandium, isotope of mass 44 | 52458544 | 4974
Gallium, isotope of mass 70 | 52458536 | 4975
Copper, isotope of mass 66 | 52458528 | 4976
Iodine, isotope of mass 128, at. | 52458510 | 4977
Lanthanum, isotope of mass 134 | 52458502 | 4978
Cesium, isotope of mass 126 | 52458494 | 4979
Indium, isotope of mass 112 | 52458486 | 4980
Silver, isotope of mass 108 | 52458478 | 4981
Rubidium, isotope of mass 82 | 52458460 | 4982
Rubidium, isotope of mass 80 | 52458452 | 4983
Bromine, isotope of mass 80, at. | 52458445 | 4984
Erbium, isotope of mass 171 | 52458437 | 4985
Samarium, isotope of mass 155 | 52458429 | 4986
Tantalum, isotope of mass 179 | 52458411 | 4987
Lutetium, isotope of mass 173 | 52458403 | 4988
Thulium, isotope of mass 167 | 52458395 | 4989
Holmium, isotope of mass 161 | 52458387 | 4990
Terbium, isotope of mass 161 | 52458379 | 4991
Terbium, isotope of mass 157 | 52458361 | 4992
Terbium, isotope of mass 155 | 52458353 | 4993
Gold, isotope of mass 199 | 52458346 | 4994
Terbium, isotope of mass 156 | 52458338 | 4995
Rhodium, isotope of mass 101 | 52458320 | 4996
Rhenium, isotope of mass 188 | 52458312 | 4997
Barium, isotope of mass 139 | 52458304 | 4998
Potassium, isotope of mass 44 | 52458296 | 4999
Potassium, isotope of mass 42 | 52458288 | 5000
Silver, isotope of mass 106 | 52458270 | 5001
Bismuth, isotope of mass 205 | 52458262 | 5002
Carbon, isotope of mass 11 | 52458254 | 5003
Ruthenium, isotope of mass 105 | 52458247 | 5004
Strontium, isotope of mass 91 | 52458239 | 5005
Bromine, isotope of mass 84, at. | 52458221 | 5006
Antimony, isotope of mass 129 | 52458213 | 5007
Silver, isotope of mass 112 | 52458205 | 5008
Gold, isotope of mass 195 | 52458197 | 5009
Tellurium, isotope of mass 123 | 52458189 | 5010
Tellurium, isotope of mass 121 | 52458171 | 5011
Bismuth, isotope of mass 201 | 52458163 | 5012
Europium, isotope of mass 157 | 52458155 | 5013
Dysprosium, isotope of mass 159 | 52458148 | 5014
Samarium, isotope of mass 146 | 52458130 | 5015
Scandium, isotope of mass 43 | 52458122 | 5016
Copper, isotope of mass 62 | 52458114 | 5017
Silicon, isotope of mass 31 | 52458106 | 5018
Yttrium, isotope of mass 87 | 52458098 | 5019
Ytterbium, isotope of mass 169 | 52458080 | 5020
Uranium, isotope of mass 237 | 52458072 | 5021
Actinium, isotope of mass 225 | 52458064 | 5022
Iridium, isotope of mass 189 | 52458056 | 5023
Molybdenum, isotope of mass 101 | 52458049 | 5024
Europium, isotope of mass 147 | 52458031 | 5025
Praseodymium, isotope of mass 139 | 52458023 | 5026
Rubidium, isotope of mass 89 | 52458015 | 5027
Praseodymium, isotope of mass 142 | 52458007 | 5028
Argon, isotope of mass 41 | 52457991 | 5029
Iridium, isotope of mass 194 | 52457983 | 5030
Chlorine, isotope of mass 38, at. | 52457975 | 5031
Iodine, isotope of mass 125, at. | 52457967 | 5032
Iodine, isotope of mass 124, at. | 52457959 | 5033
Uranium, isotope of mass 232 | 52457942 | 5034
Indium, isotope of mass 110 | 52457934 | 5035
Thallium, isotope of mass 207 | 52457926 | 5036
Plutonium, isotope of mass 244 | 52457918 | 5037
Plutonium, isotope of mass 241 | 52457900 | 5038
Lead, isotope of mass 209 | 52457892 | 5039
Lead, isotope of mass 205 | 52457884 | 5040
Ytterbium, isotope of mass 177 | 52457876 | 5041
Gadolinium, isotope of mass 148 | 52457868 | 5042
Technetium, isotope of mass 93 | 52457850 | 5043
Gallium, isotope of mass 67 | 52457843 | 5044
Gallium, isotope of mass 66 | 52457835 | 5045
Praseodymium, isotope of mass 144 | 52457827 | 5046
Thallium, isotope of mass 197 | 52457819 | 5047
Lutetium, isotope of mass 172 | 52457801 | 5048
Hafnium, isotope of mass 172 | 52457793 | 5049
Iron, isotope of mass 52 | 52457785 | 5050
Cobalt, isotope of mass 56 | 52457777 | 5051
Manganese, isotope of mass 52 | 52457769 | 5052
Calcium, isotope of mass 41 | 52457751 | 5053
Potassium, isotope of mass 38 | 52457744 | 5054
Thulium, isotope of mass 175 | 52457736 | 5055
Thulium, isotope of mass 173 | 52457728 | 5056
Ytterbium, isotope of mass 167 | 52457710 | 5057
Erbium, isotope of mass 165 | 52457702 | 5058
Gadolinium, isotope of mass 159 | 52457694 | 5059
Europium, isotope of mass 158 | 52457686 | 5060
Argon, isotope of mass 37 | 52457678 | 5061
Xenon, isotope of mass 127 | 52457660 | 5062
Xenon, isotope of mass 125 | 52457652 | 5063
Mercury, isotope of mass 203 | 52457645 | 5064
Oxygen, isotope of mass 15, at. | 52457637 | 5065
Yttrium, isotope of mass 88 | 52457629 | 5066
Cerium, isotope of mass 139 | 52457611 | 5067
Cobalt, isotope of mass 55 | 52457603 | 5068
Zinc, isotope of mass 69 | 52457595 | 5069
Gallium, isotope of mass 72 | 52457587 | 5070
Gold, isotope of mass 193 | 52457579 | 5071
Californium, isotope of mass 250 | 52457561 | 5072
Plutonium, isotope of mass 242 | 52457553 | 5073
Copper, isotope of mass 60 | 52457546 | 5074
Sodium, isotope of mass 24 | 52457538 | 5075
Uranium, isotope of mass 239 | 52457520 | 5076
Nickel, isotope of mass 57 | 52457512 | 5077
Cobalt, isotope of mass 61 | 52457504 | 5078
Fluorine, isotope of mass 18, at. | 52457496 | 5079
Indium, isotope of mass 114 | 52457488 | 5080
Americium, isotope of mass 242 | 52457470 | 5081
Mercury, isotope of mass 197 | 52457462 | 5082
Barium, isotope of mass 133 | 52457454 | 5083
Zirconium, isotope of mass 89 | 52457447 | 5084
Copper, isotope of mass 64 | 52457439 | 5085
Nickel, isotope of mass 59 | 776583 | 5086
Germanium, isotope of mass 71 | 776609 | 5087
Beryllium, isotope of mass 10 | 776633 | 5088
Rhenium, isotope of mass 187 | 776658 | 5089
Scandium, isotope of mass 48 | 776674 | 5090
Chromium, isotope of mass 51 | 776690 | 5091
Iron, isotope of mass 55 | 776724 | 5092
Tin, isotope of mass 125 | 776740 | 5093
Promethium, isotope of mass 148 | 776765 | 5094
Bromine, isotope of mass 82 | 776799 | 5095
Arsenic, isotope of mass 77 | 776815 | 5096
Cerium, isotope of mass 144 | 776831 | 5097
Technetium, isotope of mass 96 | 776856 | 5098
Cesium, isotope of mass 131 | 776898 | 5099
Tungsten, isotope of mass 185 | 776914 | 5100
Gold, isotope of mass 198 | 775965 | 5101
Beryllium, isotope of mass 7 | 776070 | 5102
Tin, isotope of mass 113 | 776096 | 5103
Ruthenium, isotope of mass 106 | 776112 | 5104
Holmium, isotope of mass 166 | 776138 | 5105
Strontium, isotope of mass 85 | 776153 | 5106
Nitrogen, isotope of mass 13, at. | 52457421 | 5107
Californium, isotope of mass 252 | 52457413 | 5108
Neptunium, isotope of mass 239 | 52457405 | 5109
Cerium, isotope of mass 137 | 52457397 | 5110
Dysprosium, isotope of mass 165 | 52457389 | 5111
Radium, isotope of mass 222 | 52457371 | 5112
Gold, isotope of mass 196 | 776880 | 5113
Sulfur, isotope of mass 34 | 962324 | 5114
Platinum, isotope of mass 193 | 777052 | 5115
Zirconium, isotope of mass 93 | 777078 | 5116
Iodine, isotope of mass 126 | 776393 | 5117
Yttrium, isotope of mass 91 | 776419 | 5118
Cesium, isotope of mass 136 | 776435 | 5119
Selenium, isotope of mass 75 | 776450 | 5120
Tellurium, isotope of mass 129 | 776476 | 5121
Gadolinium, isotope of mass 153 | 776492 | 5122
Arsenic, isotope of mass 74 | 776526 | 5123
Vanadium, isotope of mass 48 | 776542 | 5124
Cadmium, isotope of mass 113 | 776567 | 5125
Krypton, isotope of mass 85 | 1615228 | 5126
Protactinium, isotope of mass 234 | 962514 | 5127
Oxygen, isotope of mass 18, at. | 962472 | 5128
Americium, isotope of mass 241 | 962464 | 5129
Nitrogen, isotope of mass 15, at. | 962449 | 5130
Protactinium, isotope of mass 231 | 962415 | 5131
Actinium, isotope of mass 228 | 962407 | 5132
Lithium, isotope of mass 6 | 962399 | 5133
Rhodium, isotope of mass 106 | 962381 | 5134
Neptunium, isotope of mass 237 | 962373 | 5135
Lithium, isotope of mass 7 | 962365 | 5136
Sulfur, isotope of mass 32 | 962357 | 5137
Curium, isotope of mass 244 | 962340 | 5138
Lead, isotope of mass 214 | 650689 | 5139
Thorium, isotope of mass 234 | 650671 | 5140
Radon, isotope mass of 219 | 650648 | 5141
Bismuth, isotope of mass 214 | 650630 | 5142
Strontium, isotope of mass 89 | 650606 | 5143
Technetium, isotope of mass 99 | 650598 | 5144
Plutonium, isotope of mass 240 | 650580 | 5145
Cesium, isotope of mass 134 | 650564 | 5146
Iodine, isotope of mass 131, at. | 650515 | 5147
Tellurium, isotope of mass 127 | 776278 | 5148
Chlorine, isotope of mass 36 | 776260 | 5149
Cobalt, isotope of mass 58 | 776252 | 5150
Nickel, isotope of mass 63 | 776245 | 5151
Thulium, isotope of mass 170 | 776237 | 5152
Terbium, isotope of mass 160 | 776229 | 5153
Lanthanum, isotope of mass 140 | 776211 | 5154
Protactinium, isotope of mass 233 | 776203 | 5155
Ruthenium, isotope of mass 103 | 776195 | 5156
Thallium, isotope of mass 204 | 776187 | 5157
Antimony, isotope of mass 127 | 776179 | 5158
Niobium, isotope of mass 95 | 776161 | 5159
Zirconium, isotope of mass 95 | 776146 | 5160
Scandium, isotope of mass 46 | 776120 | 5161
Manganese, isotope of mass 54 | 776104 | 5162
Calcium, isotope of mass 45 | 776088 | 5163
Yttrium, isotope of mass 90 | 775973 | 5164
Cesium, isotope of mass 135 | 777045 | 5165
Samarium, isotope of mass 151 | 777037 | 5166
Platinum, isotope of mass 191 | 777029 | 5167
Europium, isotope of mass 154 | 777011 | 5168
Arsenic, isotope of mass 76 | 777003 | 5169
Arsenic, isotope of mass 73 | 776997 | 5170
Rhenium, isotope of mass 186 | 776971 | 5171
Tungsten, isotope of mass 187 | 776963 | 5172
Iridium, isotope of mass 190 | 776955 | 5173
Praseodymium, isotope of mass 143 | 776948 | 5174
Palladium, isotope of mass 103 | 776930 | 5175
Rubidium, isotope of mass 86 | 776922 | 5176
Silver, isotope of mass 105 | 776906 | 5177
Rhodium, isotope of mass 105 | 776872 | 5178
Hafnium, isotope of mass 181 | 776864 | 5179
Barium, isotope of mass 140 | 776849 | 5180
Iridium, isotope of mass 192 | 776823 | 5181
Lead, isotope of mass 203 | 776807 | 5182
Europium, isotope of mass 152 | 776773 | 5183
Antimony, isotope of mass 124 | 776757 | 5184
Tin, isotope of mass 123 | 776732 | 5185
Iron, isotope of mass 59 | 776716 | 5186
Rhenium, isotope of mass 183 | 776708 | 5187
Scandium, isotope of mass 47 | 776682 | 5188
Silver, isotope of mass 110 | 776666 | 5189
Europium, isotope of mass 155 | 776641 | 5190
Tellurium, isotope of mass 125 | 776625 | 5191
Promethium, isotope of mass 147 | 776617 | 5192
Antimony, isotope of mass 122 | 776591 | 5193
Cadmium, isotope of mass 115 | 776575 | 5194
Thulium, isotope of mass 171 | 776559 | 5195
Bismuth, isotope of mass 210 | 776534 | 5196
Europium, isotope of mass 156 | 776518 | 5197
Neodymium, isotope of mass 147 | 776484 | 5198
Lutetium, isotope of mass 177 | 776468 | 5199
Antimony, isotope of mass 125 | 776443 | 5200
Tellurium, isotope of mass 132 | 776427 | 5201
Indium, isotope of mass 115 | 776401 | 5202
Osmium, isotope of mass 191 | 776385 | 5203
Cerium, isotope of mass 143 | 776377 | 5204
Molybdenum, isotope of mass 99 | 776369 | 5205
Molybdenum, isotope of mass 93 | 776351 | 5206
Cadmium, isotope of mass 109 | 776344 | 5207
Ytterbium, isotope of mass 175 | 776336 | 5208
Zinc, isotope of mass 65 | 776328 | 5209
Bismuth, isotope of mass 207 | 776310 | 5210
Rubidium, isotope of mass 87 | 776302 | 5211
Tantalum, isotope of mass 182 | 776294 | 5212
Cobalt, isotope of mass 57 | 776286 | 5213
Palladium, isotope of mass 107 | 777227 | 5214
Osmium, isotope of mass 193 | 777201 | 5215
Erbium, isotope of mass 169 | 777177 | 5216
Dysprosium, isotope of mass 166 | 777169 | 5217
Bismuth, isotope of mass 206 | 777151 | 5218
Osmium, isotope of mass 185 | 777144 | 5219
Samarium, isotope of mass 153 | 777136 | 5220
Promethium, isotope of mass 149 | 777128 | 5221
Silver, isotope of mass 111 | 777110 | 5222
Technetium, isotope of mass 97 | 777102 | 5223
Selenium, isotope of mass 79 | 777094 | 5224
Ruthenium, isotope of mass 97 | 777086 | 5225
Tungsten, isotope of mass 181 | 777060 | 5226
Radon, isotope of mass 220 | 221978 | 5227
Iodine, isotope of mass 129, at. | 198267 | 5228
Actinium, isotope of mass 227 | 197814 | 5229
Bismuth, isotope of mass 212 | 197665 | 5230
Radon, isotope of mass 222 | 197491 | 5231
Carbon, isotope of mass 14 | 197046 | 5232
Phosphorus, isotope of mass 32 | 196287 | 5233
Thorium, isotope of mass 228 | 194522 | 5234
Thorium, isotope of mass 230 | 194514 | 5235
Lead, isotope of mass 210 | 194316 | 5236
Radium, isotope of mass 224 | 184754 | 5237
Uranium, isotope of mass 236 | 192864 | 5238
Radium, isotope of mass 226 | 192856 | 5239
Radium, isotope of mass 225 | 192823 | 5240
Polonium, isotope of mass 210 | 192815 | 5241
Plutonium, isotope of mass 238 | 192807 | 5242
Uranium, isotope of mass 233 | 192765 | 5243
Cerium, isotope of mass 141 | 192740 | 5244
Sodium, isotope of mass 22 | 192716 | 5245
Uranium, isotope of mass 234 | 192708 | 5246
Potassium, isotope of mass 40 | 192690 | 5247
Thorium, isotope of mass 227 | 200634 | 5248
Radium, isotope of mass 223 | 200626 | 5249
Radium, isotope of mass 228 | 199026 | 5250
Uranium, isotope of mass 235 | 198606 | 5251
Sulfur, isotope of mass 35 | 198598 | 5252
Plutonium, isotope of mass 239 | 198580 | 5253
Lead, isotope of mass 212 | 198432 | 5254
Uranium | 150185 | 5255
Thorium | 149906 | 5256
Cobalt, isotope of mass 60 | 169292 | 5257
Strontium, isotope of mass 90 | 167601 | 5258
Cesium, isotope of mass 137 | 167254 | 5259
Tritium | 166686 | 5260
%SURV FLTH 96HR GASTEROST. ACULEATUS | 17016296 | 5261
%SURV FLTH 96HR ONCORHYNCHUS MYKISS | 17016288 | 5262
%SURV FLTH 96HR ACU PIMEPHALES PROMELAS | 17016270 | 5263
IC25 STATRE 7DAY CHRPIMEPHALES | 17016262 | 5264
IC25 STATRE 7DAY CHRCERIODAPHNIA | 17016254 | 5265
%SURV STATRE 96HR GASTEROST. ACULEATUS | 17016247 | 5266
%SURV STATRE 96HR ONCORHYNCHUS MYKISS | 17016239 | 5267
%SURV STATRE 96 HR ACU SALMO GAIRDERI | 17016221 | 5268
%SRV STATRE 96HR ACU PIMEPHALES PROMELAS | 17016213 | 5269
%SURV STATRE 96HR ACU PANAEUS VANNAMEI | 17016205 | 5270
%SURV STATRE 48HR ACUTE DAPHNIA PULEX | 17016197 | 5271
%SURV STATRE 48HR ACU DAPHNIA MAGNA | 17016189 | 5272
%SRV STATRE 48HR ACU CERIODAPHNIA DUBIA | 17016171 | 5273
%SURV STAT 96HR ACU TILAPIA MOSSAMBICA | 17016163 | 5274
%SURV STAT 96HR ACU GASTEROST. ACULEATUS | 17016155 | 5275
%SURV STAT 96HR ACU ONCORHYNCHUS MYKISS | 17016148 | 5276
%SURV STAT 96HR ACU PIMPHALES PROMELAS | 17016130 | 5277
%SURV STAT 96HR ACU PENAEUS VANNAMEI | 17016122 | 5278
%SURV STAT 96HR ACU CERIODAPHNIA DUBIA | 17016114 | 5279
%SURV STAT 48HR ACU DAPHNIA PULEX | 17016106 | 5280
COEF OF VAR STATRE 7DAY CHR PIMEPHALES | 17016098 | 5281
COEF OF VAR STATRE 7DAY CHR MENIDIA | 17016080 | 5282
COEF OF VAR STATRE 7DAY CHR CYPRINODON | 17016072 | 5283
COEF OF VAR STATRE 7DAY CHR MYSID. BAHIA | 17016064 | 5284
COEF OF VAR STATRE 7DAY CHR CERIODAPHNIA | 17016056 | 5285
COEF OF VAR STATRE 48HR ACU PIMEPHALES | 17016049 | 5286
COEF OF VAR STATRE 48HR ACU MENIDIA | 17016031 | 5287
COEF OF VAR STATRE 48HR ACU CYPRINODON | 17016023 | 5288
COEF OF VAR STATRE 48HR ACU MYSID. BAHIA | 17016015 | 5289
COEF OF VAR STATRE 48HR ACU D. PULEX | 17016007 | 5290
COEF OF VAR 1HR FERT TEST CHR L. MINOR | 17015991 | 5291
COEF OF VAR 1HR FERT TEST CHR SELEN. CAPR. | 17015983 | 5292
COEF OF VAR 48HR CHR, 5-7 DAY REC. L. MINOR | 17015975 | 5293
COEF OF VAR 48HR CHR, 5-7 DAY REC. SELEN. CAPR | 17015967 | 5294
COEF OF VAR 1HR CHR L. MINOR | 17015959 | 5295
COEF OF VAR 1HR CHR SELEN. CAPR. | 17015942 | 5296
COEF OF VAR 4DAY CHR L. MINOR | 17015934 | 5297
COEF OF VAR 4DAY CHR SELEN. CAPR. | 17015926 | 5298
COEF OF VAR 96HR ACU L. MINOR | 17015918 | 5299
COEF OF VAR 96HR ACU SELEN. CAPR. | 17015900 | 5300
NOEL SUB-LTH STATRE 7DAY CHR PIMEPHALES | 17015892 | 5301
NOEL SUB-LETH STATRE 7DAY CHR MENIDIA | 17015884 | 5302
NOEL SUB-LETH STATRE 7DAY CHR CYPRINODON | 17015876 | 5303
NOEL SUB-LETH STATRE 7DAY CHR MYSID. BAHIA | 17015868 | 5304
NOEL SUB-LTH STATRE 7DAY CHR CERIODAPHNIA | 17015850 | 5305
NOEL SUB-LETH 1HR FERT. TEST CHR L. MINOR | 17015843 | 5306
NOEL SUB-LETH 1HR FERT. TEST CHR SELEN. CAPR. | 17015835 | 5307
NOEL SUB-LETH 48HR CHR, 5-7 DAY REC. L. MINOR | 17015827 | 5308
NOEL SUB-LETH 48HR CHR, 5-7 DAY REC. SELEN. CAPR. | 17015819 | 5309
NOEL SUB-LETH 1HR CHR L. MINOR | 17015801 | 5310
NOEL SUB-LETH 1HR CHR SELEN. CAPR. | 17015793 | 5311
NOEL SUB-LETH 4DAY CHR L. MINOR | 17015785 | 5312
NOEL SUB-LETH 4DAY CHR SELEN. CAPR | 17015777 | 5313
NOEL SUB-LETH 96HR ACU L. MINOR | 17015769 | 5314
NOEL SUB-LETH 96HR ACU SELEN. CAPR. | 17015751 | 5315
NOEL LETHAL STATRE 7DAY CHR PIMEPHALES | 17015744 | 5316
NOEL LETHAL STATRE 7DAY CHR MENIDIA | 17015736 | 5317
NOEL LETHAL STATRE 7DAY CHR CYPRINODON | 17015728 | 5318
NOEL LETHAL STATRE 7DAY CHR MYSID. BAHIA | 17015710 | 5319
NOEL LETHAL STATRE 7DAY CHR CERIODAPHNIA | 17015702 | 5320
NOEL LETHAL STATRE 48HR ACU PIMEPHALES | 17015694 | 5321
NOEL LETHAL STATRE 48HR ACU MENIDIA | 17015686 | 5322
NOEL LETHAL STATRE 48HR ACU CYPRINODON | 17015678 | 5323
NOEL LETHAL STATRE 48HR ACU MYSID. BAHIA | 17015660 | 5324
NOEL LETHAL STATRE 48HR ACU D. PULEX | 17015652 | 5325
DAPHNIA MAGNA % NOEC48 HOUR ACUTE WET | 17015645 | 5326
LC20 STATRE 7DAY CHRMYSID. BAHIA | 17015637 | 5327
LC20 STATRE 7DAY CHRCERIODAPHNIA | 17015629 | 5328
LC20 STATRE 96HR ACUCYPRINELLA LEEDSI | 17015611 | 5329
LC20 STATRE 96HR ACUPIMEPHALES | 17015603 | 5330
LC20 STATRE 96HR ACUMENIDIA | 17015595 | 5331
LC20 STATRE 96HR ACUMYSID BAHIA | 17015587 | 5332
LC20 STATRE 96HR ACU CERIODAPHNIA | 17015579 | 5333
LC20 1HR FERT. TEST CHR L. MINOR | 17015561 | 5334
LC20 1HR FERT. TEST CHR SELEN CAPR. | 17015553 | 5335
LC20 48HR CHR, 5-7 DAY REC. L. MINOR | 17015546 | 5336
LC20 48HR CHR, 5-7 DAY REC. SELEN. CAPR. | 17015538 | 5337
LC20 1HR CHR L. MINOR | 17015520 | 5338
LC20 1HR CHR SELEN. CAPR. | 17015512 | 5339
LC20 4DAY CHR. L. MINOR | 17015504 | 5340
LC20 4DAY CHR SELEN. CAPR. | 17015496 | 5341
LC20 STAT 96HR ACU CYPRINELLA LEEDSI | 17015488 | 5342
LC20 STAT 96HR ACU PIMEPHALES | 17015470 | 5343
LC20 STAT 96HR ACU MENIDIA | 17015462 | 5344
LC20 STAT 96HR ACU MYSID. BAHIA | 17015454 | 5345
LC20 STAT 96HR ACU CERIODAPHNIA | 17015447 | 5346
LC20 96HR ACU L. MINOR | 17015439 | 5347
LC20 96HR ACU SELEN. CAPR. | 17015421 | 5348
LC20 STAT 48HR ACU MYSID. BAHIA | 17015413 | 5349
LC20 STAT 48HR ACU CERIODAPHNIA | 17015405 | 5350
LC10 STATRE 96HR ACU PIMEPHALES | 17015397 | 5351
LC10 STATRE 96HR ACUMENIDIA | 17015389 | 5352
LC10 STATRE 96HR ACUMYSID. BAHIA | 17015371 | 5353
LC10 STATRE 96HR ACUCERIODAPHNIA | 17015363 | 5354
LC10 STATRE 48HR ACU D. MAGNA | 17015355 | 5355
LC10 STATRE 48HR ACU CERIODAPHNIA | 17015348 | 5356
LC10 1HR FERT. TEST CHR L. MINOR | 17015330 | 5357
LC10 1HR FERT. TEST CHR SELEN. CAPR. | 17015322 | 5358
LC10 48HR CHR, 5-7 DAY REC L. MINOR | 17015314 | 5359
LC10 48HR CHR, 5-7 DAY REC SELEN. CAPR. | 17015306 | 5360
Pimephales | 17015298 | 5361
Ceriodaphnia | 17015280 | 5362
LC10 1HR CHR L. MINOR | 17015272 | 5363
LC10 1HR CHR SELEN. CAPR | 17015264 | 5364
LC10 96HR ACU L. MINOR | 17015256 | 5365
LC10 96HR ACU SELEN. CAPR. | 17015249 | 5366
LF P/F LETH STATRE 7DAY CHR PIMEPHALES | 17015231 | 5367
LF P/F LETH STATRE 7DAY CHR MENIDIA | 17015223 | 5368
LF P/F LETH STATRE 7DAY CHR CYPRINODON | 17015215 | 5369
LF P/F LETH STATRE 7DAY CHR MYSID. BAHIA | 17015207 | 5370
LF P/F LETH STATRE 7DAY CHR CERIODAPHNIA | 17015199 | 5371
LF P/F SURVIVAL TEST 1HR FERT. TEST CHR L. MINOR | 17015181 | 5372
LF P/F SURVIVAL TEST 1HR FERT. TEST CHR SELEN. CAPR | 17015173 | 5373
LF P/F SURVIVAL TEST 48HR CHR, 5-7 DAY REC L. MINOR | 17015165 | 5374
LF P/F SURVIVAL TEST 48HR CHR, 5-7 DAY REC SELEN. CAPR. | 17015157 | 5375
LF P/F SURVIVAL TEST 1HR CHR L. MINOR | 17015140 | 5376
LF P/F SURVIVAL TEST 1HR CHR SELEN. CAPR. | 17015132 | 5377
LF P/F SURVIVAL TEST 96HR ACU SELEN. CAPR | 17015124 | 5378
TU STATRE 96HR ACU ORCORHYNCHUS GORBUS | 17015116 | 5379
TU STATRE 96HR ACU CANCER MAGISTER | 17015108 | 5380
TU STATRE 96HR ACU PANDULAS BOREALIS | 17015090 | 5381
TU STATRE 96HR ACU PANDULAS HYPSINOTUS | 17015082 | 5382
TU STAT 48HR CHR MYTILUS EDULIS | 17015074 | 5383
TU STAT 48HR CHR CRASSOSTREA GIGAS | 17015066 | 5384
TU 1HR FERT. TEST CHR L. MINOR | 17015058 | 5385
TU 1HR FERT. TEST CHR SELEN CAPR. | 17015041 | 5386
TU STAT 1HR CHR DENDRASTER EXCENT | 17015033 | 5387
TU STAT 1HR CHR GREEN SEA URCHIN | 17015025 | 5388
TU STAT 1HR CHR PURPLE SEA URCHIN | 17015017 | 5389
TU STAT 1HR CHR RED SEA URCHIN | 17015009 | 5390
TU 48 HR CHR, 5-7 DAY REC. L. MINOR | 17014994 | 5391
TU 48HR CHR, 5-7 DAY REC. SELEN. CAPR. | 17014986 | 5392
TU 1HR CHR L. MINOR | 17014978 | 5393
TU 1HR CHR SELEN. CAPR. | 17014960 | 5394
TU 96HR ACU L. MINOR | 17014952 | 5395
TU 96HR ACU SELEN. CAPR. | 17014945 | 5396
%MORTALITY - 7DAY CHR P. PROMELAS TEST | 17014937 | 5397
%MORT 7D CHR STATRE D. AMBIGUA | 17014929 | 5398
%MORTALITY 7DAY CHR MYSID. BAHIA | 17014911 | 5399
%MORTALITY 7DAY CHR CERIODAPHNIA | 17014903 | 5400
%MORTALITY 48HR ACUTE P. PROMELAS TEST | 17014895 | 5401
%MORTALITY 48HOUR ACUTE D. PULEX TEST | 17014887 | 5402
1 HR FERT. TEST CHR SELEN. CAPR. | 17014879 | 5403
48HR CHR, 5-7 DAY REC. L. MINOR | 17014861 | 5404
48HR CHR, 5-7 DAY REC. SELEN. CAPR. | 17014853 | 5405
%MORTALITY STAT 24HR ACU PIMEPHALES | 17014846 | 5406
%MORTALITY STAT 24HR ACU CERIODAPHNIA | 17014838 | 5407
%MORTALITY 1HR CHR L. MINOR | 17014820 | 5408
%MORTALITY 1HR CHR SELEN. CAPR. | 17014812 | 5409
%MORTALITY 96HR ACU L. MINOR | 17014804 | 5410
% MORTALITY STAT 48HR ACU MYSID. BAHIA | 17014796 | 5411
% MORTALITY STAT 48HR ACU CERIODAPHNIA | 17014788 | 5412
LC50/PF FLTH 7DAY CHR LEPOMIS MACROCHI | 17014770 | 5413
LC50/PF FLTH 4DAY CHR LEPOMIS MACROCHI | 17014762 | 5414
LC50/PF FLTH 96HR ACU LEPOMIS MACROCHI | 17014754 | 5415
LC50/PF FLTH 48HR ACU LEPOMIS MACROCHI | 17014747 | 5416
LC50/PF STATRE 7DAY CHR LEPOMIS MACROCHI | 17014739 | 5417
LC50/PF STATRE 4DAY CHR LEPOMIS MACROCHI | 17014721 | 5418
LC50/PF STATRE 96HR ACU LEPOMIS MACROCHI | 17014713 | 5419
LC50/PF STAT 48HR ACU LEPOMIS MACROCHIRU | 17014705 | 5420
LC50 STATRE 48HR ACU P. PROMELAS | 17014697 | 5421
LC50 STATRE 48HR ACU D. PULEX | 17014689 | 5422
LC50 STATRE 48HR ACUC. DUBIA | 17014671 | 5423
LC50/PF 1HR FERT. TEST CHR. | 17014663 | 5424
LC50/PF STAT 24HR ACU LEPOMIS MACROCHIRU | 17014655 | 5425
LC50/PF STAT 24HR ACU PIMPHALES | 17014648 | 5426
LC50/PF STAT 24HR ACU MENIDIA | 17014630 | 5427
LC50/PF STAT 24HR ACU CYPRINODON | 17014622 | 5428
LC50/PF STAT 24HR ACU MYSID. BAHIA | 17014614 | 5429
LC50/PF STAT 24HR ACU D. PULEX | 17014606 | 5430
DAPHNIA MAGNA SURVI-VAL 24 HR. ACUTE WET | 17014598 | 5431
LC50/PF STAT 24HR ACU CERIODAPHNIA | 17014580 | 5432
LC50/PF STAT 7DAY CHR LEPOMIS MACROCHIRU | 17014572 | 5433
LC50/PF STAT 4DAY CHR LEPOMIS MACROCHIRU | 17014564 | 5434
LC50/PF STAT 96HR ACU LEPOMIS MACROCHIRU | 17014556 | 5435
LC50/PF STAT 48HR ACU LEPOMIS MACROCHIRU | 17014549 | 5436
LC50/PF STAT 48HR ACU OYSTER EMBRYO | 17014531 | 5437
CHV FLTH 7DAY CHR LEPOMIS MACROCHI | 17014523 | 5438
CHV FLTH 4DAY CHR LEPOMIS MACROCHI | 17014515 | 5439
CHV FLTH 96HR ACU LEPOMIS MACROCHI | 17014507 | 5440
CHV FLTH 48HR ACU LEPOMIS MACROCHI | 17014499 | 5441
CHV STATRE 7DAY CHR LEPOMIS MACROCHI | 17014481 | 5442
CHV STATRE 7DAY CHR PIMEPHALES | 17014473 | 5443
CHV STATRE 7DAY CHR CERIODAPHNIA | 17014465 | 5444
CHV STATRE 4DAY CHR LEPOMIS MACROCHI | 17014457 | 5445
CHV STATRE 96HR ACU LEPOMIS MACROCHI | 17014440 | 5446
CHV STAT 48HR ACU LEPOMIS MACROCHIRUS | 17014432 | 5447
CHV STAT 48HR CHR SALMO GAIR. | 17014424 | 5448
CHV STAT 1HR CHR SALMO GAIR. | 17014416 | 5449
CHV STAT 24HR ACU LEPOMIS MACROCHIRUS | 17014408 | 5450
CHV STAT 7DAY CHR LEPOMIS MACROCHIRUS | 17014390 | 5451
CHV STAT 4DAY CHR LEPOMIS MACROCHIRUS | 17014382 | 5452
CHV STAT 96HR ACU LEPOMIS MACROCHIRUS | 17014374 | 5453
CHV STAT 48HR ACU LEPOMIS MACROCHIRUS | 17014366 | 5454
P/F FLTH 7DAY CHR LEPOMIS MACROCHI | 17014358 | 5455
P/F FLTH 4DAY CHR LEPOMIS MACROCHI | 17014341 | 5456
P/F FLTH 96HR ACU LEPOMIS MACROCHI | 17014333 | 5457
P/F FLTH 48HR ACU LEPOMIS MACROCHI | 17014325 | 5458
P/F STAT 96HR CHR SELEN. CAPRICORNUTUM | 17014317 | 5459
P/F STATRE 7DAY CHR CYPRINELLA LEEDSI | 17014309 | 5460
P/F STATRE 7DAY CHR LEPOMIS MACROCHI | 17014291 | 5461
P/F STATRE 7DAY CHR PIMEPHALES PROMELAS | 17014283 | 5462
P/F STATRE 7DAY CHR MENIDIA | 17014275 | 5463
P/F 7DAY CHR STATRE D. AMBIGUA | 17014267 | 5464
P/F STATRE 7DAY CHR MYSID. BAHIA | 17014259 | 5465
P/F STATRE 7DAY CHR CERIODAPHNIA | 17014242 | 5466
P/F STATRE 4DAY CHR LEPOMIS MACROCHI | 17014234 | 5467
P/F STATRE 96HR ACU CYPRINELLA LEEDSI | 17014226 | 5468
P/F STATRE 96HR ACU LEPOMIS MACROCHI | 17014218 | 5469
P/F STATRE 96HR ACU PIMEPHALES PROMELAS | 17014200 | 5470
P/F STATRE 96HR ACU MENIDIA | 17014192 | 5471
P/F STATRE 96HR ACU MYSID. BAHIA | 17014184 | 5472
P/F STATRE 96HR ACU CERIODAPHNIA | 17014176 | 5473
P/F STAT 48HR ACU LEPOMIS MACROCHIRUS | 17014168 | 5474
P/F STATRE 48HR ACU PIMEPHALES PROMELAS | 17014150 | 5475
P/F STATRE 48HR ACU MENIDIA | 17014143 | 5476
P/F STATRE 48HR ACU DAPHNIA SPECIES | 17014135 | 5477
P/F STATRE 48HR ACU MYSIDOPSIS BAHIA | 17014127 | 5478
P/F STATRE 48HR ACU CERIODAPHNIA | 17014119 | 5479
P/F STAT 24HR ACU LEPOMIS MACROCHIRUS | 17014101 | 5480
P/F STAT 24HR ACU PIMEPHALES | 17014093 | 5481
P/F STAT 24HR CYPRINODON | 17014085 | 5482
P/F STAT 24HR ACU MYSID. BAHIA | 17014077 | 5483
P/F STAT 24HR ACU DAPHNIA PULEX | 17014069 | 5484
P/F STAT 7DAY CHR LEPOMIS MACROCHIRUS | 17014051 | 5485
P/F STAT 4DAY CHR LEPOMIS MACROCHIRUS | 17014044 | 5486
P/F STAT 4 DAY CHR PIMEPHALES PROMELAS | 17014036 | 5487
P/F STAT 4 DAY CHR CYPRINODON VARIEGA | 17014028 | 5488
P/F STAT 4 DAY CHR MYSIDOPSIS BAHIA | 17014010 | 5489
P/F STAT 4 DAY CHR DAPHNIA PULEX | 17014002 | 5490
P/F STAT 96HR ACU LEPOMIS MACROCHIRUS | 17013996 | 5491
P/F STAT 96 HR ACU PIMEPHALES PROMELAS | 17013988 | 5492
P/F STAT 96 HR ACU CYPRINODON VARIEGA | 17013970 | 5493
P/F STAT 96HR ACU CERIODAPHNIA DUBIA | 17013962 | 5494
P/F STAT 48HR ACU CYPRINELLA LEEDSI | 17013954 | 5495
P/F STAT 48HR ACU LEPOMIS MACROCHIRUS | 17013947 | 5496
P/F STAT 48HR ACU PIMEPHALES | 17013939 | 5497
P/F STAT 48HR ACU MENIDIA | 17013921 | 5498
P/F 48HR ACU STATIC D. AMBIGUA | 17013913 | 5499
P/F STAT 48HR ACU MYSIDOPSIS BAHIA | 17013905 | 5500
P/F STAT 48HR ACU D. PULEX | 17013897 | 5501
P/F STAT 48HR ACU CERIODAPHNIA | 17013889 | 5502
HLF P/F FLTH 7DAY CHR LEPOMIS MACROCHI | 17013871 | 5503
HLF P/F FLTH 4DAY CHR LEPOMIS MACROCHI | 17013863 | 5504
HLF P/F FLTH 96HR ACU LEPOMIS MACROCHI | 17013855 | 5505
HLF P/F FLTH 48HR ACU LEPOMIS MACROCHI | 17013848 | 5506
HLF P/F STATRE 7DAY CHR LEPOMIS MACROCHI | 17013830 | 5507
HLF P/F STATRE 7DAY CHR PIMEPHALES | 17013822 | 5508
HLF P/F STATRE 7DAY CHR CERIODAPHNIA | 17013814 | 5509
HLF P/F STATRE 4DAY CHR LEPOMIS MACROCHI | 17013806 | 5510
HLF P/F STATRE 7DAY CHR CYPRINODON VARIE | 17013798 | 5511
HLF P/F STATRE 7DAY CHR MYSIDOPSIS BAHIA | 17013780 | 5512
HLF P/F STATRE 96HR ACU LEPOMIS MACROCHI | 17013772 | 5513
HLF P/F STAT 48HR ACU LEPOMIS MACROCHIRU | 17013764 | 5514
HLF P/F STATRE 48HR ACU PIMEPHALES PROME | 17013756 | 5515
HLF P/F STATRE 48HR ACU CYPRINODON VARIE | 17013749 | 5516
HLF P/F STATRE 48HR ACU MYSIDOPIS BAHIA | 17013731 | 5517
HLF P/F STATRE 48HR ACU DAPHNIA PULEX | 17013723 | 5518
HLF P/F STATRE 48HR ACU DAPHNIA MAGNA | 17013715 | 5519
HLF P/F STAT 24HR ACU LEPOMIS MACROCHIRU | 17013707 | 5520
HLF P/F STAT 7DAY CHR LEPOMIS MACROCHIRU | 17013699 | 5521
HLF P/F STAT 4DAY CHR LEPOMIS MACROCHIRU | 17013681 | 5522
HLF P/F STAT 96HR ACU LEPOMIS MACROCHIRU | 17013673 | 5523
HLF P/F STAT 48HR ACU LEPOMIS MACROCHIRU | 17013665 | 5524
LF P/F FLTH 7DAY CHR LEPOMIS MACROCHI | 17013657 | 5525
LF P/F FLTH 4DAY CHR LEPOMIS MACROCHI | 17013640 | 5526
LF P/F FLTH 96HR ACU LEPOMIS MACROCHI | 17013632 | 5527
LF P/F FLTH 48HR ACU LEPOMIS MACROCHI | 17013624 | 5528
LF P/F STATRE 7DAY CHR LEPOMIS MACROCHI | 17013616 | 5529
LF P/F STATRE 7DAY CHR PIMEPHALES | 17013608 | 5530
LF P/F STATRE 7DAY CHR CERIODAPHNIA | 17013590 | 5531
LF P/F STATRE 4DAY CHR LEPOMIS MACROCHI | 17013582 | 5532
LF P/F STATRE 7DAY CHR CYPRINODON VARIEGA | 17013574 | 5533
LF P/F STATRE 7DAY CHR MYSIDOPSIS BAHIA | 17013566 | 5534
LF P/F STATRE 96HR ACU LEPOMIS MACROCHI | 17013558 | 5535
LF P/F STAT 48HR ACU LEPOMIS MACROCHIRUS | 17013541 | 5536
LF P/F STATRE 48HR ACU PIMEPHALES PROMELA | 17013533 | 5537
LF P/F STATRE 48HR ACU MENIDIA | 17013525 | 5538
LF P/F STATRE 48HR ACU CYPRINODON VARIEGA | 17013517 | 5539
LF P/F STATRE 48HR ACU MYSIDOPIS BAHIA | 17013509 | 5540
LF P/F STATRE 48HR ACU DAPHNIA PULEX | 17013491 | 5541
LF P/F STATRE 48HR ACU DAPHNIA MAGNA | 17013483 | 5542
LF P/F STATRE 7DAY CHR PIMEPHALES | 17013475 | 5543
LF P/F STATRE 7DAY CHR CYPRINODON | 17013467 | 5544
LF P/F STATRE 7DAY CHR MYSID. BAHIA | 17013459 | 5545
LF P/F STATRE 7DAY CHR CERIODAPHNIA | 17013442 | 5546
LF P/F STAT 24HR ACU LEPOMIS MACROCHIRUS | 17013434 | 5547
LF P/F STAT 24HR ACU PIMEPHALES | 17013426 | 5548
LF P/F STAT 24HR ACU DAPHNIA PULEX | 17013418 | 5549
LF P/F STAT 7DAY CHR LEPOMIS MACROCHIRUS | 17013400 | 5550
LF P/F STAT 4DAY CHR LEPOMIS MACROCHIRUS | 17013392 | 5551
LF P/F STAT 96HR ACU LEPOMIS MACROCHIRUS | 17013384 | 5552
LF P/F STAT 48HR ACU LEPOMIS MACROCHIRUS | 17013376 | 5553
NOAEL FLTH 7DAY CHR LEPOMIS MACROCHI | 17013368 | 5554
NOAEL FLTH 4DAY CHR LEPOMIS MACROCHI | 17013350 | 5555
NOAEL FLTH 96HR ACU LEPOMIS MACROCHI | 17013343 | 5556
NOAEL FLTH 48HR ACU LEPOMIS MACROCHI | 17013335 | 5557
NOAEL STATRE 7DAY CHR LEPOMIS MACROCHI | 17013327 | 5558
NOAEL STATRE 7DAY CHR PIMEPHALES | 17013319 | 5559
NOAEL STATRE 7DAY CHR MENIDIA | 17013301 | 5560
NOAEL STATRE 7DAY CHR CYPRINODON | 17013293 | 5561
NOAEL STATRE 7DAY CHR MYSID. BAHIA | 17013285 | 5562
NOAEL STATRE 7DAY CHR D. PULEX | 17013277 | 5563
NOAEL STATRE 7DAY CHR D. MAGNA | 17013269 | 5564
NOAEL STATRE 7DAY CHR CERIODAPHNIA | 17013251 | 5565
NOAEL STATRE 7DAY CHR ARBACIA | 17013244 | 5566
NOAEL STATRE 7DAY CHR CHAMPIA | 17013236 | 5567
NOAEL STATRE 7DAY CHR L. MINOR | 17013228 | 5568
NOAEL STATRE 7DAY CHR SELEN. CAPR. | 17013210 | 5569
NOAEL STATRE 4DAY CHR LEPOMIS MACROCHI | 17013202 | 5570
NOAEL STATRE 4DAY CHR PIMEPHALES | 17013194 | 5571
NOAEL STATRE 4DAY CHR MENIDIA | 17013186 | 5572
NOAEL STATRE 4DAY CHR CYPRINODON | 17013178 | 5573
NOAEL STATRE 4DAY CHR MYSID. BAHIA | 17013160 | 5574
NOAEL STATRE 4DAY CHR D. PULEX | 17013152 | 5575
NOAEL STATRE 4DAY CHR D. MAGNA | 17013145 | 5576
NOAEL STATRE 4DAY CHR CERIODAPHNIA | 17013137 | 5577
NOAEL STATRE 4DAY CHR ARBACIA | 17013129 | 5578
NOAEL STATRE 4DAY CHR CHAMPIA | 17013111 | 5579
NOAEL STATRE 4DAY CHR L. MINOR | 17013103 | 5580
NOAEL STATRE 4DAY CHR SELEN. CAPR. | 17013095 | 5581
NOAEL STATRE 96HR ACU LEPOMIS MACROCHI | 17013087 | 5582
NOAEL STATRE 96HR ACU PIMEPHALES | 17013079 | 5583
NOAEL STATRE 96HR ACU MENIDIA | 17013061 | 5584
NOAEL STATRE 96HR ACU CYPRINODON | 17013053 | 5585
NOAEL STATRE 96HR ACU MYSID. BAHIA | 17013046 | 5586
NOAEL STATRE 96HR ACU D. PULEX | 17013038 | 5587
NOAEL STATRE 96HR ACU D. MAGNA | 17013020 | 5588
NOAEL STATRE 96HR ACU CERIODAPHNIA | 17013012 | 5589
NOAEL STATRE 96HR ACU ARBACIA | 17013004 | 5590
NOAEL STATRE 96HR ACU. CHAMPIA | 17012998 | 5591
NOAEL STATRE 96HR ACU L. MINOR | 17012980 | 5592
NOAEL STATRE 96HR ACU SELEN. CAPR. | 17012972 | 5593
NOAEL STAT 48HR ACU LEPOMIS MACROCHIRUS | 17012964 | 5594
NOAEL STATRE 48HR ACU PIMEPHALES | 17012956 | 5595
NOAEL STATRE 48HR ACU MENIDIA | 17012949 | 5596
NOAEL STATRE 48HR ACU CYPRINODON | 17012931 | 5597
NOAEL STATRE 48HR ACU MYSID. BAHIA | 17012923 | 5598
NOAEL STATRE 48HR ACU D. PULEX | 17012915 | 5599
NOAEL STATRE 48HR ACU D. MAGNA | 17012907 | 5600
NOAEL STATRE 48HR ACU CERIODAPHNIA | 17012899 | 5601
NOAEL STATRE 48HR ACU ARBACIA | 17012881 | 5602
NOAEL STATRE 48HR ACU. CHAMPIA | 17012873 | 5603
NOAEL STATRE 48HR ACU L. MINOR | 17012865 | 5604
NOAEL STATRE 48HR ACU SELEN. CAPR. | 17012857 | 5605
NOAEL STAT 24HR ACU LEPOMIS MACROCHIRUS | 17012840 | 5606
NOAEL 1HR CHR L. MINOR | 17012832 | 5607
NOAEL STAT 7DAY CHR LEPOMIS MACROCHIRUS | 17012824 | 5608
NOAEL STAT 4DAY CHR LEPOMIS MACROCHIRUS | 17012816 | 5609
NOAEL STAT 96HR ACU LEPOMIS MACROCHIRUS | 17012808 | 5610
NOAEL STAT 48HR ACU SALVEL. SALMONID | 17012790 | 5611
NOAEL STAT 48HR ACU LEPOMIS MACROCHIRUS | 17012782 | 5612
NOAEL STAT 48HR ACU PIMEPHALES | 17012774 | 5613
NOAEL STAT 48HR ACU MENIDIA | 17012766 | 5614
NOAEL STAT 48HR ACU MYSID. BAHIA | 17012758 | 5615
NOAEL STAT 48HR ACU D. PULEX | 17012741 | 5616
NOAEL STAT 48HR ACU CERIODAPHNIA | 17012733 | 5617
%EFFECT FLTH 7DAY CHR LEPOMIS MACROCHI | 17012725 | 5618
%EFFECT FLTH 4DAY CHR LEPOMIS MACROCHI | 17012717 | 5619
%EFFECT FLTH 96HR ACU LEPOMIS MACROCHI | 17012709 | 5620
%EFFECT FLTH 48HR ACU LEPOMIS MACROCHI | 17012691 | 5621
%EFFECT STATRE 7DAY CHR LEPOMIS MACROCHI | 17012683 | 5622
%EFFECT STATRE 7DAY CHR PIMEPHALES | 17012675 | 5623
%EFFECT STATRE 7DAY CHR MENIDIA | 17012667 | 5624
%EFFECT STATRE 7DAY CHR CYPRINODON | 17012659 | 5625
%EFF 7D CHR STATRE D. AMBIGUA | 17012642 | 5626
%EFFECT STATRE 7DAY CHR MYSID. BAHIA | 17012634 | 5627
%EFFECT STATRE 7DAY CHR D. PULEX | 17012626 | 5628
%EFFECT STATRE 7DAY CHR D. MAGNA | 17012618 | 5629
%EFFECT STATRE 7DAY CHR CERIODAPHNIA | 17012600 | 5630
%EFFECT STATRE 7DAY CHR ARBACIA | 17012592 | 5631
%EFFECT STATRE 7DAY CHR CHAMPIA | 17012584 | 5632
%EFFECT STATRE 7DAY CHR L. MINOR | 17012576 | 5633
%EFFECT STATRE 7DAY CHR SELEN. CAPR. | 17012568 | 5634
%EFFECT STATRE 4DAY CHR LEPOMIS MACROCHI | 17012550 | 5635
%EFFECT STATRE 4DAY CHR PIMEPHALES | 17012543 | 5636
%EFFECT STATRE 4DAY CHR MENIDIA | 17012535 | 5637
%EFFECT STATRE 4DAY CHR CYPRINODON | 17012527 | 5638
%EFFECT STATRE 4DAY CHR MYSID. BAHIA | 17012519 | 5639
%EFFECT STATRE 4DAY CHR D. PULEX | 17012501 | 5640
%EFFECT STATRE 4DAY CHR D. MAGNA | 17012493 | 5641
%EFFECT STATRE 4DAY CHR CERIODAPHNIA | 17012485 | 5642
%EFFECT STATRE 4DAY CHR ARBACIA | 17012477 | 5643
%EFFECT STATRE 4DAY CHR CHAMPIA | 17012469 | 5644
%EFFECT STATRE 4DAY CHR L. MINOR | 17012451 | 5645
%EFFECT STATRE 4DAY CHR SELEN. CAPR. | 17012444 | 5646
%EFFECT STATRE 96HR ACU LEPOMIS MACROCHI | 17012436 | 5647
%EFFECT STATRE 96HR ACU PIMEPHALES | 17012428 | 5648
%EFFECT STATRE 96HR ACU MENIDIA | 17012410 | 5649
%EFFECT STATRE 96HR ACU CYPRINODON | 17012402 | 5650
%EFFECT STATRE 96HR ACU MYSID. BAHIA | 17012394 | 5651
%EFFECT STATRE 96HR ACU D. PULEX | 17012386 | 5652
%EFFECT STATRE 96HR ACU D. MAGNA | 17012378 | 5653
%EFFECT STATRE 96HR ACU CERIODAPHNIA | 17012360 | 5654
%EFFECT STATRE 96HR ACU ARBACIA | 17012352 | 5655
%EFFECT STATRE 96HR ACU. CHAMPIA | 17012345 | 5656
%EFFECT STATRE 96HR ACU L. MINOR | 17012337 | 5657
%EFFECT STATRE 96HR ACU SELEN. CAPR. | 17012329 | 5658
%EFFECT STAT 48HR ACU LEPOMIS MACROCHI | 17012311 | 5659
%EFFECT STATRE 48HR ACU PIMEPHALES | 17012303 | 5660
%EFFECT STATRE 48HR ACU MENIDIA | 17012295 | 5661
%EFFECT STATRE 48HR ACU CYPRINODON | 17012287 | 5662
%EFFECT STATRE 48HR ACU MYSID. BAHIA | 17012279 | 5663
%EFFECT STATRE 48HR ACU D. PULEX | 17012261 | 5664
%EFFECT STATRE 48HR ACU D. MAGNA | 17012253 | 5665
%EFFECT STATRE 48HR ACU CERIODAPHNIA | 17012246 | 5666
%EFFECT STATRE 48HR ACU ARBACIA | 17012238 | 5667
%EFFECT STATRE 48HR ACU. CHAMPIA | 17012220 | 5668
%EFFECT STATRE 48HR ACU L. MINOR | 17012212 | 5669
%EFFECT STATRE 48HR ACU SELEN. CAPR. | 17012204 | 5670
%EFFECT STAT 24HR ACU LEPOMIS MACROCHI | 17012196 | 5671
%EFFECT STAT 24HR ACU PIMEPHALES | 17012188 | 5672
%EFFECT STAT 24HR ACU CERIODAPHNIA | 17012170 | 5673
%EFFECT STAT 7DAY CHR LEPOMIS MACROCHI | 17012162 | 5674
%EFFECT STAT 4DAY CHR LEPOMIS MACROCHI | 17012154 | 5675
%EFFECT STAT 96HR ACU LEPOMIS MACROCHI | 17012147 | 5676
%EFFECT STAT 48HR ACU LEPOMIS MACROCHI | 17012139 | 5677
%EFFECT STAT 48HR ACU CERIODAPHNIA | 17012121 | 5678
LC50 FTHD MINNOW FL-THRU DEFN | 17012113 | 5679
LC50 SHEE MINNOW FL-THRU DEFN | 17012105 | 5680
LC50 MYCD SHRIMP FL-THRU DEFN | 17012097 | 5681
NOEL FLTH 7DAY CHR LEPOMIS MACROCHI | 17012089 | 5682
NOEL FLTH 7DAY CHR SALMO GAIR. | 17012071 | 5683
NOEL FLTH 7DAY CHR PIMEPHALES | 17012063 | 5684
NOEL FLTH 7DAY CHR MENIDIA | 17012055 | 5685
NOEL FLTH 7DAY CHR CYPRINODON | 17012048 | 5686
NOEL FLTH 7DAY CHR MYSID. BAHIA | 17012030 | 5687
NOEL FLTH 7DAY CHR D. PULEX | 17012022 | 5688
NOEL FLTH 7DAY CHR D. MAGNA | 17012014 | 5689
NOEL FLTH 7DAY CHR CERIODAPHNIA | 17012006 | 5690
NOEL FLTH 7DAY CHR ARBACIA | 17011990 | 5691
NOEL FLTH 7DAY CHR CHAMPIA | 17011982 | 5692
NOEL FLTH 7DAY CHR L. MINOR | 17011974 | 5693
NOEL FLTH 7DAY CHR SELEN. CAPR. | 17011966 | 5694
NOEL FLTH 4DAY CHR LEPOMIS MACROCHI | 17011958 | 5695
NOEL FLTH 4DAY CHR SALMO GAIR. | 17011941 | 5696
NOEL FLTH 4DAY CHR PIMEPHALES | 17011933 | 5697
NOEL FLTH 4DAY CHR MENIDIA | 17011925 | 5698
NOEL FLTH 4DAY CHR CYPRINODON | 17011917 | 5699
NOEL FLTH 4DAY CHR MYSID. BAHIA | 17011909 | 5700
NOEL FLTH 4DAY CHR D. PULEX | 17011891 | 5701
NOEL FLTH 4DAY CHR D. MAGNA | 17011883 | 5702
NOEL FLTH 4DAY CHR CERIODAPHNIA | 17011875 | 5703
NOEL FLTH 4DAY CHR ARBACIA | 17011867 | 5704
NOEL FLTH 4DAY CHR CHAMPIA | 17011859 | 5705
NOEL FLTH 4DAY CHR L. MINOR | 17011842 | 5706
NOEL FLTH 4DAY CHR SELEN. CAPR. | 17011834 | 5707
NOEL FLTH 96HR ACU LEPOMIS MACROCHI | 17011826 | 5708
NOEL FLTH 48HR ACU LEPOMIS MACROCHI | 17011818 | 5709
NOEL STATRE 10DAY CHR SALVEL. SALMONID | 17011800 | 5710
NOEL STATRE 7 DAY CHR CYPRINELLA LEEDSI | 17011792 | 5711
NOEL STATRE 7DAY CHR LEPOMIS MACROCHI | 17011784 | 5712
NOEL STATRE 7DAY CHR SALMO GAIR. | 17011776 | 5713
NOEL STATRE 7DAY CHR PIMEPHALES | 17011768 | 5714
NOEL STATRE 7DAY CHR MENIDIA | 17011750 | 5715
NOEL STATRE 7DAY CHR CYPRINODON | 17011743 | 5716
NOEL STATRE 7DAY CHR MYSID. BAHIA | 17011735 | 5717
NOEL STATRE 7DAY CHR D. PULEX | 17011727 | 5718
NOEL STATRE 7DAY CHR D. MAGNA | 17011719 | 5719
NOEL STATRE 7DAY CHR CERIODAPHNIA | 17011701 | 5720
NOEL STATRE 7DAY CHR ARBACIA | 17011693 | 5721
NOEL STATRE 7DAY CHR CHAMPIA | 17011685 | 5722
NOEL STATRE 7DAY CHR L. MINOR | 17011677 | 5723
NOEL STATRE 7DAY CHR SELEN. CAPR. | 17011669 | 5724
NOEL STATRE 4DAY CHR LEPOMIS MACROCHI | 17011651 | 5725
NOEL STATRE 4DAY CHR SALMO GAIR. | 17011644 | 5726
NOEL STATRE 4DAY CHR PIMEPHALES | 17011636 | 5727
NOEL STATRE 4DAY CHR MENIDIA | 17011628 | 5728
NOEL STATRE 4DAY CHR CYPRINODON | 17011610 | 5729
NOEL STATRE 4DAY CHR MYSID. BAHIA | 17011602 | 5730
NOEL STATRE 4DAY CHR D. PULEX | 17011594 | 5731
NOEL STATRE 4DAY CHR D. MAGNA | 17011586 | 5732
NOEL STATRE 4DAY CHR CERIODAPHNIA | 17011578 | 5733
NOEL STATRE 4DAY CHR ARBACIA | 17011560 | 5734
NOEL STATRE 4DAY CHR CHAMPIA | 17011552 | 5735
NOEL STATRE 4DAY CHR L. MINOR | 17011545 | 5736
NOEL STATRE 4DAY CHR SELEN. CAPR. | 17011537 | 5737
NOEL STATRE 96HR ACU LEPOMIS MACROCHI | 17011529 | 5738
NOEL STAT 48HR ACU LEPOMIS MACROCHIRUS | 17011511 | 5739
NOEL STAT 1HR FERT. CHR ARBACIA | 17011503 | 5740
NOEL STAT 48HR CHR MYTILUS EDULIS | 17011495 | 5741
NOEL STAT 48HR CHR CRASSOSTREA GIGAS | 17011487 | 5742
NOEL STAT 48HR CHR CHAMPIA | 17011479 | 5743
NOEL STAT 1HR CHR DENDRASTER EXCENT | 17011461 | 5744
NOEL STAT 1HR CHR GREEN SEA URCHIN | 17011453 | 5745
NOEL STAT 1HR CHR PURPLE SEA URCHIN | 17011446 | 5746
NOEL STAT 1HR CHR RED SEA URCHIN | 17011438 | 5747
NOEL STAT 24HR ACU LEPOMIS MACROCHIRUS | 17011420 | 5748
NOEL STAT 7DAY CHR LEPOMIS MACROCHIRUS | 17011412 | 5749
NOEL STAT 7DAY CHR SALMO GAIR. | 17011404 | 5750
NOEL STAT 7DAY CHR PIMEPHALES | 17011396 | 5751
NOEL STAT 7DAY CHR MENIDIA | 17011388 | 5752
NOEL STAT 7DAY CHR CYPRINODON | 17011370 | 5753
NOEL STAT 7DAY CHR MYSID. BAHIA | 17011362 | 5754
NOEL STAT 7DAY CHR D. PULEX | 17011354 | 5755
NOEL STAT 7DAY CHR D. MAGNA | 17011347 | 5756
NOEL STAT 7DAY CHR CERIODAPHNIA | 17011339 | 5757
NOEL STAT 7DAY CHR ARBACIA | 17011321 | 5758
NOEL STAT 7DAY CHR CHAMPIA | 17011313 | 5759
NOEL STAT 7DAY CHR L. MINOR | 17011305 | 5760
NOEL STAT 7DAY CHR SELEN. CAPR. | 17011297 | 5761
NOEL STAT 4DAY CHR LEPOMIS MACROCHIRUS | 17011289 | 5762
NOEL STAT 4DAY CHR SALMO GAIR. | 17011271 | 5763
NOEL STAT 4DAY CHR PIMEPHALES | 17011263 | 5764
NOEL STAT 4DAY CHR MENIDIA | 17011255 | 5765
NOEL STAT 4DAY CHR CYPRINODON | 17011248 | 5766
NOEL STAT 4DAY CHR MYSID. BAHIA | 17011230 | 5767
NOEL STAT 4DAY CHR D. PULEX | 17011222 | 5768
NOEL STAT 4DAY CHR D. MAGNA | 17011214 | 5769
NOEL STAT 4DAY CHR CERIODAPHNIA | 17011206 | 5770
NOEL STAT 4DAY CHR ARBACIA | 17011198 | 5771
NOEL STAT 4DAY CHR CHAMPIA | 17011180 | 5772
NOEL STAT 4DAY CHR L. MINOR | 17011172 | 5773
NOEL STAT 4DAY CHR SELEN. CAPR. | 17011164 | 5774
NOEL STAT 96HR ACU LEPOMIS MACROCHIRUS | 17011156 | 5775
NOEL STAT 48HR ACU LEPOMIS MACROCHIRUS | 17011149 | 5776
LC50 FTHD MINNOW STATIC DEFN | 17011131 | 5777
LC50 SHEE MINNOW STATIC DEFN | 17011123 | 5778
LC50 MYCD SHRIMP STATIC DEFN | 17011115 | 5779
LC50 FLTH 7DAY CHR LEPOMIS MACROCHI | 17011107 | 5780
LC50 FLTH 4DAY CHR LEPOMIS MACROCHI | 17011099 | 5781
LC50 FLTH 96HR ACU LEPOMIS MACROCHI | 17011081 | 5782
LC50 FLTH 96HR ACU SALMO GAIR. | 17011073 | 5783
LC50 FLTH 96HR ACU PIMEPHALES | 17011065 | 5784
LC50 FLTH 96HR ACU MENIDIA | 17011057 | 5785
LC50 FLTH 96HR ACU CYPRINODON | 17011040 | 5786
LC50 FLTH 96HR ACU MYSID. BAHIA | 17011032 | 5787
LC50 FLTH 96HR ACU D. PULEX | 17011024 | 5788
LC50 FLTH 96HR ACU D. MAGNA | 17011016 | 5789
LC50 FLTH 96HR ACU CERIODAPHNIA | 17011008 | 5790
LC50 FLTH 96HR ACU ARBACIA | 17010992 | 5791
LC50 FLTH 96HR ACU CHAMPIA | 17010984 | 5792
LC50 FLTH 96HRACU L. MINOR | 17010976 | 5793
LC50 FLTH 96HR ACU SELEN. CAPR. | 17010968 | 5794
LC50 FLTH 48HR ACU LEPOMIS MACROCHI | 17010950 | 5795
LC50 FLTH 48HR ACU SALMO GAIR. | 17010943 | 5796
LC50 FLTH 48HR ACU PIMEPHALES | 17010935 | 5797
LC50 FLTH 48HR ACU MENIDIA | 17010927 | 5798
LC50 FLTH 48HR ACU CYPRINODON | 17010919 | 5799
LC50 FLTH 48HR ACU MYSID. BAHIA | 17010901 | 5800
LC50 FLTH 48HR ACU D. PULEX | 17010893 | 5801
LC50 FLTH 48HR ACU D. MAGNA | 17010885 | 5802
LC50 FLTH 48HR ACU CERIODAPHNIA | 17010877 | 5803
LC50 FLTH 48HR ACU ARBACIA | 17010869 | 5804
LC50 FLTH 48HR ACU CHAMPIA | 17010851 | 5805
LC50 FLTH 48HR ACU L. MINOR | 17010844 | 5806
LC50 FLTH 48HR ACU SELEN. CAPR. | 17010836 | 5807
LC50 STATRE 7DAY CHR LEPOMIS MACROCHI | 17010828 | 5808
LC50 STATRE 7DAY CHRCERIODAPHNIA | 17010810 | 5809
LC50 STATRE 4DAY CHR LEPOMIS MACROCHI | 17010802 | 5810
LC50 STATRE 96HR ACUMENIDIA BERYLLINA | 17010794 | 5811
LC50 STATRE 96HR ACUCYPRINELLA LEEDSI | 17010786 | 5812
LC50 STATRE 96HR ACU ORCORHYNCHUS GORBUS | 17010778 | 5813
LC50 STATRE 96HR ACU LEPOMIS MACROCHI | 17010760 | 5814
LC50 STATRE 96HR ACU SALMO GAIR. | 17010752 | 5815
LC50 STATRE 96HR ACU PIMEPHALES | 17010745 | 5816
LC50 STATRE 96HR ACU MENIDIA | 17010737 | 5817
LC50 STATRE 96HR ACU CYPRINODON | 17010729 | 5818
LC50 STATRE 96HR ACU CANCER MAGISTER | 17010711 | 5819
LC50 STATRE 96HR ACU PANDULAS BOREALIS | 17010703 | 5820
LC50 STATRE 96HR ACU PANDULAS HYPSINOTUS | 17010695 | 5821
LC50 STATRE 96HR ACU MYSID. BAHIA | 17010687 | 5822
LC50 STATRE 96HR ACU D. PULEX | 17010679 | 5823
LC50 STATRE 96HR ACU D. MAGNA | 17010661 | 5824
LC50 STATRE 96HR ACU CERIODAPHNIA | 17010653 | 5825
LC50 STATRE 96HR ACU ARBACIA | 17010646 | 5826
LC50 STATRE 96HR ACU CHAMPIA | 17010638 | 5827
LC50 STATRE 96HR ACU L. MINOR | 17010620 | 5828
LC50 STATRE 96HR ACU SELEN. CAPR. | 17010612 | 5829
LC50 STAT 48HR ACU LEPOMIS MACROCHIRUS | 17010604 | 5830
LC50 STATRE 48HR ACU SALMO GAIR. | 17010596 | 5831
LC50 STATRE 48HR ACU PIMEPHALES | 17010588 | 5832
LC50 STATRE 48HR ACU MENIDIA | 17010570 | 5833
LC50 STATRE 48HR ACU CYPRINODON | 17010562 | 5834
LC50 STATRE 48HR ACUPENAEUS VANNAMEI | 17010554 | 5835
LC50 STATRE 48HR ACU MYSID. BAHIA | 17010547 | 5836
LC50 STATRE 48HR ACU D. PULEX | 17010539 | 5837
LC50 STATRE 48HR ACU D. MAGNA | 17010521 | 5838
LC50 STATRE 48HR ACU CERIODAPHNIA | 17010513 | 5839
LC50 STATRE 48HR ACU ARBACIA | 17010505 | 5840
LC50 STATRE 48HR ACU CHAMPIA | 17010497 | 5841
LC50 STATRE 48HR ACU L. MINOR | 17010489 | 5842
LC50 STATRE 48HR ACU SELEN. CAPR. | 17010471 | 5843
LC50 STAT 1HR CHRONIC CYPRINELLA LEEDSI | 17010463 | 5844
LC50 STAT 1HR CHRONIC LEPOMIS MACROCHIRU | 17010455 | 5845
LC50 STAT 1HR CHRONIC PIMEPHALES | 17010448 | 5846
LC50 STAT 1HR CHRONIC | 17010430 | 5847
LC50 STAT 1HR CHRONIC CERIODAPHNIA | 17010422 | 5848
LC50 STAT 1HR CHRONIC | 17010414 | 5849
LC50 STAT 7DAY CHR LEPOMIS MACROCHIRUS | 17010406 | 5850
LC50 STAT 4DAY CHR LEPOMIS MACROCHIRUS | 17010398 | 5851
LC50 STAT 96HR ACU CYPRINELLA LEEDSI | 17010380 | 5852
LC50 STAT 96HR ACU LEPOMIS MACROCHIRUS | 17010372 | 5853
LC50 STAT 96HR ACU SALMO GAIR. | 17010364 | 5854
LC50 STAT 96HR ACU PIMEPHALES | 17010356 | 5855
LC50 STAT 96HR ACU MENIDIA | 17010349 | 5856
LC50 STAT 96HR ACU CYPRINODON | 17010331 | 5857
LC50 STAT 96HR ACU MYSID. BAHIA | 17010323 | 5858
LC50 STAT 96HR ACU D. PULEX | 17010315 | 5859
LC50 STAT 96HR ACU D. MAGNA | 17010307 | 5860
LC50 STAT 96HR ACU CERIODAPHNIA | 17010299 | 5861
LC50 STAT 96HR ACU ARBACIA | 17010281 | 5862
LC50 STAT 96HR ACU CHAMPIA | 17010273 | 5863
LC50 STAT 96HR ACU L. MINOR | 17010265 | 5864
LC50 STAT 96HR ACU SELEN. CAPR. | 17010257 | 5865
LC50 STAT 48HR ACU CYPRINELLA LEEDSI | 17010240 | 5866
LC50 STAT 48HR ACU SALVEL. SALMONID | 17010232 | 5867
LC50 STAT 48HR ACU LEPOMIS MACROCHIRUS | 17010224 | 5868
LC50 STAT 48HR ACU SALMO GAIR. | 17010216 | 5869
LC50 STAT 48HR ACU PIMEPHALES | 17010208 | 5870
LC50 STAT 48HR ACU MENIDIA | 17010190 | 5871
LC50 STAT 48HR ACU CYPRINODON | 17010182 | 5872
LC50 STAT 48HR ACU MYSID. BAHIA | 17010174 | 5873
LC50 STAT 48HR ACU D. PULEX | 17010166 | 5874
LC50 STAT 48HR ACU D. MAGNA | 17010158 | 5875
LC50 STAT 48HR ACU CERIODAPHNIA | 17010141 | 5876
LC50 STAT 48HR ACU ARBACIA | 17010133 | 5877
LC50 STAT 48HR ACU CHAMPIA | 17010125 | 5878
LC50 STAT 48HR ACU L. MINOR | 17010117 | 5879
LC50 STAT 48HR ACU SELEN. CAPR. | 17010109 | 5880
%REPR 7D CHR STATRE D. AMBIGUA | 17016791 | 5881
%REPRO REDUC STATRE 7D MYSID. BAHIA | 17016783 | 5882
%REPRO REDUC STATRE7D CHR CERIODAPHNIA | 17016775 | 5883
%FERT STATRE 7DA CHR CERIODAPHNIA | 17016767 | 5884
%FERT STAT 1HR CHR TRIPNEUSTES GRATILLA | 17016759 | 5885
%FERT STAT 1HR CHR COLOBOCENTR. ATRATUS | 17016742 | 5886
TOXICITY, CHRONIC, TUC | 17016734 | 5887
TUC STAT 20MIN CHR STRONGYL. PURPURATUS | 17016726 | 5888
TUC STAT 96HR CHR SELEN. CAPRICORNUTUM | 17016718 | 5889
TUC STATRE 7DA CHR ATHERINOPS AFFINIS | 17016700 | 5890
TUC STATRE 7DAY CHR MENIDIA BERYLLINA | 17016692 | 5891
TUC STATRE 7DAY CHR PIMPHALES PROMELAS | 17016684 | 5892
TUC STATRE 7DAY CHR HOLMESIMYSIS COSTATA | 17016676 | 5893
TUC STATRE 7DAY CHR MYSIDOPSIS BAHIA | 17016668 | 5894
TUC STATRE 7DAY CHR CERIODAPHNIA DUBIA | 17016650 | 5895
TUC FLTH 48HR CHR DENDRASTER EXCENTRI. | 17016643 | 5896
TUC STAT 48HR CHR HALIOTIS RUFESCENS | 17016635 | 5897
TUC STAT 48HR CHR MYTILIS EDULIS | 17016627 | 5898
TUC STAT 48HR CHR CRASSOSTREA GIGAS | 17016619 | 5899
TUC STAT 48HR CHR MACROCYSTIS PYRIFERA | 17016601 | 5900
TUC STAT 72HR CHR DENDRASTER EXCENTRI. | 17016593 | 5901
TUC STAT 72HR CHR STRONGYL. PURPURATUS | 17016585 | 5902
TUC STAT 1HR CHR TRIPNEUSTES GRATILLA | 17016577 | 5903
TUC STAT 1HR CHR COLOBOENTR. ATRATUS | 17016569 | 5904
TUC STAT 1HR CHR TRIPNEUSTES GRATILLA | 17016551 | 5905
TUC STAT 1HR CHR COLOBOCENTR. ATRATUS | 17016544 | 5906
TUC STAT 1HR CHR STRONGYL. PURPURATUS | 17016536 | 5907
TUC STAT 7DAY CHR MENIDIA BERYLLINA | 17016528 | 5908
TUC STAT 7DAY CHR PIMEPHALES PROMELAS | 17016510 | 5909
TUC STAT 7DAY CHR CERIODAPHNIA DUBIA | 17016502 | 5910
TUC STAT 4DAY CHR RAPHIDOCE. SUBCAPITA | 17016494 | 5911
TUC STAT 4DAY CHR SELEN. CAPRICORNUTUM | 17016486 | 5912
TUC STAT 48HR CHR MACROCYSTIS PYRIFERA | 17016478 | 5913
TOXICITY, ACUTE, TUA | 17016460 | 5914
TUA STATRE 96HR ACU ATHERINOPS AFFINIS | 17016452 | 5915
TUA STATRE 96HR ACU MENIDIA BERYLLINA | 17016445 | 5916
TUA STATRE 96HR ACU ONCORHYNCHUS MYKISS | 17016437 | 5917
TUA STATRE 96HR ACU PIMPHALES PROMELAS | 17016429 | 5918
TUA STATRE 96HR ACU CERIODAPHNIA DUBIA | 17016411 | 5919
TUA STATRE 48HR ACU DAPHNIA MAGNA | 17016403 | 5920
TUA STATRE 48HR ACU CERIODAPHNIA DUBIA | 17016395 | 5921
TUA STAT 96HR ACUTE MEDINIA BERYLLINA | 17016387 | 5922
TUA STAT 96HR ACU PIMPHALES PROMELAS | 17016379 | 5923
TUA STAT 96HR ACU PENAEUS VANNAMEI | 17016361 | 5924
TUA STAT 96HR ACUTE HOLMESIMYSIS COSTATA | 17016353 | 5925
TUA STAT 48HR ACU PIMEPHALES PROMELAS | 17016346 | 5926
TUA STAT 48HR ACU DAPHNIA PULEX | 17016338 | 5927
TUA STAT 48HR ACU DAPHNIA MAGNA | 17016320 | 5928
TUA STAT 48HR ACU CERIODAPHNIA DUBIA | 17016312 | 5929
TOXICITY, ACUTE, % SURVIVAL | 17016304 | 5930
Sinorhizobium meliloti RMB 7401 | 5244835 | 5931
Sinorhizobium meliloti RMB 7201 | 5244827 | 5932
Sinorhizobium meliloti RMB 7101 | 5244819 | 5933
Genetically engineered strain of Rhizobium meliloti containing R. meliloti NIF genetic material carried on a plasid | 5244801 | 5934
Genetically enginered strain of Rhizobium meliloti containing a recombinant plasmid | 5244793 | 5935
Sinorhizobium meliloti strain RMBPC-2 | 753871 | 5936
Metarhizium anisopliae strain ESF1 | 763839 | 5937
Candida oleophila isolate I-182 | 763805 | 5938
Ampelomyces quisqualis isolate M-10 | 763797 | 5939
Verticillium dahliae strain WCS 850 | 762955 | 5940
Pseudomonas fluorescens Z34-97 | 762807 | 5941
Gliocladium virens strain G-21 | 762716 | 5942
Gliocladium catenulatum strain J1446 | 762708 | 5943
Flavobacterium balustinum strain 299 | 762690 | 5944
Coniothyrium minitans strain CON/M/91-08 | 762666 | 5945
Trichoderma viride sensu Bisby | 762609 | 5946
Trichoderma harzianum Rifai (variety); KRL-AG2 (strain) | 762542 | 5947
Trichoderma hamatum TH382 | 762534 | 5948
Streptomyces griseoviridis strain K61 | 762500 | 5949
Bacillus subtilis strain QST 713 | 762450 | 5950
Pseudomonas syringae strain ESC-11 | 762435 | 5951
Pseudomonas fluorescens strain PRA-25 | 762427 | 5952
Pseudomonas chlororaphis strain 63-28 | 762419 | 5953
Pseudomonas aureofaciens strain Tx-1 | 762401 | 5954
Pantoea agglomerans strain C9-1 | 762302 | 5955
Paecilomyces fumosoroseus Apopka strain 97 | 762294 | 5956
Burkholderia (Pseudomonas) cepacia strain AMMD | 762252 | 5957
Burkholderia (Pseudomonas) cepacia type Wisconsin strain M54 | 762245 | 5958
Burkholderia (Pseudomonas) cepacia type Wisconsin strain J82 | 762237 | 5959
Burkholderia (Pseudomonas) cepacia strain Ral-3 | 762229 | 5960
Beauveria bassiana strain ESC 170 | 762211 | 5961
Beauveria bassiana strain GHA | 762203 | 5962
Bacillus thuringiensis subspecies kurstaki, strain EG7826, Lepidopteran active toxin | 762187 | 5963
Bacillus thuringiensis subspecies kurstaki strain EG7841, Lepidopteran active toxin | 762179 | 5964
Bacillus thuringiensis subspecies israelensis strain EG2215 | 762161 | 5965
Bacillus thuringiensis subspecies kurstaki strain EG7673, Lepidopteran active toxin | 762153 | 5966
Bacillus thuringiensis subspecies kurstaki strain EG7673, Coleopteran active toxin | 762146 | 5967
Bacillus subtilis var. amyloliquefaciens strain FZB24 | 762138 | 5968
Bacillus subtilis strain MBI 600 | 762120 | 5969
Bacillus subtilis strain GB03 | 762112 | 5970
Bacillus cereus strain UW85 | 762096 | 5971
Bacillus cereus strain BP01 | 762088 | 5972
Bacillus thuringiensis serovar japonensis strain buibui | 762062 | 5973
Agrobacterium vitis strain F2/5 | 762005 | 5974
Agrobacterium radiobacter strain K1026 | 761999 | 5975
Agrobacterium radiobacter strain K84 | 761981 | 5976
Pseudomonas syringae strain ESC 10 | 761973 | 5977
Pseudomonas fluorescens strain 1629RS | 761965 | 5978
Bacillus thuringiensis strain NB357M | 761940 | 5979
Bacillus thuringiensis subspecies aizawai strain GC-91 | 761932 | 5980
Bacillus thuringiensis subspecies kurstaki strain EG2348, Lepidopteran active toxin | 761916 | 5981
Bacillus thuringiensis subspecies kurstaki strain EG2371, Lepidopteran active toxin | 761908 | 5982
Bacillus thuringiensis subspecies kurstaki strain EG2424 | 761890 | 5983
Pseudomonas fluorescens strain NCIB 12089 | 761882 | 5984
Pseudomonas fluorescens strain EG-1053 | 761866 | 5985
Pseudomonas fluorescens strain A506 | 761858 | 5986
Pseudomonas syringae strain 742RS | 761833 | 5987
Bacillus thuringiensis subspecies kurstaki strain BMP123 | 761825 | 5988
Bacillus thuringiensis subspecies kurstaki strain HD263 | 761817 | 5989
Mesostigmata | 17093667 | 5990
Prostigmata | 17093659 | 5991
Oribatida | 17093642 | 5992
Arthropleona | 17094145 | 5993
Acaridei | 17080110 | 5994
Hydracarina | 17080722 | 5995
Oribatei | 17081266 | 5996
Tubificina | 1972504 | 5997
Mysida | 52455755 | 5998
Leptomedusae | 52455458 | 5999
Doridoidea | 52454980 | 6000
Gammaridea | 52453198 | 6001
Athenaria | 52452752 | 6002
Lumbricina | 52452224 | 6003
Eucladocera | 52451887 | 6004
Zygoptera | 1888528 | 6005
Sabellida | 1972389 | 6006
Anisoptera | 1919406 | 6007
Frustulia rhomboides capitata | 17292632 | 6008
Pinnularia biceps f. petersenii | 17288218 | 6009
Stauroneis anceps f. gracilis | 17285271 | 6010
Polycyclic organic matter - 7-PAH | 17134057 | 6011
Polycyclic organic matter - 16-PAH | 17134016 | 6012
Aquatic community | 17074279 | 6013
Soil Community | 17074295 | 6014
Microbial Community | 17074287 | 6015
Invertebrates | 17077082 | 6016
Zirconium Radionuclides | 52465192 | 6017
Zinc Radionuclides | 52465184 | 6018
Yttrium Radionuclides | 52465176 | 6019
Ytterbium Radionuclides | 52465168 | 6020
Xenon Radionuclides | 52465150 | 6021
Vanadium Radionuclides | 52465143 | 6022
Uranium Radionuclides | 52465135 | 6023
Tungsten Radionuclides | 52465127 | 6024
Titanium Radionuclides | 52465119 | 6025
Tin Radionuclides | 52465101 | 6026
Thulium Radionuclides | 52465093 | 6027
Thorium Radionuclides | 52465085 | 6028
Thallium Radionuclides | 52465077 | 6029
Terbium Radionuclides | 52465069 | 6030
Tellurium Radionuclides | 52465051 | 6031
Technetium Radionuclides | 52465044 | 6032
Tantalum Radionuclides | 52465036 | 6033
Sulfur Radionuclides | 52465028 | 6034
Strontium Radionuclides | 52465010 | 6035
Sodium Radionuclides | 52465002 | 6036
Silver Radionuclides | 52464997 | 6037
Silicon Radionuclides | 52464989 | 6038
Selenium Radionuclides | 52464971 | 6039
Scandium Radionuclides | 52464963 | 6040
Samarium Radionuclides | 52464955 | 6041
Ruthenium Radionuclides | 52464948 | 6042
Rubidium Radionuclides | 52464930 | 6043
Rhodium Radionuclides | 52464922 | 6044
Rhenium Radionuclides | 52464914 | 6045
Radon Radionuclides | 52464906 | 6046
Radium Radionuclides | 52464898 | 6047
Protactinium Radionuclides | 52464880 | 6048
Promethium Radionuclides | 52464872 | 6049
Praseodymium Radionuclides | 52464864 | 6050
Potassium Radionuclides | 52464856 | 6051
Polonium Radionuclides | 52464849 | 6052
Plutonium Radionuclides | 52464831 | 6053
Platinum Radionuclides | 52464823 | 6054
Phosphorus Radionuclides | 52464815 | 6055
Palladium Radionuclides | 52464807 | 6056
Oxygen Radionuclides | 52464799 | 6057
Osmium Radionuclides | 52464781 | 6058
Nitrogen Radionuclides | 52464773 | 6059
Niobium Radionuclides | 52464765 | 6060
Nickel Radionuclides | 52464757 | 6061
Neptunium Radionuclides | 52464740 | 6062
Neon Radionuclides | 52464732 | 6063
Neodymium Radionuclides | 52464724 | 6064
Molybdenum Radionuclides | 52464716 | 6065
Mercury Radionuclides | 52464708 | 6066
Mendelevium Radionuclides | 52464690 | 6067
Manganese Radionuclides | 52464682 | 6068
Magnesium Radionuclides | 52464674 | 6069
Lutetium Radionuclides | 52464666 | 6070
Lead Radionuclides | 52464658 | 6071
Lanthanum Radionuclides | 52464641 | 6072
Krypton Radionuclides | 52464633 | 6073
Iron Radionuclides | 52464625 | 6074
Iridium Radionuclides | 52464617 | 6075
Iodine Radionuclides | 52464609 | 6076
Indium Radionuclides | 52464591 | 6077
Hydrogen Radionuclides | 52464583 | 6078
Holmium Radionuclides | 52464575 | 6079
Hafnium Radionuclides | 52464567 | 6080
Gold Radionuclides | 52464559 | 6081
Germanium Radionuclides | 52464542 | 6082
Gallium Radionuclides | 52464534 | 6083
Gadolinium Radionuclides | 52464526 | 6084
Francium Radionuclides | 52464518 | 6085
Fluorine Radionuclides | 52464500 | 6086
Fermium Radionuclides | 52464492 | 6087
Europium Radionuclides | 52464484 | 6088
Erbium Radionuclides | 52464476 | 6089
Einsteinium Radionuclides | 52464468 | 6090
Dysprosium Radionuclides | 52464450 | 6091
Curium Radionuclides | 52464443 | 6092
Copper Radionuclides | 52464435 | 6093
Cobalt Radionuclides | 52464427 | 6094
Chromium Radionuclides | 52464419 | 6095
Chlorine Radionuclides | 52464401 | 6096
Cesium Radionuclides | 52464393 | 6097
Cerium Radionuclides | 52464385 | 6098
Carbon Radionuclides | 52464377 | 6099
Californium Radionuclides | 52464369 | 6100
Calcium Radionuclides | 52464351 | 6101
Cadmium Radionuclides | 52464344 | 6102
Bromine Radionuclides | 52464336 | 6103
Bismuth Radionuclides | 52464328 | 6104
Beryllium Radionuclides | 52464310 | 6105
Berkelium Radionuclides | 52464302 | 6106
Barium Radionuclides | 52464294 | 6107
Astatine Radionuclides | 52464286 | 6108
Arsenic Radionuclides | 52464278 | 6109
Argon Radionuclides | 52464260 | 6110
Antimony Radionuclides | 52464252 | 6111
Americium Radionuclides | 52464245 | 6112
Aluminum Radionuclides | 52464237 | 6113
Actinium Radionuclides | 52464229 | 6114
Transuranic | 52464211 | 6115
Production Mode - Fission Product | 52464203 | 6116
Production Mode - Photon Reaction | 52464195 | 6117
Production Mode - Fast Neutron Activation | 52464187 | 6118
Production Mode - Thermal Neutron Activation | 52464179 | 6119
Production Mode - Charged Particle Reaction | 52464161 | 6120
Production Mode - Naturally Occurring | 52464153 | 6121
Decay Chain - U-235 Decay Series (4n+3) | 52464146 | 6122
Decay Chain - U-238 Decay Series (4n+2) | 52464138 | 6123
Decay Chain - U-233 Decay Series (4n+1) | 52464120 | 6124
Decay Chain - Th-232 Decay Series (4n) | 52464112 | 6125
Decay Mode - Spontaneous Fission | 52464104 | 6126
Decay Mode - Internal Transition | 52464096 | 6127
Decay Mode - Electron Capture | 52464088 | 6128
Decay Mode - Beta Positive Particle | 52464070 | 6129
Decay Mode - Beta Negative Particle | 52464062 | 6130
Decay Mode - Alpha Particle | 52464054 | 6131
Half-Life - Greater than One Year | 52464047 | 6132
Half-Life - One Day to One Year | 52464039 | 6133
Half-Life - One Hour to One Day | 52464021 | 6134
Half-Life - Less than One Hour | 52464013 | 6135
Chlordane, CA Ocean Plan Definition | 17027046 | 6137
Iron Bacteria | 1972892 | 6140
Diatoms | 1972801 | 6141
Coliphage | 1852565 | 6142
Nonfecal coliform, total | 1852557 | 6143
Zooplankton | 1852326 | 6144
Periphyton | 1852318 | 6145
Macroinvertebrates | 1852300 | 6146
Bacteria, nitrifiers | 1852292 | 6147
Bacteria, iron+sulfur fixers | 1852284 | 6148
Bacteria, denitrifiers | 1852276 | 6149
Algae | 764357 | 6150
Phytoplankton | 764332 | 6151
Plankton | 764324 | 6152
Trout | 764308 | 6153
Adenoviruses | 764019 | 6154
Caliciviruses | 764001 | 6155
Coxsackieviruses | 763995 | 6156
Echoviruses | 763987 | 6157
Cyanobacteria | 763979 | 6158
Viruses | 763938 | 6159
Salmonella-Shigella | 763896 | 6160
Non-coliform growth | 763888 | 6161
Fecal Streptococcus | 763862 | 6162
Enterococci | 763854 | 6163
Viral inclusion bodies | 762575 | 6164
Parasitic and predaceous insects used to control insect pests | 762310 | 6165
Total culturable viruses | 761767 | 6166
Viruses (enteric) | 761759 | 6167
Heterotrophic bacteria | 761734 | 6168
Total coliforms | 761700 | 6169
Fecal coliforms | 761692 | 6170
Monera | 1972868 | 6171
Plantae | 1853233 | 6172
Animalia | 1859024 | 6173
Fungi | 763920 | 6174
Acari | 17093626 | 6175
Cirripedia | 1921352 | 6176
Asteroidea | 1919711 | 6177
Hirudinea | 1925346 | 6178
Euechinoidea | 52453115 | 6179
Copepoda | 1972025 | 6180
Ostracoda | 1929306 | 6181
Opisthobranchia | 1929108 | 6182
Ophiuroidea | 1929082 | 6183
Acarina | 1918473 | 6184
Pterygota | 763201 | 6185
Rhagovelia obesa obesa | 17294208 | 6186
Stenonema interpunctatum frontale | 17294026 | 6187
Ophiothrix angulata atrolineata | 17292855 | 6188
Austrotrophon cerrosensis catalinensis | 17291998 | 6189
Vejdovskyella comata grandisetosa | 17291899 | 6190
Ophiothrix angulata violacea | 17291782 | 6191
Ophiothrix angulata poecila | 17291774 | 6192
Valvata bicarinata normalis | 17291535 | 6193
Ophiothrix angulata megalaspis | 17291451 | 6194
Lampsilis ventricosa cohongoronta | 17291444 | 6195
Uca rapax longisignalis | 17291055 | 6196
Ephemerella hecuba pacifica | 17290891 | 6197
Notropis spilopterus spilopterus | 17290784 | 6198
Ophiothrix angulata phlogina | 17290420 | 6199
Tethyum partitum bermudense | 17280165 | 6200
Conus jaspideus stearnsi | 17279985 | 6201
Penaeus aztecus aztecus | 17279274 | 6202
Lumbricus variegatus variegatus | 17278334 | 6203
Triaenodes marginatus tardus | 17277658 | 6204
Ensis siliqua minor | 17277435 | 6205
Nais variabilis simplex | 17277203 | 6206
Notropis spilopterus spilopterus | 17277070 | 6207
Chaetogaster diaphanus cyclops | 17276601 | 6208
Ophiothrix angulata phoinissa | 17276544 | 6209
Ophiothrix oerstedii lutea | 17276338 | 6210
Lampsilis ovata ventricosa | 17276155 | 6211
Stenonema mexicanum integrum | 17289455 | 6212
Amphicteis gunneri floridus | 17288895 | 6213
Asellus racovitzai australis | 17288838 | 6214
Krendowskia convexa similis | 17288226 | 6215
Anadara ovalis americana | 17287756 | 6216
Lembos brunneomaculatus brunneomaculatus | 17287368 | 6217
Acetes americanus louisianensis | 17286626 | 6218
Acetes americanus limonensis | 17286436 | 6219
Lumbricus variegatus inconstans | 17286428 | 6220
Lampsilis radiata siliquoidea | 17284829 | 6221
Rhagovelia obesa flavicincta | 17284696 | 6222
Mesovelia mulsanti bisignata | 17284639 | 6223
Neopanope texana sayi | 17283615 | 6224
Nais pectinata inaequalis | 17282948 | 6225
Penaeus braziliensis aztecus | 17282617 | 6226
Orconectes propinquus propinqu | 17081555 | 6227
Platichthys flesus flesus | 17082827 | 6228
Mytilus edulis planulatus | 17082728 | 6229
Amblema plicata plicata | 17091414 | 6230
Oncorhynchus nerka kennerlyi | 17091398 | 6231
Gambusia affinis affinis | 17076365 | 6232
Modiolus demissus granosissima | 17082348 | 6233
Culex pipiens pallens | 17082215 | 6234
Thias haemastoma floridana | 17083551 | 6235
Lampsilis straminea claibornen | 17091315 | 6236
Paratya compressa compressa | 17084203 | 6237
Salmo trutta lacustris | 17083932 | 6238
Colubotelson chiltoni minor | 17092024 | 6239
Semotilus atromaculatus atromaculatus | 17092776 | 6240
Ephemerella grandis grandis | 17075359 | 6241
Bufo bufo gargarizans | 17083601 | 6242
Esox americanus vermiculatus | 17084658 | 6243
Macrobrachium idella idella | 17092636 | 6244
Beta vulgaris vulgaris | 17103219 | 6245
Mystus vittatus vittatus | 17077397 | 6246
Procambarus simulans simulans | 17077181 | 6247
Cyprinus carpio carpio | 17086125 | 6248
Carassius auratus gibelio | 17086034 | 6249
Melanotaenia splendida inornat | 17085978 | 6250
Melanotaenia splendida splendi | 17085960 | 6251
Eisenia fetida andrei | 17093907 | 6252
Lepidocephalichthys thermalis | 17077058 | 6253
Orthetrum albistylum speciosum | 17076944 | 6254
Procambarus acutus acutus | 17076803 | 6255
Cyclops abyssorum prealpinus | 17077942 | 6256
Eudiaptomus padanus padanus | 17077934 | 6257
Lymnaea emarginata angulata | 17077926 | 6258
Bufo bufo japonicus | 17077819 | 6259
Austropotamobius pallipes pall | 17077793 | 6260
Coregonus autumnalis migratori | 17085903 | 6261
Triturus vulgaris meridionalis | 17094640 | 6262
Oncorhynchus clarki lewisi | 17095787 | 6263
Balanus variegatus variegatus | 17077629 | 6264
Oziotelphusa senex senex | 17077579 | 6265
Crangonyx richmondensis lauren | 17077546 | 6266
Idotea balthica basteri | 17078445 | 6267
Tropocyclops prasinus mexicanu | 17086323 | 6268
Rana brevipoda porosa | 17087529 | 6269
Bufo woodhousei fowleri | 17078148 | 6270
Culex pipiens quinquefasciata | 17079385 | 6271
Bufo vulgaris formosus | 17079377 | 6272
Rutilus frisii kutum | 17079286 | 6273
Anopheles maculipennis messeae | 17079245 | 6274
Leuciscus idus melanotus | 17088311 | 6275
Carassius auratus langsdorfi | 17088220 | 6276
Lymnaea peregra ovata | 17088089 | 6277
Tropisternus lateralis nimbatu | 17080045 | 6278
Rutilus rutilus caspicus | 17080003 | 6279
Balanus tintinnabulum tintinna | 17087743 | 6280
Gammarus pulex pulex | 17088642 | 6281
Salvelinus alpinus erythrinus | 17097734 | 6282
Oncorhynchus gilae apache | 17097668 | 6283
Oncorhynchus clarki henshawi | 17097601 | 6284
Coregonus lavaretus pallasi | 17097478 | 6285
Triturus cristatus carnifex | 17079757 | 6286
Culex pipiens pipiens | 17079583 | 6287
Pseudacris triseriata triseria | 17080482 | 6288
Culex pipiens fatigans | 17088618 | 6289
Salmo trutta fario | 17088360 | 6290
Rivulus ocellatus marmoratus | 17088352 | 6291
Rhinichthys atratulatus atratulatus | 17097460 | 6292
Uca lactea annulipes | 17097445 | 6293
Acipenser gueldenstaedti colch | 17081431 | 6294
Bufo boreas halophilus | 17081258 | 6295
Tilapia niloticus mossambica | 17089111 | 6296
Nerodia erthyrogaster flavigaster | 17090028 | 6297
Sambucus nigra canadensis | 17107509 | 6298
Cyprinus carpio communis | 17081118 | 6299
Rhodeus sericeus amarus | 17081100 | 6300
Cyclops vicinus kikuchii | 17081084 | 6301
Cyclops vicinus vicinus | 17081076 | 6302
Villorita cyprinoides cochi | 17082025 | 6303
Coluber constrictor priapus | 17089988 | 6304
Pseudemys scripta elegans | 17089731 | 6305
Rasbora daniconius neilgeriens | 17091000 | 6306
Volutharpa ampullacea perryi | 17090994 | 6307
Pinctada albina albina | 17090986 | 6308
Anodonta cygnea zellensis | 17090978 | 6309
Cyclops bicuspidatus thomasi | 17090960 | 6310
Leuciscus cephalus orientalis | 17090952 | 6311
Paratya compressa improvisa | 17090937 | 6312
Tilapia mossambica x urolepis | 17090903 | 6313
Rana clamitans melanota | 17090879 | 6314
Bufo americanus americanus | 17090739 | 6315
Elymus lanceolatus lanceolatus | 17116096 | 6316
Sorghum bicolor bicolor | 17115890 | 6317
Vigna unguiculata sesquipedalis subsp. | 17115833 | 6318
Lolium perenne multiflorum | 17116864 | 6319
Barbus barbus plebejus | 17118829 | 6320
Sorghum bicolor drummondii | 17107723 | 6321
Vigna unguiculata cylindrica | 17108192 | 6322
Daucus carota sativus | 17108358 | 6323
Salix alba vitellina | 17108887 | 6324
Brassica rapa sarson | 17109414 | 6325
Ericameria nauseosa nauseosa | 17109059 | 6326
Beta vulgaris cicla | 17108937 | 6327
Hordeum murinum leporinum | 17108895 | 6328
Vigna unguiculata unguiculata | 17110172 | 6329
Medicago sativa sativa | 17109851 | 6330
Festuca rubra rubra | 17109695 | 6331
Zea mays mays | 17110578 | 6332
Ipomoea carnea fistulosa | 17110479 | 6333
Brassica rapa rapa | 17111527 | 6334
Citrus aurantium bergamia | 17113846 | 6335
Onuphis eremita parva | 1938257 | 6336
Phagocata morgani morgani | 1917426 | 6337
Astropecten braziliensis armatus | 1952696 | 6338
Hemisquilla ensigera californiensis | 1951698 | 6339
Microcylloepus pusillus pusillus | 1917012 | 6340
Ampelisca cristata microdentata | 1947969 | 6341
Notholca acuminata extensa | 1928613 | 6342
Keratella serrulata curvicornis | 1925718 | 6343
Keratella cochlearis tecta | 1925668 | 6344
Pisaster giganteus capitatus | 1960277 | 6345
Delonovolva aequalis vidleri | 1941152 | 6346
Strophitus undulatus undulatus | 1905645 | 6347
Lampsilis straminea claibornensis | 1905272 | 6348
Prionospio malmgreni dubia | 52456290 | 6349
Electra crustulenta arctica | 52453024 | 6350
Trichocorixa verticalis interiores | 52452513 | 6351
Caecidotea racovitzai racovitzai | 52451986 | 6352
Pungitius pungitius sinensis | 52451432 | 6353
Pungitius pungitius pungitius | 52451424 | 6354
Gasterosteus aculeatus williamsoni | 52451408 | 6355
Gasterosteus aculeatus aculeatus | 52451390 | 6356
Lanassa venusta venusta | 1939917 | 6357
Daphnia galeata mendotae | 1922467 | 6358
Hexagenia munda elegans | 1870179 | 6359
Balanus amphitrite amphitrite | 1869296 | 6360
Ceratopsyche morosa bifida | 1882166 | 6361
Microtendipes pedellus aberrans | 1878586 | 6362
Pristina longiseta leidyi | 1859800 | 6363
Microcylloepus pusillus perditus | 1874353 | 6364
Microcylloepus pusillus aptus | 1874338 | 6365
Suphisellus bicolor punctipennis | 1873702 | 6366
Dineutus emarginatus floridensis | 1873249 | 6367
Cybister fimbriolatus crotchi | 1872639 | 6368
Coptotomus interrogatus obscurus | 1872605 | 6369
Copelatus chevrolati chevrolati | 1872563 | 6370
Lyonsia hyalina floridana | 1904713 | 6371
Modiolus modiolus squamosus | 1903848 | 6372
Neopanope texana texana | 1890839 | 6373
Acetes americanus carolinae | 1889500 | 6374
Stenonema integrum integrum | 1871219 | 6375
Acteocina culcitella exima | 1942440 | 6376
Petaloproctus tenuis borealis | 1939404 | 6377
Onuphis eremita oculata | 1929041 | 6378
Ampelisca cristata cristata | 1958834 | 6379
Scoloplos acmeceps profundus | 1938604 | 6380
Hesionura coineaui difficilis | 1937671 | 6381
Eugyra arenosa californica | 1954486 | 6382
Halocynthia hilgendorfi igaboja | 1954403 | 6383
Astarte crenata subequilatera | 1968577 | 6384
Conus stearnsii | 1912864 | 6385
Amnicola dalli johnsoni | 1910017 | 6386
Astraea tecta americana | 1909894 | 6387
Stizostedion vitreum vitreum | 1899111 | 6388
Argia fumipennis violacea | 1888718 | 6389
Bulla striata umbilicata | 1908847 | 6390
Epitheca princeps regina | 1886050 | 6391
Tropisternus lateralis nimbatus | 1875475 | 6392
Enochrus pygmaeus nebulosus | 1875137 | 6393
Microcylloepus pusillus lodingi | 1874346 | 6394
Pelonomus obscurus gracilipes | 1874064 | 6395
Quadrula cylindrica cylindrica | 1905561 | 6396
Caecidotea racovitzai australis | 1895291 | 6397
Anodonta grandis grandis | 1904937 | 6398
Actinonaias carinata carinata | 1904838 | 6399
Argopecten irradians concentricus | 1904218 | 6400
Hydrovatus pustulatus compressus | 1872910 | 6401
Derovatellus lentus floridanus | 1872688 | 6402
Busycon spiratum plagosum | 1920297 | 6403
Planorbella trivolvis trivolvis | 1917533 | 6404
Spiochaetopterus costarum oculatus | 1862150 | 6405
Bacillus subtilis niger | 579409 | 6406
Erpobdella punctata punctata | 1860782 | 6407
Clostridium perfringens, C | 457713 | 6409
Pristina longiseta longiseta | 1859818 | 6411
Colletotrichum gloeosporioides jussiaecae | 762658 | 6412
Puccinia canaliculata (Schweinitz) Lagerheim | 762443 | 6413
Bacillus thuringiensis subspecies san diego | 762070 | 6414
Bacillus thuringiensis subspecies morrisoni, Lepidopteran active toxin | 761924 | 6415
Bacillus thuringiensis subspecies tenebrionis | 761809 | 6416
Bacillus thuringiensis subspecies aizawai | 761791 | 6417
Bacillus thuringiensis subspecies kurstaki (BTK) | 761783 | 6418
Bacillus thuringiensis subspecies israelensis | 761775 | 6419
Bidessus pullus floridanus | 1872456 | 6420
Timpanoga hecuba pacifica | 1871912 | 6421
Stenacron interpunctatum frontale | 1871110 | 6422
Hexagenia munda orlando | 1870195 | 6423
Hexagenia munda marilandica | 1870187 | 6424
Balanus amphitrite niveus | 1869304 | 6425
Koenikea spinipes carella | 1868819 | 6426
Polycirrus eximius dubius | 1867936 | 6427
Sabellaria vulgaris vulgaris | 1865625 | 6428
Nereis pelagica occidentalis | 1863976 | 6429
Cricotopus (isocladius) | 52452059 | 6430
Cricotopus (cricotopus) | 52452042 | 6431
Plutella xylostella granulovirus (GV) | 762971 | 6432
Choristoneura fumiferana granulovirus (GV) | 762815 | 6433
Neodiprion leconti nucleopolyhedrovirus (NPV) | 762799 | 6434
Mameestra configurata nucleopolyhedrovirus (NPV) | 762773 | 6435
Plutella xylostella nucleopolyhedrovirus (NPV) | 762682 | 6436
Anagrapha falcifera nucleopolyhedrovirus (NPV) | 762617 | 6437
Harrisina brillians granulovirus (GV) | 762583 | 6438
Tipula paludosa nucleopolyhedrovirus (NPV) | 762518 | 6439
Neodiprion sertifer nucleopolyhedrovirus (NPV) | 762369 | 6440
Oils, red pepper, paprika | 509802 | 6441
Oils, mint, Mentha arvensis piperascens, oxidized | 509794 | 6442
Oils, mastic | 509786 | 6443
Oils, Litsia cubeba, acetylated | 509778 | 6444
Oils, Inula viscosa | 509760 | 6445
Oils, Himalayan cedarwood | 509752 | 6446
Oils, guaiacwood, oxidized | 509745 | 6447
Oils, guaiacwood, dehydrated | 509737 | 6448
Oils, geranium, sapond., reaction products with 3,7-dimethyl-6-octen-1-ol | 509729 | 6449
Oils, Geranium macrorrhizum | 509711 | 6450
Fats and Glyceridic oils, fish, polymd., oxidized | 509703 | 6451
Fats and Glyceridic oils, fish, mixed with vegetable oils, Me esters, sulfurized | 509695 | 6452
Oils, eucalyptus, E. citriodora, acetylated | 509687 | 6453
Oils, citronella, bisulfited, sapond. | 509679 | 6454
Oils, citron | 509661 | 6455
Oils, cedarwood, Texan, hydrogenated | 509653 | 6456
Oils, lobster-shell | 509646 | 6457
Oils, bergamot, acetylated | 509638 | 6458
Oils, Baccharis dracunculifolia | 509620 | 6459
Oils, Artemisia vulgaris | 509612 | 6460
Fats and Glyceridic oils, animal, mixed with vegetable oils, sulfurized | 509604 | 6461
Fats and Glyceridic oils, animal, Me esters, sulfurized | 509596 | 6462
Fats and Glyceridic oils, animal, Me esters, polymd., oxidized | 509588 | 6463
Oils, amyris, hydrogenated | 509570 | 6464
Linseed oil, polymer with isophthalic acid, soybean oil, triethanolamine and trimethylolpropane | 509562 | 6465
Linseed oil, polymer with glycerol, maleic acid, pentaerythritol, phthalic anhydride, rosin and trimethylolethane | 509554 | 6466
Linseed oil, polymer with glycerol, maleic acid, pentaerythritol, phthalic anhydride and rosin | 509547 | 6467
Tar acids, cresylic, polymers with acrylonitrile, cashew nutshell liq. and hexamethylenetetramine | 530774 | 6468
Silsesquioxanes, pentyl | 530766 | 6469
Silsesquioxanes, 26-oxo-4,7,10,13,16,19,22,25-octaoxaheptacos-1-yl | 530758 | 6470
Siloxanes and Silicones, di-Me, [[[3-(2-oxiranylmethoxy)propyl]silylidyne]tris(oxy)]tris-, methoxy-terminated | 530741 | 6471
Siloxanes and Silicones, di-Me, [[17-(4-nonylphenoxy)-3,6,9,12,15-pentaoxaheptadec-1-yl]oxy]-terminated | 530733 | 6472
Siloxanes and Silicones, di-Me, [(methylsilylidyne)tris(oxy)]tris-, methoxy-terminated | 530725 | 6473
Siloxanes and Silicones, di-Me, [iminobis(2,1-ethanediyloxy)]bis- | 530717 | 6474
Siloxanes and Silicones, di-Me, [[[3-(4,5,6,7,8,8-hexachloro-2,3,3a,4,7,7a-hexahydro-1,3-dioxo-4,7-methano-1H-isoindol-2-yl)propyl]silylidyne]tris(oxy)]tris- | 530709 | 6475
Siloxanes and Silicones, di-Me, ethoxy-terminated | 530691 | 6476
Siloxanes and Silicones, di-Me, [[[2-(diethoxyphosphinyl)ethyl]silylidyne]tris(oxy)]tris- | 530683 | 6477
Siloxanes and Silicones, di-Me, [[[3-[(3-carboxy-1-oxopropyl)[2-[(3-carboxy-1-oxopropyl)amino]ethyl]amino]propyl]silylidyne]tris(oxy)]tris- | 530675 | 6478
Siloxanes and Silicones, di-Me, [[[3-[(3-carboxy-1-oxopropyl)amino]propyl]silylidyne]tris(oxy)]tris- | 530667 | 6479
Siloxanes and Silicones, di-Me, (C3-33-alkyloxy)-terminated | 530659 | 6480
Siloxanes and Silicones, di-Me, [[[3-[(2-aminoethyl)amino]propyl]silylidyne]tris(oxy)]tris-, compds. with .alpha.-(3-carboxy-1-oxopropyl)-.omega.-methoxypoly(oxy-1,2-ethanediyl) (2:1) | 530642 | 6481
Siloxanes and Silicones, di-Me, [[[3-[(aminocarbonyl)amino]propyl]silylidyne]tris(oxy)]tris-, ethoxy-terminated | 530634 | 6482
Acetic acid, anhydride with Et silicate | 530626 | 6483
Pulp, cellulose, thermomech., exts. | 530618 | 6484
Imidazolium compounds, 2-C7-9-alkyl-1-[2-(2-carboxyethoxy)ethyl]-3-(2-carboxyethyl)-4,5-dihydro, hydroxides, disodium salts | 530600 | 6485
Cyclosiloxanes, di-Me, polymers with iso-Pr alc. and Me Ph cyclosiloxanes | 530592 | 6486
Castor oil, polymer with 5-isocyanato-1-(isocyanatomethyl)-1,3,3-trimethylcyclohexane, 1,1'-methylenebis[4-isocyanatobenzene] and polypropylene glycol | 530584 | 6487
Castor oil, hydrogenated, ethoxylated, maleate | 530576 | 6488
Quaternary ammonium compounds, benzylbis(hydroxyethyl)soya alkyl, ethoxylated, chlorides | 530568 | 6489
Amides, from 2-[(2-aminoethyl)amino]ethanol and C14-18 fatty acids | 530550 | 6490
Amides, coco, N-[3-(dimethylamino)propyl], alkylation products with sodium 3-chloro-2-hydroxypropanesulfonate | 530543 | 6491
Creosote oil, low-boiling distillate | 523639 | 6492
Creosote oil, high-boiling distillate | 523621 | 6493
Polyphosphoric acids, esters with .alpha.,.alpha.'-(1,4-butanediyl)bis[.omega.-hydroxypoly(oxy-1,2-ethanediyl] | 523613 | 6494
Fatty acids, tall-oil, polymers with rosin, calcium salts | 523605 | 6495
Alcohols, C9-13-secondary, ethoxylated, reaction products with coconut oil | 523597 | 6496
Balsams, Douglas-fir, sulfurized, palladium salts | 523589 | 6497
Coconut oil, reaction products with ethylenediamine, ethoxylated, acetates (salts) | 523571 | 6498
Fatty acids, C14-18 and C16-18-unsatd., distn. residues | 523563 | 6499
Fatty acids, C8-18 and C18-unsatd., distn. residues | 523555 | 6500
Fatty acids, C16-18 and C18-unsatd., distn. residues | 523548 | 6501
Tannins, salts with 3,7-bis(dimethylamino)phenothiazin-5-ium methylenebis[2-hydroxybenzoate] | 523530 | 6502
Oils, banana | 523522 | 6503
Oils, mullein | 523514 | 6504
Tar bases, coal, quinoline derivs. fraction | 523506 | 6505
Malt, fermented | 523498 | 6506
Amides, from C18-unsatd. fatty acid dimers and diethylenetriamine | 523480 | 6507
Vinyl acetal polymers, acetals with 2-formylbenzenesulfonic acid | 523472 | 6508
Lanolin, oil | 523464 | 6509
Castor oil, dehydrated, polymer with bisphenol A, p-tert-butylbenzoic acid, epichlorohydrin, isophthalic acid, pentaerythritol, phthalic anhydride and polyethylene glycol, compd. with triethylamine | 523456 | 6510
Castor oil, dehydrated, polymer with p-tert-butylbenzoic acid, isophthalic acid, pentaerythritol, phthalic anhydride and polyethylene glycol, compd. with triethylamine | 523449 | 6511
Fatty acids, tall-oil, polymers with bisphenol A, epichlorohydrin and maleic anhydride, compds. with 2-(dimethylamino)ethanol and triisopropanolamine | 523431 | 6512
Linseed oil, polymer with bisphenol A, formaldehyde, rosin and tung oil | 523423 | 6513
Fatty acids, tall-oil, polymers with dimerized rosin, dipentaerythritol, maleic anhydride, pentaerythritol and rosin | 523415 | 6514
Fatty acids, linseed-oil, polymers with dipentaerythritol, glycerol, maleic anhydride, pentaerythritol and tall-oil fatty acids | 523407 | 6515
Alcohols, C12-15, ethers with polyethylene glycol monobenzyl ether | 523399 | 6516
Lead, decanoate octanoate complexes | 523381 | 6517
Calcium, decanoate octanoate complexes | 523373 | 6518
Alkenes, C30-62 .alpha.-, polymers with maleic anhydride | 516351 | 6519
Siloxanes and Silicones, Me 3,3,3-trifluoropropyl, hydroxy-terminated, polymers with 2,4,6-triethenyl-2,4,6-trimethylcyclotrisiloxane and 2,4,6-trimethyl-2,4,6-tris(3,3,3-trifluoropropyl)cyclotrisiloxane | 516070 | 6520
Siloxanes and Silicones, 3-hydroxypropyl Me, ethoxylated | 516062 | 6521
Siloxanes and Silicones, hydroxy Me, hydroxy-terminated | 516054 | 6522
Siloxanes and Silicones, di-Me, reaction products with Me hydrogen siloxanes and 1,1,3,3-tetramethyldisiloxane | 516047 | 6523
Siloxanes and Silicones, di-Me, reaction products with 1,1,1,3,3,3-hexamethyldisiloxane and Me hydrogen siloxanes | 516039 | 6524
Siloxanes and Silicones, di-Me, polymers with 3,3,3-trifluoropropyl silsesquioxanes | 516021 | 6525
Siloxanes and Silicones, di-Me, polymers with 2,2,4,4,6,6-hexamethylcyclotrisiloxane and 2,4,6-trimethyl-2,4,6-tris(3,3,3-trifluoropropyl)cyclotrisiloxane | 516013 | 6526
Siloxanes and Silicones, di-Me, (2-naphthalenyloxy)-terminated | 516005 | 6527
Siloxanes and Silicones, di-Me, Me hydrogen, reaction products with 1,1,1,3,3,3-hexamethyldisiloxane and polypropylene glycol allyl Me ether | 515999 | 6528
Siloxanes and Silicones, di-Me, Me hydrogen, reaction products with 1,1,1,3,3,3-hexamethyldisiloxane and polyethylene glycol hydrogen 2-(dodecen-1-yl)butanedioate allyl ether | 515981 | 6529
Siloxanes and Silicones, di-Me, hydroxy-terminated, reaction products with 3-(trimethoxysilyl)-1-propanethiol | 515973 | 6530
Siloxanes and Silicones, di-Me, hydroxy-terminated, reaction products with trimethoxymethylsilane and N1-[3-(trimethoxysilyl)propyl]-1,2-ethanediamine | 515965 | 6531
Keratins, hydrolyzates | 515957 | 6532
Hydrocarbons, C6-20, polymers, hydrogenated | 515940 | 6533
Hydrocarbons, C6-20, polymers | 515932 | 6534
Hydrocarbons, C6-30 | 515924 | 6535
Hydrocarbon oils, chlorosulfurized | 515916 | 6536
Gelatins, hydrolyzates, sodium salts | 515908 | 6537
Cyclosiloxanes, di-Me, polymers with 1,1,3,3-tetramethyldisiloxane | 515890 | 6538
Cyclosiloxanes, di-Me, polymers with Me vinyl cyclosiloxanes and vinyl group-terminated di-Me siloxanes | 515882 | 6539
Cyclosiloxanes, di-Me, polymers with Me Ph cyclosiloxanes, Me vinyl cyclosiloxanes and vinyl group-terminated di-Me siloxanes | 515874 | 6540
Cyclosiloxanes, di-Me, polymers with Me Ph cyclosiloxanes and vinyl group-terminated di-Me siloxanes | 515866 | 6541
Cyclosiloxanes, di-Me, polymers with di-Me siloxanes and Me hydrogen siloxanes | 515858 | 6542
Cyclosiloxanes, di-Me, compds. with tetrabutylphosphonium chloride | 515841 | 6543
Cyclosiloxanes, di-Me | 515833 | 6544
Collagens, myristoyl, compds. with triethanolamine | 515825 | 6545
Bile, hydrolyzates, depigmented | 515817 | 6546
Bile, hydrolyzates | 515809 | 6547
Linseed oil, polymer with dipentaerythritol, formaldehyde, fumaric acid, isophthalic acid, nonylphenol, pentaerythritol, rosin and trimethylolpropane | 509539 | 6548
Linseed oil, polymer with bisphenol A, p-tert-butylphenol, formaldehyde, pentaerythritol, rosin and tung oil | 509521 | 6549
Linseed oil, polymer with bisphenol A, p-tert-butylphenol, formaldehyde, glycerol, phthalic anhydride and rosin | 509513 | 6550
Linseed oil, polymd., polymer with bisphenol A, p-tert-butylphenol, formaldehyde and tung oil | 509505 | 6551
Fatty acids, soya, polymers with di-Me terephthalate, 2-[[[(3-isocyanatomethylphenyl)amino]carbonyl]oxy]ethyl acrylate, phenoxyethyl acrylate, triethylene glycol and 1,3,5-tris(2-hydroxyethyl)-1,3,5-triazine-2,4,6(1H,3H,5H)-trione | 509497 | 6552
Fatty acids, soya, polymers with 2-[[[(3-isocyanatomethylphenyl)amino]carbonyl]oxy]ethyl acrylate, phenoxyethyl acrylate, terephthalic acid, triethylene glycol and 1,3,5-tris(2-hydroxyethyl)-1,3,5-triazine-2,4,6(1H,3H,5H)-trione | 509489 | 6553
Fatty acids, soya, polymers with 1,4-butanediol, ethylene glycol, neopentyl glycol, m-phenylenediamine, terephthalic acid, triethylene glycol and trimellitic anhydride | 509471 | 6554
Fatty acids, soya, polymers with 1,4-butanediol, di-Me terephthalate, ethylene glycol, neopentyl glycol, m-phenylenediamine, triethylene glycol and trimellitic anhydride | 509463 | 6555
Fatty acids, soya, polymers with benzoic acid, formaldehyde, glycerol, pentaerythritol, phenol, phthalic anhydride, soybean oil and tung oil | 509455 | 6556
Fatty acids, salmon-oil, potassium salts | 509448 | 6557
Fatty acids, salmon-oil, ammonium salts | 509430 | 6558
Fatty acids, soya, polymers with 1,4-butanediol, di-Me terephthalate, ethylene glycol, 2-[[[(3-isocyanatomethylphenyl)amino]carbonyl]oxy]ethyl acrylate, neopentyl glycol, m-phenylenediamine, terephthalic acid, triethylene glycol and trimellitic anhydride | 509422 | 6559
Fatty acids, cottonseed-oil, polymers with pentaerythritol, phthalic anhydride and trimethylolethane | 509414 | 6560
Fats and Glyceridic oils, animal, mixed with fish oils, sulfurized | 509406 | 6561
Balsams, copaiba, acetylated | 509398 | 6562
Alkyl bromides, C12-18 | 509380 | 6563
Turpentine, oil, .alpha.-pinene-free, oxidized | 509372 | 6564
Tallow, reaction products with diethylenetriamine, compds. with di-Et sulfate | 509364 | 6565
Tallow, reaction products with 2-[(2-aminoethyl)amino]ethanol, compds. with di-Et sulfate | 509356 | 6566
Tallow, reaction products with 2-[(2-aminoethyl)amino]ethanol | 509349 | 6567
Tall oil, polymer with isophthalic acid, pentaerythritol and vinyltoluene | 509331 | 6568
Tall oil, polymer with ethylene glycol, pentaerythritol, phthalic anhydride and styrene | 509323 | 6569
Soybean oil, polymer with fumaric acid, isophthalic acid, pentaerythritol and trimethylolpropane | 509315 | 6570
Soaps, stocks, cottonseed-oil, acidulated | 509307 | 6571
Peanut oil, sulfonated | 509299 | 6572
Fats and Glyceridic oils, vegetable, mixed with vegetable oil Me esters, polymd. | 509281 | 6573
Oils, cedarwood, Texan | 509273 | 6574
Palm kernel oil, oleins, hydrogenated | 509265 | 6575
Fats and Glyceridic oils, animal, mixed with vegetable oil Me esters, sulfurized | 509257 | 6576
Fats and Glyceridic oils, animal, mixed with animal oil Me esters, sulfurized | 509240 | 6577
Fats and Glyceridic oils, animal, Me esters, mixed with vegetable oils, polymd., oxidized | 509232 | 6578
Fats and Glyceridic oils, animal, Me esters, mixed with fish oils, polymd., oxidized | 509224 | 6579
Linseed oil, polymer with pentaerythritol, phthalic anhydride and trimethylolpropane | 509216 | 6580
Linseed oil, polymer with maleic anhydride, pentaerythritol, phthalic anhydride and trimethylolpropane | 509208 | 6581
Linseed oil, polymer with tung oil, lead salt | 509190 | 6582
Sulfonic acids, C14-18-alkapolyene and C14-18-alkene hydroxy, sodium salts | 509182 | 6583
Rosin, polymer with bisphenol A, formaldehyde, glycerol, soybean oil and tung oil | 509174 | 6584
Resin acids and Rosin acids, compds. with isopropanolamine | 509166 | 6585
Resin acids and Rosin acids, compds. with diisopropanolamine | 509158 | 6586
Polygala senega, exts. | 509141 | 6587
Fats and Glyceridic oils, vegetable, reclaimed | 509133 | 6588
Fats and Glyceridic oils, vegetable, Me esters, sulfurized | 509125 | 6589
Fats and Glyceridic oils, shark-liver | 509117 | 6590
Tar, coal, high-temp., high-solids | 509109 | 6591
Glycerides, tallow mono-, hydrogenated, citrates lactates, potassium sodium salts | 509091 | 6592
Glycerides, tallow mono-, hydrogenated, citrates | 509083 | 6593
Glycerides, tallow mono-, hydrogenated, acetates | 509075 | 6594
Amides, coco, N-[3-(dimethylamino)propyl], alkylation products with chloroacetic acid, sodium salts | 530535 | 6595
Undecanoic acid, mixed esters with dipentaerythritol and heptanoic acid | 530527 | 6596
Nonanoic acid, mixed esters with dipentaerythritol, heptanoic acid and valeric acid | 530519 | 6597
Decanoic acid, mixed esters with dipentaerythritol, heptanoic acid and octanoic acid | 530501 | 6598
Dodecanoic acid, mixed esters with dipentaerythritol and 2-ethylhexanoic acid | 530493 | 6599
Sulfonic acids, C8-18-alkane, 4-(1,1,3,3-tetramethylbutyl)phenyl esters | 523092 | 6600
Rosin, maleated, polymer with formaldehyde, glycerol, nonylphenol and pentaerythritol | 523084 | 6601
Rosin, fumarated, polymer with formaldehyde, pentaerythritol and 4-(1,1,3,3-tetramethylbutyl)phenol | 523076 | 6602
Rosin, fumarated, polymer with formaldehyde, glycerol, nonylphenol and pentaerythritol | 523068 | 6603
Resin acids and Rosin acids, polymd., zinc salts | 523050 | 6604
Resin acids and Rosin acids, esters with glycerol and pentaerythritol | 523043 | 6605
Oils, walnut, polymers with pentaerythritol, phthalic anhydride and trimethylolethane | 523035 | 6606
Linseed oil, polymer with glycerol, isophthalic acid, phthalic anhydride, rosin and soybean oil | 523027 | 6607
Linseed oil, polymer with formaldehyde, glycerol, isophthalic acid, phenol, phthalic anhydride, rosin, soybean oil and TDI | 523019 | 6608
Linseed oil, polymer with formaldehyde, glycerol, isophthalic acid, phenol, phthalic anhydride, rosin and soybean oil | 523001 | 6609
Linseed oil, polymer with formaldehyde, glycerol, isophthalic acid, pentaerythritol, phenol, phthalic anhydride, rosin and soybean oil | 522995 | 6610
Linseed oil, polymer with formaldehyde, glycerol, isophthalic acid, maleic anhydride, phenol, phthalic anhydride, rosin and soybean oil | 522987 | 6611
Fatty acids, wheat germ-oil, distn. residues | 522979 | 6612
Fatty acids, tall oil, polymers with 9,11-octadecadienoic acid, 10,12-octadecadienoic acid, pentaerythritol and phthalic anhydride | 522961 | 6613
Fatty acids, tall-oil, compds. with 2-(dimethylamino)ethanol and morpholine | 522953 | 6614
Fatty acids, mixed tallow and vegetable-oil, distn. residues | 522946 | 6615
Fatty acids, C18-unsatd., dimers, polymers with ethylenediamine, hexamethylenediamine and stearic acid | 522938 | 6616
Fatty acids, C18-unsatd., dimers, low-boiling fraction, distn. residues | 522920 | 6617
Fatty acids, C16 and C18-unsatd. and C18-unsatd. hydroxy, polymers with benzoic acid, pentaerythritol, phthalic anhydride and tung oil | 522912 | 6618
Fatty acids, animal, distn. residues | 522904 | 6619
Carboxylic acids, C6-18 and C6-18-unsatd. mono- and C8-15 di-, distn. residues | 522896 | 6620
Carboxylic acids, C6-18 and C6-18-unsatd. mono- and C8-15-di- | 522888 | 6621
Amides, from C18-unsatd. fatty acid dimers and polyhexamethylenepolyamines, ethoxylated | 522870 | 6622
Amides, from C18-unsatd. fatty acid dimers and polyhexamethylenepolyamines | 522862 | 6623
Aldehydes, C5, trimers | 522854 | 6624
Poly(oxy-1,2-ethanediyl), .alpha.-(1,1-dimethylethyl)-.omega.-(octylphenoxy)-, branched | 515577 | 6625
Phenol, 2-(1,1-dimethylethyl)-5-methyl-, sulfides | 515569 | 6626
9-Octadecenoic acid (9Z)-, 1,1',1''-(1,2,3-propanetriyl) ester, sulfated, compds. with diethanolamine | 515551 | 6627
Gadolinium oxide sulfide (Gd2(O,S)3), praseodymium-doped | 515544 | 6628
Decanoic acid, mixed esters with octanoic acid and tetraethylene glycol | 515536 | 6629
Copper, [29H,31H-phthalocyaninato(2-)-.kappa.N29,.kappa.N30,.kappa.N31,.kappa.N32]-, aminomethyl (1,3-dihydro-1,3-dioxo-2H-isoindol-2-yl)methyl sulfo derivs., methanesulfonates | 515528 | 6630
2-Butenedioic acid (2Z)-, mono-C12-13-alkyl esters | 515502 | 6631
Tall-oil rosin, dimerized, reaction products with 2-amino-2-(hydroxymethyl)-1,3-propanediol, cyclized | 515494 | 6632
Tall oil, calcium zinc salt | 515486 | 6633
Sunflower oil, sodium salt | 515478 | 6634
Safflower oil, polymer with glycerol, pentaerythritol, phthalic anhydride and tung oil | 515460 | 6635
Rosin, polymer with glycerol, phthalic anhydride and stearic acid | 515452 | 6636
Rosin, oxidized, mixed with tall-oil pitch, sodium salt | 515445 | 6637
Quaternary ammonium compounds, (hydrogenated tallow alkyl)bis(hydroxyethyl)methyl, ethoxylated, Me sulfates (salts) | 515437 | 6638
Oils, pine, reaction products with bisphenol A-epichlorohydrin polymer, Bu glycidyl ether, 2,4,6-tris[(dimethylamino)methyl]phenol, ethanol, linoleic acid and triethylenetetramine | 515429 | 6639
Gelatins, polymers with Me methacrylate | 515411 | 6640
Gelatins, polymers with Et acrylate | 515403 | 6641
Fatty acids, dehydrated castor-oil, polymers with dehydrated castor oil, ethylene glycol, pentaerythritol, phthalic anhydride and soya fatty acids | 515395 | 6642
Fatty acids, C18-unsatd., dimers, compds. with C18-unsatd. fatty acid trimers and N-tallow alkyltrimethylenediamines, reaction products with hydrolyzed molasses and N-tallow alkyltrimethylenediamine naphthenates | 515387 | 6643
Fatty acids, C7-13, perfluoro, compds. with ethylamine | 515379 | 6644
Fatty acids, cottonseed-oil, hydrogenated, potassium salts | 515361 | 6645
Fatty acids, coco, oxybis(2,1-ethanediyloxy-2,1-ethanediyl) esters | 515353 | 6646
Fatty acids, C15-19, iso-Pr esters | 515346 | 6647
Fatty acids, C15-19, C11-15 sec-alkyl esters | 515338 | 6648
Fatty acids, C9-18, cobalt salts | 515320 | 6649
Fatty acids, C15-19, branched tridecyl esters | 515312 | 6650
Fatty acids, C15-19, branched cetyl esters | 515304 | 6651
Fatty acids, C15-19, branched decyl esters | 515296 | 6652
Castor oil, polymer with coconut oil, pentaerythritol and phthalic anhydride | 515288 | 6653
Castor oil, dehydrated, polymer with 2-amino-2-(hydroxymethyl)-1,3-propanediol, fumaric acid and rosin | 515270 | 6654
Asbestos, reaction products with tert-butylphenol-formaldehyde polymer | 515262 | 6655
Amides, from coconut oil and diethylenetriamine | 515254 | 6656
Amides, C19-23, N-[3-(dimethylamino)propyl] | 515247 | 6657
Amides, C8-18, N,N-bis(hydroxyethyl) | 515239 | 6658
Amides, castor-oil, N-[3-(dimethylamino)propyl] | 515221 | 6659
Alkenes, C20-24 .alpha.-, polymers with maleic anhydride, C20-28-alkyl esters | 515213 | 6660
Glycerides, tall-oil, sulfated | 509067 | 6661
Glycerides, tall-oil, polymd., oxidized, bisulfited | 509059 | 6662
Glycerides, lard mono-, acetates | 509042 | 6663
Glycerides, C14-22 mono-, acetates | 509034 | 6664
Glycerides, C14-22 mono- | 509026 | 6665
Fatty acids, vegetable-oil, Me esters | 509018 | 6666
Fatty acids, vegetable-oil, esters with hydroxysteroids, mixed with vegetable-oil glycerides | 509000 | 6667
Fatty acids, tall-oil, sulfated | 508994 | 6668
Fatty acids, tall-oil, reaction products with diethylenetriamine, tetraethylenepentamine and triethylenetetramine | 508986 | 6669
Fatty acids, tall-oil, reaction products with diethylenetriamine, tetraethylenepentamine and triethylenetetramine, hydrochlorides | 508978 | 6670
Fatty acids, tall-oil, reaction products with diethylenetriamine, maleic anhydride, tetraethylenepentamine and triethylenetetramine | 508960 | 6671
Fatty acids, tall-oil, esters with polyethylene glycol mono(nonylphenyl) ether | 508952 | 6672
Fatty acids, tall-oil, coco alkyl esters, sulfated | 508945 | 6673
Fatty acids, tall-oil, coco alkyl esters | 508937 | 6674
Fatty acids, tall-oil, C10-16-alkyl esters, mixed with C15-18 .alpha.-alkenes, sulfurized | 508929 | 6675
Fatty acids, soya, reaction products with N,N-diethyl-3-methylbenzamide, tall oil, tall-oil fatty acids and tallow alkylamines | 508911 | 6676
Fatty acids, C18-unsatd., dimers, reaction products with diethylenetriamine, tall-oil fatty acids, tetraethylenepentamine and triethylenetetramine | 508903 | 6677
Fatty acids, C18-unsatd., dimers, diisocyanates, polymers with 2,3-bis(.gamma.-.omega.-perfluoro-C4-18-alkyl)-1,4-butanediol, 1,6-diisocyanato-2,2,4(or 2,4,4)-trimethylhexane and 2,2'-(methylimino)bis[ethanol] | 508895 | 6678
Fatty acids, coco, mixed with pine oil, potassium salts | 508887 | 6679
Fatty acids, coco, esters with pentaerythritol, ethoxylated | 508879 | 6680
Fatty acids, C3-24 | 508861 | 6681
Disulfides, C2-7-alkyl | 508853 | 6682
Distillates (petroleum), arom., hydrotreated, dicyclopentadiene-rich | 508846 | 6683
Coconut oil, sulfated | 508838 | 6684
Castor oil, hydrogenated, ethoxylated, acetate | 508820 | 6685
Castor oil, ester with citric acid, potassium salt | 508812 | 6686
Balsams, Douglas-fir, rhenium salts | 508804 | 6687
Balsams, Douglas-fir, molybdenum salts | 508796 | 6688
Balsams, copaiba, sulfurized, vanadium salts | 508788 | 6689
Balsams, copaiba, sulfurized, mixed with turpentine, tin salts | 508770 | 6690
Balsams, copaiba, sulfurized, mixed with turpentine, gold salts | 508762 | 6691
Amines, rosin, acetates | 508754 | 6692
Amines, N-tallow alkyltrimethylenedi-, ethoxylated, di-Et sulfate-quaternized | 508747 | 6693
Amides, coco, N-[2-(sulfooxy)ethyl], sodium salts | 508739 | 6694
Alkenes, C12-26 .alpha.-, sulfated | 508721 | 6695
Alkanes, C11-14, 2-chloro | 508713 | 6696
Aldehydes, C4, self-condensation products, high-boiling fraction | 508705 | 6697
Aldehydes, C2-4, condensation products with acetone, dehydrated, hydrogenated, distn. residues | 508697 | 6698
Acetals, di-Me, citronella-oil | 508689 | 6699
Oils, pine, sodium salts | 508671 | 6700
Lard, oil, sulfated | 508663 | 6701
Fats and Glyceridic oils, herring, sulfated | 508655 | 6702
Oils, fenugreek | 508648 | 6703
Cod-liver oil, polymd., oxidized, bisulfited | 508622 | 6704
Oils, Cinchona | 508614 | 6705
Meat extracts, beef | 508606 | 6706
Grease, sheep, sulfated | 508598 | 6707
Glycerides, wheat germ-oil mono-, di- and tri- | 508580 | 6708
Glycerides, tallow mono-, hydrogenated, lactates | 508572 | 6709
Glycerides, tallow mono-, hydrogenated, citrates, sodium salts | 508564 | 6710
Resin acids and Rosin acids, polymd., potassium salts | 508556 | 6711
Resin acids and Rosin acids, hydrogenated, sodium salts | 508549 | 6712
Resin acids and Rosin acids, hydrogenated, potassium salts | 508531 | 6713
Resin acids and Rosin acids, decarboxylated, potassium salts | 508523 | 6714
Quaternary ammonium compounds, N,N,N'-tris(hydroxyethyl)-N,N'-dimethyl-N'-tallow alkyltrimethylenedi-, ethoxylated, sulfates (1:1) (salts) | 508515 | 6715
Fats and Glyceridic oils, vegetable, residues | 508507 | 6716
Fats and Glyceridic oils, vegetable, deodorizer distillates, Me esters | 508499 | 6717
Sperm oil, sulfonated, compds. with triethanolamine | 508481 | 6718
Sperm oil, sulfated | 508473 | 6719
Fats and Glyceridic oils, rice bran, sulfated | 508465 | 6720
Linseed oil, polymd., polymer with adipic acid, diethylenetriamine and tung oil, zinc salt | 508457 | 6721
Keratins, lauroyl derivs., compds. with triethanolamine | 508440 | 6722
Hydrocarbons, C10, methoxylated | 508432 | 6723
Acetic acid ethenyl ester, polymer with ethenol, cyclic acetal with propanal | 529511 | 6724
Resin acids and Rosin acids, zinc salts, polymers with formaldehyde, glycerol, heavy thermal cracked petroleum naphtha, isophthalic acid, linseed oil, maleic anhydride, phenol and rosin | 522847 | 6725
Resin acids and Rosin acids, zinc salts, polymers with formaldehyde, glycerol, heavy thermal cracked naphtha, phenol and rosin | 522839 | 6726
Naphtha (petroleum), heavy thermal cracked, polymer with glycerol, maleic anhydride and rosin | 522821 | 6727
Linseed oil, polymer with heavy thermal cracked petroleum naphtha, isophthalic acid, pentaerythritol and rosin | 522813 | 6728
Linseed oil, polymer with glycerol, heavy thermal cracked petroleum naphtha, isophthalic acid, maleic anhydride, phthalic anhydride and soybean oil | 522805 | 6729
Linseed oil, polymer with formaldehyde, glycerol, heavy thermal cracked petroleum naphtha, isophthalic acid, maleic anhydride, phenol and rosin | 522797 | 6730
Linseed oil, polymer with formaldehyde, glycerol, heavy thermal cracked petroleum naphtha, isophthalic acid, maleic anhydride, phenol, phthalic anhydride, rosin and soybean oil | 522789 | 6731
Poly(oxy-1,2-ethanediyl), .alpha.-hydro-.omega.-hydroxy-, mono-C6-10-alkyl ethers, phosphates | 522771 | 6732
Starch, reaction products with epichlorohydrin, dimethylamine-quaternized | 522763 | 6733
Starch, oxidized, hydrogen 2-(1-octen-1-yl)butanedioate | 522755 | 6734
Silicic acid (H2SiO3), sodium salt (1:?), reaction products with polyethylene glycol mono(nonylphenyl) ether and potassium hydroxide | 522748 | 6735
Silicate(2-), hexafluoro-, ammonium (1:2), reaction products with silica | 522730 | 6736
2-Propenoic acid, 2-methyl-, methyl ester, telomer with tert-dodecanethiol, ethenylbenzene, ethyl 2-propenoate, 2-methylpropyl 2-methyl-2-propenoate and 2-oxiranylmethyl 2-methyl-2-propenoate, reaction products with lactic acid and 2-(methylamino)ethanol | 522714 | 6737
2-Propenoic acid, 2-methyl-, butyl ester, telomer with tert-dodecanethiol, ethenylbenzene, ethyl 2-propenoate, methyl 2-methyl-2-propenoate and 2-oxiranylmethyl 2-methyl-2-propenoate, reaction products with lactic acid and 2-(methylamino)ethanol | 522706 | 6738
Propanoic acid, zinc salt (2:1), reaction products with formaldehyde-4-(1,1,3,3-tetramethylbutyl)phenol-4,4'-thiobis[phenol] polymer, ammonium salts | 522698 | 6739
Propanoic acid, zinc salt (2:1), reaction products with formaldehyde-4-(1,1,3,3-tetramethylbutyl)phenol polymer, ammonium salts | 522680 | 6740
Propanoic acid, zinc salt (2:1), reaction products with p-tert-butylphenol-4-(1,1-dimethylpropyl)phenol-formaldehyde polymer, ammonium salts | 522672 | 6741
1,3-Propanediamine, N1-octadecyl-, reaction products with Bu glycidyl ether | 522664 | 6742
1-Propanamine, 3-methoxy-, compds. with oxidized polyethylene | 522656 | 6743
Poly[oxy(methyl-1,2-ethanediyl)], .alpha.-hydro-.omega.-hydroxy-, polymer with 1,3-diisocyanatomethylbenzene, N1-cyclohexyl-1,3-propanediamine-terminated | 522649 | 6744
Poly[oxy(methyl-1,2-ethanediyl)], .alpha.-[2-[bis(2-hydroxyethyl)amino]methylethyl]-.omega.-hydroxy-, ether with .alpha.-hydro-.omega.-hydroxypoly(oxy-1,2-ethanediyl) (1:2), C8-18-alkyl ethers | 522631 | 6745
Poly(oxy-1,2-ethanediyl), .alpha.-hydro-.omega.-hydroxy-, mono-C4-18-alkyl ethers, phosphates, potassium salts | 522623 | 6746
Poly(oxy-1,2-ethanediyl), .alpha.-[(2Z)-3-carboxy-1-oxo-2-propen-1-yl]-.omega.-hydroxy-, C20-26-alkyl esters, C8-18-alkyl ethers | 522607 | 6747
1-Piperazineethanamine, reaction products with phenyloxirane and propylene oxide | 522599 | 6748
2,4-Pentanedione, polymer with 2-(chloromethyl)oxirane and 4,4'-(1-methylethylidene)bis[phenol], 2-(dimethylamino)ethanol-quaternized, lactate (salt) | 522581 | 6749
Oxirane, 2-methyl-, polymer with oxirane, 1-ethoxyethyl nonylphenyl ether, branched | 522573 | 6750
Guanidine, N,N'-diphenyl-, reaction products with sulfurized cis-1,4-polyisoprene | 522565 | 6751
2,5-Furandione, polymer with ethenylbenzene, 2-ethyl-2-(hydroxymethyl)-1,3-propanediol and 2,2'-[1,2-ethanediylbis(oxy)]bis[ethanol], benzyl ethers | 522557 | 6752
Formaldehyde, polymer with 4-dodecylphenol, 3-methylphenol and 4-methylphenol, reaction products with N,N-dibutyl-1-butanamine | 522532 | 6753
Formaldehyde, polymer with 2-(chloromethyl)oxirane and phenol, brominated | 522524 | 6754
Ethanol, 2,2'-iminobis-, compds. with polyethylene glycol mono-C9-18-alkyl ethers phosphates | 522516 | 6755
Ethanol, 2-amino-, compds. with polyethylene glycol mono-C4-18-alkyl ethers phosphates | 522508 | 6756
Cuprate(4-), [.mu.-[[4,4'-[[3,3'-di(hydroxy-.kappa.O)[1,1'-biphenyl]-4,4'-diyl]bis(2,1-diazenediyl-.kappa.N1)]bis[3-(hydroxy-.kappa.O)-2,7-naphthalenedisulfonato]](8-)]]di-, sodium | 522490 | 6757
Cuprate(4-), [.mu.-[[4,4'-[[3,3'-di(hydroxy-.kappa.O)[1,1'-biphenyl]-4,4'-diyl]bis(2,1-diazenediyl-.kappa.N1)]bis[3-(hydroxy-.kappa.O)-2,7-naphthalenedisulfonato]](8-)]]di-, sodium, compds. with diethanolamine | 522482 | 6758
1,3-Butadiene, 2-methyl-, homopolymer, of cis-1,4-configuration, cyclized, phenol-modified | 522474 | 6759
Antimony oxide (Sb2O3), reaction products with silica | 522466 | 6760
Ammonia, reaction products with phosphorus sulfide (P2S5) | 522458 | 6761
Acetic acid, zinc salt (2:1), reaction products with p-tert-butylphenol-formaldehyde polymer | 522441 | 6762
Amides, C8-18 and C18-unsatd., N-(hydroxyethyl) | 515072 | 6763
Alcohols, C10-16, ethoxylated propoxylated | 515064 | 6764
Alcohols, C12-18, ethoxylated propoxylated | 515056 | 6765
Alcohols, C16-22, ethoxylated | 515049 | 6766
Fatty acids, tall-oil, polymers with benzoic acid, isophthalic acid, tallow fatty acids, terephthalic acid, trimethylolpropane and tung oil | 515031 | 6767
Cyclohexanone, methyl-, polymer with cyclohexanone, methylated | 515023 | 6768
Hexanedioic acid, 1,6-ditetradecyl ester, branched | 515015 | 6769
Hexanedioic acid, polymer with 1,6-hexanediamine, hydroxymethylated methoxymethylated | 515007 | 6770
1H-Imidazole-1-propanoic acid, 2,3-dihydro-3-[2-(3-methoxy-3-oxopropoxy)ethyl]-, methyl ester, 2-C6-12-alkyl derivs. | 514992 | 6771
2,5-Furandione, polymer with 1-octadecene, C20-28-alkyl esters | 514984 | 6772
Hexanedioic acid, mixed esters with isodecanol and polyethylene glycol mono[(1,1,3,3-tetramethylbutyl)phenyl] ether | 514976 | 6773
Phenol, 4,4'-(1-methylethylidene)bis-, polymer with 2-(chloromethyl)oxirane, reaction products with diethanolamine and polyethylene glycol monostearate | 514968 | 6774
Lead, dross, copper-rich | 514950 | 6775
Benzene, 1,3-dimethyl-5-(1-methylpropyl)-, oxidized | 514943 | 6776
Benzenesulfonic acid, dodecyl-, branched, sodium salt | 514935 | 6777
Sulfuric acid, polymer with [1,1'-biphenyl]-2-ol and 1,1'-oxybis[benzene], sulfonated, ammonium salts | 514927 | 6778
2-Propanol, 1,1'-(1,2-ethanediyldiimino)bis[3-phenoxy-, bis(polypropene) derivs. | 514919 | 6779
Propanoic acid, 3,3'-thiobis-, mixed abietyl and methyl esters | 514901 | 6780
Poly(oxy-1,2-ethanediyl), .alpha.-hydro-.omega.-hydroxy-, mixed monooleyl and monostearyl ethers | 514893 | 6781
2,5-Furandione, polymer with ethene, reaction products with N,N-dimethyl-1,3-propanediamine | 514885 | 6782
1,2,4-Benzenetricarboxylic acid, tris(decyl) ester, branched | 514877 | 6783
Acetic acid, 2-cyano-, methyl ester, reaction products with 2-amino-4-chlorophenol, copper(2+) sulfate (1:1), hydrochloric acid and 2-methoxybenzenamine, sodium salts | 514869 | 6784
Dolomite (CaMg(CO3)2), dead-burned refractory | 514851 | 6785
Hexanedioic acid, mixed esters with 1-decanol, glutaric acid, 1-hexanol, 1-octanol and succinic acid | 508424 | 6786
Gilsonite, polymer with linseed oil, lead salt | 508416 | 6787
Gases (petroleum), crude distn. and catalytic cracking | 508408 | 6788
Fuller's earth, reaction products with glycerol, lanolin, Me salicylate, polyethylene glycol, sodium silicate, stearic acid and triethanolamine | 508390 | 6789
Fatty acids, tall-oil, polymers with glycerol, Me methacrylate, pentaerythritol, phthalic anhydride, safflower oil and styrene | 508382 | 6790
Fatty acids, tall-oil, polymers with bisphenol A diglycidyl ether, glycerol, isophthalic acid, linseed oil, pentaerythritol, safflower oil, tall oil and TDI | 508374 | 6791
Fatty acids, tall-oil, polymers with bisphenol A, bisphenol A diglycidyl ether, tall oil and TDI | 508366 | 6792
Fatty acids, tall-oil, polymers with benzoic acid, maleic anhydride, menhaden oil and pentaerythritol | 508358 | 6793
Fatty acids, soya, polymers with glycerol, pentaerythritol, TDI and trimethylpropane | 508341 | 6794
Fatty acids, soya, polymers with glycerol, maleic anhydride, phthalic anhydride and tall-oil fatty acids | 508333 | 6795
Fatty acids, linseed-oil, polymers with glycerol, maleic anhydride, phthalic anhydride, rosin and tung oil | 508325 | 6796
Fatty acids, dehydrated castor-oil, polymers with azelaic acid, Bu acrylate, crotonic acid, glycerol, 2-hydroxyethyl methacrylate, isophthalic acid, methacrylic acid, 1,1'-(1-methylethylidene)bis(4,1-phenyleneoxy)bis[2-propanol], phthalic anhydride and styrene | 508317 | 6797
Fatty acids, C14-18-unsatd., ethoxylated | 508309 | 6798
Fatty acids, C18-unsatd., dimers, polymers with hexamethylenediamine and sebacic acid | 508291 | 6799
Fatty acids, C18-unsatd., dimers, polymers with ethylenediamine, (1,3-propanediyl)bis[piperidine] and sebacic acid | 508283 | 6800
Fatty acids, C18-unsatd., dimers, polymers with ethylenediamine, glycerol, pentaerythritol, phthalic anhydride, safflower oil and soybean oil | 508275 | 6801
Fatty acids, C18-unsatd., dimers, polymers with ethylenediamine, hexamethylenediamine, (1,3-propanediyl)bis[piperidine] and sebacic acid | 508267 | 6802
Fatty acids, C18-unsatd., dimers, polymers with ethylenediamine and 1-piperazineethanamine | 508259 | 6803
Fatty acids, C18-unsatd., dimers, polymers with dipropylene glycol, isophthalic acid and propylene glycol | 508242 | 6804
Fatty acids, C18-unsatd., dimers, polymers with 1,3-cyclohexanediamine, ethylenediamine, hexamethylenediamine and propionic acid | 508234 | 6805
Fatty acids, C18-unsatd., dimers, polymers with benzoic acid, ethylenediamine, propionic acid and triethylenetetramine | 508226 | 6806
Fatty acids, C18-unsatd., dimers, polymers with azelaic acid, ethylenediamine and (1,3-propanediyl)bis[piperidine] | 508218 | 6807
Fatty acids, C18-unsatd., dimers, polymers with azelaic acid, diethylenetriamine and ethylenediamine | 508200 | 6808
Fatty acids, C18-unsatd., dimers, polymers with azelaic acid and hexamethylenediamine | 508192 | 6809
Fatty acids, C18-unsatd., dimers, polymers with N1-(6-aminohexyl)-1,6-hexanediamine, ethylenediamine, (1,3-propanediyl)bis[piperidine] and sebacic acid | 508184 | 6810
Fatty acids, C18-unsatd., dimers, polymers with N1-(6-aminohexyl)-1,6-hexanediamine and ethylenediamine | 508176 | 6811
Fatty acids, C18-unsatd., dimers, polymers with adipic acid, diethylenetriamine and ethylenediamine | 508168 | 6812
Fatty acids, C18-unsatd., dimers, polymers with bisphenol A diglycidyl ether, C18-unsatd. fatty acid trimers, dehydrated castor oil, linseed oil, menhaden oil, oiticica oil, pentaerythritol, soybean oil, tall-oil fatty acids and tung oil | 508150 | 6813
Fatty acids, C16-18, ethoxylated | 508143 | 6814
Fatty acids, C8-10, 1,2-ethanediylbis(oxy-2,1-ethanediyl) esters | 508135 | 6815
Fatty acids, C9-18, compds. with triethanolamine | 508127 | 6816
Fatty acids, C16-18 and C18-unsatd., ethoxylated | 508119 | 6817
Fatty acids, C16-18 and C18-unsatd., diesters with polyethylene glycol | 508101 | 6818
Esters, C4-13, of mono- and dicarboxylic acids | 508093 | 6819
Collagens, 10-undecenoyl, sodium salts | 508085 | 6820
Collagens, 10-undecenoyl, compds. with morpholine | 508077 | 6821
Collagens, 10-undecenoyl | 508069 | 6822
Collagens, octanoyl | 508051 | 6823
Collagens, lauroyl, sodium salts | 508044 | 6824
Collagens, lauroyl, compds. with morpholine | 508036 | 6825
Coke, mixed with coal-petroleum pitch and periclase brick, reclaimed | 508028 | 6826
Castor oil, polymer with dipropylene glycol, 1,1'-methylenebis[4-isocyanatobenzene] and polypropylene glycol | 508010 | 6827
Castor oil, polymer with dipropylene glycol and 1,1'-methylenebis[4-isocyanatobenzene] | 508002 | 6828
Castor oil, dehydrated, polymer with bis(1,1-dimethylethyl)phenol, bisphenol A, formaldehyde and tung oil | 507996 | 6829
Caseins, palmitoyl derivs. | 507988 | 6830
Fatty acids, C8-26, compds., with diethanolamine | 507970 | 6831
Corn oil, reaction products with amylopectin, animal glue, dextrin, invert sugar, petrolatum, sodium hydroxide, sodium nitrate and urea | 542936 | 6832
Urea, reaction products with polyethylene glycol | 542837 | 6833
Urea, reaction products with diethylene glycol, methylolated | 542829 | 6834
Oxirane, 2-methyl-, polymer with oxirane, ether with 1,2,3-propanetriol (3:1), reaction products with TDI | 542811 | 6835
Propanenitrile, 3-(branched and linear C9-11-alkyloxy) derivs. | 542803 | 6836
1,3-Propanediol, 2-ethyl-2-(hydroxymethyl)-, polymer with 1,3-diisocyanatomethylbenzene, butylated | 542795 | 6837
1-Propanamine, 3-(C9-11-branched and linear alkyloxy) derivs. | 542787 | 6838
Poly(oxy-1,2-ethanediyl), .alpha.-hydro-.omega.-hydroxy-, mono[2-(4,5-dihydro-2-nortall-oil alkyl-1H-imidazol-1-yl)ethyl] ethers, ammonium salts | 542779 | 6839
Poly(oxy-1,2-ethanediyl), .alpha.,.alpha.'-[(dimethyliminio)di-2,1-ethanediyl]bis[.omega.-hydroxy-, di-C16-19-alkyl ethers, chlorides | 542761 | 6840
Phenol, polymer with formaldehyde, sulfonated, sodium salts | 542753 | 6841
Phenol, mixed Et and di-Me and mono-Me derivs., isobutylenated | 542746 | 6842
2-Oxepanone, polymer with 1,3-diisocyanatomethylbenzene and 2-ethyl-2-(hydroxymethyl)-1,3-propanediol, methylated | 542738 | 6843
Octadecanoic acid, reaction products with 2-[(2-aminoethyl)amino]ethanol and urea, di-Me sulfate-quaternized | 542720 | 6844
1-Naphthalenesulfonic acid, 4-amino-, diazotized, coupled with C.I. Natural Yellow 11 | 542712 | 6845
2,7-Naphthalenedisulfonic acid, 4-amino-5-hydroxy-, diazotized, coupled with diazotized 2-[(4-aminophenyl)amino]-5-nitrobenzenesulfonic acid and resorcinol | 542704 | 6846
Molybdenum, bis(N,N-ditridecylcarbamodithioato)di-.mu.-oxodioxo-di-, sulfurized | 542696 | 6847
Hexanedioic acid, reaction products with diethylenetriamine and ethylenimine | 542688 | 6848
Hexanedioic acid, polymer with 1,2-propanediol, esters with C11-17-fatty acids | 542670 | 6849
Hexanedioic acid, polymer with 2,2-dimethyl-1,3-propanediol, esters with C11-17-fatty acids | 542662 | 6850
Hexanedioic acid, polymer with 1,3-diisocyanatomethylbenzene, 2,2-dimethyl-1,3-propanediol, 2-ethyl-2-(hydroxymethyl)-1,3-propanediol, 1,6-hexanediol and 2,2'-oxybis[ethanol], Me Et ketone oxime-terminated | 542654 | 6851
2,5-Furandione, polymer with methoxyethene, C20-24-alkyl esters | 542647 | 6852
Ethanol, 2,2'-oxybis-, reaction products with TDI | 542639 | 6853
Ethanol, 2,2',2''-nitrilotris-, compds. with polyethylene glycol mono(branched nonylphenyl)ethers phosphates | 542621 | 6854
1,2-Ethanediamine, reaction products with bisphenol A diglycidyl ether | 542613 | 6855
Ethanaminium, N-ethyl-N,N-dimethyl-2-[(2-methyl-1-oxo-2-propen-1-yl)oxy]-, bromide (1:1), polymer with chloroethene, ethene, ethenyl acetate and .alpha.-(2-methyl-1-oxo-2-propen-1-yl)-.omega.-methoxypoly(oxy-1,2-ethanediyl), heparinized | 542605 | 6856
Dodecanedioic acid, polymer with N1-butyl-1,6-hexanediamine and N1,N6-dibutyl-1,6-hexanediamine, stearic acid-terminated | 542597 | 6857
Decanedioic acid, polymer with 2,2-dimethyl-1,3-propanediol, esters with C11-17-fatty acids | 542589 | 6858
2-Butenedioic acid (2Z)-, C20-24-alkyl esters | 542555 | 6859
1,3-Butadiene, homopolymer, epoxidized | 542548 | 6860
Bisbenzimidazo[2,1-b:1',2'-j]benzo[lmn][3,8]phenanthroline-6,9-dione, reaction products with sodium sulfide (Na(SH)) and sodium sulfide (Na2S) | 542530 | 6861
Benzenamine, reaction products with carbon disulfide, nitrobenzene and sulfur, extn. residues | 542522 | 6862
Siloxanes and Silicones, Me 2-phenylpropyl, hydroxy-terminated | 542431 | 6863
Siloxanes and Silicones, Me 2-phenylpropyl | 542423 | 6864
Siloxanes and Silicones, di-Me, Me methoxy, polymers with Me silsesquioxanes | 542415 | 6865
Siloxanes and Silicones, acetyloxy Me, di-Me, Me methoxy, polymers with Me silsesquioxanes | 542407 | 6866
Rosin, hydrogenated, reaction products with acetic acid and triethylenetetramine, benzylated, acetates | 542399 | 6867
Fatty acids, soya, polymers with terephthalic acid, triethylene glycol and 1,3,5-tris(2-hydroxyethyl)-1,3,5-triazine-2,4,6(1H,3H,5H)-trione | 542381 | 6868
Fatty acids, soya, polymers with ethylene glycol, 2-methyl-1,3-benzenediamine, 4-methyl-1,3-benzenediamine, terephthalic acid, triethylene glycol, trimellitic anhydride and 1,3,5-tris(2-hydroxyethyl)-1,3,5-triazine-2,4,6(1H,3H,5H)-trione | 542373 | 6869
Fatty acids, soya, polymers with crotonic acid, iso-Bu methacrylate, Me methacrylate, pentaerythritol, phthalic anhydride and styrene | 542365 | 6870
Fatty acids, soya, polymers with 1,4-butanediol, ethylene glycol, neopentyl glycol, terephthalic acid and triethylene glycol | 542357 | 6871
Amines, tallow alkyl, ethoxylated, compds. with P,P',P'',P'''-[[(phosphonomethyl)imino]bis[(2,1-ethanediylnitrilobis(methylene)]]tetrakis[phosphonic acid] | 542340 | 6872
Amines, coco alkyl, polymers with bisphenol A, diethylenetriamine, epichlorohydrin, .alpha.-hydro-.omega.-hydroxypoly(oxy-1,4-butanediyl), 3-mercaptopropanoic acid and 2-(methylamino)ethanol | 542332 | 6873
Alcohols, C>30 | 542324 | 6874
Residues (petroleum), catalytic cracking depropanizer, C4-rich | 542316 | 6875
Sunflower oil, epoxidized | 541888 | 6876
Slimes and Sludges, flue gas desulfurization, stabilized | 541870 | 6877
Slimes and Sludges, flue gas desulfurization | 541862 | 6878
Hydrocarbons, C9-unsatd., polymers with phenol | 541854 | 6879
Hydrocarbons, C9-unsatd., polymers with maleic anhydride | 541847 | 6880
Hydrocarbons, C9-unsatd., polymers with formaldehyde, rosin and 4-(1,1,3,3-tetramethylbutyl)phenol | 541839 | 6881
Hydrocarbons, C9-unsatd., polymers with formaldehyde, maleic anhydride, rosin and 4-(1,1,3,3-tetramethylbutyl)phenol | 541821 | 6882
Hydrocarbons, C9-unsatd., polymers with dicyclopentadiene, 2-ethylhexyl acrylate, phenol, styrene and 4-(1,1,3,3-tetramethylbutyl)phenol | 541813 | 6883
Hydrocarbons, C9-unsatd., polymers with cyclopentadiene, maleic anhydride and rosin | 541805 | 6884
Hydrocarbons, C9-unsatd., polymers with cyclopentadiene and maleic anhydride | 541797 | 6885
Hydrocarbons, C9-unsatd., polymers with p-tert-butylphenol, formaldehyde, rosin and 4-(1,1,3,3-tetramethylbutyl)phenol | 541789 | 6886
Hydrocarbons, C9-unsatd., polymd. | 541771 | 6887
Hydrocarbons, C5-8, Houdry butadiene manuf. by-product | 541763 | 6888
Fatty acids, tall-oil, epoxidized, 1-methyl-1,3-propanediyl esters | 541755 | 6889
Fatty acids, soya, epoxidized, Bu esters | 541748 | 6890
Fatty acids, linseed-oil, epoxidized, 2-ethylhexyl esters | 541730 | 6891
Fatty acids, C18-unsatd., dimers, polymers with ethylenediamine, hexamethylenediamine and triethylenetetramine, benzoates propionates | 541722 | 6892
Amines, C14-18 and C16-18-unsatd. alkyl, ethoxylated, dodecyl(sulfophenoxy)benzenesulfonates (salts) | 541714 | 6893
Amines, C14-18 and C16-18-unsatd. alkyl, ethoxylated, 4-dodecylbenzenesulfonates (salts) | 541706 | 6894
Amines, C8-18 and C18-unsatd. alkyl, ethoxylated, acetates (salts) | 541698 | 6895
Silsesquioxanes, Ph Pr, polymers with glycerol, pentaerythritol, phthalic anhydride and soybean oil | 541334 | 6896
2-Propenoic acid, 2-hydroxyethyl ester, reaction products with 3-carboxy-1-cyano-1-methylpropyl-terminated butadiene-styrene polymer and 1,1'-methylenebis[4-isocyanatobenzene] | 541276 | 6897
2-Propenenitrile, polymer with 1,3-butadiene, 3-carboxy-1-cyano-1-methylpropyl-terminated, ethoxylated | 541268 | 6898
Platinate(2-), tetrachloro-, hydrogen (1:2), (SP-4-1)-, reaction products with low-boiling heptene hydroformylation products mercaptoacetates | 541250 | 6899
2-Oxepanone, polymer with 5-isocyanato-1-(isocyanatomethyl)-1,3,3-trimethylcyclohexane and 2,2'-oxybis[ethanol], 2-hydroxyethyl acrylate-blocked | 541243 | 6900
Nonene, hydroformylation products, high-boiling, sulfated, sodium salts | 541235 | 6901
Hexanedioic acid, polymer with 2-(chloromethyl)oxirane, 2,2-dimethyl-1,3-propanediol and 4,4'-(1-methylethylidene)bis[phenol], reaction products with diethylenetriamine and 2-(methylamino)ethanol, acetate (salt) | 541201 | 6902
Hexanedioic acid, polymer with 1,3-butanediol, 2-ethyl-2-(hydroxymethyl)-1,3-propanediol and 5-isocyanato-1-(isocyanatomethyl)-1,3,3-trimethylcyclohexane, 2-hydroxyethyl acrylate-blocked | 541193 | 6903
.alpha.-D-Glucopyranoside, .beta.-D-fructofuranosyl, reaction products with formaldehyde, melamine and methanol | 541169 | 6904
Soybean oil, polymer with pentaerythritol, propylene glycol and 2,4-TDI | 541110 | 6905
Siloxanes and Silicones, di-Me, isodecyl group-terminated | 541102 | 6906
Rosin, maleated, polymer with p-butylphenol, formaldehyde, glycerol and nonylphenol | 541094 | 6907
Rosin, maleated, polymer with bisphenol A, formaldehyde, pentaerythritol, phenol and phthalic anhydride | 541086 | 6908
Rosin, maleated, polymer with 4-biphenylol, p-tert-butylphenol, formaldehyde and glycerol | 541078 | 6909
Resin acids and Rosin acids, fumarated, decyl esters | 541060 | 6910
Pozzolans, coal-ash | 541052 | 6911
Hydrocarbon waxes (petroleum), clay-treated, microcryst., oxidized, potassium salts | 541045 | 6912
Fats and Glyceridic oils, fish, sulfated, compds. with diethanolamine | 541037 | 6913
Linseed oil, polymer with pentaerythritol, phthalic anhydride, soybean oil, styrene and vinyltoluene | 541029 | 6914
Linseed oil, polymer with Me methacrylate, pentaerythritol, phthalic anhydride, soybean oil and vinyltoluene | 541011 | 6915
Grease, sulfated, compd. with diethanolamine | 541003 | 6916
Fatty acids, vegetable-oil, polymers with bisphenol A, epichlorohydrin, isophthalic acid, 4,4'-(1-methylethylidene)bis[cyclohexanol] and trimellitic anhydride | 540997 | 6917
Fatty acids, tall-oil, sulfated, compds. with diethanolamine | 540989 | 6918
Fatty acids, tall-oil, sulfated, ammonium salts | 540971 | 6919
Fatty acids, tall-oil, reaction products with glycidyl 2,2-dimethylnonanoate and N,N',2-tris(6-isocyanatohexyl)imidodicarbonic diamide | 540963 | 6920
Fatty acids, tall-oil, polymers with dipentaerythritol, ethylene glycol, maleic anhydride, pentaerythritol, rosin and walnut oil | 540955 | 6921
Fatty acids, soya, polymers with linseed oil, pentaerythritol, phthalic anhydride and soybean oil | 540948 | 6922
Fatty acids, linseed-oil, polymers with bisphenol A, epichlorohydrin, linseed oil, maleic anhydride, pentaerythritol, ricinoleic acid and tung oil | 540930 | 6923
Coconut oil, polymer with phthalic anhydride, safflower oil and trimethylolpropane | 540922 | 6924
Castor oil, polymer with ethylene glycol, pentaerythritol and phthalic anhydride | 540914 | 6925
Castor oil, polymer with benzoic acid, coconut oil, isophthalic acid, trimellitic anhydride and trimethylolethane | 540906 | 6926
Beeswax, synthetic | 540898 | 6927
Amines, N-tallow alkyltrimethylenedi-, dilactates | 540880 | 6928
Amines, polyethylenepoly-, reaction products with urea | 540872 | 6929
Amines, bis(hydrogenated tallow alkyl)methyl, N-oxides | 540864 | 6930
Alcohols, C8-16, ethoxylated | 540856 | 6931
Sulfuric acid, esters with high-boiling C6-10-alkene hydroformylation products, sodium salts | 540849 | 6932
Alcohols, C12-18, mixed with high-boiling partially sulfated C6-10-alkene hydroformylation products, phosphates, potassium salts | 540831 | 6933
1,3-Propanediol, 2-ethyl-2-(hydroxymethyl)-, reaction products with phenol and cis-polyisoprene | 539924 | 6934
Magnesium, 2-ethylhexanoate naphthenate complexes, overbased | 539916 | 6935
1,4-Butanediol, polymers with 2,3-bis[(.gamma.-.omega.-perfluoro-C6-20-alkyl)thio]-1,4-butanediol, C36-alkylene diisocyanate and 1,6-diisocyanato-2,2,4(or 2,4,4)-trimethylhexane | 539908 | 6936
9,10-Anthracenedione, 1,8-diamino-4,5-dihydroxy-, brominated | 539890 | 6937
Stibine, trichloro-, reaction products with epichlorohydrin | 538785 | 6938
Stannane, trichloromethyl-, reaction products with 2-[(C8-18-alkyloxy)methyl]oxirane | 538777 | 6939
Stannane, trichloromethyl-, reaction products with Bu glycidyl ether | 538769 | 6940
Amines, N-C14-18-alkyltrimethylenedi-, ethoxylated | 538751 | 6941
Oxirane, 2-(chloromethyl)-, reaction products with antimony chloride (SbCl5) | 538744 | 6942
Acetic acid, 2-chloro-, reaction products with ammonia-epichlorohydrin polymer | 538280 | 6943
1,3,5-Triazine-2,4,6-triamine, N2,N2,N4,N4,N6,N6-hexakis(methoxymethyl)-, reaction products with .alpha.-[(methyloctadecyliminio)di-2,1-ethanediyl]bis[.omega.-hydroxypoly(oxy-1,2-ethanediyl)] Me sulfate (salt) and polyethylene glycol mixed cetyl and lauryl and Me and myristyl ethers | 538272 | 6944
1,3,5-Triazine-2,4,6-triamine, polymer with formaldehyde, methylated, compds. with hexamethylenediamine | 538264 | 6945
1H-Pyrrole-2,5-dione, 1,1'-(methylenedi-4,1-phenylene)bis-, polymer with 4,4'-(1-methylethylidene)bis[2-(2-propen-1-yl)phenol], furfurylated | 538256 | 6946
Pyridine, C1-3-alkyl derivs. | 538249 | 6947
Pyridine, 2-methyl-, ammoxidation of, by-products from | 538231 | 6948
1H-Pyrazole-3-carboxylic acid, 4,5-dihydro-5-oxo-1-(4-sulfophenyl)-4-[2-(4-sulfophenyl)diazenyl]-, reaction products with guanidine hydrochloride (1:?) N,N'-bis(mixed Ph, tolyl and xylyl) derivs. | 538223 | 6949
1-Propanesulfonic acid, 2-hydroxy-, 3-(C6-9-alkyloxy) derivs., sodium salts | 538215 | 6950
1,2-Propanediol, 3-(C6-9-alkyloxy) derivs. | 538207 | 6951
Propane, 1,2,3-trichloro-, polymer with 1,1'-[methylenebis(oxy)]bis[2-chloroethane] and sodium sulfide (Na2(Sx)), reduced, sulfurized | 538199 | 6952
Phenol, 4,4'-(1-methylethylidene)bis-, polymer with 1,1'-sulfonylbis[4-chlorobenzene], (3-chloropropyl)trimethoxysilane-terminated | 538181 | 6953
2-Pentanone, 4-methyl-, reaction products with 5-amino-1,3,3-trimethylcyclohexanemethanamine | 538173 | 6954
9-Octadecenoic acid (9Z)-, mixed esters with heptanoic acid and pentaerythritol | 538165 | 6955
9-Octadecenoic acid (9Z)-, mixed esters with dipentaerythritol and heptanoic acid | 538157 | 6956
2,5-Furandione, polymer with methoxyethene, reaction products with 2-propen-1-amine | 538140 | 6957
Ethanol, 2,2'-oxybis-, reaction products with ammonia, morpholine product tower residues | 538132 | 6958
1-Dodecene, sulfonated, ammonium salts | 538124 | 6959
1-Dodecene, sulfonated | 538116 | 6960
Dodecanoic acid, mixed esters with 2-ethylhexanoic acid and trimethylolpropane | 538108 | 6961
1,5-Cyclooctadiene, sulfurized | 538090 | 6962
Copper, [29H,31H-phthalocyaninato(2-)-.kappa.N29,.kappa.N30,.kappa.N31,.kappa.N32]-, [[2-[(2-hydroxyethyl)(4-methoxy-6-sulfo-1,3,5-triazin-2-yl)amino]ethyl]amino]sulfonyl sulfo derivs., sodium salts | 538082 | 6963
Chromate(1-), bis[4-[2-[1-(3-chlorophenyl)-4,5-dihydro-3-methyl-5-(oxo-.kappa.O)-1H-pyrazol-4-yl]diazenyl-.kappa.N1]-3-(hydroxy-.kappa.O)-N-methylbenzenesulfonamido(2-)]-, compds. with N-cyclohexylcyclohexanamine and 2-ethyl-1-hexanamine | 538074 | 6964
Butanamide, N-(2-methoxyphenyl)-2-[2-[4-(6-methyl-2-benzothiazolyl)phenyl]diazenyl]-3-oxo-, chloromethylated, trimethylamine-quaternized, chlorides | 538066 | 6965
Benzenesulfonic acid, 2,2'-(1,2-ethenediyl)bis[5-nitro-, reaction products with sodium 4-[2-(4-aminophenyl)diazenyl]benzenesulfonate (1:1) | 538058 | 6966
Amines, N,N'-bis(3-aminopropyl)-C36-alkylenedi- | 538041 | 6967
Safflower oil, conjugated, polymer with benzoic acid, isophthalic acid, pentaerythritol, phthalic anhydride, soybean oil and tung oil | 538033 | 6968
Rosin, polymer with bisphenol A, glycerol and tung oil | 538025 | 6969
Linseed oil, polymer with glycerol, isophthalic acid, pentaerythritol, terephthalic acid and vinyltoluene | 538017 | 6970
Linseed oil, polymer with ethylene glycol, pentaerythritol, phthalic anhydride and tung oil | 538009 | 6971
Fatty acids, tall-oil, polymers with bisphenol A, bisphenol A diglycidyl ether and phthalic anhydride | 537993 | 6972
Fatty acids, linseed-oil, esters with dipentaerythritol | 537985 | 6973
Castor oil, dehydrated, polymer with benzoic acid, 1,4-butanediol, phthalic anhydride and trimethylolpropane | 537977 | 6974
Alcohols, C16-20, condensation products with glyoxal | 537969 | 6975
Alcohols, C6-9 | 537951 | 6976
Soybean oil, deodorizer distillate, sapond., extn. residue, succinates, mother liquors | 537928 | 6977
Soybean oil, deodorizer distillate, sapond., extn. residue, methylation liquor | 537910 | 6978
Quaternary ammonium compounds, tri-C14-18-alkylmethyl, chlorides | 537902 | 6979
Quaternary ammonium compounds, bis(hydrogenated tallow alkyl)(2-hydroxypropyl)methyl, Me sulfates (salts) | 537894 | 6980
Nitriles, C36-alkylenebis(imino-2,1-ethanediyl)bis- | 537886 | 6981
Imidazolium compounds, 4,5-dihydro-1-(2-methoxypropyl)-2-nortallow alkyl-3-(2-tallow amidoethyl), Me sulfates | 537878 | 6982
Imidazolium compounds, 4,5-dihydro-1-methyl-2-nortallow alkyl-3-[2-[tallow acyl(2-tallow amidoethyl)amino]ethyl], Me sulfates | 537860 | 6983
Fatty acids, C12-18, polymers with adipic acid, C14-18 fatty acids, 1,6-hexanediol, isodecanol and propylene glycol | 537852 | 6984
Fatty acids, C11-13-branched and linear, esters with pentaerythritol | 537845 | 6985
Fatty acids, C11-13-branched and linear, esters with dipentaerythritol | 537837 | 6986
Fatty acids, C16-18 and C18-unsatd., 1-methyl-1,3-propanediyl esters | 537829 | 6987
2-Propanol, 1-amino-, N,N-bis(hydrogenated tallow alkyl) derivs. | 537811 | 6988
Amides, tallow, N-[2-(2-nortallow alkyl-1H-imidazol-1-yl)ethyl]-N-[2-(tallow acylamino)ethyl] | 537803 | 6989
Amides, C12-18, N-(hydroxyethyl), mixed esters with polyethylene glycol mono(nonylphenyl)ether and 2-sulfobutanedioic acid | 537795 | 6990
Amides, C16-18 and C18-branched, unsatd., N-(hydroxyethyl) | 537787 | 6991
Alcohols, C8-10, ethoxylated | 537779 | 6992
Safflower oil, conjugated, polymer with p-tert-butylphenol, formaldehyde and tung oil | 537076 | 6993
Quaternary ammonium compounds, bis(hydrogenated tallow alkyl)dimethyl, salts with hectorite | 537068 | 6994
Quaternary ammonium compounds, benzyl(hydrogenated tallow alkyl)dimethyl, salts with hectorite | 537050 | 6995
Quaternary ammonium compounds, benzyl(hydrogenated tallow alkyl)dimethyl, bis(hydrogenated tallow alkyl)dimethylammonium salt with bentonite | 537043 | 6996
Quaternary ammonium compounds, benzyl(hydrogenated tallow alkyl)dimethyl, salts with bentonite | 537035 | 6997
Linseed oil, polymer with p-tert-butylphenol, formaldehyde, pentaerythritol, phthalic anhydride, rosin and soybean oil | 537027 | 6998
Fatty acids, tall-oil, polymers with benzoic acid, isononanoic acid, 9,11-linoleic acid, 10,12-linoleic acid, pentaerythritol and phthalic anhydride | 537019 | 6999
Fatty acids, soya, polymers with 9,11-linoleic acid, 10,12-linoleic acid, pentaerythritol and phthalic anhydride | 537001 | 7000
Fatty acids, soya, 2-[1-(C16-soya alkyl)ethenyl]-4(5H)-oxazolylidenebis(methylene) esters, polymers with acrylic acid, lauryl methacrylate and Me methacrylate | 536995 | 7001
Fatty acids, linseed-oil, polymers with p-tert-butylphenol, formaldehyde, glycerol, rosin and tung oil | 536987 | 7002
Castor oil, polymer with dipropylene glycol, glycerol, maleic anhydride and phthalic anhydride | 536979 | 7003
Fatty acids, C14-18, compds. with triethanolamine | 536961 | 7004
Asbestos, reaction products with triethoxyoctylsilane | 536953 | 7005
Ethanol, 2,2'-iminobis-, N-tallow alkyl derivs., compds. with oxidized polyethylene | 536946 | 7006
Alkenes, C5-10, polymers with C5-10 cycloalkenes and dicyclopentadiene | 536938 | 7007
Alkanes, C12-13, chloro | 536920 | 7008
Aldehydes, C12-14-branched | 536912 | 7009
Alcohols, C14-26, ethoxylated | 536904 | 7010
Resin acids and Rosin acids, polymd., yttrium salts | 536896 | 7011
Resin acids and Rosin acids, polymd., lanthanum salts | 536888 | 7012
Resin acids and Rosin acids, polymd., indium salts | 536870 | 7013
Resin acids and Rosin acids, polymd., cerium salts | 536862 | 7014
Fats and Glyceridic oils, neat's-foot, potassium salts | 536854 | 7015
Amines, ditallow alkyl, ethoxylated | 536847 | 7016
Amines, ditallow alkyl, acetates | 536839 | 7017
Amines, bis(hydrogenated tallow alkyl)methyl, acetates | 536821 | 7018
Amines, bis(hydrogenated tallow alkyl), acetates | 536813 | 7019
Urea, reaction products with ammonium hydroxide and epichlorohydrin | 536805 | 7020
Thiourea, reaction products with chloromethylated divinylbenzene-styrene polymer | 536797 | 7021
Thiourea, reaction products with carbon disulfide, diethylamine, formaldehyde and 1,2-oxathiolane 2,2-dioxide | 536789 | 7022
Sulfuric acid, monotallow alkyl esters, compds. with 2-(diethylamino)ethanol | 536771 | 7023
Starch, reaction products with ammonium hydroxide, epichlorohydrin and urea | 536763 | 7024
Sodium, resin acid tall-oil pitch complexes | 536755 | 7025
1-Propanaminium, 3-amino-N,N,N-trimethyl-, chloride (1:1), reaction products with acrylic acid-divinylbenzene-styrene-1,3,5-triethenylcyclohexane polymer | 536730 | 7026
Poly[oxy(methyl-1,2-ethanediyl)], .alpha.-hydro-.omega.-hydroxy-, polymer with 1,3-diisocyanatomethylbenzene, propylene glycol monoacrylate-blocked | 536722 | 7027
Poly[oxy(methyl-1,2-ethanediyl)], .alpha.-[2-[(2-carboxyethyl)amino]methylethyl]-.omega.-hydroxy-, C8-18-alkyl ethers | 536714 | 7028
Poly[oxy(methyl-1,2-ethanediyl)], .alpha.-[2-[bis(2-hydroxyethyl)amino]methylethyl]-.omega.-hydroxy-, ether with .alpha.-hydro-.omega.-hydroxypoly(oxy-1,2-ethanediyl) (1:2), C8-18-alkyl ethers, propoxylated | 536706 | 7029
Poly(oxy-1,2-ethanediyl), .alpha.-[3-carboxy-1-oxo(tetrapropenyl)propyl]-.omega.-hydroxy-, C12-15-alkyl ethers | 536698 | 7030
Poly(oxy-1,2-ethanediyl), .alpha.-butyl-.omega.-hydroxy-, mixed ethers with 2-ethyl-1-hexanol and 2,2'-thiobis[ethanol] | 536680 | 7031
Oxirane, 2-[(C8-10-alkyloxy)methyl] derivs., reaction products with tin chloride (SnCl2) | 536672 | 7032
7-Oxabicyclo[4.1.0]heptane-3-carboxylic acid, 7-oxabicyclo[4.1.0]hept-3-ylmethyl ester, reaction products with p-toluenesulfonic acid | 536664 | 7033
Octadecanoic acid, mixed esters with heptanoic acid and pentaerythritol | 536656 | 7034
Octadecanoic acid, mixed esters with dipentaerythritol and heptanoic acid | 536649 | 7035
2,7-Naphthalenedisulfonic acid, 4-amino-5-hydroxy-, diazotized, coupled with diazotized 2-amino-4,6-dinitrophenol, diazotized 4-nitrobenzenamine and resorcinol | 536631 | 7036
Methanamine, reaction products with chloromethylated divinylbenzene-styrene polymer | 536623 | 7037
1H-Imidazoledipropanoic acid, 4,5-dihydro-1-(2-hydroxyethyl)-, 2-norcoco alkyl derivs., disodium salts | 536615 | 7038
1H-Imidazoledipropanoic acid, 4,5-dihydro-1-(2-hydroxyethyl)-, 2-norcoco alkyl derivs., di-Me esters | 536607 | 7039
1-Hexanol, 2-ethyl-, reaction products with 3-methyl-1,1,1,5,5,5-hexakis(1-methylpropoxy)-3-[[tris(1-methylpropoxy)silyl]oxy]trisiloxane | 536599 | 7040
Hexanoic acid, 2-ethyl-, bismuth salt (1:?), basic | 536581 | 7041
Decanoic acid, mixed esters with heptanoic acid, octanoic acid, pentaerythritol and valeric acid | 536573 | 7042
Decanoic acid, mixed esters with dipentaerythritol, heptanoic acid, octanoic acid and valeric acid | 536565 | 7043
Decanoic acid, mixed esters with heptanoic acid, isovaleric acid, nonanoic acid, octanoic acid, pentaerythritol and valeric acid | 536557 | 7044
Decanoic acid, mixed esters with dipentaerythritol, heptanoic acid, isovaleric acid, nonanoic acid, octanoic acid and valeric acid | 536540 | 7045
Butanamide, 4-hydroxy-N-(2-hydroxyethyl)-N-methyl-, polymer with .alpha.-hydro-.omega.-hydroxypoly(oxy-1,2-ethanediyl), 1,3-isobenzofurandione and 1,1'-methylenebis[4-isocyanatocyclohexane], 2-hydroxyethyl acrylate-blocked | 536532 | 7046
Butanamide, 4-hydroxy-N-(2-hydroxyethyl)-N-methyl-, polymer with .alpha.-hydro-.omega.-hydroxypoly(oxy-1,2-ethanediyl), 1,3-isobenzofurandione and 5-isocyanato-1-(isocyanatomethyl)-1,3,3-trimethylcyclohexane, 2-hydroxyethyl acrylate-blocked | 536524 | 7047
1,3-Butadiene, homopolymer, trimethoxysilyl-modified | 536516 | 7048
Benzenesulfonic acid, 2,2'-(1,2-ethenediyl)bis[5-[[4-amino-6-[(4-sulfophenyl)amino]-1,3,5-triazin-2-yl]amino]-, N4,N4,N4',N4'-tetrakis(2-hydroxy-C2-3-alkyl) derivs., potassium sodium salts | 536508 | 7049
Benzenesulfonic acid, 4-amino-, reaction products with N1,N1-dimethyl-1,3-propanediamine and 2,4,6-trichloro-1,3,5-triazine | 536490 | 7050
Octadecanoic acid, manuf. of, by-products from, polymd., oxidized | 521948 | 7051
2-Naphthalenol, coupled with diazotized 2-methyl-4-[2-(2-methylphenyl)diazenyl]benzenamine, diazotized 4-(2-phenyldiazenyl)benzenamine, diazotized 4-(2-phenyldiazenyl)benzenamine Me deriv. and diazotized 4-(2-phenyldiazenyl)-1-naphthalenamine | 521930 | 7052
Hydrocyanic acid, polymer with 1,1'-methylenebis[4-isocyanatobenzene], hydrolyzed | 521922 | 7053
Hexanedioic acid, polymer with 1-ethenyl-2-pyrrolidinone, 1,1'-(1,6-hexanediyl) di-2-propenoate, 5-isocyanato-1-(isocyanatomethyl)-1,3,3-trimethylcyclohexane and 2,2'-oxybis[ethanol], 2-hydroxyethyl acrylate-blocked | 521914 | 7054
1,2,4-Benzenetricarboxylic acid, mixed branched tridecyl and isodecyl esters | 521906 | 7055
1,4-Benzenedicarboxylic acid, 1,4-dimethyl ester, reaction products with 2,2,4-trimethyl-1,3-pentanediol | 521898 | 7056
2,5-Furandione, reaction products with 1,3-butanediol, linoleyl alc. and triethylamine | 514539 | 7057
Chromium, chloro glycolate complexes | 514521 | 7058
Sulfides, tetra-, di-C20-24-alkyl | 514513 | 7059
Fatty acids, C18-unsatd., dimers, reaction products with bisphenol A diglycidyl ether | 514505 | 7060
Fatty acids, tall-oil, mixed with hydrotreated heavy naphthenic petroleum distillates, palmitic acid and stearic acid, calcium zinc salts | 514497 | 7061
Tannins, compds. with C.I. Basic Violet 1 and methylenebis[2-hydroxybenzoic acid] | 514158 | 7062
Rosin, polymer with bisphenol A, formaldehyde, glycerol, pentaerythritol and tripentaerythritol | 514141 | 7063
Rosin, polymer with allyl alc., isophthalic acid, pentaerythritol and styrene | 514133 | 7064
Fatty acids, soya, tetraesters with pentaerythritol | 514125 | 7065
Fatty acids, linseed-oil, tetraesters with pentaerythritol | 514117 | 7066
Fatty acids, linseed-oil, polymers with diethylene glycol, glycerol, maleic anhydride, pentaerythritol, phthalic anhydride and soybean oil | 514109 | 7067
Fatty acids, C17-19, polymers with benzoic acid, pentaerythritol and phthalic anhydride | 514091 | 7068
Hydrocarbons, C4-7, butadiene manuf. by-product | 514083 | 7069
Fatty acids, tallow, hydrogenated, mixed with acetic acid, coconut oil, decanoic acid and octanoic acid, calcium lead salts | 514075 | 7070
Calcium, acetate candelilla wax oleate tallow lead complexes | 514067 | 7071
Terpenes and Terpenoids, turpentine-oil, myrcene fraction, chloro | 514059 | 7072
Terpenes and Terpenoids, turpentine-oil, myrcene fraction, hydroxy, acetates | 514042 | 7073
Terpenes and Terpenoids, turpentine-oil, phellandrene fraction, hydrochlorides | 514034 | 7074
Terpenes and Terpenoids, turpentine-oil, caryophyllene fraction | 514026 | 7075
Polyphosphoric acids, lauryl esters | 514018 | 7076
Polyphenyls, C18 and C24, hydrogenated | 514000 | 7077
Octanal, 7-hydroxy-3,7-dimethyl-, distn. residues, nonvolatile | 513994 | 7078
Poly(oxy-1,2-ethanediyl), .alpha.,.alpha.'-(iminodi-2,1-ethanediyl)bis[.omega.-hydroxy-, N-[2-(4,5-dihydro-2-nortall oil alkyl-1H-imidazol-1-yl)ethyl] derivs. | 494625 | 7079
Aurate(1-), tetrachloro-, (SP-4-1)-, hydrogen (1:1), reaction products with ammonium thiocyanate (1:1) | 494617 | 7080
Castor oil, dehydrated, polymer with phthalic anhydride, soybean oil, trimethylolpropane and vinyltoluene | 494609 | 7081
Fatty acids, linseed-oil, polymers with adipic acid, allyl alc., benzoic acid, maleic anhydride and styrene | 487678 | 7082
Fatty acids, tall-oil, polymers with tall-oil fatty acid dimers, tetraethylenepentamine and triethylenetetramine | 487660 | 7083
Poly(oxy-1,2-ethanediyl), .alpha.-(3-carboxy-1-oxosulfopropyl)-.omega.-hydroxy-, C12-13-alkyl ethers, disodium salts | 487652 | 7084
Poly(oxy-1,2-ethanediyl), .alpha.-sulfo-.omega.-hydroxy-, C8-20-alkyl ethers, potassium salts | 487645 | 7085
Distillates (petroleum), steam-cracked, polymd., polymers with ethylene glycol, linseed oil, menhaden oil, pentaerythritol, phthalic anhydride and rosin | 487637 | 7086
Soaps, stocks, vegetable-oil, acidulated, spent acids | 487629 | 7087
Resin acids and Rosin acids, maleated, ammonium salts | 487611 | 7088
Resin acids and Rosin acids, fumarated, ammonium salts | 487603 | 7089
Quaternary ammonium compounds, bis(hydrogenated tallow alkyl)dimethyl, salts with montmorillonite ((Al1.33-1.67Mg0.33-0.67)(Ca0-1Na0-1)0.33Si4(OH)2O10.xH2O)) | 487595 | 7090
Ethanaminium, 2-amino-N,N-bis(carboxymethyl)-N-(2-hydroxyethyl)-, N-coco acyl derivs., hydroxides, disodium salts | 487587 | 7091
Fats and Glyceridic oils, tunny, polymers with ethylene glycol, pentaerythritol, phthalic anhydride and soybean oil | 487579 | 7092
Fatty acids, tall-oil, polymers with ethylene glycol, pentaerythritol, phthalic anhydride, TDI and tunny oil | 487561 | 7093
Fatty acids, tall-oil, reaction products with formaldehyde and N1-(9Z)-9-octadecen-1-yl-1,3-propanediamine | 487553 | 7094
Fatty acids, cottonseed-oil, compds. with diethanolamine | 487546 | 7095
Cashew, nutshell liq., polymer with phosphoric acid | 487538 | 7096
Amines, N-tallow alkyltrimethylenedi-, mono- and diphenyl phosphates | 487520 | 7097
Amines, N-tallow alkyltripropylenetetra- | 487512 | 7098
Amines, N-tallow alkyltrimethylenedi-, diacetates | 487504 | 7099
Amines, N-tallow alkyltrimethylenedi-, ethoxylated, dihydrochlorides | 487496 | 7100
Amines, soya alkyl, ethoxylated, glycolates (salts) | 487488 | 7101
Amines, polyalkylenepoly-, compds. with polyethylene glycol monotridecyl ether phosphates | 487470 | 7102
9,12-Octadecadienoic acid (9Z,12Z)-, trimer, compd. with ammonia-ethylene oxide reaction product distn. residues | 487462 | 7103
Amines, polyalkylenepoly-, 3-(C6-10-alkyloxy)-2-hydroxypropyl derivs, acetates (salts) | 487454 | 7104
Amines, N-coco alkyltrimethylenedi-, diglycolates | 487447 | 7105
Amines, C8-18-alkyl, distn. residues | 487439 | 7106
Amines, C12-14-tert-alkyl, compds. with 2(3H)-benzothiazolethione | 487421 | 7107
Amines, C7-13-sec-alkyl | 487413 | 7108
Amides, tall-oil fatty, N,N'-(iminodi-2,1-ethanediyl)bis- | 487405 | 7109
Amides, from acetic acid and polyalkylenepolyamines | 487397 | 7110
Alkanes, chloro, sulfurized | 487389 | 7111
Alcohols, C7-17, ethers with polypropylene glycol mono(2-aminopropyl) ether | 487371 | 7112
Alcohols, C18-32 | 487363 | 7113
Gases (petroleum), hydrotreated sour kerosine flash drum | 487355 | 7114
Gases (petroleum), hydrotreated sour kerosine depentanizer stabilizer off | 487348 | 7115
Cyclohexanol, 4-(1,1-dimethylethyl)-, acetate, light distn. fractions | 487330 | 7116
Fatty acids, coco, reaction products with polyethylene glycol glyceryl ethers | 487322 | 7117
Castor oil, polymer with o-cresol, formaldehyde, phenol and rosin | 487314 | 7118
Castor oil, dehydrated, polymer with formaldehyde, glycerol, linseed oil, phenol, phthalic anhydride and .beta.-pinene | 487306 | 7119
Castor oil, cyanoethylated | 487298 | 7120
Fatty acids, C8-18 and C18-unsatd., compds. with diisopropanolamine | 480400 | 7121
Fatty acids, C16 and C18-unsatd. and C18-unsatd. hydroxy, compds. with triisopropanolamine | 480392 | 7122
Fatty acids, C16 and C18-unsatd. and C18-unsatd. hydroxy, compds. with ethylenediamine | 480384 | 7123
Castor oil, polymer with glycerol, phthalic anhydride and safflower oil | 480376 | 7124
Castor oil, polymer with benzoic acid, glycerol, isophthalic acid, pentaerythritol and soybean oil | 480368 | 7125
Castor oil, polymer with adipic acid, isophthalic acid and trimethylolethane | 480350 | 7126
Amines, C16 and C18-unsatd. alkyl | 480343 | 7127
Amides, tall-oil fatty, N-(hydroxyethyl), maleates (esters) | 480335 | 7128
Amides, C14-18, N-(2-hydroxypropyl) | 480327 | 7129
Alkenes, C14-20 .alpha.- | 480319 | 7130
Alkenes, C14-18 .alpha.- | 480301 | 7131
Alkenes, C10-16 .alpha.- | 480293 | 7132
Alkenes, C6-12 .alpha.- | 480285 | 7133
Alcohols, C12-16 | 480277 | 7134
Kieselguhr, soda ash flux-calcined | 480269 | 7135
Lard, oil, potassium salts | 480251 | 7136
Cod-liver oil, sodium salts | 480244 | 7137
Silicic acid (H2SiO3), sodium salt (1:2), reaction products with polyethylene glycol mono-Bu ether phosphate | 480236 | 7138
2-Propenenitrile, reaction products with propylene oxide and triethylenetetramine | 480228 | 7139
Propanoic acid, reaction product with N1,N1-dimethyl-1,3-propanediamine and hydrogen peroxide | 480210 | 7140
Propanenitrile, 3-amino-, N-(C16-18 and C18-unsatd. alkyl) derivs. | 480202 | 7141
1,2-Propanediamine, polymers with bisphenol A diglycidyl ether and 2-[(C8-10-alkyloxy)methyl]oxirane | 480194 | 7142
Poly(oxy-1,2-ethanediyl), .alpha.-hydro-.omega.-hydroxy-, mono-C11-15-sec-alkyl ethers, phosphates, sodium salts | 480186 | 7143
Phenol, dodecyl-, sulfurized, calcium salts | 480178 | 7144
9-Octadecenoic acid (9Z)-, reaction products with diethanolamine | 480160 | 7145
Naphthalenesulfonic acid, isopropylated | 480152 | 7146
Lignosulfonic acid, sodium salt, carboxymethylated sulfomethylated | 480145 | 7147
Lignosulfonic acid, sodium salt, oxidized | 480137 | 7148
2,4-Imidazolidinedione, 1,3-bis(2-hydroxyethyl)-5,5-dimethyl-, polymer with 5-isocyanato-1-(isocyanatomethyl)-1,3,3-trimethylcyclohexane, 2,2-bis[(2-propen-1-yloxy)methyl]-1-butanol-blocked | 480129 | 7149
Hexanedioic acid, mixed esters with 2-ethyl-1-hexanol, glutaric acid, isodecanol and succinic acid | 480111 | 7150
Formic acid, reaction products with boron trifluoride and (1S,3aR,4S,8aS)-decahydro-4,8,8-trimethyl-9-methylene-1,4-methanoazulene | 480103 | 7151
Formaldehyde, reaction products with 1-methyl-4-(1-methylethenyl)cyclohexene | 480095 | 7152
Formaldehyde, reaction products with 2-methoxyethyl carbamate | 480087 | 7153
Formaldehyde, reaction products with dodecylphenol and methylamine | 480079 | 7154
Formaldehyde, reaction products with calcium hydroxide, dodecylphenol, methylamine and sulfur | 480061 | 7155
Ethanol, 2,2'-iminobis-, reaction products with hydrogen sulfide | 480053 | 7156
1,2-Ethanediamine, N1,N2-bis(2-aminoethyl)-, reaction products with glycidyl tolyl ether, 2-[(octyloxy)methyl]oxirane and 1-piperazineethanamine | 480046 | 7157
Copper, [29H,31H-phthalocyaninato(2-)-.kappa.N29,.kappa.N30,.kappa.N31,.kappa.N32]-, [(3-phosphonophenyl)amino]sulfonyl sulfo derivs., sodium salts | 480038 | 7158
Copper, [29H,31H-phthalocyaninato(2-)-.kappa.N29,.kappa.N30,.kappa.N31,.kappa.N32]-, [(2-aminoethyl)amino]sulfonyl sulfo derivs. | 480020 | 7159
Carbamodithioic acid, N,N'-1,2-ethanediylbis-, ammonium salt (1:2), reaction products with hydrogen peroxide and sulfuric acid | 480012 | 7160
Carbamodithioic acid, N,N'-1,2-ethanediylbis-, ammonium salt (1:2), reaction products with ammonium hydroxide and zinc sulfate | 480004 | 7161
Carbamic acid, propyl ester, reaction products with formaldehyde | 479998 | 7162
Carbamic acid, methyl ester, reaction products with formaldehyde and propyl carbamate | 479980 | 7163
Benzenesulfonic acid, C9-17-branched alkyl derivs. | 479972 | 7164
Benzene, C14-30-alkyl derivs. | 479964 | 7165
Benzenamine, ar,ar'-methylenebis[ar-chloro-, reaction products with ar,ar'-methylenebis[benzenamine] and TDI | 479956 | 7166
Benzenamine, 4,4'-methylenebis-, reaction products with Bu glycidyl ether | 479949 | 7167
Aluminum, chloro citrate hydroxy sulfate complexes | 479931 | 7168
Ethanol, 2,2'-iminobis-, N-tallow alkyl derivs., reaction products with polyethylene glycol mono(nonylphenyl) ether phosphate | 501189 | 7169
Amides, tallow, N-[3-[(3-hydroxypropyl)tallow alkylamino]propyl], propoxylated | 501171 | 7170
Amides, from triethylenetetramine and vegetable-oil fatty acids | 501163 | 7171
Amides, from C18-unsatd. fatty acid dimers and triethylenetetramine | 501155 | 7172
Amides, from coco fatty acids, diethylenetriamine, tallow fatty acids and triethylenetetramine, ethoxylated | 501148 | 7173
Amides, C18 and C18-unsatd., N,N'-ethylenebis- | 501130 | 7174
Amides, C16-18 and C18-unsatd., N,N'-ethylenebis- | 501122 | 7175
Alkenes, C>10 .alpha.-, polymers with maleic anhydride, reaction products with ammonium hydroxide | 501114 | 7176
Alkenes, C>10 .alpha.-, maleated | 501106 | 7177
Alkanes, C10-18, bromo chloro | 501098 | 7178
Alkanes, C10-18, bromo | 501080 | 7179
Alcohols, C11-unsatd. | 501072 | 7180
Acid chlorides, tallow, hydrogenated | 501064 | 7181
Residues (petroleum), steam-cracked, resinous | 501056 | 7182
Naphtha (petroleum), catalytic reformed | 501049 | 7183
Gases (petroleum), straight-run naphtha catalytic reformer stabilizer overhead | 501031 | 7184
Gases (petroleum), sponge absorber off, fluidized catalytic cracker and gas oil desulfurizer overhead fractionation | 501023 | 7185
Natural gas, substitute, steam-reformed desulfurized naphtha | 501015 | 7186
Gases (petroleum), butadiene process, inorg. | 501007 | 7187
Distillates (petroleum), steam-cracked, polymd., contg. coumarone-indene resin manuf. by-product hydrocarbons | 500991 | 7188
Distillates (petroleum), light thermal cracked, debutanized arom. | 500983 | 7189
Gases (petroleum), light steam-cracked, butadiene conc. | 500975 | 7190
Distillates (petroleum), petroleum residues vacuum | 500967 | 7191
Aluminum oxide (Al2O3), high-temp. fusion-redn. products with zirconium oxide (ZrO2) | 500959 | 7192
Urea, polymer with formaldehyde, 2-(dimethylamino)-2-methylpropylated isobutylated | 500942 | 7193
1,3,5-Triazine-2,4,6-triamine, polymer with formaldehyde, isobutylated methylated | 500934 | 7194
Titanium chloride (TiCl4), hydrolyzed | 500926 | 7195
Titanium, Bu alc. iso-Pr alc. complexes | 500918 | 7196
Sulfuric acid, mono-C14-18-unsatd. alkyl esters, sodium salts | 500900 | 7197
Sulfuric acid, mono-C16-18-alkyl esters, sodium salts | 500892 | 7198
Sulfuric acid, mono-C12-18-alkyl esters, sodium salts | 500884 | 7199
Sulfuric acid, mono-C12-18-alkyl esters, compds. with diethanolamine | 500876 | 7200
Sulfuric acid, diethyl ester, reaction products with oleylamine | 500868 | 7201
Sulfuric acid, mono-C16-18 alkyl esters, compds. with ethanolamine | 500850 | 7202
Stigmasta-7,24(28)-dien-3-ol, 4-methyl-, (3.beta.,4.alpha.,5.alpha.,24Z)-, mixed with (3.beta.,24R)-ergost-5-en-3-ol and (3.beta.,5.alpha.)-stigmastan-3-ol | 500843 | 7203
8-Quinolinol, 5-chloro-, 7-triisobutenyl derivs. | 500835 | 7204
2-Propenoic acid, 2-methyl-, reaction products with formaldehyde-xylene polymer | 500827 | 7205
2-Propenoic acid, 2-methyl-, 2-(dimethylamino)ethyl ester, homopolymer, ethoxylated, acetate (salt) | 500819 | 7206
2-Propenoic acid, reaction products with divinylbenzene and chloromethylated divinylbenzene-styrene polymer-trimethylamine reaction products | 500801 | 7207
2-Propenoic acid, reaction products with Bu glycidyl ether | 500793 | 7208
2-Propenoic acid, butyl ester, homopolymer, reaction products with dioctyloxostannane | 500785 | 7209
Spinels, aluminum chromium magnesium, mixed with periclase | 494013 | 7210
Hydrocarbons, ethylene-manuf.-by-product distn. residues | 494005 | 7211
Oils, cedarwood, Atlas, terpene-free | 493999 | 7212
Benzene, ethenyl-, distn. residues, thermally cracked, distn. residues | 493965 | 7213
2-Propenoic acid, 2-ethylhexyl ester, manufg. residue, thermally cracked | 493957 | 7214
2-Propenoic acid, butyl ester, manufg. residue | 493940 | 7215
Poly(oxy-1,2-ethanediyl), .alpha.-hydro-.omega.-hydroxy-, mono-C11-15-sec-alkyl ethers, phosphates | 493932 | 7216
Benzenesulfonic acid, dodecyl-, compds. with ammonia-ethylene oxide reaction products distn. residues | 493924 | 7217
Urea, reaction products with hydrogenated adiponitrile high-boiling fraction, hydrochlorides | 493916 | 7218
Urea, reaction products with hydrogenated adiponitrile high-boiling fraction | 493908 | 7219
Ethene, manufg. residue, polymd. | 493890 | 7220
Copper, 3-hydroxy-4-[2-(methoxy-4-nitrophenyl)diazenyl]-2-naphthalenecarboxylate complexes | 493882 | 7221
2-Butenedioic acid (2E)-, mixed C8 and C16-18-alkyl esters | 493874 | 7222
2-Butenedioic acid (2E)-, di-C18-22-alkyl esters | 493866 | 7223
2-Butenedioic acid (2E)-, di-C16-18-alkyl esters | 493858 | 7224
2-Butenedioic acid (2E)-, di-C12-18-alkyl esters | 493841 | 7225
Butanedioic acid, C18-28-alkyl esters | 493833 | 7226
Bicyclo[3.1.1]heptane, 6,6-dimethyl-2-methylene-, reaction products with formaldehyde | 493825 | 7227
Benzenesulfonic acid, di-C10-15-alkyl derivs., compds. with morpholine | 493817 | 7228
Benzene, (1-methylethyl)-, oxidized | 493809 | 7229
Benzenamine, N-phenyl-, reaction products with styrene and 2,4,4-trimethylpentene | 493791 | 7230
Dithionous acid, sodium salt (1:2), reaction products with 1,4-diamino-9,10-anthracenedione, 1,4-dihydroxy-9,10-anthracenedione, ethylamine and methylamine | 493783 | 7231
2-Propenoic acid, 2-[[[[[3-[[(C21-23-alkyloxy)carbonyl]amino]methylphenyl]amino]carbonyl]oxy]methyl]-2-[[(1-oxo-2-propen-1-yl)oxy]methyl]-1,3-propanediyl ester | 493759 | 7232
1-Propene, 2-methyl-, dimers and trimers | 493742 | 7233
Potassium, diethylene glycol glycerol trioleate oleate peanut oil complexes | 493734 | 7234
Phenol, dimethyl-, isobutylenated | 493726 | 7235
Octanal, 7-hydroxy-3,7-dimethyl-, reaction products with 2-methoxy-4-(2-propen-1-yl)phenol | 493718 | 7236
Octanal, 7-hydroxy-3,7-dimethyl-, reaction products with 2-methoxy-4-(1-propen-1-yl)phenol | 493700 | 7237
1,6-Octadiene, 7-methyl-2-methylene-, hydrochlorinated | 493692 | 7238
1H-Imidazole-1-propanoic acid, 4,5-dihydro-, 2-norcoco alkyl derivs. | 493684 | 7239
1H-Imidazole-1-ethanol, 4,5-dihydro-, 2-C7-9-alkyl derivs. | 493676 | 7240
D-Glucose, enzyme-hydrolyzed | 493668 | 7241
Ethanaminium, 2-hydroxy-N,N-bis(2-hydroxyethyl)-N-methyl-, triesters with C12-18 fatty acids, Me sulfates | 493650 | 7242
Ethanaminium, 2-hydroxy-N,N-bis(2-hydroxyethyl)-N-methyl-, monoesters with C12-18 fatty acids, Me sulfates (salts) | 493643 | 7243
Ethanaminium, 2-hydroxy-N,N-bis(2-hydroxyethyl)-N-methyl-, diesters with C12-18 fatty acids, Me sulfates (salts) | 493635 | 7244
Cyclohexene, 1-methyl-4-(1-methylethenyl)-, sulfurized | 493627 | 7245
2,5-Furandione, polymer with ethenylbenzene, C12-28-alkyl esters, compds. with 2-ethyl-1-hexanamine | 493619 | 7246
Poly(oxy-1,2-ethanediyl), .alpha.-hydro-.omega.-hydroxy-, mono-C6-12-alkyl ethers, phosphates | 493601 | 7247
Starch, reaction products with 1,3-bis(hydroxymethyl)-2-imidazolidinone | 493593 | 7248
Coconut oil, polymer with p-tert-butylbenzoic acid, pentaerythritol, phthalic anhydride and trimethylolethane | 493585 | 7249
Fatty acids, tall-oil, polymers with castor oil, phthalic anhydride and trimethylolethane | 493577 | 7250
Castor oil, polymer with linseed oil and tung oil | 493569 | 7251
Fatty acids, soya, polymers with castor oil, glycerol, phthalic anhydride and soybean oil | 493551 | 7252
Fatty acids, soya, polymers with castor oil, glycerol, Me methacrylate, phthalic anhydride and soybean oil | 493544 | 7253
Fatty acids, linseed-oil, polymers with dehydrated castor oil, glycerol, maleic anhydride, menhaden oil, pentaerythritol, styrene and vinyltoluene | 493536 | 7254
Castor oil, dehydrated, polymer with butylphenol, formaldehyde, glycerol, linseed oil, maleic anhydride, rosin and trimethylolpropane | 493528 | 7255
Fatty acids, coco, iminodi-2,1-ethanediyl esters | 493510 | 7256
Fatty acids, coco, 2-[[2-[N-(2-hydroxyethyl)coco amido]ethyl](2-hydroxyethyl)amino]ethyl esters | 493502 | 7257
Fatty acids, C16-18 and C18-unsatd., mixed isooctyl and Me esters, sulfurized | 493494 | 7258
Distillates (petroleum), naphtha unifiner stripper | 493486 | 7259
Distillates (petroleum), light straight-run gasoline fractionation stabilizer overheads | 493478 | 7260
Cashew, nutshell liq., polymer with p-tert-butylphenol and formaldehyde | 487280 | 7261
Benzeneethanol, distn. residues | 487264 | 7262
Fatty acids, tall-oil, polymers with tall-oil fatty acid dimers, tallow fatty acid Me esters and tetraethylenepentamine | 487256 | 7263
Fatty acids, tall-oil, polymers with pentaerythritol, phthalic anhydride, trimethylolethane and vinyltoluene | 487249 | 7264
Fatty acids, tall-oil, polymers with glycerol, isophthalic acid, maleic anhydride, menhaden oil and pentaerythritol | 487231 | 7265
Fatty acids, tall-oil, polymers with ethylenediamine, isophthalic acid and tall-oil fatty acid dimers | 487223 | 7266
Fatty acids, tall-oil, polymers with benzoic acid, glycerol, isophthalic acid, pentaerythritol and phthalic anhydride | 487215 | 7267
Fatty acids, tall-oil, 1-methyl-1,3-propanediyl esters, epoxidized | 487207 | 7268
Fatty acids, tall-oil, 2-[N-(2-hydroxyethyl)tall-oil fatty amido]ethyl esters | 487199 | 7269
Fatty acids, tall-oil, hexaesters with dipentaerythritol, epoxidized | 487181 | 7270
Fatty acids, tall-oil, dimers, polymers with isophthalic acid, neopentyl glycol and propylene glycol | 487173 | 7271
Fatty acids, tall-oil, dimers, polymers with azelaic acid, ethylenediamine, piperazine and polypropylene glycol diamine | 487165 | 7272
Fatty acids, tall-oil, dimers, compds. with tall-oil fatty acid trimers and N-tallow alkyltrimethylenediamines | 487157 | 7273
Fatty acids, tall-oil, compds. with triisopropanolamine | 487140 | 7274
Fatty acids, tall-oil, compds. with polyalkylenepolyamines | 487132 | 7275
Fatty acids, tall-oil, C10-16-alkyl esters | 487124 | 7276
Fatty acids, soya, polymers with linoleic acid dimer and triethylenetetramine | 487116 | 7277
Fatty acids, soya, polymers with linoleic acid dimer, tetraethylenepentamine and triethylenetetramine | 487108 | 7278
Fatty acids, soya, polymers with isophthalic acid, neopentyl glycol and trimethylolpropane | 487090 | 7279
Fatty acids, soya, polymers with fumaric acid, glycerol, pentaerythritol and phthalic anhydride | 487082 | 7280
Fatty acids, linseed-oil, polymers with p-tert-butylphenol, formaldehyde, glycerol, linseed oil, phthalic anhydride and rosin | 487074 | 7281
Fatty acids, linseed-oil, Et esters | 487066 | 7282
Fatty acids, C18-unsatd., dimers, reaction products with polyethylenepolyamines, propoxylated | 487058 | 7283
Fatty acids, C18-unsatd., dimers, polymers with 3,3'-[oxybis(2,1-ethanediyloxy)]bis[1-propanamine] | 487041 | 7284
Fatty acids, C18-unsatd., dimers, polymers with ethylenediamine, sebacic acid and stearic acid | 487033 | 7285
Fatty acids, C18-unsatd., dimers, polymers with ethylenediamine, pentaerythritol, phthalic anhydride, rosin and tall-oil fatty acids | 487025 | 7286
Fatty acids, C18-unsatd., dimers, polymers with ethylenediamine and linseed oil | 487017 | 7287
Fatty acids, C18-unsatd., dimers, polymers with C18-unsatd. fatty acid trimers, isophthalic acid and propylene glycol | 487009 | 7288
Fatty acids, C18-unsatd., dimers, polymers with C18-unsatd. fatty acid trimers and triethylenetetramine | 486993 | 7289
Fatty acids, C18-unsatd., dimers, compds. with N-[2-[(2-aminoethyl)amino]ethyl]tall-oil amides and tall-oil fatty acids | 486985 | 7290
Fatty acids, C18-unsatd., dimers, polymers with allyl alc., styrene and tall-oil fatty acids | 486977 | 7291
Fatty acids, C18-unsatd., dimers, polymers with allyl alc., soya fatty acids and styrene | 486969 | 7292
Fatty acids, C18-unsatd., dimers, polymers with adipic acid, phthalic anhydride, TDI and trimethylolpropane | 486951 | 7293
Fatty acids, C18-unsatd., dimers, polymers with adipic acid, castor oil, phthalic anhydride, TDI and trimethylolpropane | 486944 | 7294
Fatty acids, C18-unsatd., dimers, compds. with ethoxylated propoxylated diethylenetriamine | 486936 | 7295
Fatty acids, C18-unsatd., dimers, compds. with N-[2-(4,5-dihydro-2-nortall-oil alkyl-1H-imidazol-1-yl)ethyl] tall- oil fatty amides | 486928 | 7296
Fatty acids, coco, reaction products with C18-unsatd. fatty acid dimers and diethylenetriamine | 486910 | 7297
Fatty acids, coco, 2-[N-(hydroxyethyl)coco amido]ethyl esters | 486902 | 7298
Fatty acids, coco, 2-coco amidoethyl ester | 486894 | 7299
Fatty acids, C6-10, 2-C6-10 amido-1-methylethyl esters | 486886 | 7300
1,2-Ethanediol, polyethylene terephthalate manufg. purifn. residues | 486878 | 7301
Hydrocarbons, C12-30, olefin-rich, ethylene polymn. by-product | 486860 | 7302
Greensand, sodium | 486852 | 7303
Greensand, manganese sodium | 486845 | 7304
Glycerides, coco di- | 486837 | 7305
Chromium, depolymd. glue complexes | 486829 | 7306
Fatty acids, vegetable-oil, polymd., Me esters | 486811 | 7307
Fatty acids, vegetable-oil, polymd., esters with 1,2-hexadecanediol | 486803 | 7308
Fatty acids, vegetable-oil, polymd., esters with 3-(C8-10-alkyloxy)-1,2-propanediol | 486795 | 7309
Fatty acids, tung-oil, Et esters | 486787 | 7310
Fatty acids, tallow, compds. with triisopropanolamine | 486779 | 7311
Fatty acids, tall-oil, tetraesters with pentaerythritol, epoxidized | 486761 | 7312
Fatty acids, tall-oil, sesquiesters with sorbitol | 486753 | 7313
Fatty acids, tall-oil, reaction products with polyethylenepolyamines | 486746 | 7314
Fatty acids, tall-oil, reaction products with polyethylenepolyamines, glycolates | 486738 | 7315
Fatty acids, tall-oil, reaction products with polyethylenepolyamines, compds. with C18-unsatd. fatty acid dimers and tall-oil fatty acids | 486720 | 7316
1-Propene, 2-methyl-, trimer, oxidized | 500777 | 7317
2-Propenal, reaction products with prenylated cyclopentadiene | 500769 | 7318
2-Propanol, 1-[(2-pyridinylmethyl)amino]-, reaction products with chloromethylated divinylbenzene-styrene polymer | 500751 | 7319
Propanenitrile, 3-amino-, N-[3-(C12-15-alkyloxy)propyl] derivs. | 500744 | 7320
1,3-Propanediamine, N-[3-(C12-15-alkyloxy)propyl] derivs. | 500736 | 7321
Poly[oxy(methyl-1,2-ethanediyl)], .alpha.-(1-oxooctadecyl)-.omega.-hydroxy-, C12-15-alkyl ethers | 500710 | 7322
Poly(oxy-1,2-ethanediyl), .alpha.,.alpha.',.alpha.''-phosphinylidynetris[.omega.-hydroxy-, tri-C11-15-alkyl ethers | 500702 | 7323
Poly(oxy-1,2-ethanediyl), .alpha.-hydro-.omega.-hydroxy-, mixed hexanoate and octanoate | 500694 | 7324
Alcohols, C8-20, ethoxylated | 500686 | 7325
Poly(oxy-1,2-ethanediyl), .alpha.-hydro-.omega.-hydroxy-, mono-C11-13-branched alkyl ethers, phosphates, potassium salts | 500678 | 7326
Poly(oxy-1,2-ethanediyl), .alpha.-(3-carboxy-1-oxosulfopropyl)-.omega.-hydroxy-, C10-12-alkyl ethers, disodium salts | 500660 | 7327
Poly(oxy-1,2-ethanediyl), .alpha.-(carboxymethyl)-.omega.-hydroxy-, C11-15-sec-alkyl ethers | 500652 | 7328
Poly(oxy-1,2-ethanediyl), .alpha.-(carboxymethyl)-.omega.-hydroxy-, C10-16 and C12-20-unsatd. alkyl ethers | 500645 | 7329
Poly(oxy-1,2-ethanediyl), .alpha.-hydro-.omega.-hydroxy-, mono-C12-20-alkyl ethers, phosphates, sodium salts | 500637 | 7330
Poly(oxy-1,2-ethanediyl), .alpha.-hydro-.omega.-hydroxy-, mono-C10-16-alkyl ethers, phosphates, potassium salts | 500629 | 7331
Poly(oxy-1,2-ethanediyl), .alpha.-(nonylphenyl)-.omega.-hydroxy-, branched, phosphates, sodium salts | 500611 | 7332
Phosphonic acid, mixed with phosphonothioic acid, polyisobutenyl derivs. | 500603 | 7333
Phosphoric acid, mixed mono- and diesters with iso-Pr alc. and polyethylene glycol mono-C11-15-sec-alkyl ethers | 500595 | 7334
Phosphoric acid, mixed mono- and diesters with iso-Pr alc. and polyethylene glycol mono-C11-15-sec-alkyl ethers, compds. with ethanolamine | 500587 | 7335
Phosphoric acid, mixed esters with isooctyl alc. and polyethylene glycol monotridecyl ether, potassium salts, compds. with triethanolamine | 500579 | 7336
Phenol, 5-methyl-2-(1-methylethyl)-, distn. by-products | 500561 | 7337
Phenol, 4,4'-(1-methylethylidene)bis-, polymer with 2-(chloromethyl)oxirane, 2-(1-methylethyl)-1H-imidazole-modified | 500553 | 7338
Phenol, 4,4'-(1-methylethylidene)bis-, polymer with 2-(chloromethyl)oxirane, Me 4-hydroxybenzoate, nonylphenol-modified | 500546 | 7339
Phenol, 2-methyl-, methylstyrenated styrenated | 500538 | 7340
Phenol, methyl-, reaction products with ethylenediamine | 500520 | 7341
Phenol, polyethyl derivs. | 500512 | 7342
3,6,9,12,15-Pentaazaheptadecane-1,17-diamine, reaction products with benzyl chloride | 500504 | 7343
Oxirane, 2-methyl-, polymer with oxirane, monoacetate, C10-12-alkyl ethers | 500496 | 7344
2-Oxepanone, polymer with 2-ethyl-2-(hydroxymethyl)-1,3-propanediol, .alpha.-hydro-.omega.-hydroxypoly(oxy-1,2-ethanediyl) and 1,1'-methylenebis[4-isocyanatocyclohexane], hydroxy-terminated | 500488 | 7345
2-Oxepanone, polymer with 2-ethyl-2-(hydroxymethyl)-1,3-propanediol, .alpha.-hydro-.omega.-hydroxypoly(oxy-1,2-ethanediyl) and 5-isocyanato-1-(isocyanatomethyl)-1,3,3-trimethylcyclohexane, isocyanate-terminated | 500470 | 7346
2-Oxepanone, polymer with 2-ethyl-2-(hydroxymethyl)-1,3-propanediol and 5-isocyanato-1-(isocyanatomethyl)-1,3,3-trimethylcyclohexane, isocyanate-terminated | 500462 | 7347
9-Octadecenoic acid (9Z)-, propyl ester, sulfated | 500454 | 7348
9-Octadecenoic acid (9Z)-, 1,1',1''-(1,2,3-propanetriyl) ester, sulfated | 500447 | 7349
9-Octadecenoic acid (9Z)-, reaction products with 2-[(2-aminoethyl)amino]ethanol, compds. with di-Et sulfate | 500439 | 7350
9,12,15-Octadecatrienoic acid, methyl ester, (9Z,12Z,15Z)-, crude, oxidized | 500421 | 7351
Octadecanoic acid, reaction products with diethylenetriamine and triethylenetetramine | 500413 | 7352
Octadecanoic acid, 1,2,3-propanetriyl ester, reaction products with diethylenetriamine and urea, di-Me sulfate-quaternized | 500405 | 7353
Neodecanoic acid, reaction products with antimony oxide (Sb2O3) | 500397 | 7354
Molybdenum, bis(2-ethylhexyl)carbamodithioate bis(2-ethylhexyl)carbamothioate oxo thioxo complexes | 500389 | 7355
1,3-Isobenzofurandione, polymer with 1,2-ethanediol, 2,5-furandione and 2,2'-oxybis[ethanol], 3a,4,7,7a-tetrahydro-4,7-methano-1H-indenol-modified | 500371 | 7356
5-Isobenzofurancarboxylic acid, 1,3-dihydro-1,3-dioxo-, polymer with 1,1'-methylenebis[4-isocyanatobenzene], isobutylated | 500363 | 7357
1H-Imidazole-1-ethanol, 4,5-dihydro-, 2-nortall-oil alkyl derivs., compds. with polyethylene glycol mono-Ph ether phosphate | 500355 | 7358
Hexanoic acid, 2-ethyl-, reaction products with diethanolamine | 500348 | 7359
Hexanedioic acid, reaction products with acetic acid, acetic anhydride, 2-[(2-aminoethyl)amino]ethanol and stearic acid | 500330 | 7360
Hexanedioic acid, mixed esters with 2-butoxyethanol, 2-ethylhexanol, glutaric acid, methanol and succinic acid | 500322 | 7361
Hexanedioic acid, di-C4-13-branched alkyl esters | 500314 | 7362
Glycine, N-[2-[(2-hydroxyethyl)amino]ethyl]-, N-tallow acyl derivs., monosodium salts | 500306 | 7363
Glycine, N-(carboxymethyl)-, reaction products with chloromethylated divinylbenzene-styrene polymer | 500298 | 7364
2,5-Furandione, polymer with 1,2-propanediol, 3a,4,7,7a-tetrahydro-4,7-methano-1H-indenol-modified | 500280 | 7365
2,5-Furandione, polymers with hydrogenated hydroxy-terminated polybutadiene and hydroxy-terminated polybutadiene | 500272 | 7366
2,5-Furandione, polymer with ethene, butylated | 500264 | 7367
Formaldehyde, reaction products with bisphenol A and Bu alc. | 500256 | 7368
Formaldehyde, reaction products with aniline and phenol | 500249 | 7369
Ethanol, 2-[(2-pyridinylmethyl)amino]-, reaction products with chloromethylated divinylbenzene-styrene polymer | 500231 | 7370
Ethanol, 2-(dimethylamino)-, reaction products with chloromethylated divinylbenzene-styrene polymer | 500223 | 7371
Ethanol, 2-(2-butoxyethoxy)-, reaction products with TDI | 500215 | 7372
Ethanol, 2-(2-butoxyethoxy)-, reaction products with 1,1'-methylenebis[4-isocyanatobenzene] | 500207 | 7373
Ethanol, 2-amino-, reaction products with ammonia, by-products from, phosphonomethylated, sodium salts | 500199 | 7374
Ethanol, 2-amino-, ethoxylated propoxylated | 500181 | 7375
Distillates (petroleum), hydrotreated light catalytic cracked | 493460 | 7376
Coconut oil, synthetic | 493452 | 7377
Coconut oil, polymer with glycerol, isophthalic acid, terephthalic acid and trimethylolethane | 493445 | 7378
Cottonseed oil, polymer with formaldehyde, phenol and vinyltoluene | 493437 | 7379
Cottonseed oil, polymer with 4-ethenylcyclohexene, formaldehyde and phenol | 493429 | 7380
Coconut oil, mixed with tallow, deodorizer distillates | 493411 | 7381
Castor oil, polymer with glycerol, phthalic anhydride and Pr alc. | 493403 | 7382
Castor oil, polymer with ethylene glycol, pentaerythritol, phthalic anhydride and soybean oil | 493395 | 7383
Castor oil, polymer with bisphenol A, p-tert-butylphenol, formaldehyde and tung oil | 493387 | 7384
Castor oil, polymer with benzoic acid, glycerol and phthalic anhydride | 493379 | 7385
Coconut oil, polymer with benzoic acid, cottonseed oil, ethylene glycol, pentaerythritol and phthalic anhydride | 493361 | 7386
Castor oil, hydrogenated, calcium sodium salt | 493353 | 7387
Amines, polyethylenepoly-, ethoxylated, phosphonomethylated, compds. with alkylpyridine derivs. | 493346 | 7388
Amines, polyethylenepoly-, .alpha.,.omega.-bis[2-(4,5-dihydro-2-nortall-oil alkyl-1H-imidazol-1-yl)ethyl] | 493338 | 7389
Amines, polyalkylenepoly-, reaction products with acetic acid, compds. with dodecylbenzenesulfonic acid and linoleic acid dimer | 493320 | 7390
Amines, C36-alkylenedi-, ethoxylated propoxylated | 493312 | 7391
Amines, C4-6-alkyl di- and C6 cyclic di-, polymers with 1,2-dichloroethane, sodium salts | 493304 | 7392
Amines, C4-6-alkyl di- and C6 cyclic di-, polymers with 1,2-dichloroethane and epichlorohydrin | 493296 | 7393
Amines, C4-6-alkyl di- and C6 cyclic di-, polymers with 1,2-dichloroethane | 493288 | 7394
Amines, C16-18-alkyl, compds. with O,O-bis(1,3-dimethylbutyl) hydrogen phosphorodithioate | 493270 | 7395
Amides, tallow, N,N'-(iminodi-2,1-ethanediyl)bis-, reaction products with epichlorohydrin-sorbitol condensate (1:2) | 493262 | 7396
Amides, tallow, N,N'-[[(2-hydroxypropyl)imino]di-2,1-ethanediyl]bis- | 493254 | 7397
Amides, from 2-[(2-aminoethyl)amino]ethanol, diethanolamine, hydrogenated tallow fatty acids and palmitic acid, compds. with di-Et sulfate and glycolic acid | 493247 | 7398
Amides, soya, N-[3-(dimethylamino)propyl], glycolates | 493239 | 7399
Amides, from diethylenetriamine and hydrogenated tallow, reaction products with polyethylene glycol mono(3-chloro-2-hydroxypropyl) ether, di-Me sulfate-quaternized | 493221 | 7400
Amides, from diethylenetriamine and hydrogenated tallow | 493213 | 7401
Amides, from C9-14-dicarboxylic acids, C9-18 fatty acids and diethanolamine | 493205 | 7402
Amides, from 2-[(2-aminoethyl)amino]ethanol, docosanoic acid and hydrogenated tallow fatty acids, compds. with di-Et sulfate | 493197 | 7403
Amides, from 2-[(2-aminoethyl)amino]ethanol, docosanoic acid and hydrogenated tallow fatty acids, compds. with acetic acid and di-Et sulfate | 493189 | 7404
Amides, from 2-[(2-aminoethyl)amino]ethanol and C18-unsatd. fatty acid dimers, di-Et sulfate-quaternized, glycolates (salts) | 493171 | 7405
Amides, from 2-[(2-aminoethyl)amino]ethanol and C18-unsatd. fatty acid dimers, di-Et sulfate-quaternized | 493163 | 7406
Amides, coco, N-[3-(dimethylamino)propyl], 3-hydroxy-2-(hydroxymethyl)-2-methylpropanoates | 493155 | 7407
Alkenes, C11-14 .alpha.-, alkylation products with 2-mercaptoethanol, ethoxylated, bisulfates | 493148 | 7408
Alkenes, C8-30, bromo | 493130 | 7409
Alkanes, C6-18, chloro | 493122 | 7410
Alcohols, C9-11, propoxylated | 493114 | 7411
Acetic acid, reaction products with isoprene, distn. residues | 493106 | 7412
Alcohols, C20-32-branched, ethoxylated | 493098 | 7413
Alcohols, C16-18 and C18-unsatd., ethoxylated | 493080 | 7414
Acid chlorides, coco, reaction products with protein hydrolyzates, potassium salts | 493072 | 7415
Disulfides, di-C1-2-alkyl | 493064 | 7416
Distillates (petroleum), steam-cracked, polymers with formaldehyde, phenol and tung oil | 493056 | 7417
Distillates (petroleum), steam-cracked, polymers with formaldehyde and phenol | 493049 | 7418
Light oil (coal), coke oven, distn. residues | 493031 | 7419
Coumarone-indene resins, polymers with linseed oil | 493023 | 7420
Collagens, lauroyl | 493015 | 7421
Clarified oils (petroleum), catalytic cracked, reaction products with TDI | 493007 | 7422
Clarified oils (petroleum), catalytic cracked, reaction products with high-temp. coal tar and TDI | 492991 | 7423
Clarified oils (petroleum), catalytic cracked, reaction products with cresol and polymethylenepolyphenylene isocyanate | 492983 | 7424
Castor oil, reaction products with N1,N1-dimethyl-1,3-propanediamine, lactates (salts) | 492967 | 7425
Castor oil, reaction products with N1,N1-dimethyl-1,3-propanediamine | 492959 | 7426
Castor oil, polymer with propylene glycol | 492942 | 7427
Castor oil, polymer with dehydrated castor oil and pentaerythritol | 492934 | 7428
Castor oil, polymer with adipic acid, 1,6-hexanediol, 5-isocyanato-1-(isocyanatomethyl)-1,3,3-trimethylcyclohexane and neopentyl glycol | 492926 | 7429
Castor oil, dehydrated, polymer with glycerol, phthalic anhydride, safflower oil and vinyltoluene | 492918 | 7430
Fatty acids, tall-oil, reaction products with polyalkylenepolyamines, compds. with linoleic acid dimer and tall-oil fatty acids | 486712 | 7431
Fatty acids, tall-oil, reaction products with linoleic acid dimer and polyalkylenepolyamines, compds. with dodecylbenzenesulfonic acid and linoleic acid dimer | 486704 | 7432
Fatty acids, tall-oil, reaction products with 2-butoxyethanol, EDTA, ethanolamine and polyethylene glycol mono[4-(1,1,3,3-tetramethylbutyl)phenyl] ether | 486696 | 7433
Fatty acids, tall-oil, reaction products with polyalkylenepolyamines, dodecylbenzenesulfonates | 486688 | 7434
Fatty acids, tall-oil, reaction products with polyalkylenepolyamines, compds. with dodecylbenzenesulfonic acid and linoleic acid dimers | 486670 | 7435
Fatty acids, tall-oil, reaction products with polyalkylenepolyamines, compds. with tall-oil fatty acids | 486662 | 7436
Linseed oil, polymer with maleic acid, oiticica oil, pentaerythritol and rosin | 486654 | 7437
Linseed oil, polymer with isophthalic acid, menhaden oil, pentaerythritol and soybean oil | 486647 | 7438
Linseed oil, polymer with isophthalic acid, maleic anhydride, rosin, trimethylolpropane, cyclo tri-.mu.-oxotris(2-propanolato)trialuminum and tung oil | 486639 | 7439
Linseed oil, polymer with glycerol, isophthalic acid, maleic anhydride, pentaerythritol and rosin | 486621 | 7440
Linseed oil, polymer with formaldehyde, phenol, .beta.-pinene and tung oil | 486613 | 7441
Linseed oil, polymer with conjugated walnut oil, glycerol, isophthalic acid, menhaden oil, oiticica oil, pentaerythritol and soybean oil | 486605 | 7442
Linseed oil, polymer with p-tert-butylphenol, formaldehyde, phthalic anhydride, rosin and trimethylolethane | 486597 | 7443
Linseed oil, polymer with bisphenol A, p-tert-butylphenol, ethylene glycol, formaldehyde, pentaerythritol, phthalic anhydride and rosin | 486589 | 7444
Lanolin, ethoxylated, polyphosphated, sodium salt | 486571 | 7445
Labdanum, mixed with olibanum and storax, cracked | 486563 | 7446
Imidazolium compounds, 1-(2-coco amidoethyl)-4,5-dihydro-1-methyl-2-norcoco alkyl, Me sulfates | 486555 | 7447
Imidazolium compounds, 1-benzyl-4,5-dihydro-2-nortall-oil alkyl-1-(2-tall-oil aminoethyl), chlorides | 486548 | 7448
Fats and Glyceridic oils, menhaden, stearins | 486530 | 7449
Polyphosphoric acids, compds. with ethoxylated soya alkylamines | 486522 | 7450
Rosin, fumarated maleated, polymer with formaldehyde, potassium sodium salt | 486514 | 7451
Rosin, fumarated maleated, polymer with formaldehyde | 486506 | 7452
Rosin, polymer with glycerol, maleic anhydride and tung oil | 486498 | 7453
Rosin, polymer with o-cresol, formaldehyde and tetra-Bu titanate | 486480 | 7454
Rosin, polymer with p-tert-butylphenol, formaldehyde, glycerol, pentaerythritol, phthalic anhydride and tall oil | 486472 | 7455
Resin acids and Rosin acids, fumarated maleated, sodium salts | 486464 | 7456
Resin acids and Rosin acids, esters with glycerol, polymers with formaldehyde, linseed oil, maleic anhydride, oiticica oil and phenol | 486456 | 7457
Resin acids and Rosin acids, compds. with triisopropanolamine | 486449 | 7458
Quaternary ammonium compounds, N,N,N',N'-tetramethyl-N-tallow alkyl-N'-[3-(trimethylammonio)propyl]trimethylenedi-, trichlorides | 486431 | 7459
Quaternary ammonium compounds, di-C12-15-alkyldimethyl, chlorides | 486423 | 7460
Quaternary ammonium compounds, bis(hydrogenated tallow alkyl)dimethyl, chlorides, reaction products with polyethylenepolyamines and tall-oil fatty acids, humates hydrochlorides | 486415 | 7461
Spermaceti, hydrogenated | 486407 | 7462
Fats and Glyceridic oils, menhaden, polymers with glycerol, maleic anhydride, pentaerythritol, sulfated soybean oil sodium salt and tall oil | 486399 | 7463
Lecithins, polymers with glycerol, oiticica oil, phthalic anhydride and soybean oil | 486381 | 7464
Soybean oil, polymer with 5,11-dihydroxy-1,3,5,7,9,11-hexaphenyltricyclo[7.3.1.13,7]hexasiloxane, pentaerythritol and phthalic anhydride | 486373 | 7465
Tung oil, polymer with formaldehyde, phenol and .beta.-pinene | 486365 | 7466
Tannins, polymers with formaldehyde and phenol | 486357 | 7467
Tallow, Me esters | 486340 | 7468
Tallow, hydrogenated, reaction products with 2-[(2-aminoethyl)amino]ethanol and polyethylene glycol | 486332 | 7469
Sulfonic acids, C12-14-2-alkene | 486324 | 7470
Sulfonic acids, alkane, chloro, sodium salts | 486316 | 7471
Sulfite liquors and Cooking liquors, spent, alkali-sulfur dioxide-treated, zinc salts | 486308 | 7472
Sulfite liquors and Cooking liquors, spent, alkali-sulfur dioxide-treated, iron salts | 486290 | 7473
Sulfite liquors and Cooking liquors, spent, alkali-sulfur dioxide-treated, chromium salts | 486282 | 7474
1,2-Benzenedicarboxylic acid, C7-9-alkyl esters | 486274 | 7475
Amines, C12-14-tert-alkyl, ethoxylated, sulfates | 486266 | 7476
Amides, C10-16, N-(hydroxyethyl) | 486258 | 7477
Ethanol, 2,2'-iminobis-, N-[3-(C12-18-alkyloxy)propyl] derivs., N-oxides | 486241 | 7478
Fatty acids, coco, esters with polyethylene-polypropylene glycol mono-Me ether | 486233 | 7479
Ethanol, 2,2',2''-nitrilotris-, compds. with polyethylene glycol mono-C6-12-alkyl ethers phosphates | 486225 | 7480
Poly(oxy-1,2-ethanediyl), .alpha.-hydro-.omega.-hydroxy-, mono-C10-16-alkyl ethers, (triphosphates) | 486217 | 7481
Oxirane, 2-methyl-, polymer with oxirane, [[3-(C12-18-alkyloxy)propyl]imino]dialkylene ethers | 486209 | 7482
Benzenesulfonic acid, mono-C10-16-alkyl derivs., compds. with ethanolamine | 486191 | 7483
Benzenesulfonic acid, mono-C10-16-alkyl derivs., ammonium salts | 486183 | 7484
Ethanaminium, N-[5-[bis(4-aminobutyl)amino]pentylidyne]-, N',N''-bis(hydrogenated menhaden-oil acyl) derivs., Et sulfates | 500173 | 7485
Decanoic acid, mixed esters with neopentyl glycol, nonanoic acid and octanoic acid | 500124 | 7486
Decanoic acid, mixed esters with 2-ethyl-1-hexanol, isodecyl alc. and octanoic acid | 500116 | 7487
Copper, 2-ethylhexanoate tall-oil fatty acid complexes | 500108 | 7488
Chromium, glycolate aluminum complexes | 500090 | 7489
Cadmium, laurate palmitate stearate complexes | 500082 | 7490
Butanal, ethynylated | 500074 | 7491
2-Butenedioic acid (2E)-, di-C8 and C16-18-alkyl esters, polymers with 2-hydroxyethyl methacrylate and vinyl acetate | 500066 | 7492
2-Butenedioic acid (2E)-, di-C18-22-alkyl esters, polymers with vinyl acetate | 500058 | 7493
2-Butenedioic acid (2E)-, di-C16-18-alkyl esters, polymers with vinyl acetate | 500041 | 7494
2-Butenedioic acid (2E)-, di-C12-18-alkyl esters, polymers with vinyl acetate | 500033 | 7495
2-Butenedioic acid (2E)-, di-C8-18-alkyl esters, polymers with vinyl acetate | 500025 | 7496
1,3-Butadiene, homopolymer, hydroxy-terminated, hydrogen maleate | 500017 | 7497
1,3-Butadiene, homopolymer, hydrogenated, hydroxy-terminated | 500009 | 7498
1,3-Butadiene, homopolymer, hydrogenated | 499996 | 7499
Boric acid, reaction products with diethanolamine | 499988 | 7500
Boric acid, polymer with 1,2-ethanediol, reaction products with borax | 499970 | 7501
Benzoic acid, 2,4-dihydroxy-, lead salt, basic | 499962 | 7502
1,2,4-Benzenetricarboxylic acid, mixed esters with benzoic acid, diethylene glycol, neopentyl glycol, phthalic acid and 1-tridecanol | 499947 | 7503
1,2,4,5-Benzenetetracarboxylic acid, mixed 3-chloro-2-hydroxypropyl and .gamma.-.omega.-perfluoro-C8-14-alkyl esters | 499939 | 7504
Benzenesulfonic acid, dodecyl-, branched, potassium salt | 499921 | 7505
Benzenesulfonic acid, dodecyl-, branched, compds. with ethanolamine | 499913 | 7506
Benzenesulfonic acid, dodecyl-, branched, compds. with diethanolamine | 499905 | 7507
Benzenesulfonic acid, mono-C11-13-branched alkyl derivs., calcium salts | 499897 | 7508
Benzenesulfonic acid, mono-C9-17-alkyl derivs., sodium salts | 499889 | 7509
Benzenesulfonic acid, mono-C7-17-alkyl derivs., potassium salts | 499871 | 7510
Benzenesulfonic acid, mono-C9-17-alkyl derivs., compds. with 2-propanamine | 499863 | 7511
Benzenesulfonic acid, mono-C9-17-alkyl derivs., compds. with dimethylamine | 499855 | 7512
Benzenesulfonic acid, mono-C7-17-alkyl derivs., calcium salts | 499848 | 7513
Benzenesulfonic acid, mono-C7-17-alkyl derivs. | 499830 | 7514
1,4-Benzenedicarboxylic acid, polymer with (2E)-2-butenedioic acid, 1,2-ethanediol and hexanedioic acid, reaction products with potassium bisulfite | 499822 | 7515
1,3-Benzenedicarboxylic acid, polymer with 1,4-benzenedicarboxylic acid, (2E)-2-butenedioic acid, 1,2-ethanediol and hexanedioic acid, reaction products with sodium bisulfite | 499806 | 7516
1,3-Benzenedicarboxylic acid, mixed esters with glycerol and linoleic acid | 499798 | 7517
1,3-Benzenedicarboxylic acid, sulfonated, 1,3-bis(2-hydroxyethyl) ester, polymer with TDI | 499780 | 7518
1,4-Benzenediamine, N,N'-mixed Ph and tolyl derivs. | 499772 | 7519
1,4-Benzenediamine, N,N'-mixed Ph and tolyl and xylyl derivs. | 499764 | 7520
Benzene, 1,3-dimethyl-5-(1-methylethyl)-, oxidized | 499756 | 7521
Benzene, 1-[2-(2-chloroethoxy)ethoxy]-2-methyloctyl-, branched | 499749 | 7522
Benzene, mixed with toluene, dealkylation product | 499731 | 7523
Aziridine, homopolymer, reaction products with 1,4-dichloro-2-butene, acetates | 499723 | 7524
Aziridine, homopolymer, reaction products with epichlorohydrin, acetates | 499715 | 7525
Aziridine, homopolymer, reaction products with benzyl chloride, acetates | 499707 | 7526
Aziridine, homopolymer, reaction products with 1-chlorohexadecane, acetates | 499699 | 7527
Aziridine, homopolymer, reaction products with 1-chlorohexadecane | 499681 | 7528
Aziridine, homopolymer, ethoxylated, phosphonomethylated, sodium salt | 499673 | 7529
Antimony, 2-ethylhexanoate neodecanoate complexes | 499665 | 7530
9,10-Anthracenedione, 1,5-dihydroxy-4,8-dinitro-, reaction products with aniline and 2-chloroethanol | 499657 | 7531
Oxirane, reaction products with ammonia, distn. residues | 499640 | 7532
Aluminum, lactate sodium complexes, basic | 499632 | 7533
Poly(oxy-1,2-ethanediyl), .alpha.-(2-carboxyethyl)-.omega.-hydroxy-, C12-15-alkyl ethers, sodium salts | 499616 | 7534
Carboxylic acids, tall-oil, polymd., compds. with N-tallow alkyltrimethylenediamines | 492900 | 7535
Carboxylic acids, di-, C9-15, polymers with diethylene glycol, pentaerythritol, phthalic anhydride and triethylene glycol | 492892 | 7536
Carboxylic acids, di-, C9-15, polymers with diethylene glycol, pentaerythritol and triethylene glycol | 492884 | 7537
Bone meal, mixed with meat meal, poultry | 492876 | 7538
Blood, meal, mixed with feather meal | 492868 | 7539
Benzene, ethenyl-, distn. residues, thermally cracked, distillates | 492850 | 7540
Bacteria, complex with amylase and proteinase | 492843 | 7541
Fatty acids, tall-oil, reaction products with polyethylenepolyamines, compds. with polyethylene glycol monooctyl ether phosphate | 492835 | 7542
Fatty acids, tall-oil, reaction products with polyethylenepolyamines, azelates | 492827 | 7543
Fatty acids, tall-oil, reaction products with diethylenetriamine and di-Et sulfate, quaternized | 492819 | 7544
Fatty acids, tall-oil, reaction products with 1,4-dichloro-2-butene and polyethylenimine | 492801 | 7545
Fatty acids, tall-oil, polymers with glycerol, pentaerythritol, polyethylene glycol and trimellitic anhydride | 492793 | 7546
Fatty acids, tall-oil, polymers with glycerol, isophthalic acid, pentaerythritol, phthalic anhydride and terephthalic acid | 492785 | 7547
Fatty acids, tall-oil, polymers with benzoic acid, fumaric acid, phthalic anhydride and trimethylolethane | 492777 | 7548
Fatty acids, tall-oil, iso-Pr esters, sulfated, sodium salts | 492769 | 7549
Fatty acids, tall-oil, dimers, compds. with ethoxylated tallow alkylamines | 492751 | 7550
Fatty acids, tall-oil, reaction products with 2-[(2-aminoethyl)amino]ethanol, compds. with tall-oil fatty acid dimers | 492744 | 7551
Fatty acids, soya, polymers with glycerol, linseed oil, pentaerythritol, phthalic anhydride and soybean oil | 492736 | 7552
Fatty acids, soya, polymers with benzoic acid, bisphenol A, epichlorohydrin, phthalic anhydride and trimethylolethane | 492728 | 7553
Fatty acids, linseed-oil, compds. with isopropanolamine | 492710 | 7554
Fatty acids, linseed-oil, compds. with 2-[(2-aminoethyl)amino]ethanol | 492702 | 7555
Linseed oil, Bu ester, epoxidized, reaction products with acrylic acid | 492694 | 7556
Fatty acids, dehydrated castor-oil, polymers with bisphenol A, epichlorohydrin, linseed-oil fatty acids and rosin | 492686 | 7557
Fatty acids, dehydrated castor-oil, polymers with bisphenol A, epichlorohydrin, fumaric acid and rosin | 492678 | 7558
Fatty acids, C18-unsatd., dimers, polymers with bisphenol A, N-cyanoguanidine and epichlorohydrin | 492660 | 7559
Fatty acids, C8-10, triesters with trimethylolethane | 492652 | 7560
Imidazolium compounds, 1-[2-(carboxymethoxy)ethyl]-1(or 3)-(carboxymethyl)-4,5-dihydro-2-norcoco alkyl, salts with polyethylene glycol monotridecyl ether sulfates, disodium salts | 492645 | 7561
Imidazolium compounds, 1-[2-(carboxymethoxy)ethyl]-1(or 3)-(carboxymethyl)-4,5-dihydro-2-norcoco alkyl, lauryl sulfates, disodium salts | 492637 | 7562
Imidazolium compounds, 1-[2-(carboxymethoxy)ethyl]-1(or 3)-(carboxymethyl)-4,5-dihydro-2-norcoco alkyl, mixed salts with lauryl sulfates and polyethylene glycol monolauryl ether sulfates, disodium salts | 492629 | 7563
Imidazolium compounds, 1-[2-(2-carboxyethoxy)ethyl]-1(or 3)-(2-carboxyethyl)-4,5-dihydro-2-norcoco alkyl, lauryl sulfates, disodium salts | 492611 | 7564
Fatty acids, coco, polymers with maleic anhydride, phthalic anhydride and trimethylolethane | 492603 | 7565
Fatty acids, coco, polymers with glycerol, maleic anhydride, pentaerythritol and phthalic anhydride | 492595 | 7566
Fatty acids, coco, compds. with isopropanolamine | 492587 | 7567
Fatty acids, coco, compds. with 2-(diethylamino)ethanol | 492579 | 7568
Fatty acids, coco, compds. with 2-[(2-aminoethyl)amino]ethanol | 492561 | 7569
Fatty acids, C12-18, [(2-hydroxyethyl)imino]di-2,1-ethanediyl esters | 492553 | 7570
Fats and Glyceridic oils, animal, mixed with vegetable oils, deodorizer distillates | 492546 | 7571
1,2-Ethanediamine, N1-(2-aminoethyl)-, phosphonomethylated, compds. with alkylpyridine derivs. | 492538 | 7572
Enzymes, pancreatic, swine | 492520 | 7573
Hydrocarbons, C<10-linear | 492512 | 7574
Hydrocarbons, C7-9 | 492504 | 7575
Glycerides, tallow mono- and di-, hydrogenated, ethoxylated propoxylated | 492496 | 7576
Glycerides, C16-18 and C18-unsatd., polymers with C16 and C18-unsatd. glycerides, isophthalic acid and pentaerythritol | 492488 | 7577
Glycerides, C16-18 and C18-unsatd., deodorizer distillates | 492470 | 7578
Linseed oil, polymer with isophthalic acid, trimethylolpropane and tung oil | 492462 | 7579
Linseed oil, polymer with isophthalic acid, pentaerythritol and tung oil | 492454 | 7580
Linseed oil, polymer with isophthalic acid, maleic anhydride, pentaerythritol and trimethylolpropane | 492447 | 7581
Linseed oil, polymer with glycerol, maleic anhydride and vinyltoluene | 492439 | 7582
Linseed oil, polymd., polymer with formaldehyde, phenol, rosin and tung oil | 492421 | 7583
Linseed oil, polymer with cresol and formaldehyde | 492413 | 7584
Linseed oil, polymer with p-tert-butylphenol, formaldehyde, isophthalic acid, maleic acid, pentaerythritol, rosin and trimethylolpropane | 492405 | 7585
Linseed oil, polymer with bisphenol A, p-tert-butylphenol, formaldehyde, pentaerythritol, phthalic anhydride and rosin | 492397 | 7586
Linseed oil, polymer with ammonia, Bu alc. and maleic anhydride | 492389 | 7587
Benzene, ethenyl-, polymer with 1,3-butadiene, hydroxy-terminated | 486175 | 7588
Poly(oxy-1,4-butanediyl), .alpha.-hydro-.omega.-hydroxy-, polymer with hydroxy-terminated polybutadiene and 1,1'-methylenebis[4-isocyanatobenzene] | 486167 | 7589
Phosphoric acid, mixed esters with 2-ethyl-1-hexanol and polyethylene-polypropylene glycol mono-C6-10-alkyl ethers, potassium salts | 486159 | 7590
Phosphoric acid, mixed esters with 2-ethyl-1-hexanol and polyethylene-polypropylene glycol mono-C6-10-alkyl ethers | 486142 | 7591
2-Pentanone, 4-methyl-, reaction products with bisphenol A-epichlorohydrin polymer and diethylenetriamine | 486134 | 7592
9,12-Octadecadienoic acid (9Z,12Z)-, dimer, polymer with N1,N2-bis(2-aminoethyl)-1,2-ethanediamine, reaction products with 4-methyl-2-pentanone | 486126 | 7593
9,12-Octadecadienoic acid (9Z,12Z)-, dimer, polymer with N1,N2-bis(2-aminoethyl)-1,2-ethanediamine, 2-(chloromethyl)oxirane, 1,3-diisocyanatomethylbenzene, 2,2'-iminobis[ethanol] and 4,4'-(1-methylethylidene)bis[phenol], reaction products with 2-ethoxyethanol and 4-methyl-2-pentanone | 486118 | 7594
Hexanedioic acid, polymer with 1,3-diisocyanatomethylbenzene, 2,2-dimethyl-1,3-propanediol, 1,6-hexanediol and 2,2'-(methylimino)bis[ethanol], acetic acid-modified | 486100 | 7595
2,5-Furandione, polymer with ethenylbenzene, C12-28-alkyl esters | 486092 | 7596
Ethanol, 2,2'-iminobis-, reaction products with polybutadiene | 486084 | 7597
1,2-Ethanediamine, N1-(2-aminoethyl)-, ethoxylated propoxylated | 486076 | 7598
1,4-Butanediol, polymer with 1,3-diisocyanatomethylbenzene and .alpha.-hydro-.omega.-hydroxypoly(oxy-1,4-butanediyl), Me Et ketone oxime-blocked | 486068 | 7599
1,2-Ethanediamine, N1,N2-bis(2-aminoethyl)-, reaction products with 2-[(C7-10-alkyloxy)methyl]oxirane and glycidyl tolyl ether | 486050 | 7600
Disulfurous acid, sodium salt (1:2), reaction products with diacenaphtho[1,2-j:1',2'-l]fluoranthene, sodium sulfide (Na2S) and sulfur | 486043 | 7601
Calcium, nonylphenol sulfides phosphosulfurized polybutene complexes | 486035 | 7602
Butanoic acid, 4-amino-4-oxosulfo-, N-[3-(C12-15-alkyloxy)propyl] derivs., disodium salts | 486027 | 7603
Butanamide, 2,2'-[(3,3'-dichloro[1,1'-biphenyl]-4,4'-diyl)bis(2,1-diazenediyl)]bis[3-oxo-, N,N'-bis(phenyl and o-tolyl) derivs. | 486019 | 7604
Benzenemethanol, 3,5-bis(1,1-dimethylethyl)-4-hydroxy-, reaction products with 1,3,5-trimethylbenzene | 486001 | 7605
2-Propenoic acid, 1,1'-(2,2-dimethyl-1,3-propanediyl) ester, polymer with 2-hydroxyethyl acrylate-blocked 5-isocyanato-1-(isocyanatomethyl)-1,3,3-trimethylcyclohexane-polypropylene glycol ether with glycerol (3:1) polymer | 485995 | 7606
2-Propenenitrile, polymer with 1,3-butadiene, hydroxy-terminated | 485987 | 7607
1,3-Propanediol, 2-ethyl-2-(hydroxymethyl)-, polymer with 1,3-diisocyanatomethylbenzene, Me Et ketone oxime-blocked | 485979 | 7608
Poly[oxy(methyl-1,2-ethanediyl)], .alpha.-hydro-.omega.-hydroxy-, polymer with hydroxy-terminated polybutadiene and TDI | 485961 | 7609
Ethanol, 2-amino-, reaction products with ammonia, by-products from | 485953 | 7610
Thiodicarbonic acid ((HO)C(O)SC(S)(OH)), diethyl ester, reaction products with 3-methyl-1,2-benzenediamine and o-toluidine | 485946 | 7611
Thiodicarbonic acid ((HO)C(O)SC(S)(OH)), diethyl ester, reaction products with 3-methyl-1,2-benzenediamine | 485938 | 7612
1,3,5,7-Tetraazatricyclo[3.3.1.13,7]decane, reaction products with hydrazine sulfate (1:1) | 485920 | 7613
Sulfuric acid, mono-C10-16-alkyl esters, compds. with isopropanolamine | 485912 | 7614
Sodium, naphthalenyl 1,1'-oxybis[2-methoxyethane] complexes | 485904 | 7615
2-Propenenitrile, reaction products with ethylenediamine, hydrogenated | 485896 | 7616
Propanoic acid, 2-oxo-, reaction products with propylene glycol and sodium hydrogen carbonate | 485888 | 7617
Propanoic acid, octyl ester, branched | 485870 | 7618
1,3-Propanediaminium, N1-[3-(decyloxy)propyl]-N1,N1,N3,N3,N3-pentamethyl-, branched and linear, dichloride | 485862 | 7619
1-Propanamine, 3-(tridecyloxy)-, branched and linear | 485854 | 7620
Phosphorodithioic acid, mixed O,O-bis(2-ethylhexyl and iso-Pr) esters, zinc salts | 485847 | 7621
Phosphorodithioic acid, mixed O,O-bis(2-ethylhexyl and iso-Pr) esters | 485839 | 7622
Phosphorodithioic acid, mixed O,O-bis(2-ethylhexyl and iso-Bu) esters, compds. with triethylamine | 485821 | 7623
Phenol, 2,4-dinitro-, reaction products with sodium sulfide (Na2S) and sulfur | 485805 | 7624
7-Oxabicyclo[4.1.0]heptane, (2-oxiranyl)-, homopolymer, reaction products with carboxy-terminated polybutadiene | 485797 | 7625
9-Octadecenoic acid (9Z)-, reaction products with N-cyanoguanidine and hexamethylenetetramine | 485789 | 7626
9-Octadecenoic acid (9Z)-, reaction products with 2-[(2-aminoethyl)amino]ethanol, glycolates (salts) | 485771 | 7627
Nonanedioic acid, di-C8-12-alkyl esters | 485763 | 7628
Naphthalenesulfonic acid, dibutyl-, Me derivs., sodium salts | 485755 | 7629
Naphthalenesulfonic acid, butyl-, Me derivs., sodium salts | 485748 | 7630
Naphthalenesulfonic acid, bis(1-methylethyl)-, Me derivs., sodium salts | 485730 | 7631
Isoquinoline, reaction products with 1-(chloromethyl)naphthalene and quinoline | 485722 | 7632
Isoquinoline, reaction products with benzyl chloride and quinoline | 485714 | 7633
Hematite, chromium green black | 485706 | 7634
Formaldehyde, reaction products with pyrolyzed 2,6,6-trimethylbicyclo[3.1.1]heptane, acetates | 485698 | 7635
Ethanol, 2,2'-oxybis-, reaction products with ammonia, morpholine derivs. residues | 485680 | 7636
Ethanol, 2,2'-oxybis-, reaction products with ammonia, fractionation forecuts | 485672 | 7637
Poly(oxy-1,2-ethanediyl), .alpha.-(1-oxononyl)-.omega.-hydroxy-, C12-15-alkyl ethers | 485664 | 7638
Poly(oxy-1,2-ethanediyl), .alpha.-(1-oxododecyl)-.omega.-hydroxy-, C12-14-alkyl ethers | 485656 | 7639
Poly(oxy-1,2-ethanediyl), .omega.-hydroxy-.omega.'-(3-methoxy-3-oxopropoxy)-.alpha.,.alpha.'-(iminodi-2,1-ethanediyl)bis-, N-tallow alkyl derivs. | 485649 | 7640
Poly(oxy-1,2-ethanediyl), .omega.-hydroxy-.omega.'-(3-methoxy-3-oxopropoxy)-.alpha.,.alpha.'-(iminodi-2,1-ethanediyl)bis-, N-soya alkyl derivs. | 485631 | 7641
Poly(oxy-1,2-ethanediyl), .omega.-hydroxy-.omega.'-(3-methoxy-3-oxopropoxy)-.alpha.,.alpha.'-(iminodi-2,1-ethanediyl)bis-, N-coco alkyl derivs. | 485623 | 7642
Poly(oxy-1,2-ethanediyl), .alpha.-hydro-.omega.-hydroxy-, mono-C11-13-branched alkyl ethers, phosphates | 485615 | 7643
3,5,9-Undecatrien-2-one, 6,10-dimethyl-, cyclized, by-products from, fractionation lights | 478602 | 7644
3,5,9-Undecatrien-2-one, 6,10-dimethyl-, cyclized, by-products from, fractionation residues | 478594 | 7645
Sulfuric acid, mono-C12-15-alkyl esters, ammonium salts | 478586 | 7646
Starch, hydrogen phosphate, oxidized | 478578 | 7647
Pyridine, C7-8-alkyl derivs., 1,1'-[1,6-hexanediylbis(oxy)]bis[3-chloro-2-propanol]-quaternized | 478560 | 7648
2-Propenoic acid, 2-methyl-, 2-oxiranylmethyl ester, reaction products with maleic anhydride and tricyclodecanedimethanol | 478552 | 7649
Poly(oxy-1,2-ethanediyl), .alpha.-hydro-.omega.-hydroxy-, mixed esters with fumaric acid and polyethylene glycol mono(nonylphenyl) ether | 478545 | 7650
Poly(oxy-1,2-ethanediyl), .alpha.-(3-carboxy-1-oxosulfopropyl)-.omega.-hydroxy-, C10-16-alkyl ethers, disodium salts | 478537 | 7651
Octanoic acid, reaction products with 2-[(2-aminoethyl)amino]ethanol, acrylic acid alkylated (1:2), disodium salts | 478529 | 7652
Octanoic acid, reaction products with 2-[(2-aminoethyl)amino]ethanol, acrylic acid alkylated (1:2) | 478511 | 7653
2,6-Octadienal, 3,7-dimethyl-, reaction products with Me Et ketone and methanol, by-products from, distn. residues | 478503 | 7654
2,6-Octadienal, 3,7-dimethyl-, reaction products with acetone, by-products from, distn. residues | 478495 | 7655
9-Octadecenoic acid (9Z)-, reaction products with 2-[(2-aminoethyl)amino]ethanol | 478487 | 7656
Octadecanoic acid, reaction products with 2-[(2-aminoethyl)amino]ethanol | 478479 | 7657
Lithium, 12-hydroxyoctadecanoate sebacate complexes | 478461 | 7658
1H-Imidazole-1-propanoic acid, 2,3-dihydro-3-(2-hydroxyethyl)-, 2-C4-8-alkyl derivs., Me esters | 478453 | 7659
Hexanedinitrile, hydrogenated, distn. residues | 478446 | 7660
4,6,10-Dodecatrien-3-one, 7,11-dimethyl-, cyclized, by-products from, fractionation lights | 478438 | 7661
Decanoic acid, reaction products with 2-[(2-aminoethyl)amino]ethanol, acrylic acid alkylated (1:2), disodium salts | 478420 | 7662
Decanoic acid, reaction products with 2-[(2-aminoethyl)amino]ethanol, acrylic acid alkylated (1:2) | 478412 | 7663
Decanoic acid, methyl ester, contg. Me octanoate | 478404 | 7664
Carbonic acid, rare earth salts, light | 478396 | 7665
Carbonic acid, rare earth salts, heavy | 478388 | 7666
Benzenesulfonic acid, tridecyl-, branched, compds. with diethanolamine | 478370 | 7667
Benzenesulfonic acid, tetradecyl-, branched, compds. with triethanolamine | 478362 | 7668
Benzenesulfonic acid, tetradecyl-, branched, compds. with diethanolamine | 478354 | 7669
Benzenesulfonic acid, decyl-, branched, compds. with triethanolamine | 478347 | 7670
Aluminum, benzoate iso-Pr alc. stearate complexes | 478339 | 7671
Sulfuric acid, rare earth salts | 478321 | 7672
Decanoic acid, reaction products with 2-[(2-aminoethyl)amino]ethanol and octanoic acid | 478313 | 7673
Wool wax, sodium salt | 478305 | 7674
Tar acids, cresylic, sodium salts, caustic solns. | 478297 | 7675
Tar acids, cresylic, potassium salt | 478289 | 7676
Tallow, Me ester, reaction products with oleic acid, sulfurized | 478271 | 7677
Tallow, hydrogenated, Me ester | 478263 | 7678
Tall oil, polymd., oxidized | 478255 | 7679
Sulfonic acids, petroleum, sodium salts, reaction products with sodium hydroxide and stearic acid | 478248 | 7680
Sulfonic acids, C15-18-alkane, sodium salts | 478230 | 7681
Soybean oil, sulfonated, sodium salt | 478222 | 7682
Polyphosphoric acids, mixed esters with C8-10 alcs. and alkene hydroformylation product distn. residues | 478214 | 7683
Poly(oxy-1,2-ethanediyl), .alpha.-hydro-.omega.-hydroxy-, mono-C12-15-branched alkyl ethers, phosphates | 478206 | 7684
Petroleum, sulfurized | 478198 | 7685
Naphthenic acids, vanadium salts | 478180 | 7686
Naphthenic acids, silver salts | 478172 | 7687
Naphthenic acids, reaction products with aluminum sulfate and sodium hydroxide | 478164 | 7688
Naphthenic acids, compds. with triisopropanolamine | 478156 | 7689
Grease, hide, sulfated, sodium salt | 478149 | 7690
Fatty acids, tall-oil, sulfated, potassium salts | 478131 | 7691
Fatty acids, tall-oil, reaction products with soybean oil, sulfated, sodium salts | 478123 | 7692
Carboxylic acids, C5-9, reaction products with triethanolamine | 478115 | 7693
1-Propanaminium, 3-amino-N-(2-hydroxyethyl)-N,N-dimethyl-, N-mink-oil acyl derivs., chlorides | 499608 | 7694
Quaternary ammonium compounds, ethyl(hydroxyethyl)(2-hydroxy-1-methylethyl)tallow alkyl, ethoxylated propoxylated, Et sulfates (salts) | 499590 | 7695
1-Propanaminium, 3-amino-N,N-dimethyl-N-(2-sulfoethyl)-, N-coco acyl derivs., inner salts | 499582 | 7696
Ethanaminium, 2-amino-N-(2-aminoethyl)-N-(2-hydroxyethyl)-N-methyl-, N,N'-bis(hydrogenated tallow acyl) derivs., Me sulfates (salts) | 499574 | 7697
Quaternary ammonium compounds, bis(hydrogenated tallow alkyl)dimethyl, salts with bentonite | 499566 | 7698
Quaternary ammonium compounds, bis(hydrogenated tallow alkyl)dimethyl, salts with attapulgite | 499558 | 7699
Peanut oil, oxidized, bisulfited | 499541 | 7700
Fats and Glyceridic oils, vegetable, esters with polyglycerol | 499533 | 7701
Fats and Glyceridic oils, vegetable, deodorizer distillates, acidulated | 499525 | 7702
Fats and Glyceridic oils, tunny | 499517 | 7703
Sperm oil, mixed with oleic acid, sulfated, sodium salts | 499509 | 7704
Oils, mustard, bisulfited | 499491 | 7705
Oils, mustard, mixed with rape oil, chlorosulfurized | 499483 | 7706
Fats and Glyceridic oils, mixed herring and menhaden, hydrogenated | 499475 | 7707
Fats and Glyceridic oils, menhaden, epoxidized | 499467 | 7708
Oils, mandarin, distn. residues | 499459 | 7709
Linseed oil, epoxidized, reaction products with 2-benzoylbenzoic acid | 499442 | 7710
Glycerides, tallow sesqui-, hydrogenated, reaction products with 2-amino-2-(hydroxymethyl)-1,3-propanediol, cyclized | 499434 | 7711
Glycerides, mixed lard and tallow mono- and di- | 499426 | 7712
Fatty acids, tuna-oil | 499418 | 7713
Fatty acids, tallow, magnesium salts | 499400 | 7714
Fatty acids, tallow, hydrogenated, zinc salts | 499392 | 7715
Fatty acids, tallow, hydrogenated, cadmium salts | 499384 | 7716
Fatty acids, tallow, hydrogenated, barium salts | 499376 | 7717
Fatty acids, tallow, compds. with diisopropanolamine | 499368 | 7718
Fatty acids, tall-oil, reaction products with tetraethylenepentamine | 499350 | 7719
Fatty acids, tall-oil, reaction products with diethylenetriamine, di-Me sulfate and propylene oxide | 499343 | 7720
Fatty acids, tall-oil, reaction products with acetophenone, ammonia and formaldehyde | 499335 | 7721
Fatty acids, tall-oil, lauryl esters | 499327 | 7722
Fatty acids, tall-oil, mixed esters with ethylene glycol and pentaerythritol | 499319 | 7723
Fatty acids, tall-oil, [(2-hydroxyethyl)imino]di-2,1-ethanediyl esters | 499301 | 7724
Fatty acids, tall-oil, conjugated, 2,2-bis(hydroxymethyl)-1,3-propanediyl esters | 499293 | 7725
Fatty acids, tall-oil, compds. with diisopropanolamine | 499285 | 7726
Fatty acids, sunflower-oil, conjugated | 499277 | 7727
Fatty acids, soya, Me esters, sulfated, sodium salts | 499269 | 7728
Fatty acids, soya, compds. with 4,5-dihydro-2-norsoya alkyl-1H-imidazole-1-ethanamine | 499251 | 7729
Fatty acids, linseed-oil, maleated | 499244 | 7730
Fatty acids, tall-oil, dimers, compds. with 4,5-dihydro-2-nortallow alkyl-1H-imidazole-1-ethanamine and tall-oil fatty acid trimers | 499236 | 7731
Pitch, coco, Me esters | 499228 | 7732
Fatty acids, coco, diesters with sucrose | 499210 | 7733
Fatty acids, coco, 1-methyl-1,2-ethanediyl esters | 499202 | 7734
Fats and Glyceridic oils, animal, hydrogenated | 499194 | 7735
Castor oil, sulfated, polymer with methacrylic acid | 499186 | 7736
Carboxylic acids, di-, C10-16, polymers with C10-16 fatty acids, maleic anhydride, pentaerythritol, phthalic anhydride and propylene glycol | 499178 | 7737
Amines, coco alkyldimethyl, acetates | 499160 | 7738
Amines, coco alkyl, acetates, reaction products with bentonite | 499152 | 7739
Amides, soya, N-[2-[(2-aminoethyl)amino]ethyl] | 499145 | 7740
Amides, mink-oil, N-[3-(dimethylamino)propyl] | 499137 | 7741
Amides, from ethylenediamine and tallow | 499129 | 7742
Amides, from C18-unsatd. fatty acid dimers, tall-oil fatty acids and triethylenetetramine, reaction products with bisphenol A-epichlorohydrin polymer | 499111 | 7743
Alkenes, C15-18 .alpha.-, mixed with oleic acid and sperm oil, sulfated, sodium salts | 499103 | 7744
Alkenes, C15-18 .alpha.-, mixed with ethylene glycol oleate, neat's-foot oil and oleic acid, sulfated, sodium salts | 499095 | 7745
Alkenes, C15-18 .alpha.-, mixed with neat's-foot oil and oleic acid, sulfated, sodium salts | 499087 | 7746
Alkenes, C15-18 .alpha.-, mixed with lauryl oleate and oleic acid, sulfated, sodium salts | 499079 | 7747
Terpenes and Terpenoids, mandarin-oil | 499061 | 7748
Tallow, ester with diethylene glycol | 499053 | 7749
Tallow, ammonium salts | 499046 | 7750
Fatty acids, tall-oil, esters with ethoxylated sorbitol | 499038 | 7751
Tall oil, propoxylated | 499020 | 7752
Soybean oil, epoxidized, reaction products with diethylenetriamine and di-Et sulfate | 499012 | 7753
Soybean oil, brominated | 499004 | 7754
Soybean meal, base-insol. fraction | 498998 | 7755
Soaps, stocks, vegetable-oil, acidulated | 498980 | 7756
Leather, scrap meal | 492371 | 7757
Isocyanic acid, C16-18-alkyl esters | 492355 | 7758
Imides, from C15-20 .alpha.-alkene-maleic anhydride polymer and N-tallow alkyltrimethylenediamine | 492348 | 7759
Fatty acids, vegetable-oil, polymers with bisphenol A, epichlorohydrin and rosin, reaction products with butanal oxime | 492330 | 7760
Fatty acids, tallow, polymers with glycerol, isophthalic acid, terephthalic acid and trimethylolpropane | 492322 | 7761
Fatty acids, tallow, mixed with oleic acid, sodium salts | 492314 | 7762
Sodium, hydrogenated tallow fatty acid tallow tallow fatty acid complexes | 492306 | 7763
Fatty acids, tallow, hydrogenated, reaction products with 2-[(2-aminoethyl)amino]ethanol and diethanolamine, acetates | 492298 | 7764
Fatty acids, tallow, hydrogenated, reaction products with acrylonitrile, di-Et sulfate, diethylenetriamine and iso-Pr alc. | 492280 | 7765
Fatty acids, tallow, hydrogenated, mixed with tallow, calcium sodium salts | 492272 | 7766
Sodium, hydrogenated tallow fatty acid lard oil fatty acid resinate complexes | 492264 | 7767
Fatty acids, tall-oil, reaction products with triethylenetetramine | 492256 | 7768
Imidazolium compounds, 1-[2-(carboxymethoxy)ethyl]-1(or 3)-(carboxymethyl)-4,5-dihydro-2-nortall-oil alkyl, hydroxides, disodium salts | 492249 | 7769
Fatty acids, tall-oil, reaction products with 2-[(2-aminoethyl)amino]ethanol | 492231 | 7770
Fatty acids, tall-oil, polymers with pentaerythritol, phthalic anhydride, safflower oil and soybean oil | 492223 | 7771
Fatty acids, tall-oil, polymers with linoleic acid dimers and polyalkylenepolyamines | 492215 | 7772
Fatty acids, tall-oil, polymers with isophthalic acid, rosin, terephthalic acid and trimethylolpropane | 492207 | 7773
Fatty acids, tall-oil, polymers with isophthalic acid, rosin, terephthalic acid and trimethylolethane | 492199 | 7774
Fatty acids, tall-oil, polymers with glycerol, lecithins, oiticica oil, phthalic anhydride and soybean oil | 492181 | 7775
Fatty acids, tall-oil, polymers with glycerol, maleic anhydride, phthalic anhydride, soybean oil and vinyltoluene | 492173 | 7776
Fatty acids, tall-oil, polymers with glycerol, isophthalic acid, tallow fatty acids, terephthalic acid and trimethylolethane | 492165 | 7777
Fatty acids, tall-oil, polymers with glycerol, isophthalic acid, pentaerythritol and safflower oil | 492157 | 7778
Fatty acids, tall-oil, polymers with glycerol, isophthalic acid and soybean oil | 492140 | 7779
Fatty acids, tall-oil, polymers with formaldehyde, glycerol, maleic anhydride, pentaerythritol, phenol, phthalic anhydride and rosin | 492132 | 7780
Fatty acids, tall-oil, polymers with ethylene glycol, maleic anhydride, pentaerythritol, phthalic anhydride and soybean oil | 492124 | 7781
Fatty acids, tall-oil, polymers with ethylene glycol, maleic anhydride, menhaden oil, pentaerythritol and phthalic anhydride | 492116 | 7782
Fatty acids, tall-oil, polymers with ethylene glycol, glycerol, oiticica oil, pentaerythritol, phthalic anhydride and soybean oil | 492108 | 7783
Fatty acids, tall-oil, polymers with ethylene glycol, glycerol, maleic anhydride, phthalic anhydride, soybean oil and vinyltoluene | 492090 | 7784
Fatty acids, tall-oil, polymers with ethylene glycol, glycerol, isophthalic acid and phthalic anhydride | 492082 | 7785
Fatty acids, tall-oil, polymers with ethylene glycol, formaldehyde, pentaerythritol, phenol, phthalic anhydride and rosin | 492074 | 7786
Fatty acids, tall-oil, polymers with ethylene glycol, formaldehyde, pentaerythritol, phenol and phthalic anhydride | 492066 | 7787
Fatty acids, tall-oil, polymers with dipropylene glycol, isophthalic acid and trimethylolpropane | 492058 | 7788
Fatty acids, tall-oil, polymers with castor oil, glycerol, pentaerythritol and phthalic anhydride | 492041 | 7789
Fatty acids, tall-oil, polymers with benzoic acid, isophthalic acid, tallow fatty acids, terephthalic acid, trimethylolethane and tung oil | 492033 | 7790
Fatty acids, tall-oil, iso-Bu esters | 492025 | 7791
Fatty acids, sunflower-oil, Me esters | 492017 | 7792
Fatty acids, soya, Me esters | 492009 | 7793
Fatty acids, soya, polymers with glycerol, linseed oil, pentaerythritol and phthalic anhydride | 491993 | 7794
Fatty acids, soya, polymers with p-tert-butylbenzoic acid, glycerol, maleic anhydride, phthalic anhydride, sorbitol and trimethylolpropane | 491985 | 7795
Fatty acids, dehydrated castor-oil, polymers with pentaerythritol, phthalic anhydride, soya fatty acids and styrene | 491977 | 7796
Fatty acids, C18-unsatd., trimers, compds. with diethanolamine | 491969 | 7797
Fatty acids, C18-unsatd., dimers, polymers with isophthalic acid, propylene glycol and trimethylolpropane | 491951 | 7798
Fatty acids, C18-unsatd., dimers, polymers with diethylene glycol, ethylene glycol, maleic anhydride and phthalic anhydride | 491944 | 7799
Fatty acids, C18-unsatd., dimers, polymers with adipic acid, isophthalic acid, nonanoic acid, propylene glycol and trimellitic anhydride | 491936 | 7800
Fatty acids, C18-unsatd., dimers, mixed esters with diethylene glycol and polyethylene glycol | 491928 | 7801
Carboxylic acids, C5-9, reaction products with glyoxal and tetraethylenepentamine, cyclized | 491910 | 7802
Imidazolium compounds, 1-[2-(2-carboxyethoxy)ethyl]-1(or 3)-(2-carboxyethyl)-4,5-dihydro-2-norcoco alkyl | 491902 | 7803
Natural gas condensates | 491894 | 7804
Naphthenic acids, reaction products with 2-[(2-aminoethyl)amino]ethanol | 491886 | 7805
Naphtha (petroleum), full-range reformed | 491878 | 7806
Poly(oxy-1,2-ethanediyl), .alpha.-hydro-.omega.-hydroxy-, mono[(C8-18 and C18-unsatd. alkyl)phenyl] ethers, phosphates | 485607 | 7807
Poly(oxy-1,2-ethanediyl), .alpha.-hydro-.omega.-hydroxy-, mono(C8-18 and C18-unsatd. alkyl) ethers, phosphates | 485599 | 7808
Poly(oxy-1,2-ethanediyl), .alpha.-hydro-.omega.-hydroxy-, mono-C10-16-alkyl ethers, phosphates | 485581 | 7809
Poly(oxy-1,2-ethanediyl), .omega.-(2-carboxyethoxy)-.omega.'-hydroxy-.alpha.,.alpha.'-(iminodi-2,1-ethanediyl)bis-, N-tallow alkyl derivs., potassium salts | 485573 | 7810
Poly(oxy-1,2-ethanediyl), .omega.-(2-carboxyethoxy)-.omega.'-hydroxy-.alpha.,.alpha.'-(iminodi-2,1-ethanediyl)bis-, N-soya alkyl derivs., potassium salts | 485565 | 7811
Poly(oxy-1,2-ethanediyl), .omega.-(2-carboxyethoxy)-.omega.'-hydroxy-.alpha.,.alpha.'-(iminodi-2,1-ethanediyl)bis-, N-coco alkyl derivs., potassium salts | 485557 | 7812
Phosphonic acid, [2-(trihydroxysilyl)ethyl]-, diethyl ester, tert-Bu Et ethers | 485540 | 7813
Phosphoric acid, mono-C8-10-alkyl esters, monosodium salts | 485532 | 7814
Phosphoric acid, mono-C16-22-alkyl esters, aluminum salts (3:1) | 485524 | 7815
Phosphoric acid, mono-C16-18-alkyl esters, aluminum salts (3:1) | 485516 | 7816
Oxirane, 2-methyl-, polymer with oxirane, mono-C8-18-alkyl ethers, 2-ethylhexyl phosphates, potassium salts | 485508 | 7817
Oxirane, 2-methyl-, polymer with oxirane, mono-C8-18-alkyl ethers, 2-ethylhexyl phosphates | 485490 | 7818
Phenol, 2,4,6-tris[(dimethylamino)methyl]-, reaction products with [(dimethylamino)methyl]phenol and formaldehyde-phenol polymer | 485482 | 7819
Oxirane, 2-methyl-, polymer with oxirane, C8-18-alkyl carboxymethyl ethers, sodium salts | 485474 | 7820
9-Octadecenoic acid (9Z)-, monoester with 1,2,3-propanetriol, reaction products with aluminum isopropoxide, dicyclopentadiene-2-methyl-2-butene-1,3-pentadiene polymer and 1-tridecanol | 485466 | 7821
Morpholine, 4-(C16 and C18-unsatd. fatty acyl) derivs. | 485458 | 7822
1H-Imidazole-1-ethanol, 2-heptadecyl-4,5-dihydro-, mixed acetate ester and salt | 485441 | 7823
Hexanedioic acid, polymer with 2-ethyl-2-(hydroxymethyl)-1,3-propanediol, 1,6-hexanediol, 3-hydroxy-2,2-dimethylpropyl 3-hydroxy-2,2-dimethylpropanoate, 3-hydroxy-2-(hydroxymethyl)-2-methylpropanoic acid, 1,1'-methylenebis[4-isocyanatocyclohexane], 2-oxepanone and 2,2'-oxybis[ethanol], 1-aziridineethanol-terminated | 485433 | 7824
2,5-Furandione, reaction products with bisphenol A-epichlorohydrin polymer methacrylate | 485425 | 7825
1,2-Ethanediamine, N1-(2-aminoethyl)-, reaction products with polypropylene glycol diglycidyl ether | 485417 | 7826
1,2-Ethanediamine, polymer with piperazine, reaction products with epichlorohydrin | 485409 | 7827
Glycols, di- and tri-C3-6-alkylene, bis(dihydrogen phosphates), compds. with triethanolamine | 485391 | 7828
Copper, [C,C,C-tris(chloromethyl)-29H,31H-phthalocyaninato(2-)-.kappa.N29,.kappa.N30,.kappa.N31,.kappa.N32]-, reaction products with hydroxyoctadecanoic acid homopolymer | 485383 | 7829
Copper, [29H,31H-phthalocyaninato(2-)-.kappa.N29,.kappa.N30,.kappa.N31,.kappa.N32]-, [2-[(4,6-dichloro-1,3,5-triazin-2-yl)amino]ethyl]amino sulfo derivs., sodium salts | 485375 | 7830
Chromium, 3-hydroxy-4-[2-(2-hydroxy-1-naphthalenyl)diazenyl]-7-nitro-1-naphthalenesulfonate 1-[2-(2-hydroxynitrophenyl)diazenyl]-2-naphthalenol complexes | 485367 | 7831
Benzenesulfonic acid, methyl-, reaction products with formaldehyde, formaldehyde-phenol polymer, formaldehyde-phenol polymer disodium sulfite reaction products, formaldehyde-phenol polymer sulfate and formaldehyde-urea polymer | 485359 | 7832
1,4-Benzenedicarboxylic acid, compds. with polyisobutenyl succinic anhydride-tetraethylenepentamine reaction products | 485342 | 7833
Benzene, ethenyl-, polymer with 1,3-butadiene, sulfonated | 485334 | 7834
Benzene, ethenyl-, distn. residues, hydrogenated | 485326 | 7835
Amylopectin, acid-hydrolyzed | 485318 | 7836
Amylase, mixed with proteinase, Bacillus thuringiensis-fermented | 485300 | 7837
Amylase, mixed with proteinase, Bacillus cereus-fermented | 485292 | 7838
Zirconium, acetate lactate oxo ammonium complexes | 485284 | 7839
Thiodicarbonic acid ((HO)C(O)SC(S)(OH)), diethyl ester, reaction products with 3-methyl-1,2-benzenediamine and thiodicarbonic acid ((HO)C(O)SC(S)(OH)) di-iso-Bu ester | 485276 | 7840
Propanenitrile, 3-[[3-(tridecyloxy)propyl]amino]-, branched | 485268 | 7841
Propanenitrile, 3-(tridecylamino)-, branched | 485250 | 7842
Propanenitrile, 3-amino-, N-C12-18-alkyl derivs. | 485243 | 7843
1-Propanamine, 3-(C16-18-alkyloxy) derivs. | 485235 | 7844
Zinc, ammine thiosulfate complexes | 485219 | 7845
1,1,5,5-Trisiloxanetetrol, 3-ethoxy-1,3,5-trimethyl-, ethyl ethers | 485201 | 7846
Titanium, iso-Pr alc. 2-methyl-2,4-pentanediol complexes | 485193 | 7847
Sulfuric acid, reaction products with chlorobenzene, formaldehyde and phenol | 485185 | 7848
Silanamine, 1,1,1-trimethyl-N-(trimethylsilyl)-, hydrolysis products with silica | 485177 | 7849
Pyridinium, 1-methyl-, Et Me derivs., chlorides | 485169 | 7850
Pyridinium, 1-(phenylmethyl)-, Et Me derivs., chlorides | 485151 | 7851
2-Propenoic acid, ethyl ester, polymers with 4,5-dihydro-1H-imidazole-1-ethanol 2-norcoco alkyl derivs. | 485136 | 7852
2-Propenoic acid, eicosyl ester, polymers with branched octyl acrylate, 2-[[(heptadecafluorooctyl)sulfonyl]methylamino]ethyl acrylate, 2-[methyl[(nonafluorobutyl)sulfonyl]amino]ethyl acrylate, 2-[methyl[(pentadecafluoroheptyl)sulfonyl]amino]ethyl acrylate, 2-[methyl[(tridecafluorohexyl)sulfonyl]amino]ethyl acrylate, 2-[methyl[(undecafluoropentyl)sulfonyl]amino]ethyl acrylate, polyethylene glycol acrylate Me ether and stearyl acrylate | 485128 | 7853
2-Propenenitrile, polymer with 1,3-butadiene, carboxy-terminated, polymer with 2,2'-[(2,2-dimethyl-1,3-propanediyl)bis(oxymethylene)]bis[oxirane] | 485110 | 7854
Bastnaesite, calcined conc. | 485102 | 7855
Bastnaesite, acid-insol. fraction, cerium rich | 485094 | 7856
1H-Imidazole-1-ethanamine, 4,5-dihydro-, compds. with .alpha.,.alpha.'-(iminodi-2,1-ethanediyl)bis[.omega.-hydroxypoly(oxy-1,2-ethanediyl)] N-[2-(4,5-dihydro-2-nortall oil alkyl-1H-imidazol-1-yl)ethyl] derivs. (2:1) | 485086 | 7857
Poly(oxy-1,2-ethanediyl), .alpha.-hydro-.omega.-hydroxy-, mono[2-(4,5-dihydro-2-nortall-oil alkyl-1H-imidazol-1-yl)ethyl] ethers | 485078 | 7858
Carboxylic acids, C5-9, reaction products with diethanolamine | 478107 | 7859
Coumarone-indene resins, polymers with glycerol, isophthalic acid, linseed oil, pentaerythritol and soybean oil | 478099 | 7860
Coconut oil, sodium salt | 478081 | 7861
Amines, tri-C8-10-alkyl | 478073 | 7862
Amines, N-tall-oil alkyltetraethylenepenta-, hydrochlorides | 478065 | 7863
Amines, N-tallow alkyltrimethylenedi-, reaction products with oleic acid | 478057 | 7864
Amides, cottonseed-oil, N,N-bis(hydroxyethyl) | 478040 | 7865
Alkenes, C5-9 .alpha.- | 478032 | 7866
Gases (petroleum), platformer products separator off | 478024 | 7867
Extracts (petroleum), heavy paraffinic distillates, solvent-deasphalted | 478016 | 7868
Distillates (petroleum), heavy naphthenic, sulfurized | 478008 | 7869
Distillates (petroleum), full-range straight-run middle | 477992 | 7870
Fatty acids, vegetable-oil, polymers with benzoic acid, pentaerythritol, phthalic anhydride, stearic acid and trimethylolethane | 477984 | 7871
Fatty acids, tall-oil, polymers with isophthalic acid, phthalic anhydride, rosin, trimellitic anhydride and trimethylolpropane | 477976 | 7872
Fatty acids, tall-oil, polymers with glycerol, phthalic anhydride, polyethylene glycol and vinyltoluene | 477968 | 7873
Fatty acids, tall-oil, polymers with fumaric acid, pentaerythritol, phthalic anhydride and trimethylolethane | 477950 | 7874
Fatty acids, tall-oil, polymers with formaldehyde, isophthalic acid, phenol, phthalic anhydride, trimellitic anhydride and trimethylolpropane | 477943 | 7875
Fatty acids, tall-oil, polymers with diethylene glycol and maleic anhydride | 477935 | 7876
Fatty acids, tall-oil, polymers with bisphenol A, epichlorohydrin, maleic anhydride, methacrylic acid and vinyltoluene | 477927 | 7877
Fatty acids, soya, polymers with ethylene glycol, pentaerythritol, phthalic anhydride and tung oil | 477919 | 7878
Fatty acids, linseed-oil, polymers with glycerol, linseed oil and phthalic anhydride | 477901 | 7879
Fatty acids, linseed-oil, polymers with acrylic acid, bisphenol A, epichlorohydrin, styrene and tung oil | 477893 | 7880
Fatty acids, dehydrated castor-oil, polymers with adipic acid, phthalic anhydride and trimethylolpropane | 477885 | 7881
Fatty acids, C18-unsatd., dimers, polymers with neopentyl glycol, phthalic anhydride and trimethylolpropane | 477877 | 7882
Fatty acids, C18-unsatd., dimers, polymers with dicyclopentadiene, maleic anhydride and propylene glycol | 477869 | 7883
Fatty acids, C18-unsatd., dimers, polymers with bisphenol A, epichlorohydrin, rosin and tall-oil fatty acids | 477851 | 7884
Castor oil, polymer with benzoic acid, glycerol, isophthalic acid and linseed oil | 477844 | 7885
Castor oil, dehydrated, polymer with azelaic acid, crotonic acid, glycerol, 2-hydroxyethyl methacrylate, iso-Bu acrylate, isophthalic acid, Me methacrylate, methacrylic acid, 1,1'-[(1-methylethylidene)bis(4,1-phenyleneoxy)]bis[2-propanol], phthalic anhydride and styrene | 477836 | 7886
Amines, dimethyltallow alkyl | 477828 | 7887
Gases (petroleum), refinery | 477802 | 7888
Rosin, polymer with isophthalic acid, maleic anhydride, soybean oil and trimethylolethane | 477794 | 7889
Rosin, polymer with glycerol, phthalic anhydride and tung oil | 477786 | 7890
Rosin, polymer with ethylene glycol, maleic anhydride, pentaerythritol, phthalic anhydride and soybean oil | 477778 | 7891
Rosin, polymer with dipentaerythritol, formaldehyde, maleic anhydride, pentaerythritol, phenol and tung oil | 477760 | 7892
Linseed oil, maleated, calcium salt | 477653 | 7893
Linseed oil, polymer with dipentaerythritol, maleic anhydride, pentaerythritol and rosin | 477646 | 7894
Linseed oil, polymer with dipentaerythritol, formaldehyde, pentaerythritol, phenol, phthalic anhydride and tung oil | 477638 | 7895
Linseed oil, polymer with benzoic acid, glycerol and isophthalic acid | 477620 | 7896
Linseed oil, polymer with benzoic acid, formaldehyde, isophthalic acid, pentaerythritol and phenol | 477612 | 7897
Waste gases, refinery vent | 477604 | 7898
Tung oil, polymer with bisphenol A and formaldehyde, oxidized | 477596 | 7899
Sulfonic acids, petroleum, calcium salts, overbased, reaction products with polyethylene-polypropylene glycol and sulfamic acid | 477570 | 7900
Soybean oil, polymer with pentaerythritol, phthalic anhydride, polyethylene glycol and vinyltoluene | 477513 | 7901
Soybean oil, polymer with maleic anhydride and tung oil, calcium salt | 477505 | 7902
Soybean oil, polymer with isophthalic acid, neopentyl glycol, trimellitic anhydride and trimethylolethane | 477497 | 7903
Soybean oil, polymer with glycerol, pentaerythritol, phthalic anhydride, styrene and tung oil | 477489 | 7904
Soybean oil, polymer with glycerol, maleic acid, oleic acid dimer and phthalic anhydride | 477471 | 7905
Soybean oil, polymer with glycerol, hydroxypropyl methacrylate, maleic anhydride, phthalic anhydride, styrene and TDI | 477463 | 7906
Soaps, stocks, vegetable-oil | 498972 | 7907
Siloxanes and Silicones, di-Me, Me methoxy, methoxy Ph, polymers with Me Ph silsesquioxanes | 498964 | 7908
Rosin, maleated, polymer with bisphenol A, epichlorohydrin and glycerol | 498956 | 7909
Resin acids and Rosin acids, calcium lead salts | 498949 | 7910
1-Propanaminium, N,N-bis(2-aminoethyl)-2-hydroxy-N-methyl-, N,N'-ditallow acyl derivs., Me sulfates (salts) | 498931 | 7911
Cyclosilazanes, di-Me | 498923 | 7912
Castor oil, polymer with dihydro-3-(tetrapropenyl)-2,5-furandione | 498915 | 7913
Castor oil, polymer with bis(1,1-dimethylethyl)phenol, bisphenol A, formaldehyde, polymd. linseed oil and tung oil, zinc salt | 498907 | 7914
Castor oil, dehydrated, polymer with glycerol, isophthalic acid, menhaden oil and tung oil | 498899 | 7915
Castor oil, dehydrated, polymer with fumaric acid, glycerol, isophthalic acid, linseed oil, maleic anhydride, menhaden oil, pentaerythritol, phthalic anhydride, rosin, soybean oil, styrene, tung oil and vinyltoluene | 498881 | 7916
Carboxylic acids, di-, C10-16, polymers with C10-16 fatty acids, glycerol, maleic anhydride and phthalic anhydride | 498873 | 7917
Alkenes, .alpha.-, C30-60-oligomers, hydrogenated, contg. p-chlorobenzenamine-TDI-p-toluidine reaction products | 498865 | 7918
Tail gas (petroleum), thermal cracked hydrocarbon fractionation stabilizer, petroleum coking | 498857 | 7919
Tail gas (petroleum), thermal-cracked distillate, gas oil and naphtha absorber | 498840 | 7920
Tail gas (petroleum), straight-run naphtha hydrodesulfurizer | 498832 | 7921
Tail gas (petroleum), catalytic hydrodesulfurized naphtha separator | 498824 | 7922
Tail gas (petroleum), catalytic hydrodesulfurized distillate fractionation stabilizer, hydrogen sulfide-free | 498816 | 7923
Tail gas (petroleum), catalytic cracked distillate and naphtha stabilizer | 498808 | 7924
Gases (petroleum), catalytic cracked naphtha debutanizer | 498790 | 7925
Fats and Glyceridic oils, menhaden, polymers with glycerol, maleic anhydride, pentaerythritol and rosin | 498782 | 7926
Oils, linden-leaf | 498774 | 7927
Oils, hay, coumarin-free | 498766 | 7928
Oils, cedarleaf, terpene-free | 498758 | 7929
Oils, Manila elemi, acetylated | 498741 | 7930
Oils, bois de rose, acetylated | 498733 | 7931
Oils, alfa | 498725 | 7932
Nucleoprotamines, salmon sperm | 498717 | 7933
Linseed oil, polymd., polymer with formaldehyde, phenol and rosin | 498709 | 7934
Linseed oil, polymd., polymer with p-tert-butylphenol, formaldehyde, phenol and rosin | 498691 | 7935
Linseed oil, polymer with bis(1,1-dimethylethyl)phenol, formaldehyde and tung oil | 498683 | 7936
Linseed oil, polymer with bis(1,1-dimethylethyl)phenol, bisphenol A, formaldehyde and tung oil | 498675 | 7937
Fatty acids, tall-oil, polymers with formaldehyde, phenol, polymd. linseed oil, rosin, tung oil and zinc resinate | 498667 | 7938
Fatty acids, tall-oil, polymers with bis(1,1-dimethylethyl)phenol, bisphenol A, p-tert-butylphenol, epichlorohydrin, formaldehyde, pentaerythritol, rosin and tung oil | 498659 | 7939
Fatty acids, tall-oil, dimers, polymers with azelaic acid and polypropylene glycol diamine | 498642 | 7940
Fatty acids, soya, polymers with crotonic acid, pentaerythritol and phthalic anhydride | 498634 | 7941
Fatty acids, linseed-oil, polymers with benzoic acid, bisphenol A, epichlorohydrin and maleic anhydride | 498626 | 7942
Fatty acids, C18-unsatd., dimers, polymers with dehydrated castor-oil fatty acids, ethylene glycol, phthalic anhydride and polyethylene glycol | 498618 | 7943
Fatty acids, cottonseed-oil, polymers with bisphenol A and epichlorohydrin | 498600 | 7944
Fatty acids, cottonseed-oil, polymers with benzoic acid, isophthalic acid, pentaerythritol and phthalic anhydride | 498592 | 7945
Fatty acids, coco, polymers with adipic acid, 1,4-butanediol and propylene glycol | 498584 | 7946
Siloxanes and Silicones, di-Me, Me hydrogen, dehydrogenated, reaction products with N-ethyl-N-hydroxyethanamine | 498576 | 7947
Rosin, polymer with formaldehyde, oxidized soybean oil and phenol | 498568 | 7948
Rosin, polymer with p-tert-butylphenol, formaldehyde, glycerol, isophthalic acid and soybean oil | 498550 | 7949
Rosin, polymer with bis(1,1-dimethylethyl)phenol, bisphenol A, formaldehyde, phenol and tung oil | 498543 | 7950
Lithium, di-Me sebacate 12-hydroxyoctadecanoate naphthenate complexes | 491860 | 7951
Linseed oil, polymer with pentaerythritol, polypropylene glycol and TDI | 491852 | 7952
Fats and Glyceridic oils, menhaden, polymers with ethylene glycol, maleic anhydride, pentaerythritol and phthalic anhydride | 491845 | 7953
Glycerides, avocado-oil, ethoxylated | 491837 | 7954
Linseed oil, polymer with maleic anhydride, menhaden oil, pentaerythritol and phthalic anhydride | 491829 | 7955
Linseed oil, polymer with isophthalic acid, rosin, terephthalic acid and trimethylolpropane | 491811 | 7956
Linseed oil, polymer with isophthalic acid, rosin, terephthalic acid and trimethylolethane | 491803 | 7957
Linseed oil, polymer with glycerol, isophthalic acid, pentaerythritol, phthalic anhydride and tall oil | 491795 | 7958
Linseed oil, polymer with fumaric acid and triethylamine | 491787 | 7959
Linseed oil, polymer with m-cresol, p-cresol, formaldehyde and phenol | 491779 | 7960
Linseed oil, polymer with p-tert-butylphenol and formaldehyde | 491761 | 7961
Linseed oil, polymer with benzoic acid, isophthalic acid, terephthalic acid, trimethylolpropane and tung oil | 491753 | 7962
Lime (chemical), dust | 491746 | 7963
Lanolin, ethoxylated, sulfated, sodium salt | 491738 | 7964
Keratins, octanoyl | 491712 | 7965
Gases (petroleum), fluidized catalytic cracker splitter overheads | 491704 | 7966
Gases (petroleum), fluidized catalytic cracker splitter residues | 491696 | 7967
Hydrocarbons, C12-20, catalytic alkylation by-products | 491688 | 7968
Hydrocarbons, C3-6, catalytic alkylation by-products | 491670 | 7969
Hydrocarbons, C6-12, benzene-recovery | 491662 | 7970
Tallow, hydrogenated, esters with propylene glycol | 491654 | 7971
Glycerides, coco, .alpha.-sulfo, sodium salts | 491647 | 7972
Gases (petroleum), unifiner stripper off | 491639 | 7973
Gases (petroleum), tar stripper off | 491621 | 7974
Gases (petroleum), straight-run stabilizer off | 491613 | 7975
Gases (petroleum), straight-run naphtha catalytic reforming off | 491605 | 7976
Gases (petroleum), preflash tower off, crude distn. | 491597 | 7977
Gases (petroleum), platformer stabilizer off, light ends fractionation | 491589 | 7978
Gases (petroleum), naphtha unifiner desulfurization stripper off | 491571 | 7979
Gases (petroleum), light straight run gasoline fractionation stabilizer off | 491563 | 7980
Gases (petroleum), heavy distillate hydrotreater desulfurization stripper off | 491555 | 7981
Gases (petroleum), fluidized catalytic cracker scrubbing secondary absorber off | 491548 | 7982
1H-Imidazole-1-ethanamine, 4,5-dihydro-, 2-nortall-oil alkyl derivs., dihydrochlorides | 485060 | 7983
1H-Imidazole, 4,5-dihydro-, 2-nortall-oil alkyl derivs., hydrochlorides | 485052 | 7984
1H-Imidazole, 4,5-dihydro-, 2-nortallow alkyl derivs., hydrochlorides | 485045 | 7985
Octanal, 7-hydroxy-3,7-dimethyl-, distn. residue distillates | 485037 | 7986
1-Propanol, 2,2'-iminobis-, N-tallow alkyl derivs. | 485029 | 7987
Silicic acid, tetra-C13-15-alkyl esters | 485011 | 7988
Starch, thermal hydrolyzed | 485003 | 7989
Acetic acid, 2-chloro-, sodium salt (1:1), reaction products with 4,5-dihydro-2-tridecyl-1H-imidazole-1-ethanol and sodium hydroxide | 484998 | 7990
Poly(oxy-1,2-ethanediyl), .alpha.-(carboxymethyl)-.omega.-hydroxy-, C12-13-alkyl ethers, sodium salts | 484980 | 7991
Aluminum, tri-C2-20-alkyl complexes | 484972 | 7992
Ethanamine, N-ethyl-, reaction products with epoxidized polybutadiene | 484964 | 7993
2-Cyclopenten-1-one, 2-methyl-3-pentyl-, reaction products with 1H-indole | 484956 | 7994
Calcium strontium sulfide ((Ca,Sr)S), bismuth and copper-doped | 484949 | 7995
3-Buten-2-one, 4-(2,6,6-trimethyl-1-cyclohexen-1-yl)-, oxidized | 484931 | 7996
Bicyclo[2.2.1]hept-2-ene, 5-ethylidene-, polymer with ethene and 1-propene, sulfurized | 484923 | 7997
Xanthylium, 9-[2-(ethoxycarbonyl)phenyl]-3,6-bis(ethylamino)-2,7-dimethyl-, chloride (1:1), reaction products with dimethylbenzenesulfonic acid-formaldehyde-4,4'-sulfonylbis[phenol] polymer | 484915 | 7998
Benzenesulfonic acid, dimethyl-, polymer with formaldehyde and 4,4'-sulfonylbis[phenol], reaction products with C. I. Basic Violet 1 | 484907 | 7999
1,2-Benzenedicarboxylic acid, dibutyl ester, reaction products with acrylonitrile, 1,3-benzenedimethanamine and 2,4,8,10-tetraoxaspiro[5.5]undecane-3,9-dipropanamine | 484899 | 8000
Benzene, ethyl-, benzylated | 484881 | 8001
Benzene, 1,3-dimethyl-, benzylated | 484873 | 8002
Xanthylium, 9-(2-carboxyphenyl)-3,6-bis(diethylamino)-, chloride (1:1), reaction products with dimethylbenzenesulfonic acid-formaldehyde-4,4'-sulfonylbis[phenol] polymer | 484865 | 8003
2-Oxepanone, polymer with 2-(chloromethyl)oxirane, 4,4'-(1-methylethylidene)bis[phenol] and 2,2'-oxybis[ethanol], 2-(dimethylamino)ethanol-quaternized, hydroxide | 484857 | 8004
Octanamide, N-[2-[[2-[[2-[(2-aminoethyl)amino]ethyl]amino]ethyl]amino]ethyl]-, 2-methyl-2-propen-1-ylated, homopolymer | 484840 | 8005
Octanal, 7-hydroxy-3,7-dimethyl-, reaction products with 1H-indole | 484832 | 8006
9,12-Octadecadienoic acid (9Z,12Z)-, dimer, polymer with 2-(chloromethyl)oxirane and 4,4'-(1-methylethylidene)bis[phenol], reaction products with carboxy-terminated acrylonitrile-butadiene polymer | 484824 | 8007
9,12-Octadecadienoic acid (9Z,12Z)-, dimer, polymer with aziridine, propoxylated, methylated | 484816 | 8008
Octadecanoic acid, reaction products with diethylenetriamine, triethyl phosphate and urea | 484808 | 8009
Nonanamide, N-[2-[[2-[[2-[(2-aminoethyl)amino]ethyl]amino]ethyl]amino]ethyl]-, 2-methyl-2-propen-1-ylated, polymer with 2-methyl-2-propen-1-ylated N-[2-[[2-[[2-[(2-aminoethyl)amino]ethyl]amino]ethyl]amino]ethyl]octanamide | 484790 | 8010
Nonanamide, N-[2-[[2-[[2-[(2-aminoethyl)amino]ethyl]amino]ethyl]amino]ethyl]-, 2-methyl-2-propen-1-ylated, homopolymer | 484782 | 8011
Isocyanic acid, polymethylenepolyphenylene ester, polymer with .alpha.,.alpha.'-[oxybis(butoxyphosphinylidene)]bis[.omega.-hydroxypoly[oxy(methyl-1,2-ethanediyl)]], isocyanate-terminated | 484774 | 8012
Isocyanic acid, polymethylenepolyphenylene ester, polymer with 1,3-diisocyanatomethylbenzene, .alpha.-hydro-.omega.-hydroxypoly[oxy(methyl-1,2-ethanediyl)] ether with methyl .beta.-D-glucopyranoside (4:1) and .alpha.,.alpha.'-[oxybis(butoxyphosphinylidene)]bis[.omega.-hydroxypoly[oxy(methyl-1,2-ethanediyl)]], isocyanate-terminated | 484766 | 8013
Hexanamide, 6-amino-N-[6-[[3-(dodecylamino)propyl]amino]-6-oxohexyl]-, ethoxylated | 484741 | 8014
.alpha.-D-Glucopyranoside, .beta.-D-fructofuranosyl, reaction products with diethanolamine, ethylene oxide, propylene oxide and triethanolamine | 484733 | 8015
Gadolinium yttrium oxide sulfide ((Gd,Y)2O2S), europium-doped | 484725 | 8016
2,5-Furandione, dihydro-, polyisobutenyl derivs., reaction products with triethylenetetramine | 484709 | 8017
Fatty acids, C12-20, ethoxylated | 484691 | 8018
Ethanol, 2,2'-iminobis-, N-[3-(C12-15-alkyloxy)propyl] derivs. .alpha.-methyl derivs., N-oxides | 484683 | 8019
Poly(oxy-1,2-ethanediyl), .alpha.-hydro-.omega.-hydroxy-, mono-C12-13-alkyl ethers, hydroxybutyl phosphates | 484675 | 8020
Poly(oxy-1,2-ethanediyl), .alpha.-hydro-.omega.-hydroxy-, mono-C10-12-alkyl ethers, phosphates | 484667 | 8021
Poly(oxy-1,2-ethanediyl), .alpha.,.alpha.'-(iminodi-2,1-ethanediyl)bis[.omega.-(3-chloro-2-hydroxypropoxy)-, N-[2-(4,5-dihydro-2-nortall-oil alkyl-1H-imidazol-1-yl)ethyl] derivs. | 484659 | 8022
Phosphoric acid, mixed esters with 2-(2-ethoxyethoxy)ethanol and polyethylene glycol mono-C11-15-sec-alkyl ethers | 484642 | 8023
Phosphoric acid, mono-C9-11-alkyl esters | 484634 | 8024
Phosphonothioic acid, polyisobutenyl derivs., esters with pentaerythritol | 484626 | 8025
Phenol, 4,4'-(1-methylethylidene)bis-, polymer with epichlorohydrin, morpholine N-coco alkyl derivs., polypropylene glycol and TDI | 484618 | 8026
Phenol, polybutenyl derivs. | 484600 | 8027
1-Propanamine, 3-(C6-12-alkyloxy) derivs., acetates | 484592 | 8028
Poly[oxy(methyl-1,2-ethanediyl)], .alpha.,.alpha.'-[oxybis(butoxyphosphinylidene)]bis[.omega.-hydroxy-, polymer with 1,3-diisocyanatomethylbenzene, isocyanate-terminated | 484584 | 8029
Alcohols, C12-13, ethers with polyethylene glycol mono-Me ether | 484576 | 8030
Poly(oxy-1,2-ethanediyl), .alpha.-hydro-.omega.-hydroxy-, mono-C10-14-alkyl ethers, phosphates, compds. with .alpha.,.alpha.'-(iminodi-2,1-ethanediyl)bis[.omega.-hydroxypoly(oxy-1,2-ethanediyl)] N-tallow alkyl derivs. | 484568 | 8031
Sulfurous acid, sodium salt (1:1), reaction products with bisphenol A-epichlorohydrin-formaldehyde polymer | 484543 | 8032
Sulfuric acid, mono-C10-16-alkyl esters, potassium salts | 484535 | 8033
Sulfuric acid, aluminum salt (3:2), reaction products with aluminum hydroxide and aluminum phosphate (1:1) | 484527 | 8034
2H-Pyran-2-one, 3-[[1-(2-aminoethyl)-4,5-dihydro-1H-imidazol-2-yl]methyl]tetrahydro-, 5-polyisobutenyl derivs. | 484519 | 8035
2-Propenoic acid, 2-methyl-, 1,1'-(1-methyl-1,3-propanediyl) ester, polymer with diethenylbenzene, ethenylethylbenzene, methyl 2-propenoate and 2-propenenitrile, reaction products with N1,N1-dimethyl-1,3-propanediamine, chloromethane-quaternized | 484501 | 8036
2-Propenoic acid, 2-methyl-, 1,1'-(1-methyl-1,3-propanediyl) ester, polymer with diethenylbenzene, ethenylethylbenzene, methyl 2-propenoate and 2-propenenitrile, reaction products with N1,N1-dimethyl-1,3-propanediamine | 484493 | 8037
2-Propenoic acid, 2-methyl-, 1,1'-[2-ethyl-2-[[(2-methyl-1-oxo-2-propen-1-yl)oxy]methyl]-1,3-propanediyl] ester, polymer with ethenylbenzene, chloromethylated, trimethylamine-quaternized, hydroxide | 484485 | 8038
Soybean oil, polymer with formaldehyde, glycerol, isophthalic acid, phenol, phthalic anhydride and tung oil | 477455 | 8039
Soybean oil, polymer with dipentaerythritol, pentaerythritol, phthalic anhydride, styrene, tung oil and vinyltoluene | 477448 | 8040
Soybean oil, polymer with dipentaerythritol, isophthalic acid and pentaerythritol | 477430 | 8041
Soybean oil, polymer with chlorendic anhydride, maleic anhydride and pentaerythritol | 477422 | 8042
Soybean oil, polymer with benzoic acid, glycerol, maleic anhydride and phthalic anhydride | 477414 | 8043
Soybean oil, polymer with adipic acid, glycerol and phthalic anhydride | 477406 | 8044
Safflower oil, polymer with glycerol and isophthalic acid | 477398 | 8045
Safflower oil, polymer with p-tert-butylbenzoic acid, pentaerythritol and phthalic anhydride | 477380 | 8046
Safflower oil, polymer with benzoic acid, phthalic anhydride, trimethylolethane and tung oil | 477372 | 8047
Safflower oil, conjugated, polymd., polymer with glycerol, maleic anhydride, phthalic anhydride and soybean oil | 477364 | 8048
Rosin, maleated, polymer with formaldehyde, pentaerythritol and 4-(1,1,3,3-tetramethylbutyl)phenol | 498535 | 8049
Resin acids and Rosin acids, esters with pentaerythritol, polymers with formaldehyde, hydrogenated tallow amide, Me resinate and phenol | 498527 | 8050
Rape oil, polymer with soybean oil, sulfur-crosslinked | 498519 | 8051
Rape oil, polymer with soybean oil, chlorosulfurized | 498501 | 8052
Rape oil, polymer with pentaerythritol, sulfurized | 498493 | 8053
Oils, ylang-ylang, terpene-free | 498485 | 8054
Oils, star anise | 498477 | 8055
Oils, spike, terpene-free | 498469 | 8056
Oils, olibanum, terpene-free | 498451 | 8057
Oils, mustard, polymers with soybean oil, sulfur-crosslinked | 498444 | 8058
Oils, mustard, polymers with soybean oil, chlorosulfurized | 498436 | 8059
Oils, mustard, polymers with rape oil, sulfur-crosslinked | 498428 | 8060
Oils, mustard, polymers with rape oil and soybean oil, sulfur-crosslinked | 498410 | 8061
Oils, mustard, polymers with rape oil and soybean oil, chlorosulfurized | 498402 | 8062
Tar acids, cresylic, Ph phosphates | 498394 | 8063
Tar acids, cresylic, di-Ph phosphates | 498386 | 8064
Tar acids, cresylic, C8-rich, phosphates | 498378 | 8065
Sulfite liquors and Cooking liquors, spent, oxidized, insol. sediment | 498360 | 8066
Soybean oil, polymer with bis(1,1-dimethylethyl)phenol, bisphenol A, formaldehyde, glycerol and phthalic anhydride | 498352 | 8067
Silsesquioxanes, Ph, hydrogen-terminated | 498345 | 8068
Fatty acids, C16-18 and C18-unsatd., polymers with glycerol, maleic anhydride, phthalic anhydride and sorbitol | 498337 | 8069
Fatty acids, C16-18 and C18-unsatd., polymers with ethylene glycol, maleic anhydride, pentaerythritol and phthalic anhydride | 498329 | 8070
Fatty acids, C16-18 and C18-unsatd., polymers with p-tert-butylphenol, formaldehyde, glycerol and phthalic anhydride | 498311 | 8071
Castor oil, polymer with phthalic anhydride, tall oil and trimethylolethane | 498303 | 8072
Castor oil, polymer with 1,1'-methylenebis[4-isocyanatobenzene] and 2,4-TDI | 498295 | 8073
Castor oil, polymer with formaldehyde, phenol and tung oil | 498287 | 8074
Coconut oil, polymer with allyl alc., glycerol, phthalic anhydride and styrene | 498279 | 8075
Castor oil, polymer with acrylic acid, Bu acrylate, hydroxypropyl methacrylate, Me methacrylate and styrene | 498261 | 8076
Castor oil, hydrogenated, polymer with 2,4-TDI | 498253 | 8077
Castor oil, dehydrated, polymer with benzoic acid, glycerol, Me methacrylate, phthalic anhydride and styrene | 498246 | 8078
Amines, N-C11-14-sec-alkyltrimethylenedi-, compds. with bisphenol A and tetraethylenepentamine | 498238 | 8079
Amines, C5-6-alkylenedi- | 498220 | 8080
Glycols, C5-6, 1,6-hexanediol manuf. | 498212 | 8081
Fatty acids, C18-unsatd., dimers, polymers with bisphenol A, epichlorohydrin, soya fatty acids and tall-oil fatty acids | 498204 | 8082
Fatty acids, C12-18, nitrilotri-2,1-ethanediyl esters | 498196 | 8083
Fatty acids, C12-14, 2-C12-14 amidoethyl esters | 498188 | 8084
Fatty acids, C12-18, 2-[bis(2-hydroxyethyl)amino]ethyl esters | 498170 | 8085
Fatty acids, C16-18 and C18-unsatd., polymers with glycerol, pentaerythritol, phthalic anhydride and safflower oil | 498162 | 8086
Naphtha, light steam-cracked, polymers with xylene | 498154 | 8087
Wastes, cola leaf extn. | 498147 | 8088
Syrups, hydrolyzed starch, polymers with formaldehyde and phenol | 498139 | 8089
Siloxanes and Silicones, Me 3,3,3-trifluoropropyl, Me vinyl, hydroxy-terminated | 498121 | 8090
Siloxanes and Silicones, hexyl Me, Me 2-phenylpropyl | 498113 | 8091
Siloxanes and Silicones, di-Me, mono(vinyl group)-terminated | 498105 | 8092
Siloxanes and Silicones, di-Me, Me vinyl, mono(vinyl group)-terminated | 498097 | 8093
Siloxanes and Silicones, di-Me, Me 3,3,3-trifluoropropyl, vinyl group-terminated | 498089 | 8094
Siloxanes and Silicones, di-Me, methoxy-terminated | 498071 | 8095
Siloxanes and Silicones, di-Me, di-Ph, vinyl group-terminated | 498063 | 8096
Siloxanes and Silicones, di-Me, di-Ph, Me vinyl, (vinyloxy)-terminated | 498055 | 8097
Siloxanes and Silicones, di-Me, di-Ph, methoxy-terminated | 498048 | 8098
Siloxanes and Silicones, di-Me, di-Ph, hydroxy-terminated | 498030 | 8099
Gelidium | 498022 | 8100
Fatty acids, tall-oil, polymers with bisphenol A, epichlorohydrin, glycerol, pentaerythritol, phthalic anhydride and rosin | 498014 | 8101
Fatty acids, tall-oil, polymers with bisphenol A, diethylenetriamine, epichlorohydrin and tetraethylenepentamine | 498006 | 8102
Fatty acids, tall-oil, polymers with bisphenol A, cyclopentadiene, epichlorohydrin, ethylene glycol and maleic anhydride | 497990 | 8103
Fatty acids, tall-oil, polymers with adipic acid, glycerol, maleic anhydride, phthalic anhydride and styrene | 497982 | 8104
Gases (petroleum), fluidized catalytic cracker fractionation off | 491530 | 8105
Gases (petroleum), distillate unifiner desulfurization stripper off | 491522 | 8106
Gases (petroleum), dehexanizer off | 491514 | 8107
Gases (petroleum), crude oil fractionation off | 491506 | 8108
Fuel gases, refinery, hydrogen sulfide-free | 491498 | 8109
Fatty acids, walnut-oil, Me esters | 491480 | 8110
Polyoxyalkylenes, C4-6, propoxylated | 491472 | 8111
Pitch, coal tar, calcium salt | 491464 | 8112
Phenols, mixed with 1,1'-oxybis[methylbenzene], sulfonated, sodium salts | 491456 | 8113
Paraffin waxes and Hydrocarbon waxes, oxidized, alkali metal salts | 491449 | 8114
Oils, walnut, polymers with benzoic acid, glycerol and phthalic anhydride | 491431 | 8115
Fats and Glyceridic oils, vegetable, polymd., oxidized | 491423 | 8116
Fats and Glyceridic oils, sardine, polymers with rosin, calcium salts | 491415 | 8117
Fats and Glyceridic oils, menhaden, polymers with glycerol, pentaerythritol and phthalic anhydride | 491407 | 8118
Fats and Glyceridic oils, menhaden, polymers with benzoic acid, pentaerythritol and phthalic anhydride | 491399 | 8119
Lard, oil, esters with propylene glycol | 491381 | 8120
Oils, animal, polymd., oxidized | 491373 | 8121
Fats and Glyceridic oils, menhaden, polymers with glycerol, phthalic anhydride and rosin | 491365 | 8122
Fats and Glyceridic oils, menhaden, polymers with glycerol, pentaerythritol, phthalic anhydride and rosin | 491357 | 8123
Fats and Glyceridic oils, menhaden, polymers with fumaric acid, pentaerythritol and phthalic anhydride | 491340 | 8124
Rosin, polymer with pentaerythritol and soybean oil | 491332 | 8125
Rosin, polymer with glycerol, maleic anhydride, phthalic anhydride and soybean oil | 491324 | 8126
Rosin, polymer with glycerol, isophthalic acid and soybean oil | 491316 | 8127
Quaternary ammonium compounds, bis(C8-18 and C18-unsatd. alkyl)dimethyl, chlorides | 491308 | 8128
Protein hydrolyzates, reaction products with abietoyl chloride, compds. with triethanolamine | 491290 | 8129
Polyphosphoric acids, Et esters, compds. with ethanolamine | 491282 | 8130
Polyphosphoric acids, Et esters, ammonium salts, compds. with ethanolamine | 491274 | 8131
Resin acids and Rosin acids, chromium salts | 491266 | 8132
Residues (petroleum), clay-treating filter wash | 491258 | 8133
Petrolatum (petroleum), oxidized, zinc salt | 491241 | 8134
Peanut oil, reaction products with 2-[(2-aminoethyl)amino]ethanol and di-Et sulfate | 491233 | 8135
Fats and Glyceridic oils, oiticica, polymers with glycerol, rosin and soybean oil | 491225 | 8136
Fats and Glyceridic oils, menhaden, polymers with phthalic anhydride and soybean oil | 491217 | 8137
Glycols, di- and tri-C3-6-alkylene, bis(dihydrogen phosphates) | 491209 | 8138
Polyphosphoric acids, esters with ethylene glycol, compds. with ethanolamine | 491191 | 8139
Polyphosphoric acids, esters with ethylene glycol, ammonium salts, compds. with ethanolamine | 491183 | 8140
Polyphosphoric acids, esters with ethylene glycol, ammonium salts | 491175 | 8141
Soybean oil, polymer with glycerol and maleic anhydride | 491167 | 8142
Soybean oil, polymer with glycerol, maleic anhydride, phthalic anhydride and tall oil | 491159 | 8143
Soybean oil, polymer with glycerol, 1,4,5,6,7,7-hexachlorobicyclo[2.2.1]hept-5-ene-2,3-dicarboxylic acid and maleic anhydride | 491142 | 8144
Soybean oil, polymer with fumaric acid, maleic anhydride, pentaerythritol and phthalic anhydride | 491134 | 8145
Soybean oil, polymer with fumaric acid, glycerol, maleic anhydride, pentaerythritol and phthalic anhydride | 491126 | 8146
Soybean oil, polymer with formaldehyde, maleic anhydride and phenol | 491118 | 8147
Soybean oil, polymer with ethylene glycol, glycerol, maleic anhydride and phthalic anhydride | 491100 | 8148
Soybean oil, polymer with ethylene glycol, fumaric acid, maleic anhydride, pentaerythritol and phthalic anhydride | 491092 | 8149
Soybean oil, polymer with 1,1-diphenylsilanediol, pentaerythritol and phthalic anhydride | 491084 | 8150
Soybean oil, polymer with benzoic acid, isophthalic acid, terephthalic acid, trimethylolethane and tung oil | 491076 | 8151
Soybean oil, polymer with p-tert-butylbenzoic acid, isophthalic acid and trimethylolethane | 491068 | 8152
2-Propenoic acid, 2-methyl-, 1,1'-[2-ethyl-2-[[(2-methyl-1-oxo-2-propen-1-yl)oxy]methyl]-1,3-propanediyl] ester, polymer with ethenylbenzene, chloromethylated, trimethylamine-quaternized | 484477 | 8153
2-Propenoic acid, 2-methyl-, butyl ester, polymer with butyl 2-propenoate, ethenylbenzene, formaldehyde, hydroxypropyl 2-methyl-2-propenoate, 2-propenenitrile and 1,3,5-triazine-2,4,6-triamine, butylated | 484469 | 8154
2-Propenenitrile, homopolymer, oxidized | 484451 | 8155
1,3-Propanediamine, N-[3-(C20-40-alkyloxy)propyl] derivs. | 484444 | 8156
Zinc sulfide (ZnS), copper and nickel and silver-doped | 476457 | 8157
Yttrium oxide sulfide (Y2O2S), europium-doped | 476440 | 8158
Yttrium borate phosphate vanadate, europium-doped | 476432 | 8159
4H-Thiopyran-4-one, 2,6-dimercapto-, 3,5-di-C3-6-alkyl derivs. | 476424 | 8160
Terpineol, sulfurized | 476416 | 8161
Sulfuric acid, mono-C15-18-alkyl esters, sodium salts | 476408 | 8162
Strontium fluoride phosphate (Sr5F(PO4)3), antimony and manganese-doped | 476390 | 8163
Strontium chloride phosphate (Sr5Cl(PO4)3), europium-doped | 476382 | 8164
Silicic acid (H4SiO4), magnesium manganese(2+) zinc salt, arsenic and lead-doped | 476374 | 8165
Silicic acid (H2Si2O5), barium salt (1:1), lead-doped | 476366 | 8166
Silicic acid (H6Si2O7), barium magnesium strontium salt, lead-doped | 476358 | 8167
2-Propenoic acid, 2-methyl-, 2-[methyl[(.gamma.-.omega.-perfluoro-C8-14-alkyl)sulfonyl]amino]ethyl esters, reaction products with polyethylene glycol bis(2-mercaptoacetate) | 476341 | 8168
2-Propanol, 1-[(3-aminopropyl)amino]-, N-tallow alkyl derivs. | 476333 | 8169
Propanenitrile, 3-[(2-hydroxypropyl)amino]-, N-tallow alkyl derivs. | 476325 | 8170
Propanenitrile, 3-amino-, N-tallow alkyl derivs. | 476317 | 8171
Phenol, 4,4'-(1-methylethylidene)bis-, reaction products with isobutylene and styrene | 476309 | 8172
1-Phenanthrenecarboxylic acid, 1,2,3,4,4a,4b,5,6,10,10a-decahydro-1,4a-dimethyl-7-(1-methylethyl)-, (1R,4aR,4bR,10aR)-, sulfurized, reaction products with silver oxide | 476291 | 8173
Palladate(2-), tetrachloro-, (SP-4-1)-, hydrogen (1:2), reaction products with sulfurized Me abietate | 476283 | 8174
9-Octadecenoic acid (9Z)-, reaction products with 2-[(2-aminoethyl)amino]ethanol and diethanolamine, acetates (salts) | 476275 | 8175
Morpholine, 4-coco alkyl derivs., 4-oxides | 476267 | 8176
Lignosulfonic acid, reaction products with phenol, sodium salts | 476259 | 8177
Fatty acids, tall-oil, conjugated, polymers with dehydrated castor oil, styrene, tetraethylenepentamine and triethylenetetramine | 497974 | 8178
Fatty acids, linseed-oil, polymers with linseed oil, pentaerythritol and rosin | 497966 | 8179
Fatty acids, linseed-oil, polymers with bisphenol A, epichlorohydrin, rosin and tall-oil fatty acids | 497958 | 8180
Fatty acids, linseed-oil, polymers with bisphenol A, epichlorohydrin, maleic anhydride and tall-oil fatty acids | 497941 | 8181
Fatty acids, linseed-oil, polymers with bisphenol A, epichlorohydrin, maleic anhydride and propylene glycol | 497933 | 8182
Fatty acids, dehydrated castor-oil, polymers with conjugated tall-oil fatty acids, glycerol and styrene | 497925 | 8183
Fatty acids, dehydrated castor-oil, polymers with bisphenol A, epichlorohydrin, linseed-oil fatty acids and maleic anhydride | 497917 | 8184
Fatty acids, dehydrated castor-oil, polymers with bisphenol A, epichlorohydrin and 1,3-pentadiene | 497909 | 8185
1,2,3-Propanetriol, polymer with 2-(chloromethyl)oxirane, reaction products with formaldehyde-phenol polymer glycidyl ether and .alpha.-hydro-.omega.-hydroxypoly(oxy-1,4-butanediyl)-TDI polymer | 497891 | 8186
Glycerides, C9-11-branched mono-, methacrylates | 497883 | 8187
2-Propanol, 1,1'-iminobis-, N-tallow alkyl derivs. | 497875 | 8188
2-Propenoic acid, reaction products with bisphenol A-epichlorohydrin polymer, epichlorohydrin and TDI | 497867 | 8189
2-Propanol, 1-[(2-pyridinylmethyl)amino]-, reaction products with chloromethylated divinylbenzene-styrene polymer, sulfates (salts) | 497859 | 8190
2-Propanol, 3-[(2-pyridinylmethyl)amino]-, reaction products with chloromethylated divinylbenzene-styrene polymer | 497842 | 8191
Poly(oxy-1,2-ethanediyl), .alpha.,.alpha.'-(iminodi-2,1-ethanediyl)bis[.omega.-hydroxy-, N-[3-(C12-14-alkyloxy)propyl] derivs. | 497834 | 8192
Alcohols, C14-15, ethoxylated | 497826 | 8193
Phenol, reaction products with triethanolamine | 497818 | 8194
Phenol, mixed tri bromo chloro derivs. | 497800 | 8195
Phenol, mixed penta bromo chloro derivs. | 497792 | 8196
Octadecanoic acid, reaction products with 2-amino-2-methyl-1-propanol | 497784 | 8197
L-Leucine, reaction products with D-glucose and glycerol | 497776 | 8198
Hexanedioic acid, polymer with 1,3-isobenzofurandione and 1,2,3-propanetriol, benzoate dodecanoate, (1,1,3,3-tetramethylbutyl)phenyl ether | 497768 | 8199
Urea, reaction products with formaldehyde and isopropanolamine | 497750 | 8200
1,2-Ethanediol, distn. residues, propoxylated | 497743 | 8201
1,3-Benzenedicarboxylic acid, sulfonated | 497735 | 8202
Benzene, 2,4-diisocyanato-1-methyl-, polymers with hydroxy-terminated polybutadiene | 497727 | 8203
Acetic acid, reaction products with acetophenone, ammonium thiocyanate, ethylene glycol and formaldehyde | 497719 | 8204
Urea, polymer with 1,2-ethanediol, formaldehyde and thiourea, methylated | 497701 | 8205
1-Tetracosene, mixed dimers with 1-docosene, 1-eicosene and 1-octadecene | 497693 | 8206
2-Propenoic acid, polymer with ethenylbenzene, 2-ethylhexyl 2-propenoate, ethyl 2-propenoate, formaldehyde and 1,3,5-triazine-2,4,6-triamine, butylated | 497685 | 8207
Phosphonic acid, (hydroxymethyl)-, ethoxylated | 497677 | 8208
Phenol, 4,4'-(1-methylethylidene)bis-, polymer with N1,N2-bis(2-aminoethyl)-1,2-ethanediamine and 2-(chloromethyl)oxirane, phenol-modified | 497669 | 8209
Phenol, 4,4'-(1-methylethylidene)bis-, polymer with N1,N2-bis(2-aminoethyl)-1,2-ethanediamine and 2-(chloromethyl)oxirane, nonylphenol-modified | 497651 | 8210
2-Oxepanone, homopolymer, hydroxy-terminated, polymer with ethylenediamine, 5-isocyanato-1-(isocyanatomethyl)-1,3,3-trimethylcyclohexane and 1,1'-methylenebis[isocyanatocyclohexane] | 497644 | 8211
2-Oxepanone, homopolymer, hydroxy-terminated, polymer with ethylenediamine and 1,1'-methylenebis[isocyanatocyclohexane] | 497636 | 8212
Sorbitan, monohexadecanoate, poly(oxy-1,2-ethanediyl) derivs., reaction products with formaldehyde, methylated formaldehyde-urea polymer and stearamide | 497628 | 8213
Naphthalene, polymer with chloromethylated biphenyl, sulfonated, sodium salt | 497610 | 8214
Hexanedioic acid, polymer with 5-amino-1,3,3-trimethylcyclohexanemethanamine, 1,4-butanediol and 5-isocyanato-1-(isocyanatomethyl)-1,3,3-trimethylcyclohexane, reaction products with 1-isocyanatooctadecane | 497602 | 8215
Thiourea, polymer with formaldehyde and formamide, methylated | 497594 | 8216
Cyclohexane, 5-isocyanato-1-(isocyanatomethyl)-1,3,3-trimethyl-, polymer with hydroxy-terminated polybutadiene | 497586 | 8217
Benzoic acid, 2-hydroxy-, reaction products with ammonia, 4-(1,1-dimethylethyl)phenol-formaldehyde-4-(1,1,3,3-tetramethylbutyl)phenol polymer and zinc propionate | 497578 | 8218
1,2-Benzenedicarboxylic acid, C4-13-branched alkyl esters | 497560 | 8219
Antimony oxide (Sb2O3), mixed with arsenic oxide (As2O3) | 497552 | 8220
Acetic acid, zinc salt (2:1), reaction products with ammonium carbonate (2:1) and formaldehyde-4-(1,1,3,3-tetramethylbutyl)phenol polymer | 497545 | 8221
Urea, polymer with 1,2-ethanediol and formaldehyde, methylated | 497537 | 8222
Soybean oil, polymer with benzoic acid, glycerol, pentaerythritol, phthalic anhydride and trimethylolethane | 491050 | 8223
Soybean oil, Me ester, sulfated, sodium salt | 491043 | 8224
Soybean oil, epoxidized, polymer with formaldehyde and phenol | 491035 | 8225
Soybean oil, epoxidized, ether with ethoxylated sorbitol | 491027 | 8226
Soybean oil, mixed with soybean oil Me esters, sulfated, sodium salts | 491019 | 8227
Soaps, stocks, soya | 491001 | 8228
Soaps, stocks, C16-18 and C18-unsatd. alkyl, acidulated | 490995 | 8229
Soaps, stocks, C14-18 and C16-18-unsatd. alkyl, acidulated | 490987 | 8230
Soaps, stocks, C8-18 and C18-unsatd. alkyl, acidulated | 490979 | 8231
Soaps, stocks, C16-18 and C18-unsatd. alkyl | 490961 | 8232
Soaps, stocks, C14-18 and C16-18-unsatd. alkyl | 490953 | 8233
Soaps, stocks, C8-18 and C18-unsatd. alkyl | 490946 | 8234
Siloxanes and Silicones, Me hydrogen, reaction products with hydrated silica | 490938 | 8235
Siloxanes and Silicones, Me hydrogen, reaction products with 2-(dimethylamino)ethanol | 490920 | 8236
Siloxanes and Silicones, di-Me, polymers with zirconium octanoate (1:?) | 490912 | 8237
Siloxanes and Silicones, di-Me, polymers with Me silsesquioxanes, reaction products with di-Me siloxanes, 2-ethyl-1-hexanol titanium(4+) salt (4:1), iso-Pr alc., iso-Pr alc. titanium(4+) salt and sodium silicate | 490904 | 8238
Siloxanes and Silicones, di-Me, polymers with iso-Pr alc. titanium(4+) salt | 490896 | 8239
Siloxanes and Silicones, di-Me, hydroxy-terminated, polymers with 4-(phenylamino)phenol | 490888 | 8240
Safflower oil, polymer with glycerol, polypropylene glycol and TDI | 490870 | 8241
Rosin, polymer with pentaerythritol, tall oil and tung oil | 490862 | 8242
Rosin, polymer with pentaerythritol and tung oil | 490854 | 8243
Rosin, polymer with glycerol, linoleic acid and phthalic anhydride | 490847 | 8244
Rosin, polymer with formaldehyde, maleic anhydride, phenol and tung oil | 490839 | 8245
Rosin, maleated, polymer with formaldehyde | 490821 | 8246
Siloxanes and Silicones, di-Me, chloro-terminated, reaction products with 4-(phenylamino)phenol | 490813 | 8247
Safflower oil, polymer with glycerol, maleic anhydride, pentaerythritol, phthalic anhydride and soybean oil | 490805 | 8248
Safflower oil, polymer with acrylic acid, benzoic acid, isophthalic acid, Me methacrylate, soybean oil, trimethylolpropane and vinyltoluene | 490797 | 8249
Rosin, sulfurized | 490789 | 8250
Tung oil, polymer with butoxymethanol and o-cresol | 490771 | 8251
Tar acids, cresylic, polymers with formaldehyde and phenol | 490763 | 8252
Tar, coal, dried and oxidized | 490755 | 8253
Tung oil, polymer with m-cresol, p-cresol, 4-ethenylcyclohexene and formaldehyde | 490748 | 8254
Tung oil, polymer with m-cresol, p-cresol and formaldehyde | 490730 | 8255
Tung oil, polymer with 1,3-butadiene, formaldehyde, phenol, styrene and vinyltoluene | 490722 | 8256
Tung oil, polymer with aniline hydrochloride, m-cresol, o-cresol, p-cresol, formaldehyde and phenol | 490714 | 8257
Tallow, oxidized, sodium salt | 490706 | 8258
Tallow, oxidized | 490698 | 8259
Tallow, hydrogenated, reaction products with diethanolamine and polyethylene glycol mono(nonylphenyl) ether | 490680 | 8260
Tall oil, polymer with benzoic acid, pentaerythritol, phthalic anhydride and trimethylolethane | 490672 | 8261
Sulfonic acids, petrolatum, sodium salts | 490664 | 8262
Sulfonic acids, petroleum, calcium sodium salts, reaction products with pine oil and potassium hydroxide | 490656 | 8263
Sulfonic acids, petroleum di-, disodium salts | 490649 | 8264
Soybean oil, winterized | 490631 | 8265
Vinyl acetal polymers, butyrals, polymers with formaldehyde and phenol | 490623 | 8266
Tung oil, polymer with formaldehyde, hexamethylenetetramine, nonylphenol and phenol | 490615 | 8267
Tung oil, polymer with p-tert-butylphenol, formaldehyde and phenol | 490607 | 8268
Castor oil, dehydrated, polymer with phthalic anhydride, soybean oil and trimethylolpropane | 490599 | 8269
Castor oil, dehydrated, polymer with oleic acid, phthalic anhydride, soybean oil, trimethylolpropane and vinyltoluene | 490581 | 8270
Castor oil, dehydrated, polymer with oleic acid, phthalic anhydride, soybean oil and trimethylolpropane | 490573 | 8271
Cashew, nutshell liq., polymer with tall-oil pitch | 490565 | 8272
Cashew, nutshell liq., polymer with 4-ethenylcyclohexene, formaldehyde, phenol and soybean oil | 490557 | 8273
Cashew, nutshell liq., polymer with 4-ethenylcyclohexene, formaldehyde, phenol and p-toluenesulfonic acid | 490540 | 8274
Cashew, nutshell liq., polymer with o-cresol, formaldehyde and phenol | 490532 | 8275
Cashew, nutshell liq., polymer with m-cresol, p-cresol and formaldehyde | 490524 | 8276
Cashew, nutshell liq., polymer with coconut oil, 4-ethenylcyclohexene, formaldehyde and phenol | 490516 | 8277
Cashew, nutshell liq., polymer with butadiene, formaldehyde, phenol, styrene, p-toluenesulfonic acid and vinyltoluene | 490508 | 8278
Cadmium sulfide (CdS), copper and lead-doped | 483297 | 8279
Ethanol, 2-amino-, compd. with phosphonomethylated ethoxylated polyethylenimine | 483289 | 8280
Ethanethiol, 2,2'-[1,2-ethanediylbis(oxy)]bis-, polymer with 1,3-diisocyanatomethylbenzene, .alpha.-hydro-.omega.-hydroxypoly[oxy(methyl-1,2-ethanediyl)] and .alpha.,.alpha.',.alpha.''-1,2,3-propanetriyltris[.omega.-hydroxypoly[oxy(methyl-1,2-ethanediyl)]], 2-propen-1-ol-blocked, reaction products with ethenylethoxydimethylsilane | 483271 | 8281
1,2-Ethanediamine, reaction products with chlorinated isobutylene homopolymer | 483263 | 8282
1,3-Butadiene, 2-chloro-, homopolymer, formaldehyde-resorcinol polymer-modified | 483248 | 8283
1,3-Butadiene, 2-chloro-, homopolymer, butadiene-styrene-vinylpyridine polymer- and formaldehyde-resorcinol polymer-modified | 483230 | 8284
1,3-Butadiene, homopolymer, 3-carboxy-1-cyano-1-methylpropyl-terminated | 483222 | 8285
2,5-Furandione, dihydro-, polyisobutenyl derivs., reaction products with polyethylene glycol oleate | 483214 | 8286
Formaldehyde, polymer with butylphenol and methylphenol, butylated | 483206 | 8287
Fatty acids, tall-oil, esters with ethoxylated propoxylated formaldehyde-p-tert-pentylphenol polymer | 483198 | 8288
Lanthanum bromide oxide (LaBrO), terbium and thulium and ytterbium-doped | 476242 | 8289
Ethanol, 2-amino-, reaction products with 1,3,5-trimethoxy-1,5-dimethyl-1,3,5-triphenyltrisiloxane | 476234 | 8290
Diphosphoric acid, strontium salt (1:2), europium-doped | 476226 | 8291
Chromic acid (H2Cr2O7), sodium salt (1:2), reaction products with (.alpha.R,1R,2R,4aS,8aS)-.alpha.-ethenyldecahydro-2-hydroxy-.alpha.,2,5,5,8a-pentamethyl-1-naphthalenepropanol, hydrogenated | 476218 | 8292
Calcium, acetate coco fatty acids decanoate hydrogenated tallow fatty acids octanoate lead complexes | 476200 | 8293
Cadmium borate oxide (Cd3(BO2)4O), manganese-doped | 476192 | 8294
Benzene, mono-C4-9-alkyl mono-C18-20-alkyl derivs. | 476184 | 8295
Barium cadmium calcium chloride fluoride phosphate, antimony and manganese-doped | 476176 | 8296
Yttrium oxide (Y2O3), europium and terbium-doped | 476168 | 8297
Tungstate (WO42-), calcium (1:1), (T-4)-, lead-doped | 476150 | 8298
Titanium, iso-Pr alc. propylene glycol triethanolamine complexes | 476143 | 8299
Titanium, iso-Pr alc. isostearate complexes | 476135 | 8300
Titanium, ethylene glycol iso-Pr alc. triisopropanolamine complexes | 476127 | 8301
Titanium, ethanolamine iso-Pr alc. triethanolamine complexes | 476119 | 8302
Titanium, diethylene glycol propylene glycol triethanolamine complexes | 476101 | 8303
Titanium, diethylene glycol ethylene glycol triisopropanolamine complexes | 476093 | 8304
Titanium, diethylene glycol ethanolamine triethanolamine complexes | 476085 | 8305
Titanium, branched octanol iso-Pr alc. complexes | 476077 | 8306
Titanium, branched nonanol iso-Pr alc. complexes | 476069 | 8307
Rutile, zinc white | 476051 | 8308
Propanenitrile, 3-amino-, N-(hydrogenated tallow alkyl) derivs. | 476044 | 8309
Propanenitrile, 3-amino-, N-coco alkyl derivs. | 476036 | 8310
Propanenitrile, 3-(C8-10-alkyloxy) derivs. | 476028 | 8311
1-Propanamine, 3-(C8-10-alkyloxy) derivs. | 476010 | 8312
Poly(oxy-1,2-ethanediyl), .omega.-(2-carboxyethoxy)-.omega.'-hydroxy-.alpha.,.alpha.'-(iminodi-2,1-ethanediyl)bis-, N-coco alkyl derivs. | 476002 | 8313
Poly(oxy-1,2-ethanediyl), .alpha.-(2-carboxyethyl)-.omega.-hydroxy-, C13-17-sec-alkyl ethers, sodium salts | 475996 | 8314
Poly(oxy-1,2-ethanediyl), .alpha.-acetyl-.omega.-hydroxy-, lanolin alkyl ethers | 475988 | 8315
Phosphorodithioic acid, mixed O,O-bis(hexyl and iso-Bu) esters, zinc salts | 475970 | 8316
Phosphorodithioic acid, mixed O,O-bis(hexyl and iso-Bu) esters | 475962 | 8317
Phosphorodithioic acid, mixed O,O-bis(2-ethylhexyl and iso-Bu) esters | 475954 | 8318
Phosphorodithioic acid, mixed O,O-bis(sec-Bu and 1,3-dimethylbutyl) esters, zinc salts | 475947 | 8319
Phosphorodithioic acid, mixed O,O-bis(sec-Bu and 1,3-dimethylbutyl) esters | 475939 | 8320
Phosphoric acid, reaction products with urea | 475921 | 8321
Phosphoric acid, magnesium strontium salt, tin-doped | 475913 | 8322
Phenol, 4,4'-(1-methylethylidene)bis-, polymer with 2-(chloromethyl)oxirane, esters with linseed-oil fatty acids | 475905 | 8323
Phenol, dodecyl-, sulfurized, carbonates, calcium salts, overbased | 475897 | 8324
Phenol, dodecyl-, sulfurized, carbonates, calcium salts | 475889 | 8325
Phenol, C18-30-alkyl derivs. | 475871 | 8326
9-Octadecenoic acid (9Z)-, 1,1'-[2-ethyl-2-[[[(9Z)-1-oxo-9-octadecen-1-yl]oxy]methyl]-1,3-propanediyl] ester, sulfated, sodium salts | 475863 | 8327
9-Octadecenoic acid (9Z)-, 1,1'-[2-ethyl-2-(hydroxymethyl)-1,3-propanediyl] ester, sulfated, sodium salts | 475855 | 8328
Octadecanoic acid, reaction products with 2-[(2-aminoethyl)amino]ethanol and urea, acetates (salts) | 475848 | 8329
Octadecanoic acid, ester with 1,2,3-propanetriol, sulfated | 475830 | 8330
Magnesate(1-), trifluoro-, potassium, manganese and zinc-doped | 475822 | 8331
L-Leucine, reaction products with D-glucose | 475814 | 8332
Isooctadecanoic acid, reaction products with tetraethylenepentamine | 475806 | 8333
Imidazolium compounds, 2-C7-17-alkyl-1-(2-carboxyethyl)-4,5-dihydro-3-(hydroxyethyl), inner salts | 475798 | 8334
D-Glucose, reaction products with ammonia | 475780 | 8335
.alpha.-D-Glucopyranoside, .beta.-D-fructofuranosyl, allyl ethers | 475772 | 8336
Germanium magnesium fluoride oxide, manganese-doped | 475764 | 8337
2,5-Furandione, dihydro-, mono-C15-20-alkenyl derivs. | 475756 | 8338
Cellulose, nitrate, reaction products with bis(2-ethylhexyl) phthalate | 475749 | 8339
Cadmium zinc sulfide ((Cd,Zn)S), aluminum and cobalt and copper and silver-doped | 475731 | 8340
Butanoic acid, 2-amino-, N-coco alkyl derivs., compds. with 2-(dimethylamino)ethanol | 475723 | 8341
Butanedioic acid, 2-sulfo-, C-(2-coco amidoethyl) esters, disodium salts | 475715 | 8342
1,2-Benzenedicarboxylic acid, 1,2-bis(2-ethylhexyl) ester, chlorinated | 475707 | 8343
Benzeneacetaldehyde, reaction products with pentanal | 475699 | 8344
Benzene, 1,4-bis(1-methylethyl)-, oxidized, by-products from | 475681 | 8345
Sulfuric acid, reaction products with anthra[2,1,9-def:6,5,10-d'e'f']diisoquinoline-1,3,8,10(2H,9H)-tetrone, by-products from | 475673 | 8346
Aluminum, 9-(2-carboxyphenyl)-3,6-bis(diethylamino)xanthylium benzoate complexes | 475665 | 8347
Aluminum gallium magnesium oxide ((Al,Ga)2MgO4), manganese-doped | 475657 | 8348
Turpentine, oil, polymer with formaldehyde and phenol | 475640 | 8349
Tall-oil pitch, calcium salt | 475632 | 8350
Tall oil, polymer with dipentaerythritol, fumaric acid, pentaerythritol, phthalic anhydride and trimethylolethane | 475624 | 8351
Tall oil, polymer with dipentaerythritol, maleic anhydride, pentaerythritol and phthalic anhydride | 475616 | 8352
Tall oil, polymer with diethylene glycol, isophthalic acid and terephthalic acid | 475608 | 8353
Sulfonic acids, petroleum, calcium salts, overbased | 475590 | 8354
Soybean oil, polymer with glycerol, phthalic anhydride, tung oil and vinyltoluene | 475582 | 8355
Soybean oil, polymer with glycerol, phthalic anhydride, styrene and tung oil | 475574 | 8356
Distillates (petroleum), steam-cracked, C5-18 cracked fraction, polymd., sulfur-crosslinked | 497123 | 8357
Siloxanes and Silicones, di-Me, 3-hydroxypropyl Me, ethers with polyethylene glycol mono-Me ether | 497115 | 8358
Siloxanes and Silicones, 3-cyanopropyl Me, di-Me, Me hydrogen | 497107 | 8359
Siloxanes and Silicones, 3-cyanopropyl Me, di-Me, 3-hydroxypropyl Me, ethers with polyethylene glycol mono-Me ether | 497099 | 8360
Siloxanes and Silicones, 3-cyanopropyl Me, di-Me | 497081 | 8361
Safflower oil, Me ester | 497073 | 8362
Rosin, polymer with isophthalic acid, soybean oil, terephthalic acid and trimethylolethane | 497065 | 8363
Rosin, polymer with bisphenol A, formaldehyde, glycerol, phthalic anhydride and soybean oil | 497057 | 8364
Rosin, polymd., maleated, polymer with pentaerythritol | 497040 | 8365
Resin acids and Rosin acids, esters with glycerol, polymers with tung oil | 497032 | 8366
Resin acids and Rosin acids, esters with glycerol, polymers with tert-butylphenol, formaldehyde, linseed oil and tung oil | 497024 | 8367
Hydrocarbon waxes (petroleum), microcryst., chlorinated, reaction products with naphthalene | 497016 | 8368
Hydrocarbon waxes (petroleum), microcryst., chlorinated | 497008 | 8369
Paraffin waxes and Hydrocarbon waxes, chloro, reaction products with naphthalene | 496992 | 8370
Linseed oil, polymer with formaldehyde, phenol and rosin | 496984 | 8371
Linseed oil, polymer with bisphenol A, epichlorohydrin, pentaerythritol and tung oil | 496976 | 8372
Linseed oil, polymer with benzoic acid, chlorendic anhydride, trimethylolethane and tung oil | 496968 | 8373
Glycerides, mixed coco, palm, palm kernel and soya, hydrogenated | 496950 | 8374
Glycerides, mixed coco, palm, palm kernel and soya mono- and di-, hydrogenated | 496943 | 8375
Glycerides, mixed coco and soya mono- and di-, esters with propylene glycol | 496935 | 8376
Fusel oil, acetate | 496927 | 8377
Fatty acids, wheat germ-oil | 496919 | 8378
Fatty acids, tallow, polymers with isophthalic acid, neopentyl glycol and trimethylolpropane | 496901 | 8379
Fatty acids, tall-oil, polymers with isophthalic acid, tall oil and trimethylolpropane | 496893 | 8380
Fatty acids, tall-oil, Me esters, reaction products with sulfurized lard oil | 496885 | 8381
Fatty acids, soya, polymers with acrylonitrile, crotonic acid, 2-ethylhexyl acrylate, Me methacrylate, pentaerythritol, phthalic anhydride and styrene | 496877 | 8382
Fatty acids, mixed coco and tallow, sodium salts | 496869 | 8383
Fatty acids, fish-oil, hydrogenated | 496851 | 8384
Fatty acids, dehydrated castor-oil, polymers with isophthalic acid, tall oil, tall-oil fatty acids and trimethylolpropane | 496844 | 8385
Fatty acids, dehydrated castor-oil, polymers with dehydrated castor oil, glycerol, phthalic anhydride and soybean oil | 496836 | 8386
Cashew, nutshell liq., polymer with butadiene and styrene | 490490 | 8387
Poly(oxy-1,2-ethanediyl), .omega.-hydroxy-.omega.'-(sulfooxy)-.alpha.,.alpha.'-(iminodi-2,1-ethanediyl)bis-, N-tallow alkyl derivs., monoammonium salts | 490474 | 8388
Poly(oxy-1,2-ethanediyl), .alpha.,.alpha.'-(iminodi-2,1-ethanediyl)bis[.omega.-(sulfooxy)-, N-soya alkyl derivs., diammonium salts | 490466 | 8389
Amides, from 2-[(2-aminoethyl)amino]ethanol and C18-unsatd. fatty acid dimers | 490458 | 8390
Terpenes and Terpenoids, caraway-oil | 490441 | 8391
Terpenes and Terpenoids, sour orange-oil | 490433 | 8392
Terpenes and Terpenoids, bergamot-oil | 490425 | 8393
Terpenes and Terpenoids, anise-oil | 490417 | 8394
Resins, oleo-, paprika | 490409 | 8395
Oils, xeranthemia | 490391 | 8396
Oils, wintergreen | 490383 | 8397
Oils, wheat | 490375 | 8398
Oils, watercress | 490367 | 8399
Terpenes and Terpenoids, lime-oil | 490359 | 8400
Waxes and Waxy substances, ouricury | 490342 | 8401
Turpentine, Venice, sulfurized, hexachlororhodate | 490334 | 8402
Turpentine, Venice, sulfurized | 490326 | 8403
Turpentine, oil, polymd. | 490318 | 8404
Turpentine, oil, oxidized | 490300 | 8405
Terpenes and Terpenoids, vetiver-oil | 490292 | 8406
Terpenes and Terpenoids, thyme-oil | 490284 | 8407
Terpenes and Terpenoids, sinpine | 490276 | 8408
Terpenes and Terpenoids, rosemary-oil | 490268 | 8409
Terpenes and Terpenoids, petitgrain-oil | 490250 | 8410
Terpenes and Terpenoids, pennyroyal-oil | 490243 | 8411
Terpenes and Terpenoids, nutmeg-oil | 490235 | 8412
Terpenes and Terpenoids, mixed grapefruit-oil and shaddock-oil | 490227 | 8413
Terpenes and Terpenoids, mixed sour and sweet orange-oil | 490219 | 8414
Fatty acids, coco, Me esters, compds. with diethanolamine | 490201 | 8415
Oils, palmarosa, formylated | 490193 | 8416
Oils, rosemary, terpene-free | 490185 | 8417
Oils, sandalwood, acetylated | 490177 | 8418
Oils, Schinus molle | 490169 | 8419
Oils, Fucus vesiculosus | 490151 | 8420
Oils, sweet birch | 490144 | 8421
Oils, St.-John's-wort | 490136 | 8422
Oils, spinach | 490128 | 8423
Oils, spike, acetylated, terpene-free | 490110 | 8424
Oils, spearmint, terpene-free | 490102 | 8425
Oils, shallot | 490094 | 8426
Oils, Thujopsis dolabrata | 490086 | 8427
Pitch, vegetable-oil | 490078 | 8428
Oils, Tropaeolum majus | 490060 | 8429
Oils, treemoss, resinoid | 490052 | 8430
Oils, tomato leaf | 490045 | 8431
Oils, tomato | 490037 | 8432
Oils, thyme, acetylated | 490029 | 8433
Oils, Thuja plicata | 490011 | 8434
Oils, vetiver, acetylated | 490003 | 8435
Terpenes and Terpenoids, lemon-oil | 489997 | 8436
Terpenes and Terpenoids, grapefruit-oil | 489989 | 8437
Terpenes and Terpenoids, geranium-oil | 489971 | 8438
Terpenes and Terpenoids, eucalyptus-oil | 489963 | 8439
Terpenes and Terpenoids, clove-oil | 489955 | 8440
Terpenes and Terpenoids, cassia-oil | 489948 | 8441
Isooctanol, reaction products with phosphorus oxide (P2O5) and polyethylene glycol monotridecyl ether | 483164 | 8442
Oxirane, 2-(chloromethyl)-, polymer with oxirane, reaction products with ammonia, sulfate (salt) | 483156 | 8443
9-Octadecenoic acid (9Z)-, dimer, polymer with formaldehyde-phenol polymer glycidyl ether | 483149 | 8444
9,12-Octadecadienoic acid (9Z,12Z)-, dimer, polymer with N1-(2-aminoethyl)-1,2-ethanediamine, 2-(chloromethyl)oxirane and 4,4'-(1-methylethylidene)bis[phenol], reaction products with 2,4,6-tris[2-(dimethylamino)ethyl]phenol, acetate (salt) | 483131 | 8445
Phenol, polypropene derivs. | 483123 | 8446
Phenol, 4,4'-(1-methylethylidene)bis-, polymer with 2-(chloromethyl)oxirane, 2-butoxyethyl ether | 483115 | 8447
Phenol, 4,4'-(1-methylethylidene)bis-, polymer with 2-(chloromethyl)oxirane, 2-butoxyethyl butyl ether | 483107 | 8448
Poly(oxy-1,2-ethanediyl), .alpha.-(1-oxotetradecyl)-.omega.-hydroxy-, C12-15-alkyl ethers | 483099 | 8449
Poly(oxy-1,2-ethanediyl), .alpha.-(1-oxodecyl)-.omega.-hydroxy-, C12-15-alkyl ethers | 483081 | 8450
Poly(oxy-1,2-ethanediyl), .alpha.-(nonylsulfophenyl)-.omega.-hydroxy-, branched | 483073 | 8451
1-Propene, polymer with ethene, oxidized | 483065 | 8452
Poly[oxy(methyl-1,2-ethanediyl)], .alpha.-hydro-.omega.-hydroxy-, polymer with 1,3-diisocyanatomethylbenzene, tetraethylenepentamine-terminated | 483057 | 8453
Poly(oxy-1,2-ethanediyl), .alpha.-(1,1,3,3-tetramethylbutyl)-.omega.-hydroxy-, reaction products with polyethylene and potassium hydroxide | 483040 | 8454
Sulfamic acid, reaction products with polyethylene-polypropylene glycol | 483032 | 8455
Starch, reaction products with epichlorohydrin, ester with thioperoxydicarbonic acid ([(HO)C(S)]2S2) | 483024 | 8456
2-Propenoic acid, 2-methyl-, polymer with butyl 2-propenoate, ethenylbenzene and methyl 2-methyl-2-propenoate, zinc complex | 483016 | 8457
2-Propenoic acid, 2-methyl-, polymer with butyl 2-propenoate and ethyl 2-propenoate, reaction products with 2-(dimethylamino)ethanol | 483008 | 8458
2-Propenoic acid, 2-methyl-, 1,1'-[2-ethyl-2-[[(2-methyl-1-oxo-2-propen-1-yl)oxy]methyl]-1,3-propanediyl] ester, polymer with ethenylbenzene, reaction products with 2-(dimethylamino)ethanol | 482992 | 8459
2-Propenoic acid, 2-methyl-, 1,1'-[2-ethyl-2-[[(2-methyl-1-oxo-2-propen-1-yl)oxy]methyl]-1,3-propanediyl] ester, polymer with ethenylbenzene, chloromethylated | 482984 | 8460
2-Propenoic acid, 2-methyl-, 1,1'-(1,2-ethanediyl) ester, polymer with diethenylbenzene, ethenylbenzene and ethenylethylbenzene, chloromethylated | 482976 | 8461
2-Propenoic acid, polymer with 1,3-butadiene and 2-propenenitrile, 3-carboxy-1-cyano-1-methylpropyl-terminated, 2-hydroxy-3-[(1-oxo-2-propen-1-yl)oxy]propyl ester | 482968 | 8462
2-Propenoic acid, polymer with 1,3-butadiene and 2-propenenitrile, 3-carboxy-1-cyano-1-methylpropyl-terminated | 482950 | 8463
2-Propenoic acid, methyl ester, homopolymer, hydrolyzed | 482943 | 8464
2-Propenoic acid, homopolymer, sulfurized | 482935 | 8465
2-Propenenitrile, polymer with 1,3-butadiene, 3-carboxy-1-cyano-1-methylpropyl-terminated, 2-hydroxy-3-[(1-oxo-2-propen-1-yl)oxy]propyl ester | 482927 | 8466
2-Propenenitrile, polymer with 1,3-butadiene, 3-carboxy-1-cyano-1-methylpropyl-terminated | 482919 | 8467
Sulfurous acid, sodium salt (1:1), reaction products with polyethylene glycol monotridecyl ether and succinic anhydride | 482901 | 8468
Sulfamic acid, reaction products with polyethylenimine | 482893 | 8469
Sulfamic acid, reaction products with formaldehyde and polyethylenimine | 482885 | 8470
2-Propenoic acid, ethyl ester, polymer with methylated ethylenediamine | 482877 | 8471
Poly[oxy(methyl-1,2-ethanediyl)], .alpha.-(nonylphenyl)-.omega.-hydroxy-, branched | 482869 | 8472
Poly(oxy-1,2-ethanediyl), .alpha.-sulfo-.omega.-(dinonylphenoxy)-, branched, sodium salt | 482851 | 8473
Poly(oxy-1,2-ethanediyl), .alpha.-sulfo-.omega.-(nonylphenoxy)-, branched, sodium salt | 482844 | 8474
Poly(oxy-1,2-ethanediyl), .alpha.-sulfo-.omega.-hydroxy-, C12-14-alkyl ethers, sodium salts | 482836 | 8475
Poly(oxy-1,2-ethanediyl), .alpha.-sulfo-.omega.-(dinonylsulfophenoxy)-, branched, disodium salt | 482828 | 8476
Poly(oxy-1,2-ethanediyl), .alpha.-sulfo-.omega.-(dinonylsulfophenoxy)-, branched, diammonium salt | 482810 | 8477
Poly(oxy-1,2-ethanediyl), .alpha.-sulfo-.omega.-(dinonylsulfophenoxy)-, branched | 482802 | 8478
Poly(oxy-1,2-ethanediyl), .alpha.-sulfo-.omega.-(dinonylphenoxy)-, branched | 482794 | 8479
Poly(oxy-1,2-ethanediyl), .alpha.-sulfo-.omega.-(nonylphenoxy)-, branched | 482786 | 8480
Poly(oxy-1,2-ethanediyl), .alpha.-sulfo-.omega.-(dinonylphenoxy)-, branched, ammonium salt | 482778 | 8481
Poly(oxy-1,2-ethanediyl), .alpha.-sulfo-.omega.-hydroxy-, C13-17-branched alkyl ethers, ammonium salts | 482760 | 8482
Poly(oxy-1,2-ethanediyl), .alpha.-sulfo-.omega.-hydroxy-, C11-15-branched alkyl ethers, ammonium salts | 482752 | 8483
Poly(oxy-1,2-ethanediyl), .alpha.-sulfo-.omega.-hydroxy-, C8-10-alkyl ethers, ammonium salts | 482745 | 8484
Poly(oxy-1,2-ethanediyl), .alpha.-phosphono-.omega.-(pentadecyloxy)-, branched | 482737 | 8485
Poly(oxy-1,2-ethanediyl), .alpha.,.alpha.'-phosphinicobis[.omega.-(pentadecyloxy)-, branched | 482729 | 8486
Poly(oxy-1,2-ethanediyl), .alpha.,.alpha.'-phosphinicobis[.omega.-(tridecyloxy)-, branched | 482711 | 8487
Poly(oxy-1,2-ethanediyl), .alpha.-(1-oxooctadecyl)-.omega.-hydroxy-, C11-15-alkyl ethers | 482703 | 8488
Poly(oxy-1,2-ethanediyl), .alpha.-(dinonylsulfophenyl)-.omega.-hydroxy-, branched, sodium salt | 482695 | 8489
Poly(oxy-1,2-ethanediyl), .alpha.-(dinonylsulfophenyl)-.omega.-hydroxy-, branched, ammonium salt | 482687 | 8490
Poly(oxy-1,2-ethanediyl), .alpha.-(dinonylsulfophenyl)-.omega.-hydroxy-, branched | 482679 | 8491
Poly(oxy-1,2-ethanediyl), .alpha.-(dinonylphenyl)-.omega.-hydroxy-, branched | 482661 | 8492
Poly(oxy-1,2-ethanediyl), .alpha.-(carboxymethyl)-.omega.-(pentadecyloxy)-, branched, sodium salt | 482653 | 8493
Poly(oxy-1,2-ethanediyl), .alpha.-(carboxymethyl)-.omega.-(tridecyloxy)-, branched, sodium salt | 482646 | 8494
3,6,9,12,15-Pentaoxaheptadecanoic acid, 17-(pentadecyloxy)-, branched, sodium salt | 482638 | 8495
Oxirane, 2-methyl-, polymer with oxirane, ether with .beta.-D-fructofuranosyl .alpha.-D-glucopyranoside, reaction products with TDI | 482620 | 8496
Oxirane, 2-methyl-, polymer with oxirane, ether with .beta.-D-fructofuranosyl .alpha.-D-glucopyranoside, reaction products with 1,3-bis(3-isocyanatomethylphenyl)-1,3-diazetidine-2,4-dione and 1,3,5-tris(3-isocyanatomethylphenyl)-1,3,5-triazine-2,4,6(1H,3H,5H)-trione | 482612 | 8497
Soybean oil, polymer with glycerol, isophthalic acid, terephthalic acid and trimethylolethane | 475566 | 8498
Soybean oil, polymer with dipentaerythritol, isophthalic acid, pentaerythritol, TDI and terephthalic acid | 475558 | 8499
Soybean oil, polymer with dipentaerythritol, glycerol, pentaerythritol, phthalic anhydride and TDI | 475541 | 8500
Soybean oil, polymd., polymer with pentaerythritol and phthalic anhydride | 475533 | 8501
Soybean oil, hydrated | 475525 | 8502
Soybean oil, deodorizer distillate | 475517 | 8503
Soybean oil, break material | 475509 | 8504
Safflower oil, polymer with phthalic anhydride, styrene and trimethylolethane | 475491 | 8505
Rosin, polymer with p-tert-butylphenol, formaldehyde, glycerol, phthalic anhydride, soybean oil and tung oil | 475483 | 8506
Rosin, polymer with acrylic acid, hydrogenated rosin and pentaerythritol | 475475 | 8507
Rosin, maleated, polymer with formaldehyde, (1,1,3,3-tetramethylbutyl)phenol and tripentaerythritol | 475467 | 8508
Rosin, low-boiling fraction | 475459 | 8509
Resin acids and Rosin acids, polymd., compds. with coco alkylamines | 475442 | 8510
Quaternary ammonium compounds, N-(2-hydroxypropyl)-N,N',N',N'-tetramethyl-N-tallow alkyltrimethylenedi-, dichlorides | 475434 | 8511
Quaternary ammonium compounds, dimethylditallow alkyl, chlorides | 475426 | 8512
1-Propanaminium, 3-[(3-aminopropyl)amino]-N,N,N-trimethyl-, N-(C18-unsatd. and C18-unsatd. dimer acyl) derivs., Me sulfates | 475418 | 8513
Quaternary ammonium compounds, coco alkylbis(hydroxyethyl)methyl, nitrites (salts) | 475400 | 8514
Oils, walnut, conjugated, polymers with p-tert-butylphenol, formaldehyde, maleic anhydride, pentaerythritol, rosin and tung oil | 475392 | 8515
Oils, mustard, iso-Bu esters | 475384 | 8516
Fats and Glyceridic oils, menhaden, polymers with pentaerythritol, phthalic anhydride, soybean oil and 2,4-TDI | 475376 | 8517
Linseed oil, epoxidized, polymer with acrylic acid | 475368 | 8518
Linseed oil, polymer with pentaerythritol, rosin and tung oil | 475350 | 8519
Linseed oil, polymer with isophthalic acid, pentaerythritol and TDI | 475343 | 8520
Linseed oil, polymer with glycerol, isophthalic acid, terephthalic acid and trimethylolpropane | 475335 | 8521
Linseed oil, polymer with glycerol, isophthalic acid, terephthalic acid and trimethylolethane | 475327 | 8522
Linseed oil, polymer with benzoic acid, isophthalic acid, terephthalic acid, trimethylolethane and tung oil | 475319 | 8523
Naphtha (petroleum), light, sweetened | 475301 | 8524
Gases (petroleum), C2-4, sweetened | 475293 | 8525
Gases (petroleum), catalytic cracking | 475285 | 8526
Glycerides, tallow mono- and di-, ethoxylated propoxylated | 475277 | 8527
Fuel gases, refinery, unsweetened | 475269 | 8528
Fuel gases, refinery, sweetened | 475251 | 8529
Fatty acids, vegetable-oil, polymers with ethylene glycol, glycerol, pentaerythritol and phthalic anhydride | 475244 | 8530
Fatty acids, vegetable-oil, polymers with benzoic acid, isophthalic acid, trimellitic anhydride and trimethylolethane | 475236 | 8531
Fatty acids, vegetable-oil, polymers with acrylonitrile, Me methacrylate, pentaerythritol, phthalic anhydride, trimethylolethane and vinyltoluene | 475228 | 8532
Fatty acids, vegetable-oil, compds. with triethanolamine | 475210 | 8533
Fatty acids, vegetable-oil, compds. with ethanolamine | 475202 | 8534
Tallow, Bu ester | 475194 | 8535
Fatty acids, tall-oil, polymers with glycerol, pentaerythritol, Ph Pr siloxanes and phthalic anhydride | 475186 | 8536
Fatty acids, C18-unsatd., dimers, polymers with linseed oil, pentaerythritol, phthalic anhydride, rosin and tall-oil fatty acids | 496828 | 8537
Fatty acids, C18-unsatd., dimers, polymers with glycerol, phthalic anhydride and safflower oil | 496810 | 8538
Fatty acids, C18-unsatd., dimers, polymers with ethylene glycol, phthalic anhydride, propylene glycol and trimethylolethane | 496802 | 8539
Fatty acids, C18-unsatd., dimers, polymers with ethylene glycol and trimethylolethane | 496794 | 8540
Fatty acids, C18-unsatd., dimers, polymers with acrylic acid and epichlorohydrin | 496786 | 8541
Fatty acids, C18-unsatd., dimers, polymd. | 496778 | 8542
Fatty acids, cottonseed-oil, polymers with dehydrated castor-oil fatty acids, pentaerythritol and phthalic anhydride | 496760 | 8543
Fatty acids, coco, hydrogenated | 496752 | 8544
Fatty acids, coco, esters with 2-mercaptoethanol | 496745 | 8545
Fatty acids, castor-oil, Me esters, hydrogenated | 496737 | 8546
Castor oil, polymer with tricresyl phosphate | 496729 | 8547
Castor oil, polymer with 2-hydroxyethyl methacrylate, methacrylic acid and styrene | 496711 | 8548
Cashew, nutshell liq., polymer with coal tar, formaldehyde and hexamethylenetetramine | 496703 | 8549
Tar acids, cresylic, polymers with acrylonitrile, cashew nutshell liq., hexamethylenetetramine, sulfur, sulfuric acid and zinc oxide | 496695 | 8550
Fatty acids, C10-18-neo- | 496687 | 8551
Fatty acids, C9-13-neo- | 496679 | 8552
Amides, from diethylenetriamine, tall-oil fatty acids and triethylenetetramine | 496661 | 8553
Amides, coco, N-[2-[bis(2-hydroxyethyl)amino]-2-oxoethyl]-N-methyl | 496653 | 8554
Nonene, hydroformylation products | 496646 | 8555
Octene, hydroformylation products, low-boiling | 496638 | 8556
Pentene, hydroformylation products, low-boiling | 496620 | 8557
Deoxyribonucleic acids, salmon sperm | 496612 | 8558
Terpenes and Terpenoids, turpentine-oil residues | 496604 | 8559
Sunflower meal | 496596 | 8560
Sulfonic acids, C14-18-alkane hydroxy and C12-20-alkapolyene and C14-18-alkene and C12-20-alkene hydroxy, sodium salts | 496588 | 8561
Sulfonic acids, C14-18-alkane hydroxy and C12-20-alkapolyene and C14-18-alkene and C12-20-alkene hydroxy | 496570 | 8562
Polysulfides, di-tert-Bu | 496562 | 8563
Imidazolium compounds, 2-(C15 and C17-unsatd. alkyl)-1-[2-(C16 and C18-unsatd. amido)ethyl]-1-ethyl-4,5-dihydro, Et sulfates | 496554 | 8564
Glycerides, C8-18 and C16-18-unsatd., reaction products with dodecylbenzene manufg. wastes, bisulfited, sodium salts | 496547 | 8565
Globulins, cucurbit seed | 496539 | 8566
Fatty acids, vegetable-oil, polymd., unreacted fraction | 496521 | 8567
Fatty acids, C18-unsatd., trimers | 496513 | 8568
Fatty acids, C18-unsatd., dimers, esters with triethanolamine | 496505 | 8569
1,3-Propanediol, 2,2-bis(hydroxymethyl)-, tetra-C4-9 carboxylates | 496497 | 8570
Fatty acids, C14-16, palmitic acid distillate residues | 496489 | 8571
Fatty acids, coco, light fractions | 496471 | 8572
Fatty acids, coco, heavy fractions | 496463 | 8573
Fatty acids, C12-18, Me esters | 496455 | 8574
Fatty acids, C6-10, Me esters | 496448 | 8575
1,3-Propanediol, 2,2'-[oxybis(methylene)]bis[2-(hydroxymethyl)-, hexa-C4-9 carboxylates | 496430 | 8576
Fatty acids, C18 and C18-unsatd., Me esters | 496422 | 8577
Fatty acids, C16-20 and C16-18-unsatd., Me esters | 496414 | 8578
Fatty acids, C12-18 and C18-unsatd., diesters with 4,8,12,16,20-pentaoxatricosene-1,2,6,10,14,18,22,23-octol | 496406 | 8579
Fatty acids, C16-20 and C18-unsatd. | 496398 | 8580
Fatty acids, C14-18-branched and linear | 496380 | 8581
Fatty acids, C16-20 | 496372 | 8582
Fatty acids, C8-10 | 496364 | 8583
Fatty acids, C6-10 | 496356 | 8584
Oils, peppermint, acetylated | 489930 | 8585
Oils, black pepper, terpene-free | 489922 | 8586
Oils, patchouli, oxalates | 489914 | 8587
Oils, parsnip | 489906 | 8588
Oils, maple | 489898 | 8589
Oils, mandarin, terpene-free | 489880 | 8590
Oils, magnolia | 489872 | 8591
Oils, mint, Mentha arvensis piperascens | 489864 | 8592
Oils, mixed grapefruit and shaddock, terpene-free | 489856 | 8593
Oils, mint, Mentha citrata, acetals | 489849 | 8594
Oils, mint, Mentha citrata | 489831 | 8595
Oils, mint, Mentha arvensis piperascens, terpene-free | 489823 | 8596
Oils, mushroom | 489815 | 8597
Oils, Narcissus poeticus | 489807 | 8598
Oils, oakmoss | 489799 | 8599
Oils, Ocotea pretiosa | 489781 | 8600
Oils, orange, sweet, psoralen-free | 489773 | 8601
Oils, orange, sweet, de-oiled | 489765 | 8602
Oils, Osmanthus fragrans | 489757 | 8603
Oils, reseda | 489740 | 8604
Oils, privet | 489732 | 8605
Oils, poplar leaf-bud | 489724 | 8606
Oils, pine, sulfurized | 489716 | 8607
Oils, pine, polymd. | 489708 | 8608
Oils, ho-sho, acetates | 489690 | 8609
Oils, horehound | 489682 | 8610
Oils, Ilex paraguayensis | 489674 | 8611
Oils, karo-karounde | 489666 | 8612
Oils, Juniperus phoenicea | 489658 | 8613
Oils, lavandin, acetylated | 489641 | 8614
Oils, lilac | 489633 | 8615
Oils, Liatris odoratissima, coumarin-free | 489625 | 8616
Oils, lemon, psoralen-free | 489617 | 8617
Oils, lemon, pectin-free | 489609 | 8618
Oils, lemongrass, acetylated, hydrogenated | 489591 | 8619
Oils, lavender, terpene-free | 489583 | 8620
Oils, lily | 489575 | 8621
Oils, lime, terpene-free | 489567 | 8622
Oils, lime, psoralen-free | 489559 | 8623
Oils, lily-of-the-valley | 489542 | 8624
Oils, linden | 489534 | 8625
Oils, mint, Mentha aquatica | 489526 | 8626
Oils, maple-bark | 489518 | 8627
Balsams, copaiba, sulfurized | 489500 | 8628
Balsams, copaiba, polymd. | 489492 | 8629
Oils, bran | 489484 | 8630
Oils, caraway, terpene-free | 489476 | 8631
Oils, camphor, mixed with Ocotea pretiosa oil, hydrogenated | 489468 | 8632
Oils, camellia | 489450 | 8633
Oils, Buxus sempervirens | 489443 | 8634
Oils, cedarwood, oxidized | 489435 | 8635
Oils, Centaurea cyanus | 489427 | 8636
Oils, cedrela wood | 489419 | 8637
Oxirane, 2-methyl-, polymer with oxirane, mono-C10-16-alkyl ethers, phosphates, potassium salts | 482604 | 8638
Oxirane, 2-methyl-, polymer with oxirane, mono-C10-16-alkyl ethers, phosphates, sodium salts | 482596 | 8639
Oxirane, 2-methyl-, polymer with oxirane, mono(nonylphenyl) ether, branched | 482588 | 8640
2-Oxepanone, polymer with 1,1'-methylenebis[4-isocyanatobenzene] and oxybis[propanol], isocyanate-terminated | 482570 | 8641
Hexanedioic acid, polymer with 1,1'-methylenebis[4-isocyanatobenzene] and 2,2'-oxybis[ethanol], isocyanate-terminated | 482562 | 8642
Hexanedioic acid, polymer with 1,3-diisocyanatomethylbenzene, 2-ethyl-2-(hydroxymethyl)-1,3-propanediol and 1,3-isobenzofurandione, isocyanate-terminated | 482554 | 8643
Hexanedioic acid, polymer with butanedioic acid, 1,2-ethanediol and pentanedioic acid, reaction products with TDI | 482547 | 8644
2,5-Furandione, reaction products with propene tetramer | 482539 | 8645
Ethene, tetrafluoro-, homopolymer, .alpha.-fluoro-.omega.-(2-hydroxyethyl)-, citrate, reaction products with 1,6-diisocyanatohexane | 482521 | 8646
1,3-Butadiene, 2-methyl-, homopolymer, of cis-1,4-configuration, sulfurized | 482505 | 8647
Benzenesulfonic acid, mono-C10-16-alkyl derivs., compds. with diethanolamine | 482497 | 8648
Benzenesulfonamide, ar-methyl-, polymer with formaldehyde and 1,3,5-triazine-2,4,6-triamine, butylated | 482489 | 8649
Benzene, ethenyl-, homopolymer, chloromethylated, reaction products with ammonia | 482471 | 8650
Benzene, mono-C10-16-alkyl derivs. | 482463 | 8651
1-Aziridineethanol, homopolymer, reaction products with benzyl chloride | 482455 | 8652
Ethanol, 2,2',2''-nitrilotris-, compds. with polyethylene glycol mono-C12-18-alkyl ethers phosphates | 482430 | 8653
Hexanedioic acid, polymer with 1,3-isobenzofurandione and 1,2-propanediol, diesters with C8-18 and C18-unsatd. fatty acids | 482422 | 8654
Hexanedioic acid, polymer with 1,3-butanediol, diesters with C14-18 fatty acids | 482414 | 8655
Poly(oxy-1,2-ethanediyl), .alpha.-(3-carboxy-1-oxosulfopropyl)-.omega.-hydroxy-, ethers with lanolin alcs., disodium salts | 482406 | 8656
Oxirane, 2-methyl-, polymer with oxirane, mono-C10-12-alkyl ethers, phosphates, potassium salts | 482398 | 8657
Poly(oxy-1,2-ethanediyl), .alpha.-hydro-.omega.-hydroxy-, mono-C11-15-branched alkyl ethers, phosphates, potassium salts | 482380 | 8658
Poly(oxy-1,2-ethanediyl), .alpha.-sulfo-.omega.-hydroxy-, C10-12-alkyl ethers, ammonium salts | 482372 | 8659
Alkenes, C2-3, hydroformylation products, hydrolyzed | 482364 | 8660
Castor oil, polymer with acrylonitrile, light arom. petroleum solvent naphtha, linseed oil, Me methacrylate, stearyl methacrylate and vinyltoluene | 482356 | 8661
Sulfuric acid, mono-C12-15-alkyl esters, sodium salts | 482208 | 8662
Fatty acids, tall-oil, polymers with glycerol, linseed oil, pentaerythritol and TDI | 475178 | 8663
Fatty acids, tall-oil, polymers with glycerol, isophthalic acid, linseed oil, pentaerythritol, phthalic anhydride and soybean oil | 475160 | 8664
Fatty acids, tall-oil, polymers with epoxidized soybean oil, polyethylene glycol mono(nonylphenyl) ether and trimethylolethane | 475152 | 8665
Fatty acids, tall-oil, polymers with dipentaerythritol, ethylene glycol, glycerol, pentaerythritol, phthalic anhydride and tall oil | 475145 | 8666
Fatty acids, tall-oil, polymers with p-tert-butylbenzoic acid and epoxidized soybean oil | 475137 | 8667
Fatty acids, tall-oil, polymers with bisphenol A, epichlorohydrin and tall-oil resin acid dimers | 475129 | 8668
Fatty acids, tall-oil, mixed with oleic acid, sulfated, potassium salts | 475111 | 8669
Fatty acids, tall-oil, esters with propylene glycol monooleate | 475103 | 8670
Fatty acids, tall-oil, esters with polyethylene glycol mono(nonylphenyl) ether, sulfated | 475095 | 8671
Fatty acids, tall-oil, esters with polyethylene glycol mono(nonylphenyl) ether, polymd., oxidized, bisulfited | 475087 | 8672
Fatty acids, linseed-oil, calcium salts | 475079 | 8673
Fatty acids, lard-oil, Me esters, chlorinated | 475061 | 8674
Fatty acids, C18-unsatd., dimers, hydrogenated | 475053 | 8675
Fatty acids, C14-18-unsatd., compds. with morpholine | 475046 | 8676
Fatty acids, C14-18-unsatd., compds. with isopropanolamine | 475038 | 8677
Fatty acids, coco, polymers with adipic acid, glutaric acid, propylene glycol and succinic anhydride | 475020 | 8678
Fatty acids, C16-18, lithium salts | 475012 | 8679
Fatty acids, C16-22, lithium salts | 475004 | 8680
Copals, polymers with maleic anhydride, pentaerythritol, rosin and soybean oil | 474999 | 8681
Coconut oil, potassium salt | 474981 | 8682
Coconut oil, polymer with phthalic anhydride, styrene and trimethylolethane | 474973 | 8683
Coconut oil, polymer with formaldehyde, 6-phenyl-1,3,5-triazine-2,4-diamine, phthalic anhydride, styrene and trimethylolethane | 474965 | 8684
Castor oil, polymer with pentaerythritol, phthalic anhydride, soybean oil, styrene and vinyltoluene | 474957 | 8685
Castor oil, polymer with glycerol, isophthalic acid and linseed oil | 474940 | 8686
Castor oil, polymer with diethylene glycol, phthalic anhydride and trimethylolethane | 474932 | 8687
Castor oil, polymer with azelaic acid, glycerol and phthalic anhydride | 474924 | 8688
Castor oil, polymer with azelaic acid and glycerol | 474916 | 8689
Castor oil, dehydrated, polymd., polymer with tert-butylphenol, formaldehyde, maleic anhydride, pentaerythritol, rosin and tung oil | 474908 | 8690
Amines, N,N,N'-trimethyl-N'-tallow alkyltrimethylenedi- | 474890 | 8691
Amines, ditallow alkyl | 474882 | 8692
Amines, disoya alkyl | 474874 | 8693
Amides, tallow, hydrogenated, N,N-bis(hydroxyethyl), ethoxylated | 474866 | 8694
Amides, rice-oil, N,N'-(iminodi-2,1-ethanediyl)bis- | 474858 | 8695
Amides, linseed-oil, maleated, N,N-di-Et | 474841 | 8696
Amides, tallow, hydrogenated, N-(hydroxyethyl)-N,N'-ethylenebis- | 474833 | 8697
Amides, C18-unsatd. and C18-unsatd. dimers, N-[3-(C18-unsatd. and C18-unsatd. dimer amido)propyl]-N-(3-methoxypropyl) | 474825 | 8698
Amides, C18 and C18-unsatd. and C18-unsatd. dimers, N-(3-aminopropyl)-N-(3-methoxypropyl) | 474817 | 8699
Fatty acids, tallow, polymers with isophthalic acid, rosin, terephthalic acid and trimethylolpropane | 474809 | 8700
Alkenes, C6-7 .alpha.- | 474791 | 8701
Resin acids and Rosin acids, polymd., calcium salts | 474783 | 8702
Residues (petroleum), coker scrubber, condensed-ring-arom.-contg. | 474775 | 8703
Naphtha (petroleum), unsweetened | 474767 | 8704
Naphtha (petroleum), light polymn. | 474759 | 8705
Naphtha (petroleum), heavy polymn. | 474742 | 8706
Naphtha (petroleum), catalytic cracked light distd. | 474734 | 8707
Carboxylic acids, di-, C6-12, compds. with ethanolamine (1:2) | 496349 | 8708
Carboxylic acids, di-, C4-11 | 496331 | 8709
Carboxylic acids, C6-18 and C8-15-di-, hydrogenated | 496323 | 8710
Carboxylic acids, C6-18 and C8-15-di- | 496315 | 8711
Carboxylic acids, C6-18 and C5-15-di- | 496307 | 8712
Carboxylic acids, C1-5 | 496299 | 8713
Amines, C11-14-tert-alkyl, acetates | 496281 | 8714
Alcohols, C6-12, ethoxylated propoxylated | 496273 | 8715
Alcohols, C4-5, amino, compds. with oxidized polyethylene | 496265 | 8716
Alcohols, C2-20, aluminum salts | 496257 | 8717
Extract oils (coal), tar base, collidine fraction | 496240 | 8718
Turpentine, oil, formate | 496232 | 8719
Turpentine, oil, acetate | 496224 | 8720
Tar acids, cresylic, polymers with formaldehyde, phenol and 4-(1,1,3,3-tetramethyl butyl)phenol | 496216 | 8721
Soybean oil, polymer with glycerol, isophthalic acid and terephthalic acid | 496208 | 8722
Soybean oil, polymer with benzoic acid, phthalic anhydride and trimethylolethane | 496190 | 8723
Siloxanes and Silicones, di-Me, [(methylsilylidyne)tris(oxy)]tris-, hydroxy-terminated, ethers with polyethylene-polypropylene glycol mono-Bu ether | 496182 | 8724
Siloxanes and Silicones, di-Me, 3-hydroxypropyl Me, ethoxylated propoxylated | 496174 | 8725
Siloxanes and Silicones, di-Me, 3-hydroxypropyl Me, ethoxylated | 496166 | 8726
Zirconium oxide (ZrO2), lime stablized | 496158 | 8727
2,6-Octadienal, 3,7-dimethyl-, reaction products with acetone, by-products from, distn. lights | 496141 | 8728
Silanamine, 1,1,1-trimethyl-N-(trimethylsilyl)-, reaction products with ammonia, octamethylcyclotetrasiloxane and silica | 496133 | 8729
1-Propanol, 2,3-dibromo-, distn. residues, phosphates, reaction products with epichlorohydrin | 496125 | 8730
1-Propanol, 2,3-dibromo-, distn. residues, phosphates | 496117 | 8731
1,3-Propanediol, 2-ethyl-2-(hydroxymethyl)-, C5-9 carboxylates | 496109 | 8732
Fatty acids, C12-18, triesters with .alpha.,.alpha.',.alpha.''-(nitrilotri-2,1-ethanediyl)tris[.omega.-hydroxypoly(oxy-1,2-ethanediyl)] | 496091 | 8733
Phosphoric acid, mixed esters with 2-ethyl-1-hexanol and polyethylene glycol monotridecyl ether, potassium salts | 496083 | 8734
Phosphoric acid, mixed esters with 2-ethyl-1-hexanol and polyethylene glycol monotridecyl ether, potassium salts, compds. with triethanolamine | 496075 | 8735
Phosphoric acid, mixed esters with 2-ethyl-1-hexanol and polyethylene glycol monotridecyl ether | 496067 | 8736
Phosphoric acid, methylphenyl diphenyl ester, brominated | 496059 | 8737
Phenol, isopropylated, phosphate (3:1) | 496034 | 8738
Phenol, isobutylenated, phosphate (3:1) | 496026 | 8739
2,6-Octadien-1-ol, 3,7-dimethyl-, (2Z)-, hydrogenation products, 3,7-dimethyl-6-octen-1-ol-free | 496018 | 8740
9-Octadecenoic acid, 12-hydroxy-, (9Z,12R)-, reaction products with N1,N1-dimethyl-1,3-propanediamine, ricinoleates (salts) | 496000 | 8741
Octadecanoic acid, hydroxy-, reaction products with N1,N1-dimethyl-1,3-propanediamine, hydroxyoctadecanoates (salts) | 495994 | 8742
9-Octadecenoic acid (9Z)-, mixed with lauryl oleate, sulfated, sodium salts | 495986 | 8743
Nonanoic acid, reaction products with 5,5-dimethyl-1,3-bis(2-oxiranylmethyl)-2,4-imidazolidinedione and 5,5-dimethyl-3-[2-(2-oxiranylmethoxy)propyl]-1-(2-oxiranylmethyl)-2,4-imidazolidinedione | 495978 | 8744
Nonanedioic acid, mixed esters with heptanoic acid and pentaerythritol | 495960 | 8745
Nonanedioic acid, mixed esters with butyric acid, heptanoic acid and pentaerythritol | 495952 | 8746
L-Methionine, reaction products with propylene glycol | 495945 | 8747
4,6,10-Dodecatrien-3-one, 7,11-dimethyl-, cyclized, by-products from, fractionation residues | 495937 | 8748
Hexanoic acid, 2-ethyl-, mixed esters with trimethylolpropane and valeric acid | 495929 | 8749
1,6-Hexanediol, distn. residues | 495911 | 8750
1,6-Hexanediol, distn. overheads | 495903 | 8751
Hexanedioic acid, mixed esters with heptanoic acid and pentaerythritol | 495895 | 8752
Hexanedioic acid, mixed esters with butyric acid, heptanoic acid and pentaerythritol | 495887 | 8753
1,6-Hexanediol, reaction products with ammonia, nonprecursor residue | 495879 | 8754
1,6-Hexanediol, reaction products with ammonia, distn. overheads | 495861 | 8755
Oils, chamomile, Moroccan | 489401 | 8756
Oils, citronella, hydrogenated | 489393 | 8757
Oils, citronella, citronellal-free | 489385 | 8758
Oils, cinnamon, terpene-free | 489377 | 8759
Oils, Chrysanthemum segetum | 489369 | 8760
Oils, chestnut | 489351 | 8761
Oils, citronella, reaction products with acetone | 489344 | 8762
Oils, Elaeagnus angustifolia | 489336 | 8763
Oils, Cyperus scariosus | 489328 | 8764
Oils, cypress, terpene-free | 489310 | 8765
Fats and Glyceridic oils, cravo | 489302 | 8766
Cod-liver oil, polymd., oxidized, sulfonated, sodium salts | 489294 | 8767
Oils, citronella, reduced | 489286 | 8768
Oils, elder, Sambucus nigra | 489278 | 8769
Oils, galbanum, terpene-free | 489260 | 8770
Oils, fig | 489252 | 8771
Oils, eucalyptus, E. citriodora, reaction products with acetone and formic acid | 489245 | 8772
Oils, eucalyptus, E. citriodora, reaction products with acetone | 489237 | 8773
Oils, Eriocephalus punctulatus | 489229 | 8774
Oils, Erica arborea | 489211 | 8775
Oils, gardenia | 489203 | 8776
Oils, grapefruit, terpene-free | 489195 | 8777
Oils, ginger, terpene-free | 489187 | 8778
Oils, geranium, terpene-free | 489179 | 8779
Oils, geranium, sapond. | 489161 | 8780
Oils, geranium, Bourbon, distn. residues | 489153 | 8781
Oils, geranium, borated | 489146 | 8782
Oils, geranium, acetylated | 489138 | 8783
Oils, Hamamelis virginiana | 489120 | 8784
Balsams, Canada, sulfurized | 489112 | 8785
Balsams, Canada, polymd. | 489104 | 8786
Balsams, copaiba, sulfurized, platinum salts | 489096 | 8787
Balsams, Tolu, Me esters | 489088 | 8788
Balsams, mixed copaiba and Douglas-fir, sulfurized, silver salts | 489070 | 8789
Balsams, Douglas-fir, sulfurized, ruthenium salts | 489062 | 8790
Balsams, Douglas-fir, sulfurized, rhodium salts | 489054 | 8791
Balsams, Douglas-fir, sulfurized, iridium salts | 489047 | 8792
Balsams, Douglas-fir, sulfurized | 489039 | 8793
Balsams, Douglas-fir, polymd. | 489021 | 8794
Civet (secretion) | 489013 | 8795
Japan wax, reaction products with tetraethylenepentamine | 489005 | 8796
Dammar, sulfurized | 488999 | 8797
Dammar, polymd. | 488981 | 8798
Civet (secretion), mixed with vegetable oil, ext. | 488973 | 8799
Oils, amyris, acetylated | 488965 | 8800
Oils, Artemisia vulgaris, terpene-free | 488957 | 8801
Oils, angostura | 488940 | 8802
Oils, angelica, terpene-free | 488932 | 8803
Oils, amyris, terpene-free | 488924 | 8804
Oils, Anthoxanthum odoratum | 488916 | 8805
Oils, Asperula odorata | 488908 | 8806
Oils, Baccharis genistelloides | 488890 | 8807
Oils, cedarwood, Atlas, oxidized | 488882 | 8808
Oils, bay, terpene-free | 488874 | 8809
Oils, orange, sour | 488866 | 8810
Oils, orange, sour, acetylated | 488858 | 8811
Oils, orange, sour, terpene-free | 488841 | 8812
Zinc sulfide (ZnS), manganese-doped | 481838 | 8813
Sulfuric acid, mixed decyl and eicosyl and triacontyl esters, sodium salts | 481812 | 8814
Sulfuric acid, mixed decyl and eicosyl and triacontyl esters | 481804 | 8815
Silicic acid (H2SiO3), calcium magnesium salt (2:1:1), cerium-doped | 481796 | 8816
2-Propyn-1-ol, reaction products with epichlorohydrin and sodium sulfite | 481788 | 8817
Propanenitrile, 3-amino-, N-[3-[(C14-C18 and C16-18-unsatd. alkyl)oxy]propyl] derivs. | 481770 | 8818
Propanenitrile, 3-amino-, N-(C16 and C18-unsatd. alkyl) derivs. | 481762 | 8819
1-Propanaminium, 3-chloro-2-hydroxy-N,N,N-trimethyl-, chloride (1:1), reaction products with tetraethylenepentamine | 481754 | 8820
Ethanol, 2,2'-oxybis-, reaction products with ammonia, morpholine derivs. residues, acetates (salts) | 481739 | 8821
Methane, bromo-, reaction products with aluminum bromide | 481721 | 8822
Lanthanum bromide oxide (LaBrO), thulium-doped | 481713 | 8823
Lanthanum bromide oxide (LaBrO), cerium-doped | 481705 | 8824
1H-Imidazole-1-ethanamine, 2-heptadecyl-4,5-dihydro-, reaction products with oxidized polyethylene | 481697 | 8825
2,5-Furandione, dihydro-3-(tetrapropenyl)-, reaction products with triethanolamine | 481671 | 8826
Formaldehyde, reaction products with dimethylamine and epichlorohydrin | 481663 | 8827
Fluoroapatite (Ca5F(PO4)3), partially defluorinated | 481655 | 8828
Ethanol, 2-ethoxy-, reaction products with TDI | 481648 | 8829
1,2-Ethanediamine, N1,N2-bis(2-aminoethyl)-, N-(2,4-dinitrophenyl) derivs. | 481630 | 8830
Ethanaminium, 2-amino-N,N-bis(carboxymethyl)-N-(2-hydroxyethyl)-, N-C8-18-acyl derivs., hydroxides, disodium salts | 481622 | 8831
Calcium sulfide (CaS), cerium-doped | 481614 | 8832
Calcium, acetate carbonate hydrogenated castor-oil fatty acid Me esters hydrogenated castor-oil fatty acids sodium complexes | 481606 | 8833
Calcium, acetate carbonate hydrogenated castor-oil fatty acid Me esters hydrogenated castor-oil fatty acids complexes | 481598 | 8834
Cadmium sulfide (CdS), silver chloride-doped | 481580 | 8835
Cadmium sulfide (CdS), copper chloride-doped | 481572 | 8836
Cadmium sulfide (CdS), aluminum and silver-doped | 481564 | 8837
Cadmium sulfide (CdS), aluminum and copper-doped | 481556 | 8838
2-Butyne-1,4-diol, reaction products with epichlorohydrin and sodium sulfite | 481549 | 8839
2-Butyne-1,4-diol, reaction products with epichlorohydrin | 481531 | 8840
Butanedioic acid, 2-sulfo-, mixed esters with 2-ethyl-1-hexanol, iso-Pr alc. and propylene glycol | 481523 | 8841
2-Butenedioic acid (2Z)-, mixed esters with 2-ethyl-1-hexanol and propylene glycol | 481515 | 8842
Benzenamine, 2,4-dimethyl-, reaction products with aniline, cyanogen chloride, o-toluidine and 2,5-xylidine | 481507 | 8843
Barium zinc sulfide (Ba2ZnS3), manganese-doped | 481499 | 8844
Gas oils (petroleum), heavy atmospheric | 474726 | 8845
Gases (petroleum), refinery blend | 474718 | 8846
Gases (petroleum), hydrocracking low-pressure separator | 474700 | 8847
Gases (petroleum), ammonia-hydrogen sulfide, water-satd. | 474692 | 8848
Extracts (petroleum), solvent-refined heavy paraffinic distillate solvent | 474684 | 8849
Extracts (petroleum), light clarified oil solvent, condensed-ring-arom.-contg. | 474676 | 8850
Extracts (petroleum), intermediate clarified oil solvent, condensed-ring-arom.-contg. | 474668 | 8851
Extracts (petroleum), heavy naphthenic distillate solvent, paraffinic conc. | 474650 | 8852
Extracts (petroleum), heavy naphthenic distillate solvent, arom. conc. | 474643 | 8853
Extracts (petroleum), heavy clarified oil solvent, condensed-ring-arom.-contg. | 474635 | 8854
Extracts (petroleum), clarified oil solvent, condensed-ring-arom.-contg. | 474627 | 8855
Distillates (petroleum), hydrofined lubricating-oil | 474619 | 8856
Heptanoic acid, mixed esters with butyric acid and pentaerythritol | 495846 | 8857
D-Glucose, reaction products with ammonium sulfide | 495838 | 8858
1,2-Ethanediol, reaction products with antimony oxide (Sb2O3) | 495820 | 8859
Ethanedioic acid, reaction products with barium chloride and titanium tetrachloride | 495812 | 8860
2,6-Octadienal, 3,7-dimethyl-, reaction products with Me Et ketone and methanol, by-products from, distn. lights | 495804 | 8861
Disilane, chloro Me derivs. | 495796 | 8862
Decanoic acid, mixed monoesters with decaglycerol and octanoic acid | 495788 | 8863
Decanoic acid, mixed esters with butyric acid, octanoic acid and trimethylolpropane | 495770 | 8864
Decanoic acid, mixed esters with butyric acid, octanoic acid and pentaerythritol | 495762 | 8865
Carbamic acid, methyl ester, reaction products with formaldehyde | 495754 | 8866
2-Butenoic acid, 4,4'-[(dibutylstannylene)bis(oxy)]bis[4-oxo-, (2Z,2'Z)-, di-C12-14-alkyl esters | 495747 | 8867
2-Butenedioic acid (2Z)-, mono-C>19-alkyl esters | 495739 | 8868
Butene, homopolymer, hydrogenated | 495721 | 8869
Bicyclo[3.1.1]hept-2-ene, 2,6,6-trimethyl-, sulfurized | 495713 | 8870
Benzaldehyde, 2-hydroxy-, reaction products with acetylacetone and ethylenediamine | 495705 | 8871
Acetic acid, reaction products with lead oxide (PbO), silica and sulfuric acid | 495697 | 8872
Acetic acid, anhydride, reaction products with antimony oxide (Sb2O3) and ethylene glycol | 495689 | 8873
Fatty acids, coco, mixed esters with lard fatty acids and polyethylene glycol mono-C12-16-alkyl ethers | 495671 | 8874
1H-Imidazole-1-ethanol, 4,5-dihydro-, 2-C15-17-unsatd. alkyl derivs., acetates (salts) | 495663 | 8875
1H-Imidazole-1-ethanol, 4,5-dihydro-, 2-C15-17-unsatd. alkyl derivs. | 495655 | 8876
1,2,4-Benzenetricarboxylic acid, mixed esters with adipic acid, C6-13-isoalcs., maleic acid and phthalic acid | 495648 | 8877
Benzene, (1-methylethyl)-, distn. residues, benzene-enriched | 495630 | 8878
Benzene, (1-methylethyl)-, distn. residues | 495622 | 8879
Oils, Brachylaena hutchinsii | 488833 | 8880
Oils, bois de rose, sodium salts | 488825 | 8881
Fatty acids, C18-unsatd., dimers, polymers with polyalkylenepolyamines and tall-oil fatty acids, reaction products with bisphenol A-epichlorohydrin polymer and diethylenetriamine | 488817 | 8882
Gas oils (petroleum), straight-run, high-boiling | 488809 | 8883
Distillates (petroleum), heavy straight-run | 488791 | 8884
Tar, coal, high temp., reaction products with TDI | 488783 | 8885
Tar, coal, high temp., reaction products with 1,1'-methylenebis[4-isocyanatobenzene] | 488775 | 8886
Tung oil, polymer with maleic anhydride | 488767 | 8887
Shrimp, shell ext. | 488759 | 8888
Rosin, polymer with glycerol, phthalic anhydride and soybean oil | 488742 | 8889
Rosin, polymer with p-tert-butylphenol, formaldehyde, glycerol, pentaerythritol, phthalic anhydride and safflower oil | 488734 | 8890
Oils, Viburnum prunifolium | 488718 | 8891
Oils, raisin | 488700 | 8892
Oils, petitgrain, terpene-free | 488692 | 8893
Oils, beech-tar | 488684 | 8894
Linseed oil, polymer with formaldehyde and 4-(1,1,3,3-tetramethylbutyl)phenol | 488676 | 8895
Linseed oil, polymer with bisphenol A, bisphenol A diglycidyl ether, diethylenetriamine, formaldehyde, glycidyl Ph ether and pentaethylenehexamine | 488668 | 8896
Linseed oil, polymer with p-tert-butylphenol, formaldehyde, glycerol, linoleic acid dimer, maleic anhydride, pentaerythritol, rosin and tunny oil | 488650 | 8897
Glycerides, C16-18 and C18-unsatd., polymers with ethylene glycol, glycerol, pentaerythritol, phthalic anhydride, propylene glycol, trimethylolethane and trimethylolpropane | 488643 | 8898
Fatty acids, tall-oil, polymers with linseed oil, maleic anhydride and pentaerythritol | 488635 | 8899
Fatty acids, tall-oil, polymers with glycerol, pentaerythritol, phthalic anhydride and tung oil | 488627 | 8900
Fatty acids, tall-oil, polymers with p-tert-butylphenol, ethylene glycol, formaldehyde, glycerol, linseed oil, pentaerythritol, phthalic anhydride and rosin | 488619 | 8901
Fatty acids, tall-oil, polymers with benzoic acid, diethylene glycol, ethylene glycol, pentaerythritol and phthalic anhydride | 488601 | 8902
Fatty acids, soya, polymers with benzoic acid, pentaerythritol, phthalic anhydride and rosin | 488593 | 8903
Fatty acids, soya, polymers with bisphenol A, epichlorohydrin and tall-oil fatty acids | 488585 | 8904
Fatty acids, soya, polymers with allyl alc., benzoic acid, pentaerythritol, phthalic anhydride, styrene and trimethylolpropane | 488577 | 8905
Fatty acids, linseed-oil, polymers with glycerol, maleic anhydride, menhaden oils and pentaerythritol | 488569 | 8906
Fatty acids, linseed-oil, polymers with bisphenol A, epichlorohydrin, 3-hydroxy-2-(hydroxymethyl)-2-methylpropanoic acid, phthalic anhydride and trimethylolethane | 488551 | 8907
Fatty acids, C18-unsatd., dimers, polymers with ethylene glycol, hexamethylenediamine, isophthalic acid and terephthalic acid | 488544 | 8908
Fatty acids, C18-unsatd., dimers, polymers with ethylene glycol, hexamethylenediamine and terephthalic acid | 488536 | 8909
Fatty acids, coco, hydrogenated, polymers with glycerol, phthalic anhydride and tall-oil fatty acids | 488528 | 8910
Fatty acids, C5-10, esters with polypentaerythritol | 488510 | 8911
Fatty acids, C18-unsatd., dimers, hydrogenated, polymers with azelaic acid, ethylenediamine, piperazine and polypropylene glycol diamine | 488502 | 8912
Fatty acids, C18-unsatd., dimers, hydrogenated, polymers with azelaic acid, ethylenediamine and polypropylene glycol diamine | 488494 | 8913
Fatty acids, soya, polymers with bisphenol A, epichlorohydrin and rosin | 488486 | 8914
Fatty acids, dehydrated castor-oil, polymers with glycerol, phthalic anhydride, styrene and tall-oil fatty acids | 488478 | 8915
Fatty acids, C18-unsatd., dimers, polymers with C18-unsatd. fatty acid trimers, ethylenediamine, 2-ethylhexanoic acid, propionic acid and trimethylenetetramine | 488460 | 8916
Fatty acids, C18-unsatd., dimers, polymers with C18-unsatd. fatty acid trimers, ethylenediamine and oleic acid | 488452 | 8917
Fatty acids, C18-unsatd., dimers, hydrogenated, polymers with ethylenediamine and polyethylene glycol | 488445 | 8918
Fatty acids, C18-unsatd., dimers, hydrogenated, polymers with caprolactam and ethylenediamine | 488437 | 8919
Fatty acids, C18-unsatd., dimers, hydrogenated, polymers with azelaic acid, ethylenediamine, hexamethylenediamine and stearic acid | 488429 | 8920
Fatty acids, C18-unsatd., dimers, hydrogenated, polymers with azelaic acid, ethylenediamine and hexamethylenediamine | 488411 | 8921
Fatty acids, C18-unsatd., dimers, hydrogenated, polymers with azelaic acid, diethylenetriamine and ethylenediamine | 488403 | 8922
Fatty acids, C18-unsatd., dimers, hydrogenated, polymers with azelaic acid and ethylenediamine | 488395 | 8923
Fatty acids, C18-unsatd., dimers, hydrogenated, polymers with adipic acid, piperazine and polypropylene glycol diamine | 488387 | 8924
Fatty acids, coco, hydrogenated, polymers with pentaerythritol, phthalic anhydride, propylene glycol and tall-oil fatty acids | 488379 | 8925
Fatty acids, coco, hydrogenated, polymers with glycerol and phthalic anhydride | 488361 | 8926
Fatty acids, coco, hydrogenated, polymers with adipic acid, neopentyl glycol, trimellitic anhydride and trimethylolethane | 488353 | 8927
Barium chloride fluoride (BaClF), europium-doped | 481481 | 8928
Barium cadmium zinc sulfide (Ba2(Cd,Zn)S3), manganese-doped | 481473 | 8929
Aluminum, hydrobis(2-methylpropyl)-, reaction products with iso-Bu alc. and titanium tetrachloride | 481465 | 8930
Carboxylic acids, di-, C5-12, diisooctyl esters | 481457 | 8931
Carboxylic acids, di-, C5-12, bis(2-ethylhexyl) esters | 481440 | 8932
Fatty acids, C6-12, barium salts | 481432 | 8933
Fatty acids, C18 and C18-unsatd., ethoxylated | 481424 | 8934
Fatty acids, C8-18 and C18-unsatd., cadmium salts | 481416 | 8935
Fatty acids, C8-18 and C18-unsatd., barium salts | 481408 | 8936
Amides, from C16-22 fatty acids and diethylenetriamine | 481390 | 8937
Amides, from C2-9 carboxylic acids and polyethylenimine | 481382 | 8938
Alkenes, C10-16 poly- | 481374 | 8939
Alcohols, C20-32-branched and linear, ethoxylated | 481366 | 8940
Carboxylic acids, C9-18 and C9-14 di-, polymers with pentaerythritol, phthalic anhydride and propylene glycol | 507962 | 8941
Balsams, Canada, zirconium salts | 507954 | 8942
Aromatic hydrocarbons, biphenyl-rich, thermal hydrodealkylation residues | 507947 | 8943
Amines, polyalkylenepoly-, phosphates | 507939 | 8944
Amines, C11-14-sec-alkyldimethyl, N-oxides | 507921 | 8945
Amines, C11-14-sec-alkyldimethyl | 507913 | 8946
Alkyl chlorides, C12-18 | 507905 | 8947
Alkyl chlorides, C10-16 | 507897 | 8948
Alkenes, C24-36 .alpha.-, polymers with maleic anhydride, C20-28-alkyl esters | 507889 | 8949
Alkenes, C24-36 .alpha.-, polymers with maleic anhydride | 507871 | 8950
Alkenes, C2-3, hydroformylation products | 507863 | 8951
Butanedioic acid, di-C8-26-alkyl esters | 507855 | 8952
Pentanedioic acid, C18-28-alkyl esters | 507848 | 8953
Pentanedioic acid, di-C8-26-alkyl esters | 507830 | 8954
Hexanedioic acid, C18-28-alkyl esters | 507822 | 8955
Hexanedioic acid, di-C8-26-alkyl esters | 507814 | 8956
Alcohols, C8-13-iso- | 507806 | 8957
Turpentine, oil, tungsten salt | 507798 | 8958
Terpenes and Terpenoids, ylang-ylang-oil | 507780 | 8959
Tar bases, coal, N-C10-16-alkyl derivs. | 507772 | 8960
Antimony, C.I. Basic Violet 1 tannin complexes | 507764 | 8961
Tall-oil rosin, polymer with methylbenzenethiol, 4-octyl-N-(octylphenyl)benzenamine, N-phenylbenzenamine monooctyl deriv., titanium dioxide and zinc oxide | 507756 | 8962
Sulfonic acids, C20-30-alkane, zinc salts | 507749 | 8963
Sulfonic acids, C20-30-alkane, aluminum salts | 507731 | 8964
Sulfones, Ph, hydroxy and Me and sulfo derivs., sodium salts | 507723 | 8965
Sulfones, hydroxyphenyl, naphthyl, sodium salts | 507715 | 8966
Soybean oil, polymer with benzoic acid, pentaerythritol, phthalic anhydride and tung oil | 507707 | 8967
Siloxanes and Silicones, Me hydrogen, reaction products with starch | 507699 | 8968
Siloxanes and Silicones, di-Me, Me vinyl, reaction products with colloidal silica | 507681 | 8969
Siloxanes and Silicones, di-Me, 16-methylheptadecyl group-terminated | 507673 | 8970
Siloxanes and Silicones, di-Me, Me phenethyl, hydroxy-terminated, reaction products with 2-[(aminocarbonyl)oxy]ethyl N-butylcarbamate | 507665 | 8971
Siloxanes and Silicones, di-Me, Me 3-(sulfooxy)propyl, compds. with triethylamine, polymers with Me 3-mercaptopropyl silsesquioxanes | 507657 | 8972
Siloxanes and Silicones, di-Me, Me 3-(sulfooxy)propyl, compds. with 2-propanamine | 507640 | 8973
Safflower oil, conjugated, polymer with p-tert-butylbenzoic acid, glycerol and phthalic anhydride | 507632 | 8974
Rosin, polymer with 4-(1,1-dimethylpropyl)phenol, formaldehyde, phenol and tung oil | 507624 | 8975
Resin acids and Rosin acids, esters with pentaerythritol, polymers with bis(1,1-dimethylethyl)phenol, bisphenol A, formaldehyde, tung oil and zinc resinate | 507616 | 8976
Quaternary ammonium compounds, coco alkylbis(hydroxyethyl)methyl, ethoxylated, Me sulfates (salts) | 507608 | 8977
Quaternary ammonium compounds, C12-16-alkyl[(dichlorophenyl)methyl]dimethyl, chlorides | 507590 | 8978
Quaternary ammonium compounds, benzyl-C12-18-alkyldimethyl, salts with 1,2-benzisothiazol-3(2H)-one 1,1-dioxide (1:1) | 507582 | 8979
Quaternary ammonium compounds, benzyl-C10-16-alkyldimethyl, chlorides | 507574 | 8980
Phenols, sodium salts, mixed with sulfur compounds, gasoline alk. scrubber residues | 507566 | 8981
1,2-Oxathiane, 2,2-dioxide, 6-C10-12-alkyl derivs. | 507558 | 8982
Fats and Glyceridic oils, menhaden, polymers with pentaerythritol, phthalic anhydride and soybean oil | 507541 | 8983
Fats and Glyceridic oils, menhaden, polymers with glycerol, maleic anhydride, phthalic anhydride and soybean oil | 507533 | 8984
Fats and Glyceridic oils, menhaden, polymers with glycerol, maleic anhydride, phthalic anhydride and rosin | 507525 | 8985
Fats and Glyceridic oils, menhaden, polymers with glycerol, maleic anhydride, pentaerythritol, phthalic anhydride and soybean oil | 507517 | 8986
Fats and Glyceridic oils, menhaden, polymers with glycerol, isophthalic acid and pentaerythritol | 507509 | 8987
Stains, biological, Wright's | 507491 | 8988
Linseed oil, polymer with bisphenol A, p-tert-butylphenol, formaldehyde, glycerol and phthalic anhydride | 507483 | 8989
Linseed oil, polymer with formaldehyde, glycerol, phenol, polymd. linseed oil and rosin | 507475 | 8990
Silica, [(ethenyldimethylsilyl)oxy]- and [(trimethylsilyl)oxy]-modified | 507467 | 8991
Propanoic acid, 2-hydroxy-, compd. with 2-(dimethylamino)ethanol-quaternized bisphenol A-epichlorohydrin-polypropylene glycol polymer | 507459 | 8992
Propanoic acid, 2-hydroxy-, compd. with 2-(dimethylamino)ethanol-quaternized bisphenol A-epichlorohydrin-polyethylene glycol mono-tert-octyl ether-TDI polymer | 507442 | 8993
Propanoic acid, 2-hydroxy-, compd. with 2-(dimethylamino)ethanol-quaternized bisphenol A-diethylene glycol-epichlorohydrin-2-ethylhexyl (3-isocyanatomethylphenyl)carbamate-2-oxepanone polymer | 507434 | 8994
Poly[oxy(methyl-1,2-ethanediyl)], .alpha.,.alpha.',.alpha.''-hexanetriyltris[.omega.-[(3-mercapto-1-oxopropoxy)]-, oxidized | 507426 | 8995
Hexanedioic acid, polymer with 2-(chloromethyl)oxirane, 2,2-dimethyl-1,3-propanediol, 2-ethylhexyl N-(3-isocyanatomethylphenyl)carbamate and 4,4'-(1-methylethylidene)bis[phenol], N,N-dimethylcyclohexanamine-quaternized, lactate (salt) | 507418 | 8996
Hexanedioic acid, polymer with 2-(chloromethyl)oxirane, 2,2-dimethyl-1,3-propanediol, 2-ethylhexyl N-(3-isocyanatomethylphenyl)carbamate and 4,4'-(1-methylethylidene)bis[phenol], 2-(dimethylamino)ethanol- and N,N-dimethylcyclohexanamine-quaternized, lactate (salt) | 507400 | 8997
Hexanedioic acid, polymer with bis(2-chloroethyl) (1-hydroxyethyl)phosphonate, 2-chloroethyl hydrogen (2-chloroethyl)phosphonate, 2-chloroethyl hydrogen (1-hydroxyethyl)phosphonate, (2E)-2,3-dibromo-2-butene-1,4-diol, 1,3-diisocyanatomethylbenzene and 1,2-propanediol, reaction products with diethanolamine, hydrochlorides | 507392 | 8998
Hexanedioic acid, polymer with bis(2-chloroethyl) (1-hydroxyethyl)phosphonate, 2-chloroethyl hydrogen (2-chloroethyl)phosphonate, 2-chloroethyl hydrogen (1-hydroxyethyl)phosphonate, (2E)-2,3-dibromo-2-butene-1,4-diol, 1,3-diisocyanatomethylbenzene and 2,2'-oxybis[ethanol], reaction products with diethanolamine, hydrochlorides | 507384 | 8999
Hexanedioic acid, polymer with 2,2-bis(bromomethyl)-1,3-propanediol, bis(2-chloroethyl) (1-hydroxyethyl)phosphonate, 2-chloroethyl hydrogen (2-chloroethyl)phosphonate, 2-chloroethyl hydrogen (1-hydroxyethyl)phosphonate, 1,3-diisocyanatomethylbenzene and 2,2'-oxybis[ethanol], reaction products with diethanolamine, hydrochlorides | 507376 | 9000
Benzene, C10-12-alkyl derivs., distn. residues | 507368 | 9001
Oxirane, 2-(phenoxymethyl)-, homopolymer, carboxycarbonyl derivs. | 507350 | 9002
Poly(oxy-1,2-ethanediyl), .alpha.-sulfo-.omega.-hydroxy-, C4-8-alkyl ethers, ammonium salts | 507343 | 9003
9-Octadecenoic acid (9Z)-, sulfonated | 507335 | 9004
1H-Imidazole-1-ethanol, 4,5-dihydro-, 2-nortallow alkyl derivs., epichlorohydrin-quaternized | 507327 | 9005
Formic acid, reaction products with formaldehyde, sodium hydroxide, triethanolamine and urea | 507319 | 9006
Formaldehyde, polymer with piperazine, reaction products with 3-(dimethylamino)-1-propanamine and epichlorohydrin | 507301 | 9007
Chromium, acetate 2-hydroxy-3,5-bis(1-methylethyl)benzoate complexes | 507293 | 9008
Chromium, glycolate sodium complexes | 507285 | 9009
Butanoic acid, 4-amino-4-oxosulfo-, N-tallow alkyl derivs., disodium salts | 507277 | 9010
Butanedioic acid, 2-sulfo-, C-C16-18 alkyl ester, monosodium salt | 507269 | 9011
2-Butenedioic acid (2E)-, di-C12-14-alkyl esters, polymers with Et vinyl ether and vinyl acetate | 507251 | 9012
Benzene, 1,1'-oxybis-, chloromethyl derivs., polymers with 1,1'-oxybis[benzene] methoxymethyl derivs. | 507244 | 9013
Aluminum, 2-[2-(2-hydroxy-3,6-disulfo-1-naphthalenyl)diazenyl]benzoate sodium complexes | 507236 | 9014
Imidazolium compounds, 2-C7-18-alkyl-1-(2-carboxyethyl)-4,5-dihydro-3-(hydroxyethyl), hydroxides, sodium salts | 507228 | 9015
Zinc, benzoate p-tert-butylbenzoate complexes | 507210 | 9016
1,3,5-Triazine-2,4,6(1H,3H,5H)-trione, 1,3,5-tri-2-propen-1-yl-, reaction products with polybutadiene | 507202 | 9017
Starch, hydrolyzed, polymer with acrylonitrile | 507194 | 9018
Sodium, resin acid rosin oil complexes | 507186 | 9019
Silicic acid (H4SiO4), tetrapropyl ester, reaction products with dibutyloxostannane | 507178 | 9020
Silicic acid (H4SiO4), tetraethyl ester, reaction products with chlorodimethylsilane | 507160 | 9021
Silicic acid, sodium salt, reaction products with chlorotrimethylsilane and iso-Pr alc. | 507152 | 9022
2-Propenoic acid, 2-methyl-, C7-18-alkyl esters, polymers with 2-[methyl[(.gamma.-.omega.-perfluoro-C8-14-alkyl)sulfonyl]amino]ethyl acrylate | 507145 | 9023
2-Propenoic acid, 2-methyl-, C7-8-alkyl esters, polymers with 2-[methyl[(.gamma.-.omega.-perfluoro-C8-14-alkyl)sulfonyl]amino]ethyl acrylate | 507137 | 9024
2-Propenoic acid, 2-methyl-, C4-18-alkyl esters, polymers with 2-[methyl[(.gamma.-.omega.-perfluoro-C8-14-alkyl)sulfonyl]amino]ethyl acrylate | 507129 | 9025
2-Propenoic acid, 2-methyl-, C4-8-alkyl esters, polymers with 2-[methyl[(.gamma.-.omega.-perfluoro-C8-14-alkyl)sulfonyl]amino]ethyl acrylate | 507111 | 9026
2-Propenoic acid, methyl ester, polymer with diethenylbenzene and 2-propenenitrile, reaction products with diethylenetriamine, methylated | 507103 | 9027
2-Propenenitrile, polymer with 1,3-butadiene, carboxy-terminated, polymer with cyclopentadiene dimer, formaldehyde and phenol | 507095 | 9028
Phosphonitrile chloride, homopolymer, reaction products with 2,2-bis(bromomethyl)-1,3-propanediol | 507087 | 9029
Poly[oxy(methyl-1,2-ethanediyl)], .alpha.,.alpha.',.alpha.''-1,2,3-propanetriyltris[.omega.-hydroxy-, polymer with 1,3-diisocyanatomethylbenzene, Me Et ketone oxime-blocked | 507079 | 9030
Poly[oxy(methyl-1,2-ethanediyl)], .alpha.,.alpha.',.alpha.''-1,2,3-propanetriyltris[.omega.-hydroxy-, polymer with 1,3-diisocyanatomethylbenzene and 1,1'-methylenebis[4-isocyanatobenzene], Me Et ketone oxime-blocked | 507061 | 9031
Phosphorodithioic acid, mixed O,O-bis(iso-Bu and isooctyl and pentyl) esters, zinc salts | 507053 | 9032
Phosphorodithioic acid, mixed O,O-bis(2-ethylhexyl and iso-Bu and pentyl) esters, zinc salts | 507046 | 9033
Phosphoric acid, mixed (1-methylethyl)phenyl and Ph and tolyl and xylyl triesters | 507038 | 9034
Phosphoric acid, mixed (1-methylethyl)phenyl and Ph and tolyl triesters | 507020 | 9035
Phosphoric acid, mixed ethylmethylphenyl and Ph and trimethylphenyl and xylyl triesters | 507012 | 9036
Phenol, 4,4'-(1-methylethylidene)bis-, polymer with 2-(chloromethyl)oxirane, reaction products with diethanolamine and polyethylene glycol monooleate | 507004 | 9037
Phenol, polymer with chloromethylated 1,1'-oxybis[benzene] | 506998 | 9038
Oxirane, 2-ethyl-, homopolymer, mono[N-(2-aminoethyl)carbamate], mixed didodecylphenyl and dodecylphenyl ethers | 506980 | 9039
Oxirane, 2-ethyl-, homopolymer, N,N'-1,2-ethanediylbis[carbamate] (2:1), mixed didodecylphenyl and dodecylphenyl ethers | 506972 | 9040
Manganese, 2-ethylhexanoate naphthenate complexes, basic | 506964 | 9041
Manganese, branched nonanoate 2-ethylhexanoate complexes | 506956 | 9042
Iron, 2-ethylhexanoate naphthenate complexes, basic | 506949 | 9043
1,6-Hexanediol, polymer with 1,3-diisocyanatomethylbenzene and 2-ethyl-2-(hydroxymethyl)-1,3-propanediol, phenol-blocked | 506931 | 9044
D-Gluconic acid, bismuth potassium salt, basic | 506923 | 9045
2,5-Furandione, reaction products with polybutadiene, Me esters, polymers with bisphenol A and formaldehyde | 506915 | 9046
Formaldehyde, polymer with oxirane and phenol, methyl ether | 506907 | 9047
Formaldehyde, polymers with chloromethylated Ph ether and phenol | 506899 | 9048
Formaldehyde, polymer with ammonia and 4,4'-(1-methylethylidene)bis[phenol], ethoxyethylated | 506881 | 9049
Calcium, 2-ethylhexanoate naphthenate complexes | 506873 | 9050
2-Butenedioic acid (2E)-, mixed esters with polyethylene glycol and polyethylene glycol mono(nonylphenyl) ether, polymer with methacrylic acid and styrene | 506865 | 9051
1,4-Butanediol, 2,3-bis[(.gamma.-.omega.-perfluoro-C4-18-alkyl)thio] derivs., polymers with 1,6-diisocyanato-2,2,4(or 2,4,4)-trimethylhexane and polyethylene-polypropylene glycol bis(2-aminomethylethyl) ether | 506857 | 9052
2-Butenedioic acid (2Z)-, di-C8-15-alkyl esters | 506840 | 9053
Benzoic acid, 2-hydroxy-, reaction products with benzyl alc., bisphenol A-epichlorohydrin polymer and 4,4'-methylenebis[benzenamine] | 506832 | 9054
1,4-Benzenedicarboxylic acid, 1,4-dimethyl ester, manuf. of, by-products from | 506824 | 9055
1,3-Benzenedicarboxylic acid, polymer with 2,2-dimethyl-1,3-propanediol and nonanedioic acid, 2,2-dimethylpropanoate, reaction products with 2-(dimethylamino)ethanol | 506816 | 9056
1,3-Benzenedicarboxylic acid, polymer with 2,2-dimethyl-1,3-propanediol and hexanedioic acid, 2,2-dimethylpropanoate, reaction products with 2-(dimethylamino)ethanol | 506808 | 9057
1,2-Benzenedicarboxylic acid, di-C4-13-alkyl esters | 506790 | 9058
Benzenediazonium, 4-(phenylamino)-, sulfate (1:1), polymer with formaldehyde, zinc chloride complexes | 506782 | 9059
Benzene, methyl-, tri-C6-12-alkyl derivs. | 506774 | 9060
Benzene, methyl-, di-C6-12-alkyl derivs. | 506766 | 9061
Benzene, tri-C6-12-alkyl derivs. | 506758 | 9062
Benzene, di-C6-12-alkyl derivs. | 506741 | 9063
Acetic acid, 2-mercapto-, isooctyl ester, reaction products with dichlorodioctylstannane and trichlorooctylstannane | 506733 | 9064
Acetic acid, 2-mercapto-, 1,1'-(1,2-ethanediyl) ester, reaction products with dibutyloxostannane and isooctyl 2-mercaptoacetate | 506725 | 9065
Zirconium, dipropylene glycol iso-Bu alc. neodecanoate propionate cobalt complexes | 506717 | 9066
Urea, polymer with formaldehyde, furfurylated | 506709 | 9067
1,3,5-Triazine-2,4,6(1H,3H,5H)-trione, polymer with 4,4'-(1-methylethylidene)bis[2,6-dimethylphenol], 2,4,6-tribromophenol-blocked | 506691 | 9068
Titanium, C18-unsatd. fatty acid dimer iso-Pr alc. isostearate complexes | 506683 | 9069
Sulfur, filtration residues | 506675 | 9070
Sulfur, distn. residues | 506667 | 9071
Fatty acids, C8-10, (butylchlorostannylene)bis(thio-2,1-ethanediyl) esters | 506659 | 9072
2-Pyrrolidinone, 1-coco alkyl derivs. | 506642 | 9073
2-Propenoic acid, 2-methyl-, polymer with isooctyl mercaptoacetate and 2-methylpropyl 2-methyl-2-propenoate, ethylenimine-terminated, compd. with 2-(diethylamino)ethanol | 506634 | 9074
2-Propenoic acid, 2-methyl-, 2-oxiranylmethyl ester, reaction products with bisphenol A diglycidyl ether, carboxy-terminated polybutadiene and polyethylene glycol diglycidyl ether | 506626 | 9075
2-Propenoic acid, 2-methyl-, 2-oxiranylmethyl ester, polymer with carboxy-terminated polybutadiene and 2,2'-[(1-methylethylidene)bis(4,1-phenyleneoxymethylene)]bis[phenol] | 506618 | 9076
2-Propanol, 1-chloro-3-[1-(chloromethyl)-2-[(2-ethylpentyl)oxy]ethoxy]-, reaction products with polyethylenimine | 506600 | 9077
Propanoic acid, 3-hydroxy-2-(hydroxymethyl)-2-methyl-, polymer with 5-amino-1,3,3-trimethylcyclohexanemethanamine, 1,1'-methylenebis[4-isocyanatocyclohexane], 2-oxepanone and 2,2'-oxybis[ethanol], 2-(dimethylamino)ethanol-blocked | 506592 | 9078
1,2,3-Propanetriol, C5-9 carboxylates | 506584 | 9079
1,3-Propanediol, 2,2-bis(hydroxymethyl)-, C5-10 carboxylates | 506576 | 9080
1,3-Propanediol, 2,2-bis[[3-hydroxy-2,2-bis(hydroxymethyl)propoxy]methyl]-, mixed esters with C5-9 carboxylic acids, dipentaerythritol and pentaerythritol | 506568 | 9081
Amines, N-(C14-18 and C16-18-unsatd. alkyl)trimethylenedi-, diacetates | 506550 | 9082
1-Propanaminium, 2-hydroxy-N,N,N-trimethyl-, mixed docosanoate isostearate oleate stearate esters, chlorides | 506543 | 9083
1,3-Propanediamine, N1,N1-dimethyl-, reaction products with dimethylamine and epichlorohydrin | 506535 | 9084
Poly(oxy-1,2-ethanediyl), .alpha.-(octylphenyl)-.omega.-hydroxy-, branched | 506527 | 9085
Poly(oxy-1,2-ethanediyl), .alpha.-(carboxymethyl)-.omega.-hydroxy-, C8-18 and C18-unsatd. alkyl and (octyl or nonyl)phenyl ethers, sodium salts | 506519 | 9086
Platinum, chloro oxo aluminum complexes | 506501 | 9087
Poly(oxy-1,2-ethanediyl), .alpha.-hydro-.omega.-hydroxy-, mono-C12-15-alkyl ethers, 3-(C8-10-alkyloxy)-2-hydroxypropyl phosphates | 506493 | 9088
Phenol, methyl-, isopropylated | 506485 | 9089
Phenol, polymer with formaldehyde, carboxymethylated | 506477 | 9090
Phenol, isobutylenated isopentylenated | 506469 | 9091
Palladium, chloro oxo aluminum complexes | 506451 | 9092
Alcohols, C6-10, ethoxylated propoxylated | 506444 | 9093
Oxirane, 2-[(C6-12-alkyloxy)methyl] derivs. | 506436 | 9094
2-Oxepanone, polymer with 2-ethyl-2-(hydroxymethyl)-1,3-propanediol and 5-isocyanato-1-(isocyanatomethyl)-1,3,3-trimethylcyclohexane, 2-hydroxyethyl acrylate-blocked | 506428 | 9095
9-Octadecenoic acid (9Z)-, reaction products with 2(3H)-benzothiazolethione, carbon disulfide, diethylamine, 2-(diethylamino)ethanol and 2-ethoxyethanol | 506410 | 9096
Carboxylic acids, di-, C4-6, diisodecyl esters | 506402 | 9097
Hydrochloric acid, reaction products with aniline, 2,3-dihydro-1,4-dihydroxy-9,10-anthracenedione and 1,4-dihydroxy-9,10-anthracenedione | 506378 | 9098
1,6-Hexanediol, polymer with 2,4-diisocyanato-1-methylbenzene, 2-(dimethylamino)ethanol-blocked, di-Et sulfate-quaternized | 506360 | 9099
Hexanedioic acid, polymer with 1,3-isobenzofurandione and 1,2-propanediol, acetate C14-18-carboxylate decanoate octanoate | 506352 | 9100
Hexanedioic acid, polymer with 1,2-ethanediol, 1,1'-methylenebis[4-isocyanatocyclohexane] and 1,2-propanediol, reaction products with butylamine | 506345 | 9101
2,5-Furandione, reaction products with polyethylene, esters with cetyl alc., diethylene glycol and stearyl alc. | 506337 | 9102
2,5-Furandione, reaction products with polybutadiene and polydicyclopentadiene | 506329 | 9103
Formic acid, reaction products with m-cresol, p-cresol, formaldehyde and sulfuric acid | 506311 | 9104
Ethene, homopolymer, chlorinated, oxidized | 506303 | 9105
Ethene, hydrated, by-products from | 506295 | 9106
Disulfurous acid, sodium salt (1:2), reaction products with C.I. Sulphur Green 11 | 506287 | 9107
Copper, [29H,31H-phthalocyaninato(2-)-.kappa.N29,.kappa.N30,.kappa.N31,.kappa.N32]-, [[2-(2-oxo-1-imidazolidinyl)ethyl]amino]sulfonyl sulfo derivs. | 506279 | 9108
Copper, [29H,31H-phthalocyaninato(2-)-.kappa.N29,.kappa.N30,.kappa.N31,.kappa.N32]-, chlorinated | 506261 | 9109
Copper, [29H,31H-phthalocyaninato(2-)-.kappa.N29,.kappa.N30,.kappa.N31,.kappa.N32]-, [[2-[(2-aminoethyl)amino]ethyl]amino]sulfonyl sulfo derivs., acetates methanesulfonates | 506253 | 9110
Copper, [29H,31H-phthalocyaninato(2-)-.kappa.N29,.kappa.N30,.kappa.N31,.kappa.N32]-, [[2-[(2-aminoethyl)amino]ethyl]amino]sulfonyl sulfo derivs. | 506246 | 9111
Calcium, polymd. resin acids and tall-oil fatty acids complexes | 506238 | 9112
2-Butenedioic acid (2Z)-, mono-C16-18-alkyl esters | 506220 | 9113
2-Butenedioic acid (2Z)-, esters with 2,2'-iminobis[ethanol] N-(C6-18 and C18-unsatd. alkyl) derivs. | 506212 | 9114
1-Butanol, hydrolysis products with dimethoxydimethylsilane and trimethoxymethylsilane | 506204 | 9115
Boron, reaction products with boron potassium oxide (B4K2O7) and potassium fluoride (K(HF2)) | 506196 | 9116
Borate(1-), tetrafluoro-, potassium (1:1), reaction products with boric acid, boron, boron potassium oxide (B4K2O7) and potassium fluoride (K(HF2)) | 506188 | 9117
Borate(1-), tetrafluoro-, potassium (1:1), reaction products with boric acid and potassium fluoride (K(HF2)) | 506170 | 9118
Borate(1-), tetrafluoro-, potassium (1:1), reaction products with alumina, boric acid, boron potassium oxide (B5KO8), lithium chloride, potassium chloride, potassium fluoride (K(HF2)) and zinc chloride | 506162 | 9119
Benzenesulfonic acid, octadecen-1-yl-, reaction products with succinic anhydride monopolyisobutenyl deriv., tetraethylenepentamine and zinc oxide | 506154 | 9120
1,4-Benzenedicarboxylic acid, mixed esters with diethylene glycol, ethylene glycol and triethylene glycol | 506147 | 9121
Benzenediazonium, dimethyl-, reaction products with methoxybenzenediazonium and methylbenzenediazonium, hydrochlorides | 506139 | 9122
1,3-Benzenedicarboxylic acid, polymer with 5-amino-1,3,3-trimethylcyclohexanemethanamine and 2,2-bis(hydroxymethyl)-1,3-propanediol, cyclohexylamine-modified, stearate | 506121 | 9123
Benzene, (1-methylethyl)-, distn. residues, bis(1-methylethyl)benzene-rich | 506113 | 9124
Benzene, 1,3-diisocyanatomethyl-, reaction products with hydroxy-terminated polybutadiene | 506105 | 9125
Benzene, 1,3-diisocyanatomethyl-, polymer with hydroxy-terminated polybutadiene, 2-hydroxyethyl methacrylate-blocked | 506097 | 9126
Benzene, ethylenated, residues | 506071 | 9127
Benzene, ethylenated | 506063 | 9128
Benzene, di-C10-14-alkyl derivs., distn. residues | 506055 | 9129
9,10-Anthracenedione, 1,4-diamino-, N,N'-mixed Et and Me and 2-methoxyethyl derivs. | 506048 | 9130
Amides, C16, N,N-di-Me and C18-unsatd., dimers, N,N,N',N'-tetra-Me | 506030 | 9131
Acetic acid, reaction products with N,N-bis(2-hydroxyethyl)octadecanamide and polyethylene-polypropylene glycol mono-Bu ether | 506022 | 9132
Glycerides, C16-18 and C18-unsatd., polymers with C16 and C18-unsatd. glycerides, glycerol, isophthalic acid and pentaerythritol | 505917 | 9133
Calcium, ethylene glycol complexes, basic | 505461 | 9134
Amines, polyethylenepoly-, ethoxylated, phosphonomethylated | 504951 | 9135
Tung oil, polymer with cyclized cis isoprene polymers and phenol | 502856 | 9136
Tar acids, cresylic, polymers with formaldehyde and tung oil | 502849 | 9137
Tar acids, cresylic, polymers with p-tert-butylphenol and formaldehyde | 502831 | 9138
Tannins, salts with 9-[2-(ethoxycarbonyl)phenyl]-3,6-bis(ethylamino)-2,7-dimethylxanthylium | 502823 | 9139
Tannins, salts with 2-[3-(1,3-dihydro-1,3,3-trimethyl-2H-indol-2-ylidene)-1-propen-1-yl]-1,3,3-trimethyl-3H-indolium | 502815 | 9140
Tannins, salts with 9-(2-carboxyphenyl)-3,6-bis(diethylamino)xanthylium | 502807 | 9141
Antimony, 4-[(4-aminophenyl)(4-imino-2,5-cyclohexadien-1-ylidene)methyl]-2-methylbenzenamine tannin complexes | 502799 | 9142
Tallow, hydrogenated, ester with propylene glycol, ethoxylated | 502781 | 9143
Tallow, ester with propylene glycol, ethoxylated | 502773 | 9144
Tall oil, polymer with methylstyrene, pentaerythritol and phthalic anhydride | 502765 | 9145
Tall oil, polymer with hydroabietyl alc., maleic anhydride, phthalic anhydride and trimethylolethane | 502757 | 9146
Sulfuric acid, mono(1,1-diethoxy-C11-13-alkyl) ester | 502740 | 9147
Sulfonic acids, C8-alkane hydroxy and C8-alkene, sodium salts | 502732 | 9148
Sulfonic acids, C8-alkane hydroxy and C8-alkene | 502724 | 9149
Sulfonic acids, C10-16-alkane hydroxy and C12-20-alkapolyene and C10-16-alkene and C12-20-alkene hydroxy, sodium salts | 502716 | 9150
Sulfonic acids, C10-16-alkane hydroxy and C12-20-alkapolyene and C10-16-alkene and C12-20-alkene hydroxy | 502708 | 9151
Soybean oil, reaction products with N1-(2-aminoethyl)-1,3-propanediamine, propoxylated, chloromethane-quaternized | 502690 | 9152
Soybean oil, reaction products with N1-(2-aminoethyl)-1,3-propanediamine, ethoxylated, chloromethane-quaternized | 502682 | 9153
Soybean oil, polymer with formaldehyde, glycerol, isophthalic acid and melamine | 502674 | 9154
Soybean oil, polymer with 4-(1,1-dimethylpropyl)phenol, formaldehyde, glycerol and phthalic anhydride | 502666 | 9155
Soybean oil, polymer with dicyclopentadiene, ethylene glycol, glycerol, maleic anhydride and phthalic anhydride | 502658 | 9156
Silsesquioxanes, Ph, [(ethenyldimethylsilyl)oxy]-terminated | 502641 | 9157
Siloxanes and Silicones, Me Ph, methoxy Ph, polymers with Ph silsesquioxanes, methoxy- and Ph group-terminated | 502633 | 9158
Siloxanes and Silicones, di-Me, polymers with tetrachlorophenyl silsesquioxanes | 502625 | 9159
Siloxanes and Silicones, di-Me, methoxy Ph, polymers with Ph silsesquioxanes, methoxy-terminated | 502617 | 9160
Siloxanes and Silicones, di-Me, hydroxy-terminated, reaction products with sodium aluminosilicates | 502609 | 9161
Siloxanes and Silicones, di-Me, hydroxy-terminated, dipotassium salt | 502591 | 9162
Siloxanes and Silicones, di-Me, hydroxyethyl Me, ethoxylated, polymers with 2-hydroxyethyl acrylate and 5-isocyanato-1-(isocyanatomethyl)-1,3,3-trimethylcyclohexane | 502583 | 9163
Siloxanes and Silicones, di-Me, Me hydrogen, reaction products with polypropylene glycol monoallyl ether | 502575 | 9164
Safflower oil, ester with propylene glycol, ethoxylated | 502567 | 9165
Resin acids and Rosin acids, uranyl salts | 502559 | 9166
Rosin, sulfurized, antimony salt | 502542 | 9167
Rosin, polymer with pentaerythritol and tall oil | 502534 | 9168
Rosin, maleated, polymer with pentaerythritol and phthalic anhydride | 502526 | 9169
Rosin, polymer with glycerol, soybean oil and tung oil | 502518 | 9170
Rosin, maleated, polymer with glycerol, pentaerythritol and phthalic anhydride | 502500 | 9171
Rosin, maleated, polymer with glycerol and phthalic anhydride | 502492 | 9172
Rosin, maleated, polymer with diethylene glycol and phthalic anhydride | 502484 | 9173
Rosin, polymer with p-tert-butylphenol, formaldehyde, soybean oil and tung oil | 502476 | 9174
Rosin, polymer with p-tert-butylphenol, formaldehyde, glycerol, maleic anhydride, phthalic anhydride and tung oil | 502468 | 9175
Rosin, polymer with p-tert-butylphenol, dicyclopentadiene, formaldehyde, glycerol and tung oil | 502450 | 9176
Rosin, maleated, polymer with Bu acrylate, pentaerythritol, propylene glycol and styrene | 502443 | 9177
Rosin, maleated, polymer with bisphenol A, epichlorohydrin and pentaerythritol | 502435 | 9178
Resin acids and Rosin acids, tantalum salts | 502427 | 9179
Resin acids and Rosin acids, cobalt salts | 502419 | 9180
Resin acids and Rosin acids, cadmium salts | 502401 | 9181
Resin acids and Rosin acids, bismuth salts | 502393 | 9182
Quaternary ammonium compounds, C12-18-alkyl[(ethylphenyl)methyl]dimethyl, chlorides | 502385 | 9183
Quaternary ammonium compounds, C12-18-alkylethyldimethyl, chlorides | 502377 | 9184
Ethanol, 2-amino-, reaction products with ammonia, by-products from, phosphonomethylated, compds. with alkylpyridine derivs. | 502369 | 9185
Polyphosphoric acids, potassium salts | 502351 | 9186
Polyphenyls, quater- and higher, partially hydrogenated | 502344 | 9187
Phosphonic acid, C10-15-alkyl derivs., compds. with N1-(9Z)-9-octadecen-1-yl-1,3-propanediamine | 502336 | 9188
Phosphonic acid, C10-15-alkyl derivs., compds. with diethylenetriamine | 502328 | 9189
Petroleum products, C5-12, reclaimed, wastewater treatment | 502310 | 9190
Oils, walnut, polymers with dipentaerythritol, ethylene glycol, maleic anhydride and pentaerythritol | 502302 | 9191
Fats and Glyceridic oils, vegetable | 502294 | 9192
Fats and Glyceridic oils, menhaden, polymers with glycerol, rosin and tung oil | 502286 | 9193
Fats and Glyceridic oils, fish, polymers with p-tert-butylphenol, formaldehyde, glycerol, maleic anhydride, pentaerythritol, phthalic anhydride, rosin and tung oil | 502278 | 9194
Naphthenic acids, polymers with ethylenimine, compds. with linoleic acid dimer | 502260 | 9195
Linseed oil, polymer with glycerol, pentaerythritol, phthalic anhydride, polypropylene glycol and TDI | 502252 | 9196
Linseed oil, polymer with glycerol, maleic anhydride, phthalic anhydride, soybean oil and styrene | 502245 | 9197
Linseed oil, polymer with formaldehyde, maleic anhydride, phenol and vinyltoluene | 502237 | 9198
Linseed oil, polymer with p-tert-butylphenol, formaldehyde, glycerol, rosin and tung oil | 502229 | 9199
Linseed oil, polymer with benzoic acid, glycerol, isophthalic acid and soybean oil | 502211 | 9200
Linseed oil, Et ester | 502203 | 9201
Lecithins, polymers with diethylene glycol, glycerol, maleic anhydride, pentaerythritol and phthalic anhydride | 502195 | 9202
Lard, sulfurized | 502187 | 9203
Hydrocarbons, terpene processing by-products | 502179 | 9204
Hydrocarbons, C5-unsatd. | 502161 | 9205
Hydrocarbons, C4-unsatd. | 502153 | 9206
Hydrocarbons, coumarone-indene resin manuf. by-products | 502146 | 9207
Hydrocarbons, C4-8 | 502138 | 9208
Hexanedioic acid, mixed esters with 2-ethyl-1-hexanol, glutaric acid, isodecanol, methanol and succinic acid | 502120 | 9209
Fats and Glyceridic oils, menhaden, hydrogenated, reaction products with diethanolamine | 502112 | 9210
Gilsonite, polymer with cyclopentadiene, dicyclopentadiene and linseed oil, lead salts | 502104 | 9211
Fuel oil, residual, wastewater skimmings | 502096 | 9212
Fuel oil, isoprene reject absorption | 502088 | 9213
Fatty acids, vegetable-oil, polymers with maleic anhydride, pentaerythritol, safflower oil and styrene | 502070 | 9214
Fatty acids, vegetable-oil, polymers with benzoic acid, bisphenol A, epichlorohydrin, trimellitic anhydride and trimethylolethane | 502062 | 9215
Fatty acids, vegetable-oil, polymers with acrylic acid, maleic anhydride, methylstyrene, pentaerythritol, safflower oil and styrene | 502054 | 9216
Fatty acids, tall-oil, reaction products with diethylenetriamine, dodecylbenzenesulfonates | 502047 | 9217
Fatty acids, tall-oil, reaction products with diethanolamine and hydrogenated tallow monoglycerides | 502039 | 9218
Fatty acids, tall-oil, reaction products with 2-amino-2-methyl-1-propanol | 502021 | 9219
Fatty acids, tall-oil, polymers with hydrogenated rosin, isophthalic acid, maleic anhydride, pentaerythritol and safflower oil | 502013 | 9220
Fatty acids, tall-oil, polymers with glycerol, maleic anhydride, phthalic anhydride, trimethylolpropane and vegetable-oil fatty acids | 502005 | 9221
Fatty acids, tall-oil, polymers with glycerol, linseed oil, isophthalic acid, pentaerythritol, tall oil and TDI | 501999 | 9222
Fatty acids, tall-oil, polymers with glycerol, isophthalic acid, linseed oil, pentaerythritol, safflower oil and tung oil | 501981 | 9223
Fatty acids, tall-oil, polymers with glycerol, isophthalic acid, maleic anhydride, pentaerythritol and safflower oil | 501973 | 9224
Fatty acids, tall-oil, polymers with glycerol, isophthalic acid, linseed oil, maleic anhydride and pentaerythritol | 501965 | 9225
Fatty acids, tall-oil, polymers with glycerol, isophthalic acid and rosin | 501957 | 9226
Fatty acids, tall-oil, polymers with formaldehyde, maleic anhydride, pentaerythritol, rosin, stearic acid and 4-(1,1,3,3-tetramethylbutyl)phenol | 501940 | 9227
Fatty acids, tall-oil, polymers with formaldehyde, glycerol, linseed oil, phenol, phthalic anhydride, .beta.-pinene, rosin and turpentine | 501932 | 9228
Fatty acids, tall-oil, polymers with dehydrated castor oil, glycerol, linseed oil, isophthalic acid, pentaerythritol, tall oil and TDI | 501924 | 9229
Fatty acids, tall-oil, polymers with dehydrated castor oil, glycerol, isophthalic acid, maleic anhydride, pentaerythritol, safflower oil, tall oil and TDI | 501916 | 9230
Fatty acids, tall-oil, polymers with bisphenol A, epichlorohydrin and vegetable-oil fatty acids | 501908 | 9231
Fatty acids, tall-oil, polymers with anchovy oil, ethylene glycol, pentaerythritol, phthalic anhydride and TDI | 501890 | 9232
Fatty acids, tall-oil, polymers with allyl alc., isophthalic acid, styrene, trimellitic anhydride and trimethylolpropane | 501882 | 9233
Fatty acids, tall-oil, compds. with ammonia-diethylene glycol reaction products morpholine derivs. residues | 501874 | 9234
Fatty acids, soya, polymers with methacrylic acid, pentaerythritol, phthalic anhydride, propylene glycol, styrene and trimellitic anhydride | 501866 | 9235
Fatty acids, soya, polymers with diethylene glycol, formaldehyde, maleic anhydride, 3a,4,7,7a-tetrahydro-4,7-methano-1H-indenol and xylene | 501858 | 9236
Fatty acids, soya, polymers with dicyclopentadiene, diethylene glycol, formaldehyde, maleic anhydride and xylene | 501841 | 9237
Fatty acids, soya, polymers with bisphenol A, epichlorohydrin, maleic anhydride and 3a,4,7,7a-tetrahydro-4,7-methano-1H-indenol | 501833 | 9238
Fatty acids, rape-oil, potassium salts, polymers with soya fatty acid potassium salts | 501825 | 9239
Fatty acids, linseed-oil, polymers with maleic anhydride, 1,1'-[(1-methylethylidene)bis(4,1-phenyleneoxy)]bis[2-propanol] and propylene oxide | 501817 | 9240
Fatty acids, C18-unsatd., dimers, mixed esters with C11-21 alcs., C18-unsatd. fatty acid trimers, diethanolamine and polyethylene glycol | 501809 | 9241
Fatty acids, C18-unsatd., dimers, polymers with ethylenediamine, hexamethylenediamine, phosphoric acid and rosin | 501791 | 9242
Fatty acids, C18-unsatd., dimers, polymers with 2,2-dimethyl-3-hydroxypropyl 2,2-dimethyl-3-hydroxypropanoate, isophthalic acid and trimellitic anhydride | 501783 | 9243
Fatty acids, C18-unsatd., dimers, polymers with diethylene glycol and TDI | 501775 | 9244
Fatty acids, C18-unsatd., dimers, polymers with azelaic acid, 1,4-butanediol, 2-ethyl-2-[(2-propen-1-yloxy)methyl]-1,3-propanediol, propylene glycol and TDI | 501767 | 9245
Fatty acids, C18-unsatd., dimers, polymers with azelaic acid, 1,4-butanediol and propylene glycol | 501759 | 9246
Fatty acids, C18-unsatd., dimers, distn. lights | 501742 | 9247
Fatty acids, C18-unsatd., dimers, hydrogenated, polymers with ethylenediamine and sebacic acid | 501734 | 9248
Fatty acids, C18-unsatd., dimers, di-Me esters | 501726 | 9249
Fatty acids, C18-unsatd., dimers, compds. with 4,5-dihydro-2-nortall-oil alkyl-1H-imidazole | 501718 | 9250
Fatty acids, C6-12, triesters with trimethylolpropane | 501700 | 9251
Decanoic acid, ethenyl ester, branched, polymers with vinyl acetate | 501692 | 9252
Fatty acids, castor-oil, sodium salts, polymers with rape-oil fatty acid sodium salts | 501684 | 9253
Fatty acids, castor-oil, caustic-oxidized, distn. residues | 501676 | 9254
Fatty acids, C16-18 and C18-unsatd., polymers with maleic anhydride, pentaerythritol and phthalic anhydride | 501668 | 9255
Fatty acids, C16-18 and C18-unsatd., polymers with ethylene glycol, fumaric acid, pentaerythritol and phthalic anhydride | 501650 | 9256
Fatty acids, C16-18 and C18-unsatd., polymers with 1,4-cyclohexanedimethanol, isophthalic acid and trimethylolpropane | 501643 | 9257
Fatty acids, C16-18 and C18-unsatd., polymers with crotonic acid, pentaerythritol and phthalic anhydride | 501635 | 9258
Fatty acids, C16 and C18-unsatd. and C18-unsatd. hydroxy, sodium salts | 501627 | 9259
Fatty acids, C16-18 and C18-unsatd., branched and linear | 501619 | 9260
Fatty acids, C12-18 and C12-18-iso | 501601 | 9261
Disulfides, dialkyl and di-Ph, naphtha sweetening | 501593 | 9262
Disulfide, diphenyl, ar,ar'-bis(mono-, di- and tri-C1-3-alkyl) derivs. | 501585 | 9263
Copals, polymers with tung oil | 501577 | 9264
Coconut oil, reaction products with N1-(2-aminoethyl)-1,3-propanediamine and soybean oil, ethoxylated, chloromethane-quaternized | 501569 | 9265
Coconut oil, ester with propylene glycol, ethoxylated | 501551 | 9266
Castor oil, polymer with 5-isocyanato-1-(isocyanatomethyl)-1,3,3-trimethylcyclohexane | 501544 | 9267
Castor oil, polymer with adipic acid, 2-ethylhexanoic acid, phthalic anhydride, 2,4-TDI and trimethylolpropane | 501536 | 9268
Castor oil, dehydrated, polymer with isophthalic acid, linseed oil, maleic anhydride, menhaden oil, pentaerythritol and rosin | 501528 | 9269
Castor oil, polymer with dehydrated castor oil, maleic anhydride and polycyclopentadiene, reaction products with 2-butoxyethanol | 501510 | 9270
Castor oil, dehydrated, mixed ester with pentaerythritol and phthalic anhydride | 501502 | 9271
Fatty acids, C9-13-neo-, cobalt salts | 501494 | 9272
Carboxylic acids, di-, C10-16, polymers with adipic acid, C10-16 fatty acids, phthalic anhydride, propylene glycol and trimethylolpropane | 501486 | 9273
Carboxylic acids, di-, C9-branched, compds. with triethanolamine | 501478 | 9274
Barium, laurate palmitate stearate complexes | 501460 | 9275
Balsams, copaiba, sulfurized, gold salts | 501452 | 9276
Asphalt, polymer with copals, formaldehyde, glycerol, linseed oil, phenol, rosin and tung oil | 501445 | 9277
Aromatic hydrocarbons, C9-16, biphenyl deriv.-rich | 501437 | 9278
Amines, N-tallow alkyltrimethylenedi-, compds. with polyethylene glycol mono(nonylphenyl) ether phosphate | 501429 | 9279
Amines, tallow alkyl, ethoxylated, compds. with phosphonomethylated ammonia-ethanolamine reaction by-products | 501411 | 9280
Amines, tallow alkyl, ethoxylated, branched dodecylbenzenesulfonates (salts) | 501403 | 9281
Amines, polyethylenepoly-, monosalicyloyl-terminated | 501395 | 9282
Benzenesulfonic acid, dodecyl-, compds. with ammonia-ethylene glycol reaction product morpholine derivs. residues | 501387 | 9283
Ethanol, 2,2'-oxybis-, reaction products with ammonia, morpholine derivs. residues, benzylated | 501379 | 9284
Hexanedinitrile, hydrogenated, high-boiling fraction, polymer with epichlorohydrin, acetate (salt) | 501361 | 9285
Hexanedinitrile, hydrogenated, high-boiling fraction, polymer with epichlorohydrin | 501353 | 9286
Hexanedinitrile, hydrogenated, high-boiling fraction, phosphonomethylated, sodium salt | 501346 | 9287
Hexanedinitrile, hydrogenated, high-boiling fraction, phosphonomethylated, potassium salt | 501338 | 9288
Hexanedinitrile, hydrogenated, high-boiling fraction, compd. with phosphonomethylated hydrogenated adiponitrile high-boiling fraction | 501320 | 9289
Hexanedinitrile, hydrogenated, high-boiling fraction, phosphonomethylated | 501312 | 9290
Benzenesulfonic acid, dodecyl-, compds. with hydrogenated adiponitrile high-boiling fraction | 501304 | 9291
Ethanol, 2,2'-oxybis-, reaction products with ammonia, morpholine derivs. residues, compds. with polyethylene glycol ether with trimethylolpropane phosphate | 501296 | 9292
Hexanedinitrile, hydrogenated, low-boiling fraction, polymer with epichlorohydrin | 501288 | 9293
Amines, cyclic, piperazine deriv.-rich, reaction products with glyoxal | 501270 | 9294
Amines, cyclic, piperazine deriv.-rich | 501262 | 9295
Amines, cyclic, piperazine deriv.-rich, high-boiling | 501254 | 9296
Ethanol, 2,2'-iminobis-, N-coco alkyl derivs., compds. with nitrilotri-2,1-ethanediyl tris(dihydrogen phosphate) | 501247 | 9297
Amines, C36-alkylenedi- | 501239 | 9298
Amines, C12-18-alkyldimethyl, N-oxides | 501221 | 9299
Amines, C16-22-tert-alkyl | 501213 | 9300
Amines, C12-14-tert-alkyl | 501205 | 9301
Ethanol, 2,2'-iminobis-, N-(C6-18 and C18-unsatd. alkyl) derivs. | 501197 | 9302
Fatty acids, C8-10, 2-mercaptoethyl esters | 488346 | 9303
Fatty acids, C18 and C18-unsatd., polymers with maleic acid | 488338 | 9304
Fats and Glyceridic oils, pork, denatured | 488320 | 9305
Collagens, palmitoyl | 488312 | 9306
Fatty acids, tall-oil, polymers with castor oil, pentaerythritol, phthalic anhydride, styrene and rel-(1R,2R,4R)-1,7,7-trimethylbicyclo[2.2.1]hept-2-yl methacrylate | 488304 | 9307
Fatty acids, soya, polymers with castor oil, glycerol, phthalic anhydride, soybean oil and styrene | 488296 | 9308
Castor oil, polymer with adipic acid, diethylene glycol and phthalic anhydride | 488288 | 9309
Castor oil, dehydrated, polymer with isophthalic acid, soybean oil and trimethylolpropane | 488270 | 9310
Fatty acids, tall-oil, polymers with benzoic acid, dehydrated castor oil, pentaerythritol and phthalic anhydride | 488262 | 9311
Cyclohexane, oxidized, aq. ext., sodium salt | 488254 | 9312
Cyclohexane, oxidized, aq. ext. | 488247 | 9313
Carboxylic acids, C6-18 and C9-15-di-, polymers with azelaic acid, phthalic anhydride, propylene glycol and trimethylolpropane | 488239 | 9314
Carboxylic acids, C6-18 and C9-15-di-, polymers with adipic acid, 2-ethylhexanol, phthalic anhydride and propylene glycol | 488221 | 9315
Fatty acids, C9-11-branched, glycidyl esters, polymers with azelaic acid and propylene glycol | 488213 | 9316
Quaternary ammonium compounds, bis(hydroxyethyl)methyltallow alkyl, propoxylated, Me sulfates (salts) | 488205 | 9317
Polyphosphoric acids, sodium salts | 488197 | 9318
Polyphosphoric acids, esters with ethylene glycol, reaction products with epichlorohydrin | 488189 | 9319
Polyphosphoric acids, Et esters, reaction products with epichlorohydrin | 488171 | 9320
Linseed oil, polymer with glycerol, isophthalic acid and rosin | 488163 | 9321
Linseed oil, polymer with acrylonitrile, glycerol, phthalic anhydride and styrene | 488155 | 9322
Keratins, palmitoyl | 488148 | 9323
Keratins, lauroyl | 488130 | 9324
Gelatins, succinated | 488122 | 9325
Gelatins, polymers with Me acrylate and vinylidene chloride | 488114 | 9326
Gelatins, phenylcarbamoyl derivs. | 488106 | 9327
Fatty acids, vegetable-oil, polymers with isophthalic acid, 4,4'-(1-methylethylidene)bis[cyclohexanol], trimellitic anhydride and trimethylolethane | 488098 | 9328
Fatty acids, vegetable-oil, polymers with acrylonitrile, crotonic acid, Me methacrylate, pentaerythritol, phthalic anhydride and styrene | 488080 | 9329
Fatty acids, tallow, polymers with pentaerythritol, phthalic anhydride and trimethylolpropane | 488072 | 9330
Fatty acids, tall-oil, dimers, polymers with tall-oil fatty acids and triethylenetetramine | 488064 | 9331
Fatty acids, tall-oil, polymers with maleic anhydride, neopentyl glycol, pentaerythritol, phthalic anhydride and tallow fatty acids | 488056 | 9332
Fatty acids, tall-oil, polymers with linseed oil, maleic anhydride, pentaerythritol and vinyltoluene | 488049 | 9333
Fatty acids, tall-oil, polymers with glycerol, phthalic anhydride and styrene | 488031 | 9334
Fatty acids, tall-oil, polymers with glycerol, isophthalic acid, Me methacrylate, styrene and sunflower oil | 488023 | 9335
Fatty acids, tall-oil, polymers with glycerol, 3-hydroxy-2,2-dimethylpropyl 3-hydroxy-2,2-dimethylpropanoate and isophthalic acid | 488015 | 9336
Fatty acids, tall-oil, polymers with diethylene glycol, 4,4'-methylenebis[cyclohexanol] and trimellitic anhydride | 488007 | 9337
Fatty acids, tall-oil, polymers with p-tert-butylphenol, formaldehyde, glycerol, linseed oil, phthalic anhydride and rosin | 487991 | 9338
Fatty acids, tall-oil, polymers with benzoic acid, ethylene glycol, glycerol, pentaerythritol and phthalic anhydride | 487983 | 9339
Fatty acids, soya, polymers with glycerol, pentaerythritol, phthalic anhydride and vinyltoluene | 487975 | 9340
Tung oil, polymer with 4-ethenylcyclohexene, formaldehyde and phenol | 487967 | 9341
Tannins, compds. with 4,4'-[1,3-phenylenebis(2,1-diazenediyl)]bis[1,3-benzenediamine] | 487959 | 9342
Fatty acids, tall-oil, low-boiling, reaction products with ammonia-ethanolamine reaction by-products | 487942 | 9343
Sunflower oil, polymer with glycerol and isophthalic acid | 487934 | 9344
Sulfonic acids, C12- and C16-4-alkene, sodium salts | 487926 | 9345
Safflower oil, conjugated, polymer with benzoic acid, pentaerythritol, phthalic anhydride and tung oil | 487918 | 9346
Rosin, polymer with p-tert-butylphenol, formaldehyde, glycerol, maleic anhydride, pentaerythritol, phthalic anhydride and soybean oil | 487900 | 9347
Rosin, polymer with bisphenol A, epichlorohydrin and linoleic acid | 487892 | 9348
Alkenes, C18-24, ethylene polymn. by-product | 487884 | 9349
Tallow, calcium sodium salt | 480889 | 9350
Tall oil, polymer with glycerol, maleic anhydride, phthalic anhydride and vinyltoluene | 480871 | 9351
Tall oil, polymer with glycerol, maleic anhydride, pentaerythritol, phthalic anhydride and styrene | 480863 | 9352
Tall oil, polymer with benzoic acid, glycerol and phthalic anhydride | 480855 | 9353
Sunflower oil, polymer with glycerol, maleic anhydride, pentaerythritol and phthalic anhydride | 480848 | 9354
Sunflower oil, polymer with benzoic acid, glycerol, pentaerythritol and phthalic anhydride | 480830 | 9355
Soybean oil, polymer with glycerol, pentaerythritol, phthalic anhydride and sunflower oil | 480822 | 9356
Soybean oil, polymer with glycerol, Me methacrylate, phthalic anhydride and styrene | 480814 | 9357
Soybean oil, polymer with p-tert-butylphenol, formaldehyde, glycerol, pentaerythritol and phthalic anhydride | 480806 | 9358
Schiff bases, from 4-methyl-2-pentanone and triethylenetetramine, reaction products with 2-phenyloxirane | 480798 | 9359
Safflower oil, polymer with p-tert-butylbenzoic acid, glycerol and phthalic anhydride | 480780 | 9360
Rosin, polymer with glycerol, phthalic anhydride, soybean oil and tall oil | 480772 | 9361
Rosin, polymer with p-tert-butylphenol, formaldehyde, glycerol, pentaerythritol, phthalic anhydride, safflower oil and tung oil | 480764 | 9362
Rosin, polymer with p-tert-butylbenzoic acid, p-tert-butylphenol, ethylene glycol, formaldehyde, glycerol and phthalic anhydride | 480756 | 9363
Rosin, polymer with 2,5-bis(1,1-dimethylpropyl)-1,4-benzenediol, pentaerythritol and turpentine | 480749 | 9364
Poly(oxy-1,2-ethanediyl), .alpha.-hydro-.omega.-hydroxy-, mono-C10-15-sec-alkyl ethers, phosphates | 480731 | 9365
Oils, walnut, polymers with bisphenol A, p-tert-butylphenol, formaldehyde, pentaerythritol, rosin and tung oil | 480723 | 9366
Fatty acids, vegetable-oil, polymers with isophthalic acid, pentaerythritol, trimellitic anhydride and trimethylolpropane | 480715 | 9367
Fatty acids, vegetable-oil, polymers with glycerol, isophthalic acid, trimellitic anhydride and trimethylolethane | 480707 | 9368
Oils, Litsea cubeba | 480699 | 9369
Lard, oil, calcium sodium salts | 480681 | 9370
Fats and Glyceridic oils, fish, bisulfited, sodium salts | 480673 | 9371
Fats and Glyceridic oils, fish, bisulfited, ammonium salts | 480665 | 9372
Linseed oil, polymer with glycerol, phthalic anhydride, styrene and vinyltoluene | 480657 | 9373
Linseed oil, polymer with glycerol, pentaerythritol, phthalic anhydride, soybean oil and vinyltoluene | 480640 | 9374
Linseed oil, polymer with formaldehyde, glycerol, pentaerythritol, phenol and phthalic anhydride | 480632 | 9375
Linseed oil, polymer with dipentaerythritol, formaldehyde, fumaric acid, nonylphenol and rosin | 480624 | 9376
Lecithins, polymers with dipentaerythritol, formaldehyde, fumaric acid, isophthalic acid, linseed oil, nonylphenol, pentaerythritol, rosin, soybean oil and trimethylolpropane | 480616 | 9377
Linseed oil, polymer with p-tert-butylphenol, formaldehyde, glycerol, maleic anhydride, pentaerythritol, rosin and tung oil | 480608 | 9378
Linseed oil, polymer with benzoic acid, glycerol, pentaerythritol, phthalic anhydride, rosin and soybean oil | 480590 | 9379
Fatty acids, tallow, polymers with benzoic acid, glycerol, phthalic anhydride, soybean oil and trimethylolpropane | 480582 | 9380
Fatty acids, tallow, hydrogenated, cobalt salts | 480574 | 9381
Fatty acids, tall-oil, polymers with isophthalic acid, neopentyl glycol and pentaerythritol | 480566 | 9382
Fatty acids, tall-oil, polymers with glycerol, iso-Bu alc. and phthalic anhydride | 480558 | 9383
Fatty acids, tall-oil, polymers with diethylene glycol, ethylene glycol, glycerol, linseed oil and phthalic anhydride | 480541 | 9384
Fatty acids, tall-oil, polymers with p-tert-butylphenol, formaldehyde, pentaerythritol, phthalic anhydride, rosin and soybean oil | 480533 | 9385
Fatty acids, tall-oil, 2-hydroxy-3-[4-[1-methyl-1-[4-(2-oxiranylmethoxy)phenyl]ethyl]phenoxy]propyl esters | 480525 | 9386
Fatty acids, tall-oil, cadmium salts | 480517 | 9387
Fatty acids, tall-oil, barium salts | 480509 | 9388
Fatty acids, C18-unsatd., dimers, hydrogenated, polymers with ethylene glycol | 480491 | 9389
Fatty acids, C16-18 and C18-unsatd., compds. with triisopropanolamine | 480483 | 9390
Fatty acids, C14-18 and C16-18-unsatd., compds. with triisopropanolamine | 480475 | 9391
Fatty acids, C8-18 and C18-unsatd., compds. with triisopropanolamine | 480467 | 9392
Fatty acids, C14-18 and C16-18-unsatd., compds. with isopropanolamine | 480459 | 9393
Fatty acids, C8-18 and C18-unsatd., compds. with isopropanolamine | 480442 | 9394
Fatty acids, C14-18 and C16-18-unsatd., compds. with ethylenediamine | 480434 | 9395
Fatty acids, C16-18 and C18-unsatd., compds. with diisopropanolamine | 480426 | 9396
Fatty acids, C14-18 and C16-18-unsatd., compds. with diisopropanolamine | 480418 | 9397
Linseed oil, polymer with p-tert-butylbenzoic acid, p-tert-butylphenol, formaldehyde, pentaerythritol and phthalic anhydride | 446070 | 9398
Linseed oil, polymer with benzoic acid, glycerol, pentaerythritol, phthalic anhydride, soybean oil and trimethylolpropane | 446062 | 9399
Linseed oil, polymd., oxidized, polymer with tung oil | 446054 | 9400
Linseed oil, polymd., oxidized, polymer with rosin, calcium salt | 446047 | 9401
Linseed oil, maleated, compd. with triethylamine | 446039 | 9402
Linseed oil, maleated, ammonium salt | 446021 | 9403
Ketones, C12-branched | 446013 | 9404
Ketones, C9-branched | 446005 | 9405
Naphtha (petroleum), light steam-cracked, isoprene-rich | 445999 | 9406
Hydrocarbons, C4-10-unsatd. | 445981 | 9407
Hydrocarbons, C4-5-unsatd. | 445973 | 9408
Hydrocarbons, C1-4, sweetened | 445965 | 9409
Hydrocarbons, C14-30, olefin-rich | 445957 | 9410
Hydrocarbons, C9-14, ethylene-manuf.-by-product | 445940 | 9411
Hydrocarbons, C12 and C14, olefin-rich | 445932 | 9412
Hydrocarbons, C10 and C12, olefin-rich | 445924 | 9413
Hydrocarbons, C1-4 | 445916 | 9414
Hydrocarbons, amylene feed debutanizer overheads nonextractable raffinates | 445908 | 9415
Humic acids, potassium salts | 445890 | 9416
Grease, catch basin | 445882 | 9417
Glycerides, tallow mono-, hydrogenated, mixed esters with diethylene glycol and stearic acid | 445874 | 9418
Glycerides, C14-18 di- | 445866 | 9419
Glycerides, C16-18 and C18-unsatd., polymers with ethylene glycol, glycerol, pentaerythritol, phthalic anhydride, polypropylene glycol, trimethylolethane and trimethylolpropane | 445858 | 9420
Gilsonite, polymer with polymd. linseed oil | 445841 | 9421
Gilsonite, polymer with cottonseed-oil pitch, polymd., oxidized linseed oil and tung oil | 445833 | 9422
Gilsonite, polymer with cottonseed-oil pitch and tung oil | 445825 | 9423
Gilsonite, polymer with cottonseed-oil pitch and polymd., oxidized linseed oil | 445817 | 9424
Gilsonite, polymer with coal tar pitch | 445809 | 9425
Gelatins, trimellitated, sodium salts | 445791 | 9426
Gelatins, phthalated, sodium salts | 445783 | 9427
Gelatins, compds. with cellulose hydrogen sulfate, sodium salts | 445775 | 9428
Gasoline, vapor-recovery | 445767 | 9429
Fatty acids, vegetable-oil, reaction products with acrylic acid, epoxidized soybean oil and triethylenetetramine | 445759 | 9430
Fatty acids, vegetable-oil, polymers with glycerol, phthalic anhydride and propylene glycol | 445742 | 9431
Fatty acids, vegetable-oil, polymers with benzoic acid, isophthalic anhydride and trimethylolethane | 445734 | 9432
Fatty acids, tallow, polymers with benzoic acid, 2,2-dimethyl-3-hydroxypropyl 2,2-dimethyl-3-hydroxypropanoate, pentaerythritol, phthalic anhydride and trimellitic anhydride | 445726 | 9433
Sulfite liquors and Cooking liquors, spent, oxidized | 445718 | 9434
Sulfite liquors and Cooking liquors, spent, alkali-treated, metal salts | 445700 | 9435
Sulfite liquors and Cooking liquors, spent, oxidized, carboxymethylated | 445692 | 9436
Sulfite liquors and Cooking liquors, black, vanillin | 445684 | 9437
Soybean oil, polymer with pentaerythritol, phthalic anhydride, sunflower oil and TDI | 445676 | 9438
Soybean oil, polymer with polyglycerol | 445668 | 9439
Soybean oil, polymer with phthalic anhydride and trimethylolpropane | 445650 | 9440
Soybean oil, polymer with glycerol, phthalic anhydride, styrene, tung oil and vinyltoluene | 445643 | 9441
Oxirane, 2-[(C12-14-alkyloxy)methyl] derivs. | 467134 | 9442
Oxirane, 2-[(C8-10-alkyloxy)methyl] derivs. | 467126 | 9443
2-Oxepanone, polymer with 1,1'-methylenebis[4-isocyanatobenzene] and 2,2'-[1,4-phenylenebis(oxy)]bis[ethanol], isocyanate-terminated | 467118 | 9444
1,2-Oxathiolane, 2,2-dioxide, 5-C12-16-alkyl derivs. | 467100 | 9445
9-Octadecenoic acid (9Z)-, sulfonated, potassium salts | 467092 | 9446
9-Octadecenoic acid (9Z)-, epoxidized, ester with propylene glycol | 467084 | 9447
9-Octadecenoic acid, 12-hydroxy-, iron(3+) salt, (9Z,12R)-, basic | 467076 | 9448
Octadecanoic acid, amide with diethylenetriamine, reaction products with diethylene glycol-maleic anhydride polymer | 467068 | 9449
Nonanedioic acid, compds. with 4,5-dihydro-1H-imidazole-1-ethanol 2-nortall-oil alkyl derivs. (1:2) | 467050 | 9450
Methanamine, N-methyl-, reaction products with epichlorohydrin | 467043 | 9451
Methanamine, N,N-dimethyl-, reaction products with epichlorohydrin | 467035 | 9452
Manganese, 2-ethylhexanoate naphthenate complexes | 467027 | 9453
Lanthanum oxide sulfide (La2O2S), ytterbium-doped | 467001 | 9454
Lanthanum oxide sulfide (La2O2S), neodymium-doped | 466995 | 9455
Isocyanic acid, polymethylenepolyphenylene ester, polymer with 1,3-diisocyanatomethylbenzene, .alpha.-hydro-.omega.-hydroxypoly(oxy-1,2-ethanediyl) and .alpha.,.alpha.',.alpha.''-1,2,3-propanetriyltris[.omega.-hydroxypoly[oxy(methyl-1,2-ethanediyl)]], isocyanate-terminated | 466987 | 9456
Isocyanic acid, polymethylenepolyphenylene ester, polymer with .alpha.,.alpha.',.alpha.''-1,2,3-propanetriyltris[.omega.-hydroxypoly[oxy(methyl-1,2-ethanediyl)]], isocyanate-terminated | 466979 | 9457
Isocyanic acid, polymethylenepolyphenylene ester, polymer with .alpha.-hydro-.omega.-hydroxypoly[oxy(methyl-1,2-ethanediyl)] ether with methyl .beta.-D-glucopyranoside (4:1), isocyanate-terminated | 466961 | 9458
Isocyanic acid, polymethylenepolyphenylene ester, polymer with .alpha.-hydro-.omega.-hydroxypoly[oxy(methyl-1,2-ethanediyl)] ether with .beta.-D-fructofuranosyl .alpha.-D-glucopyranoside, isocyanate-terminated | 466953 | 9459
Isocyanic acid, polymethylenepolyphenylene ester, polymer with .alpha.-hydro-.omega.-hydroxypoly[oxy(methyl-1,2-ethanediyl)] ether with .beta.-D-fructofuranosyl .alpha.-D-glucopyranoside and .alpha.,.alpha.',.alpha.''-1,2,3-propanetriyltris[.omega.-hydroxypoly[oxy(methyl-1,2-ethanediyl)]], isocyanate-terminated | 466946 | 9460
Isocyanic acid, polymethylenepolyphenylene ester, polymer with .alpha.-hydro-.omega.-hydroxypoly[oxy(methyl-1,2-ethanediyl)] ether with 2,2-bis(hydroxymethyl)-1,3-propanediol (4:1), isocyanate-terminated | 466938 | 9461
1H-Imidazolium, 1-(2-aminoethyl)-4,5-dihydro-1-methyl-, N-(C13-19-acyl) derivs., Me sulfates | 466904 | 9462
1-Hexanol, 2-ethyl-, manuf. of, by-products from, distn. residues | 466888 | 9463
1,2,6-Hexanetriol, polymer with 1,3-diisocyanatomethylbenzene and .alpha.-hydro-.omega.-hydroxypoly[oxy(methyl-1,2-ethanediyl)], isocyanate-terminated | 466870 | 9464
1,6-Hexanediol, polymer with 5-isocyanato-1-(isocyanatomethyl)-1,3,3-trimethylcyclohexane, 2-(dimethylamino)ethanol-blocked, sulfate (salt) | 466862 | 9465
1,6-Hexanediol, distn. intermediates | 466854 | 9466
Hexanedioic acid, polymer with 1,1'-methylenebis[4-isocyanatocyclohexane], .alpha.,.alpha.'-[(1-methylethylidene)di-4,1-phenylene]bis[.omega.-hydroxypoly[oxy(methyl-1,2-ethanediyl)]] and 2,2'-oxybis[ethanol], hydroxy-terminated | 466847 | 9467
Hexanedioic acid, polymer with 2,5-furandione, 1,3-isobenzofurandione, 1,2-propanediol and 3a,4,7,7a-tetrahydro-1,3-isobenzofurandione, benzylated | 466839 | 9468
Hexanedioic acid, polymer with 1,2-ethanediol, 1,1'-methylenebis[4-isocyanatobenzene] and 1,2-propanediol, isocyanate-terminated | 466813 | 9469
Hexanedioic acid, polymer with 1,3-diisocyanatomethylbenzene, 2-ethyl-2-(hydroxymethyl)-1,3-propanediol, 1,3-isobenzofurandione and 2,2'-oxybis[ethanol], isocyanate-terminated | 466797 | 9470
Hexanedioic acid, polymer with 1,3-diisocyanatomethylbenzene, 2-ethyl-2-(hydroxymethyl)-1,3-propanediol, .alpha.-hydro-.omega.-hydroxypoly[oxy(methyl-1,2-ethanediyl)], .alpha.-hydro-.omega.-hydroxypoly[oxy(methyl-1,2-ethanediyl)] ether with D-glucitol (6:1) and 1,3-isobenzofurandione, isocyanate-terminated | 466789 | 9471
Hexanedioic acid, polymer with 1,3-diisocyanatomethylbenzene, 2-ethyl-2-(hydroxymethyl)-1,3-propanediol, .alpha.-hydro-.omega.-hydroxypoly[oxy(methyl-1,2-ethanediyl)] ether with D-glucitol (6:1) and 2,2'-oxybis[ethanol], isocyanate-terminated | 466771 | 9472
Hexanedioic acid, polymer with 1,3-diisocyanatomethylbenzene, 2-ethyl-2-(hydroxymethyl)-1,3-propanediol, .alpha.-hydro-.omega.-hydroxypoly[oxy(methyl-1,2-ethanediyl)] ether with .beta.-D-fructofuranosyl .alpha.-D-glucopyranoside and 1,3-isobenzofurandione, isocyanate-terminated | 466763 | 9473
Hexanedioic acid, polymer with 1,3-diisocyanatomethylbenzene and 2,2'-oxybis[ethanol], isocyanate-terminated | 466755 | 9474
Hexanedioic acid, polymer with 2,4-diisocyanato-1-methylbenzene and 1,2-ethanediol, isocyanate-terminated | 466748 | 9475
Hexanedioic acid, polymer with 1,3-diisocyanatomethylbenzene and 1,2-ethanediol, isocyanate-terminated | 466730 | 9476
Hexanedioic acid, polymer with 5-amino-1,3,3-trimethylcyclohexanemethanamine, 1,3-butanediol and 5-isocyanato-1-(isocyanatomethyl)-1,3,3-trimethylcyclohexane, Bu alc.-blocked | 466722 | 9477
1,6-Hexanediamine, 2,2,5-trimethyl-, reaction products with 2,2'-[(1-methylethylidene)bis(4,1-phenyleneoxymethylene)]bis[oxirane] homopolymer | 466714 | 9478
Hexanal, 2-ethyl-, reaction products with vinyl chloride | 466706 | 9479
Guanidine, N-cyano-, polymer with formaldehyde, ammonium chloride-modified | 466698 | 9480
.alpha.-D-Glucopyranoside, .beta.-D-fructofuranosyl, polymer with formaldehyde, 1,3,5-triazine-2,4,6-triamine and urea, methylated | 466680 | 9481
Gadolinium yttrium oxide ((Gd,Y)2O3), europium-doped | 466672 | 9482
Gadolinium oxide sulfide (Gd2O2S), ytterbium-doped | 466664 | 9483
Gadolinium oxide sulfide (Gd2O2S), terbium-doped | 466656 | 9484
Gadolinium oxide sulfide (Gd2O2S), praseodymium-doped | 466649 | 9485
Gadolinium oxide sulfide (Gd2O2S), europium-doped | 466631 | 9486
Gadolinium oxide sulfide (Gd2O2S), dysprosium and terbium-doped | 466623 | 9487
Gadolinium oxide (Gd2O3), praseodymium-doped | 466615 | 9488
Gadolinium oxide (Gd2O3), europium-doped | 466607 | 9489
Gadolinium bromide oxide (GdBrO), cerium-doped | 466599 | 9490
2,5-Furandione, reaction products with polypropylene, chlorinated | 466581 | 9491
Zinc sulfide (ZnS), copper and nickel-doped | 460337 | 9492
Zinc sulfide (ZnS), copper and manganese-doped | 460311 | 9493
Zinc sulfide (ZnS), copper and lead-doped | 460303 | 9494
Zinc sulfide (ZnS), aluminum and gold-doped | 460295 | 9495
Yttrium oxide sulfate, ytterbium-doped | 460287 | 9496
Yttrium oxide sulfate, terbium-doped | 460279 | 9497
Yttrium oxide sulfate, praseodymium-doped | 460261 | 9498
Yttrium oxide sulfate, europium and terbium-doped | 460253 | 9499
Yttrium oxide (Y2O3), ytterbium-doped | 460246 | 9500
Yttrium oxide (Y2O3), europium-doped | 460238 | 9501
Vanadium yttrium oxide (VYO4), europium-doped | 460220 | 9502
Vanadium yttrium oxide (VYO4), bismuth and europium-doped | 460212 | 9503
Titanium, tris(dioctyl phosphato-.kappa.O'')(2-propanolato)-, branched and linear | 460204 | 9504
Titanate(3-), [P,P-dioctyl diphosphato(2-)-.kappa.O'']bis[P,P-dioctyl diphosphato(2-)-.kappa.O'',.kappa.O''''](2-propanolato)-, hydrogen (1:3), branched and linear | 460196 | 9505
Titanate(3-), tris[P-butyl P-octyl diphosphato(2-)-.kappa.O'',.kappa.O''''](2-propanolato)-, hydrogen (1:3), branched and linear, compds. with branched and linear dioctyl phosphonate (1:2) | 460188 | 9506
Titanate(3-), tris[P-butyl P-octyl diphosphato(2-)-.kappa.O'',.kappa.O''''](2-propanolato)-, hydrogen (1:3), branched and linear, compds. with branched and linear dioctyl phosphonate (1:1) | 460170 | 9507
Titanate(3-), tris[P-butyl P-octyl diphosphato(2-)-.kappa.O'',.kappa.O''''](2-propanolato)-, hydrogen (1:3), branched and linear | 460162 | 9508
Titanate(3-), tris[P-butyl P-methyl diphosphato(2-)-.kappa.O'',.kappa.O''''](2-propanolato)-, hydrogen (1:3), compds. with branched and linear dioctyl phosphonate (1:2) | 460154 | 9509
Titanate(3-), tris[P-butyl P-methyl diphosphato(2-)-.kappa.O'',.kappa.O''''](2-propanolato)-, hydrogen (1:3), compds. with branched and linear dioctyl phosphonate (1:1) | 460147 | 9510
Titanate(2-), [P,P-dibutyl diphosphato(2-)-.kappa.O'',.kappa.O''''][P,P-dioctyl diphosphato(2-)-.kappa.O'',.kappa.O''''][2-(hydroxy-.kappa.O)acetato(2-)-.kappa.O]-, hydrogen (1:2), branched and linear, compds. with branched and linear dioctyl phosphonate (1:2) | 460139 | 9511
Titanate(2-), [P,P-dibutyl diphosphato(2-)-.kappa.O'',.kappa.O''''][P,P-dioctyl diphosphato(2-)-.kappa.O'',.kappa.O''''][2-(hydroxy-.kappa.O)acetato(2-)-.kappa.O]-, hydrogen (1:2), branched and linear, compds. with branched and linear dioctyl phosphonate (1:1) | 460121 | 9512
Titanate(2-), [P,P-dibutyl diphosphato(2-)-.kappa.O'',.kappa.O''''][P,P-dioctyl diphosphato(2-)-.kappa.O'',.kappa.O''''][2-(hydroxy-.kappa.O)acetato(2-)-.kappa.O]-, hydrogen (1:2), branched and linear | 460113 | 9513
Titanate(3-), [P,P-dibutyl diphosphato(2-)-.kappa.O'']bis[P,P-dioctyl diphosphato(2-)-.kappa.O''](2-propanolato)-, hydrogen (1:3), branched and linear, compds. with branched and linear dioctyl phosphonate (1:2) | 460105 | 9514
Titanate(2-), bis(ditridecyl phosphito-.kappa.O'')tetrakis(octyloxy)-, hydrogen (1:2), branched and linear | 460097 | 9515
Titanate(2-), bis(dioctyl phosphito-.kappa.O'')tetrakis(2-propanolato)-, hydrogen (1:2), branched and linear | 460089 | 9516
Titanate(2-), bis(didodecyl phosphito-.kappa.O'')tetrakis(octyloxy)-, hydrogen (1:2), branched and linear | 460071 | 9517
Titanium, bis(dioctyl phosphato(2-)-.kappa.O'')[1,2-ethanediolato(2-)-.kappa.O1,.kappa.O2]-, branched and linear | 460063 | 9518
Titanate(2-), bis[P,P-dioctyl diphosphato(2-)-.kappa.O'',.kappa.O''''][2-(hydroxy-.kappa.O)acetato(2-)-.kappa.O]-, hydrogen (1:2), branched and linear | 460055 | 9519
Titanate(2-), bis[P,P-dioctyl diphosphato(2-)-.kappa.O'',.kappa.O''''][1,2-ethanediolato(2-)-.kappa.O1,.kappa.O2]-, hydrogen (1:2), branched and linear | 460048 | 9520
Titanate(3-), bis[P,P-dibutyl diphosphato(2-)-.kappa.O''][P,P-dioctyl diphosphato(2-)-.kappa.O''](2-propanolato)-, hydrogen (1:3), branched and linear | 460030 | 9521
Titanate(3-), bis[P,P-dibutyl diphosphato(2-)-.kappa.O''][P,P-dimethyl diphosphato(2-)-.kappa.O''](2-propanolato)-, hydrogen (1:3), compds. with branched and linear dioctyl phosphonate (1:2) | 460022 | 9522
Titanate(2-), bis[P-butyl P-octyl diphosphato(2-)-.kappa.O'',.kappa.O''''][2-(hydroxy-.kappa.O)acetato(2-)-.kappa.O]-, hydrogen (1:2), branched and linear, compds. with branched and linear dioctyl phosphonate (1:2) | 460014 | 9523
Titanate(2-), bis[P-butyl P-octyl diphosphato(2-)-.kappa.O'',.kappa.O''''][2-(hydroxy-.kappa.O)acetato(2-)-.kappa.O]-, hydrogen (1:2), branched and linear, compds. with branched and linear dioctyl phosphonate (1:1) | 460006 | 9524
Titanate(2-), bis[P-butyl P-octyl diphosphato(2-)-.kappa.O'',.kappa.O''''][2-(hydroxy-.kappa.O)acetato(2-)-.kappa.O]-, hydrogen (1:2), branched and linear | 459990 | 9525
Titanate(3-), bis[P-butyl P-octyl diphosphato(2-)-.kappa.O''][P,P-dibutyl diphosphato(2-)-.kappa.O''](2-propanolato)-, hydrogen (1:3), branched and linear | 459982 | 9526
Titanate(2-), bis[P-butyl P-methyl diphosphato(2-)-.kappa.O'',.kappa.O''''][1,2-ethanediolato(2-)-.kappa.O1,.kappa.O2]-, hydrogen (1:2), compds. with branched and linear dioctyl phosphonate (1:2) | 459974 | 9527
Titanate(2-), bis[P-butyl P-methyl diphosphato(2-)-.kappa.O'',.kappa.O''''][1,2-ethanediolato(2-)-.kappa.O1,.kappa.O2]-, hydrogen (1:2), compds. with branched and linear dioctyl phosphonate (1:1) | 459966 | 9528
Thiodicarbonic diamide ([(H2N)C(S)]2S), N,N,N',N'-tetramethyl-, reaction products with 1,2-oxathiolane 2,2-dioxide | 459958 | 9529
Thiocyanic acid, (1,3,8,10-tetrahydro-1,3,8,10-tetraoxoanthra[2,1,9-def:6,5,10-d'e'f']diisoquinoline-2,9-diyl)di-3,1-phenylene ester, reaction products with sodium sulfide (Na2(Sx)) | 459941 | 9530
Sulfuric acid copper(2+) salt (1:1), reaction products with copper and copper oxide (CuO) | 459933 | 9531
Sulfuric acid copper(2+) salt (1:1), reaction products with boric acid (H3BO3), sodium phosphate and zinc oxide | 459925 | 9532
Sulfuric acid, reaction products with O,O-bis(nonylphenyl) hydrogen phosphorodithioate and molybdenum oxide (MoO3) | 459917 | 9533
Sulfuric acid, reaction products with O,O-bis(2-ethylhexyl) hydrogen phosphorodithioate and molybdenum oxide (MoO3) | 459909 | 9534
Sulfuric acid, nickel(2+) salt (1:1), reaction products with nickel and nickel oxide (NiO) | 459891 | 9535
Sulfuric acid, mono-C10-16-alkyl esters, sodium salts | 459883 | 9536
Sulfuric acid, mono-C8-10-alkyl esters, compds. with triethanolamine | 459875 | 9537
Sulfuric acid, mono-C10-16-alkyl esters, compds. with diethanolamine | 459867 | 9538
Fatty acids, C18-unsatd., dimers, polymers with castor oil, phthalic anhydride and polyethylene glycol | 452896 | 9539
Fatty acids, C18-unsatd., dimers, polymers with azelaic acid and polyethylene glycol | 452888 | 9540
Fatty acids, C18-unsatd., dimers, polymers with acetic acid, diethylenetriamine, ethylenediamine, 4-hydroxy-.gamma.-(4-hydroxyphenyl)-.gamma.-methylbenzenebutanoic acid and oleic acid | 452870 | 9541
Fatty acids, C18-unsatd., dimers, ethoxylated | 452862 | 9542
Fatty acids, C18-unsatd., dimers, esters with diethylene glycol | 452854 | 9543
Fatty acids, cottonseed-oil, calcium salts | 452847 | 9544
Fatty acids, coco, polymers with ethylene glycol, pentaerythritol and phthalic anhydride | 452839 | 9545
Fatty acids, coco, polymers with benzoic acid, ethylene glycol, pentaerythritol and phthalic anhydride | 452821 | 9546
Fatty acids, coco, polymers with adipic acid and propylene glycol | 452813 | 9547
Fatty acids, coco, polymers with adipic acid and 1,3-butanediol | 452805 | 9548
Fatty acids, C9-12-branched, glycidyl esters, polymers with adipic acid, isophthalic acid, neopentyl glycol, propylene glycol and trimellitic anhydride | 452797 | 9549
Fatty acids, castor-oil, polymd., oxidized | 452789 | 9550
Cottonseed oil, polymer with benzoic acid, pentaerythritol and phthalic anhydride | 452771 | 9551
Copals, polymers with glycerol, linseed oil, phthalic anhydride and tung oil | 452763 | 9552
Coconut oil, polymer with glycerol, neopentyl glycol and phthalic anhydride | 452755 | 9553
Castor oil, polymer with sebacic acid and triethylene glycol | 452748 | 9554
Castor oil, polymer with phthalic anhydride, oxidized | 452730 | 9555
Castor oil, polymer with phthalic anhydride | 452722 | 9556
Castor oil, polymer with 1,1'-methylenebis[4-isocyanatocyclohexane] and polypropylene glycol | 452714 | 9557
Castor oil, polymer with 1,1'-methylenebis[4-isocyanatobenzene], polypropylene glycol ether with pentaerythritol (4:1) and TDI | 452706 | 9558
Castor oil, polymer with linseed oil, pentaerythritol, phthalic anhydride and soybean oil | 452698 | 9559
Castor oil, polymer with 2-hydroxyethyl methacrylate, Me methacrylate, methacrylic acid and styrene | 452680 | 9560
Castor oil, polymer with glycerol, Me methacrylate, pentaerythritol, phthalic anhydride, safflower oil and styrene | 452672 | 9561
Castor oil, polymer with ethylene glycol, maleic anhydride and phthalic anhydride | 452664 | 9562
Castor oil, polymer with p-tert-butylphenol, formaldehyde and tung oil, zinc salt | 452656 | 9563
Castor oil, polymer with bisphenol A, epichlorohydrin and TDI | 452649 | 9564
Coconut oil, polymer with benzoic acid, ethylene glycol, pentaerythritol and phthalic anhydride | 452631 | 9565
Castor oil, polymer with azelaic acid, glycerol and maleic anhydride | 452623 | 9566
Castor oil, polymer with adipic acid, diethylene glycol and glycerol | 452615 | 9567
Castor oil, ester with trimethylolpropane | 452607 | 9568
Castor oil, dehydrated, polymer with phthalic anhydride, soybean oil, trimethylolethane and vinyltoluene | 452599 | 9569
Castor oil, dehydrated, polymer with linseed oil, pentaerythritol and rosin | 452581 | 9570
Castor oil, dehydrated, polymer with 5-isocyanato-1-(isocyanatomethyl)-1,3,3-trimethylcyclohexane, pentaerythritol and phthalic anhydride | 452573 | 9571
Castor oil, dehydrated, polymer with glycerol, phthalic anhydride, safflower oil, soybean oil and vinyltoluene | 452565 | 9572
Castor oil, dehydrated, polymer with glycerol, phthalic anhydride and vinyltoluene | 452557 | 9573
Castor oil, dehydrated, polymer with glycerol, Me methacrylate, phthalic anhydride, soybean oil and styrene | 452540 | 9574
Castor oil, dehydrated, polymer with glycerol, Me methacrylate, phthalic anhydride and vinyltoluene | 452532 | 9575
Castor oil, dehydrated, polymer with glycerol, maleic anhydride, pentaerythritol, phthalic anhydride and rosin | 452524 | 9576
Castor oil, dehydrated, polymer with Bu acrylate, linoleic acid, Me methacrylate and trimethylolethane | 452516 | 9577
Castor oil, dehydrated, polymer with bisphenol A, formaldehyde and tung oil | 452508 | 9578
Castor oil, dehydrated, polymer with benzoic acid, p-tert-butylphenol, formaldehyde, glycerol, isophthalic acid, menhaden oil and rosin | 452490 | 9579
Castor oil, dehydrated, polymd., polymer with p-tert-butylphenol, formaldehyde, linseed oil and tung oil | 452482 | 9580
Caseins, polymers with formaldehyde and resorcinol | 452474 | 9581
Carboxylic acids, C6-18 and C9-15-di-, polymers with azelaic acid, phthalic anhydride and propylene glycol | 452466 | 9582
Carboxylic acids, C6-18 and C9-15-di-, polymers with adipic acid, phthalic anhydride and propylene glycol | 452458 | 9583
Carboxylic acids, C6-19 and C9-15-di-, polymers with adipic acid and propylene glycol | 452441 | 9584
Fatty acids, C6-19-branched, zinc salts | 452433 | 9585
Fatty acids, C6-19-branched, manganese salts | 452425 | 9586
Fatty acids, C6-19-branched, calcium salts, overbased | 452417 | 9587
Balsams, Douglas-fir, mixed with turpentine oil, sulfurized, silver salts | 452409 | 9588
Balsams, Douglas-fir, mixed with turpentine oil, titanium salts | 452391 | 9589
Balsams, copaiba, sulfurized, silver salts | 452383 | 9590
Asphalt, polymer with gilsonite and linseed oil | 452375 | 9591
Alkenes, C>10 .alpha.-, polymers with maleic anhydride, tallow alkyl imides | 452367 | 9592
Soybean oil, polymer with fumaric acid, pentaerythritol and sulfur dioxide | 445635 | 9593
Soybean oil, polymer with fumaric acid and pentaerythritol | 445627 | 9594
Soybean oil, maleated, compd. with triethylamine | 445619 | 9595
Soybean oil, maleated, ammonium salt | 445601 | 9596
Flour, soybean | 445593 | 9597
Sorghum, flour | 445585 | 9598
Shellac, polymer with styrene | 445577 | 9599
Safflower oil, polymer with pentaerythritol, phthalic anhydride and TDI | 445569 | 9600
Safflower oil, polymer with ethylenediamine, glycerol, pentaerythritol, phthalic anhydride, sebacic acid and soybean oil | 445551 | 9601
Safflower oil, polymer with ethylenediamine and sebacic acid | 445544 | 9602
Safflower oil, polymer with adipic acid, ethylenediamine, glycerol, pentaerythritol, phthalic anhydride and soybean oil | 445536 | 9603
Tar bases, quinoline derivs. | 445528 | 9604
Tannins, salts with N-[4-[[4-(dimethylamino)phenyl]phenylmethylene]-2,5-cyclohexadien-1-ylidene]-N-methylmethanaminium | 445510 | 9605
Tannins, salts with N-[4-[[4-(diethylamino)phenyl]phenylmethylene]-2,5-cyclohexadien-1-ylidene]-N-ethylethanaminium | 445502 | 9606
Tannins, salts with 3,7-bis(dimethylamino)phenothiazin-5-ium | 445494 | 9607
Tannins, compds. with C.I. Basic Yellow 2 | 445486 | 9608
Tall oil, polymer with isophthalic acid, trimellitic anhydride and trimethylolethane | 445478 | 9609
Tall oil, polymer with glycerol, maleic anhydride, pentaerythritol and phthalic anhydride | 445460 | 9610
Tall oil, polymer with fumaric acid, pentaerythritol and tung oil | 445452 | 9611
Tall oil, polymer with dipropylene glycol, formaldehyde, isophthalic acid, phenol, trimellitic anhydride and trimethylolpropane | 445445 | 9612
Sulfonic acids, petrolatum di-, disodium salts | 445437 | 9613
Sulfite liquors and Cooking liquors, spent, sulfomethylated, dextrose-augmented | 445429 | 9614
Sulfite liquors and Cooking liquors, spent, Kiliani reaction products | 445411 | 9615
Waste gases, ethylene oxide absorber-reactor | 445403 | 9616
Vinyl acetal polymers, butyrals, polymers with acrylic acid, bisphenol A, epichlorohydrin, Et acrylate and Me methacrylate | 445395 | 9617
Tung oil, polymer with hexamethylenetetramine, phenol and phosphoric acid | 445387 | 9618
Tung oil, polymer with 4-biphenylol | 445379 | 9619
Residues (petroleum), steam-cracked light | 445361 | 9620
Residues (petroleum), deethanizer tower | 445353 | 9621
Residues (petroleum), cyclooctadiene bottoms | 445346 | 9622
Residues (petroleum), alkylation splitter, C4-rich | 445338 | 9623
Butane, branched and linear | 445320 | 9624
Distillates (petroleum), steam-cracked, polymers with phenol and styrene | 445312 | 9625
Distillates (petroleum), catalytic reformed straight-run naphtha overheads | 445304 | 9626
Disulfides, C5-12-alkyl | 445296 | 9627
Coconut oil, polymer with pentaerythritol, phthalic anhydride, propylene glycol and trimethylolethane | 445288 | 9628
Castor oil, sulfated, salts with 9-(2-carboxyphenyl)-3,6-bis(diethylamino)xanthylium | 445270 | 9629
Castor oil, polymer with bisphenol A and epichlorohydrin | 445262 | 9630
Castor oil, dehydrated, polymer with rosin | 445254 | 9631
Castor oil, dehydrated, polymer with isophthalic acid, phthalic anhydride and trimethylolethane | 445247 | 9632
Castor oil, dehydrated, polymer with isophthalic acid, pentaerythritol, phthalic anhydride and trimethylolethane | 445239 | 9633
Castor oil, dehydrated, polymer with isophthalic acid, linseed oil, menhaden oil, oiticica oil, pentaerythritol and tung oil | 445221 | 9634
Castor oil, dehydrated, polymer with 4-biphenylol, formaldehyde, linseed oil and tung oil | 445213 | 9635
Cashew, nutshell liq., polymer with formaldehyde, hexamethylenetetramine and phenol | 445205 | 9636
Amines, tallow alkyl, compds. with di-Et sulfate and oxidized polyethylene | 445197 | 9637
2,5-Furandione, reaction products with polybutadiene, Me esters | 466573 | 9638
2,5-Furandione, reaction products with polyethylene, esters with polyethylene glycol and polypropylene glycol | 466565 | 9639
Formaldehyde, polymer with 2-methylphenol, reaction products with epichlorohydrin | 466557 | 9640
Formaldehyde, polymer with methylphenol, polyisoprene derivs. | 466540 | 9641
Formaldehyde, polymer with 2,6-dimethylphenol, 3-methylphenol, 4-methylphenol and phenol, furfuryl alcohol-modified | 466532 | 9642
Formaldehyde, polymer with 2,6-dimethylphenol, 3-methylphenol, 4-methylphenol and phenol, aniline-modified | 466524 | 9643
Formaldehyde, polymer with bromophenol, reaction products with epichlorohydrin | 466516 | 9644
Formaldehyde, polymer with benzenamine, propoxylated | 466508 | 9645
Ethenol, homopolymer, reaction products with 1-isocyanatooctadecane | 466490 | 9646
Ethane, 1,2-dichloro-, manuf. of, by-products from, distn. residues | 466482 | 9647
Ethene, homopolymer, oxidized, lithium salt | 466474 | 9648
Ethanol, 2,2'-[1,4-phenylenebis(oxy)]bis-, polymer with .alpha.-hydro-.omega.-hydroxypoly(oxy-1,4-butanediyl) and 1,1'-methylenebis[4-isocyanatobenzene], isocyanate-terminated | 466466 | 9649
Ethanol, 2,2',2''-nitrilotris-, homopolymer, reaction products with chloromethane | 466458 | 9650
Ethanol, 2-amino-, N-C11-14-tert-alkyl derivs. | 466425 | 9651
1,2-Ethanediol, polymer with 1,3-diisocyanatomethylbenzene and .alpha.,.alpha.',.alpha.''-1,2,3-propanetriyltris[.omega.-hydroxypoly[oxy(methyl-1,2-ethanediyl)]], isocyanate-terminated | 466417 | 9652
1,2-Ethanediamine, N1-(2-aminoethyl)-, reaction products with aniline and polyethylene-polypropylene glycol ether with sucrose | 466409 | 9653
1,2-Ethanediamine, reaction products with bisphenol A diglycidyl ether homopolymer | 466391 | 9654
Dodecanoic acid, iron(3+) salt, basic | 466383 | 9655
Docosanoic acid, reaction products with 2-amino-2-methyl-1-propanol | 466375 | 9656
Cyclohexanemethanamine, 5-amino-1,3,3-trimethyl-, reaction products with bisphenol A diglycidyl ether homopolymer | 466367 | 9657
1,2-Cyclohexanediamine, reaction products with 1,6-hexanediamine and 2,2'-[(1-methylethylidene)bis(4,1-phenyleneoxymethylene)]bis[oxirane] homopolymer | 466359 | 9658
Cyclohexane, 1,1'-methylenebis[4-isocyanato-, polymer with hydroxy-terminated polybutadiene | 466342 | 9659
Cyclohexane, oxidized, non-acidic by-products, distn. lights | 466334 | 9660
Cyclohexane, oxidized, non-acidic by-products, distn. residues | 466326 | 9661
Copper, C6-19-branched carboxylate naphthenate complexes | 466318 | 9662
Cobalt, borate isononanoate neodecanoate complexes | 466300 | 9663
Calcium, C9-13-neofatty acid naphthenate complexes | 466292 | 9664
Butene, homopolymer, sulfurized | 466284 | 9665
Butanoic acid, 3-amino-, N-C14-18-alkyl derivs. | 466276 | 9666
1,3-Butanediol, polymer with 2-ethyl-2-(hydroxymethyl)-1,3-propanediol and 5-isocyanato-1-(isocyanatomethyl)-1,3,3-trimethylcyclohexane, isocyanate-terminated | 466268 | 9667
1,3-Butanediol, polymer with 1,3-diisocyanatomethylbenzene and .alpha.-hydro-.omega.-hydroxypoly(oxy-1,4-butanediyl), isocyanate-terminated | 466250 | 9668
Butanedioic acid, 2-sulfo-, 4-castor-oil alkyl esters, disodium salts | 466243 | 9669
1,3-Butadiene, homopolymer, of cis-1,4-configuration, maleated | 466235 | 9670
Benzoic acid, 2-hydroxy-, reaction products with bisphenol A-p-tert-butylphenol-epichlorohydrin-phenyloxirane polymer and 4,4'-methylenebis[benzenamine] | 466219 | 9671
Benzenesulfonic acid, methyl-, mono-C6-12-alkyl derivs., sodium salts | 466201 | 9672
Benzenesulfonic acid, methyl-, mono-C6-12-alkyl derivs. | 466193 | 9673
Benzenesulfonic acid, mono-C11-13-branched alkyl derivs., sodium salts | 466185 | 9674
Benzenesulfonic acid, mono-C11-13-branched alkyl derivs. | 466177 | 9675
Benzenesulfonic acid, mono-C6-12-alkyl derivs., sodium salts | 466169 | 9676
Benzenesulfonic acid, mono-C6-12-alkyl derivs. | 466151 | 9677
Resin acids and Rosin acids, Me esters, reaction products with ethylene glycol-maleic acid-phthalic acid polymer | 466136 | 9678
Benzene, methyl-, C6-12-alkyl derivs. | 466128 | 9679
Benzene, ethylenated, by-products from | 466110 | 9680
Sulfamic acid, reaction products with triethylenetetramine | 459859 | 9681
Sulfamic acid, reaction products with diethylenetriamine | 459842 | 9682
Poly(oxy-1,2-ethanediyl), .alpha.-hydro-.omega.-hydroxy-, mixed monolauryl and monopentadecyl ethers | 459834 | 9683
Poly(oxy-1,2-ethanediyl), .alpha.-sulfo-.omega.-hydroxy-, C16-18-alkyl ethers, sodium salts | 459826 | 9684
Poly(oxy-1,2-ethanediyl), .alpha.-hydro-.omega.-hydroxy-, mono-C8-10-alkyl ethers, phosphates, sodium salts | 459818 | 9685
Poly(oxy-1,2-ethanediyl), .alpha.-hydro-.omega.-hydroxy-, mono-C10-14-alkyl ethers, phosphates | 459800 | 9686
Poly(oxy-1,2-ethanediyl), .alpha.-sulfo-.omega.-hydroxy-, C10-16-alkyl ethers, sodium salts | 459792 | 9687
Platinate(2-), hexachloro-, hydrogen (1:2), (OC-6-11)-, reaction products with 2,4,6,8-tetraethenyl-2,4,6,8-tetramethylcyclotetrasiloxane | 459784 | 9688
Phosphoric acid, sodium salt (1:?), reaction products with manganese oxide (MnO2) and zinc oxide | 459776 | 9689
Phosphoric acid, sodium salt (1:1), reaction products with boric acid (H3BO3) | 459768 | 9690
Phosphonic acid, (1-hydroxyethyl)-, 2-chloroethyl ester, homopolymer, bis(2-chloroethyl) (1-hydroxyethyl)phosphonate- and 2-chloroethyl (1-hydroxyethyl)phosphonate-terminated, reaction products with diethanolamine, hydrochlorides | 459750 | 9691
Phenol, 4,4'-(1-methylethylidene)bis-, polymer with 2-(chloromethyl)oxirane, reaction products with 3,3'-[oxybis(2,1-ethanediyloxy)]bis[1-propanamine] | 459743 | 9692
Phenol, 4,4'-(1-methylethylidene)bis-, polymer with 2-(chloromethyl)oxirane, reaction products with diethylenetriamine, phenol, propylene oxide and triethylenetetramine | 459735 | 9693
Phenol, 4-ethenyl-, homopolymer, brominated | 459727 | 9694
Phenol, dithiobis-, C1-6-alkyl derivs. | 459719 | 9695
Phenol, polymer with formaldehyde, reaction products with hexamethylenetetramine | 459701 | 9696
Phenol, 4-(1,1-dimethylethyl)-, polymer with formaldehyde, magnesium complex | 459693 | 9697
Phenol, polymer with formaldehyde, glycidyl ether, acrylate | 459685 | 9698
1,5-Pentanediamine, 2-(dinortall-oil alkyl) derivs. | 459677 | 9699
Oxirane, 2-tetradecyl-, reaction products with polyethylene glycol | 459669 | 9700
Oxirane, 2-methyl-, polymer with oxirane, mono-C6-10-alkyl ethers, phosphates, sodium salts | 459651 | 9701
Oxirane, 2-methyl-, polymer with oxirane, mono-C6-10-alkyl ethers, phosphates, potassium salts | 459644 | 9702
Oxirane, 2-methyl-, polymer with oxirane, mono-C6-10-alkyl ethers, phosphates | 459636 | 9703
Oxirane, 2-methyl-, polymer with oxirane, mono-C6-10-alkyl ethers, isooctyl phosphates, potassium salts | 459628 | 9704
Oxirane, 2-methyl-, polymer with oxirane, mono-C6-10-alkyl ethers, isooctyl phosphates | 459610 | 9705
Oxirane, 2-(phenoxymethyl)-, brominated | 459602 | 9706
2-Oxepanone, polymer with 1,1'-methylenebis[4-isocyanatocyclohexane] and 2,2'-oxybis[ethanol], 2-hydroxyethyl acrylate-blocked | 459594 | 9707
2-Oxepanone, polymer with 5-amino-1,3,3-trimethylcyclohexanemethanamine, 2,2-dimethyl-1,3-propanediol and 5-isocyanato-1-(isocyanatomethyl)-1,3,3-trimethylcyclohexane, iso-Pr alc.-blocked | 459586 | 9708
Octanal, 7-hydroxy-3,7-dimethyl-, reaction products with 3-methyl-1H-indole | 459578 | 9709
9-Octadecenoic acid (9Z)-, 1,2,3-propanetriyl ester, polymd., oxidized | 459560 | 9710
Octadecanoic acid, 12-hydroxy-, polymer with butyl 2-methyl-2-propenoate, ethenylbenzene, 2-ethylhexyl 2-propenoate, 2-hydroxyethyl 2-propenoate, 2-methyl-2-propenoic acid and 2-oxiranylmethyl 2-methyl-2-propenoate, 1-aziridineethanol-terminated | 459552 | 9711
9-Octadecenoic acid (9Z)-, reaction products with diethylenetriamine, oleates | 459545 | 9712
Octadecanoic acid, reaction products with diethylenetriamine, di-Et sulfate-quaternized | 459537 | 9713
9-Octadecenoic acid (9Z)-, reaction products with diethanolamine and isostearic acid | 459529 | 9714
9-Octadecenoic acid (9Z)-, reaction products with Bu alc., silicic acid (H4SiO4) tetraethyl ester and triethanolamine | 459511 | 9715
Octadecanoic acid, reaction products with acetic acid and tetraethylenepentamine | 459503 | 9716
Octadecanoic acid, mixed esters with myristic acid and neopentyl glycol | 459495 | 9717
Octadecanamide, N,N',N'',N'''-[carbonylbis(nitrilodi-2,1-ethanediyl)]tetrakis-, propoxylated, diacetate (salt) | 459487 | 9718
Naphthalenesulfonic acid, polymer with formaldehyde, sodium salt, reaction products with C.I. Basic Violet 1 | 459461 | 9719
Naphthalenesulfonic acid, polymer with formaldehyde, sodium salt, reaction products with 4-[(4-aminophenyl)(4-imino-2,5-cyclohexadien-1-ylidene)methyl]-2-methylbenzenamine hydrochloride (1:1) | 459453 | 9720
2-Naphthalenesulfonic acid, 6-hydroxy-5-nitroso-, cobalt(2+) sodium salt (1:?:?), complex with poly(vinylpyrrolidone) | 459446 | 9721
2,7-Naphthalenedisulfonic acid, 3-hydroxy-4-[2-(4-sulfo-1-naphthalenyl)diazenyl]-, sodium salt (1:3), complex with poly(vinylpyrrolidone) | 459438 | 9722
Lanthanum bromide oxide (LaBrO), terbium-doped | 459420 | 9723
Isocyanic acid, polymethylenepolyphenylene ester, polymer with hydroxy-terminated butadiene-styrene polymer, 2-hydroxyethyl 2-methyl-2-propenoate-blocked | 459412 | 9724
Starch, reaction products with glyoxal | 459404 | 9725
Starch, reaction products with formaldehyde | 459396 | 9726
Starch, reaction products with acrolein | 459388 | 9727
Starch, polymer with 2-propenenitrile, hydrolyzed | 459370 | 9728
Starch, 2-hydroxyethyl ether, oxidized | 459362 | 9729
Starch, acid-hydrolyzed, 2-hydroxypropyl ether | 459354 | 9730
Starch, acid-hydrolyzed, ester with dihydro-3-(1-octen-1-yl)-2,5-furandione | 459347 | 9731
Silicic acid, ethyl ester, maleated | 459339 | 9732
Silicic acid, sodium salt, hydrolysis products with chlorotrimethylsilane and dichloroethenylmethylsilane | 459321 | 9733
Oxirane, 2-[[3-(trimethoxysilyl)propoxy]methyl]-, hydrolysis products with silica | 459313 | 9734
Silane, trimethoxymethyl-, hydrolysis products with silica | 459305 | 9735
Silane, chlorodimethyloctyl-, hydrolysis products with silica | 459297 | 9736
Silane, chlorodimethyloctadecyl-, hydrolysis products with octadecyltrichlorosilane and silica | 459289 | 9737
Amines, tallow alkyl, ethoxylated, acetates (salts) | 452359 | 9738
Fatty acids, tall-oil, low-boiling, compds. with formaldehyde-N-tall-oil alkyltrimethylenediamine polymer | 452342 | 9739
Amines, tall-oil alkyl, polymers with ethylenediamine, TDI and p-toluidine | 452334 | 9740
Amines, hydrogenated tallow alkyl, stearates | 452326 | 9741
Amines, hydrogenated tallow alkyl, oleates | 452318 | 9742
Amides, sperm-oil, N,N-bis(hydroxyethyl) | 452300 | 9743
Amides, coco, N-[2-[(2-hydroxyethyl)amino]ethyl], ethoxylated | 452292 | 9744
Amides, castor-oil, N-[2-[(2-hydroxyethyl)amino]ethyl] | 452284 | 9745
Alkenes, C20-24 .alpha.-, polymers with maleic anhydride | 452276 | 9746
Alkenes, C24-28 .alpha.-, polymers with acrylic acid, C6-10-alkyl esters | 452268 | 9747
Alkenes, C24-28 .alpha.-, polymers with acrylic acid | 452250 | 9748
Alkanes, C13-16-iso- | 452243 | 9749
Alkanes, C12-14-iso- | 452235 | 9750
Alkanes, C10-14-iso- | 452227 | 9751
Alkanes, C10-13-iso- | 452219 | 9752
Alkanes, C9-11-iso- | 452201 | 9753
Alkanes, C8-10-iso- | 452193 | 9754
Alcohols, C11-15-secondary, ethoxylated propoxylated | 452185 | 9755
Alcohols, C12-15, ethoxylated propoxylated | 452177 | 9756
Alcohols, C12-16, ethoxylated | 452169 | 9757
1-Propene, hydroformylation products, high-boiling | 452151 | 9758
1-Propene, hydroformylation products | 452144 | 9759
Alcohols, C7-9-branched | 452136 | 9760
Alcohols, C9-11-branched | 452128 | 9761
Alcohols, C8-18 | 452110 | 9762
Albumins, blood plasma | 452102 | 9763
Oxirane, 2-methyl-, polymer with oxirane, mono-C10-12-alkyl ethers, phosphates | 452094 | 9764
Benzenesulfonic acid, 4-chloro-3-nitro-, sodium salt (1:1), reaction products with hydrolyzed N-ethenylacetamide homopolymer | 451997 | 9765
Ethenesulfonic acid, sodium salt (1:1), polymer with N-ethenylacetamide, hydrolyzed, reaction products with 6-bromo-4-methyl-1-phenyl-3H-naphtho[1,2,3-de]quinoline-2,7-dione | 451989 | 9766
Ethenesulfonic acid, sodium salt (1:1), polymer with N-ethenylacetamide, hydrolyzed, reaction products with sodium 1-amino-4-bromo-9,10-dihydro-9,10-dioxo-2-anthracenesulfonate (1:1) | 451971 | 9767
Ethenesulfonic acid, sodium salt, polymer with N-ethenylacetamide, hydrolyzed, reaction products with 1-acetyl-6-bromo-4-methyl-3H-naphtho[1,2,3-de]quinoline-2,7-dione | 451963 | 9768
Ethenesulfonic acid, sodium salt (1:1), polymer with N-ethenylacetamide, hydrolyzed | 451955 | 9769
1-Tridecanamine, N-tridecyl-, branched | 445189 | 9770
Sulfonic acids, C15-20-alkane hydroxy and C15-20-alkene, sodium salts | 445171 | 9771
Alkenes, C15-20 .alpha.-, polymd., oxidized | 445163 | 9772
Fatty acids, tall-oil, polymers with linoleic acid dimers and triethylenetetramine | 445155 | 9773
Fatty acids, tall-oil, polymers with glycerol, maleic anhydride and soybean oil | 445148 | 9774
Fatty acids, tall-oil, polymers with fumaric acid, isophthalic acid and pentaerythritol | 445130 | 9775
Fatty acids, tall-oil, polymers with ethylene glycol, pentaerythritol, phthalic anhydride and tallow fatty acids | 445122 | 9776
Fatty acids, tall-oil, polymers with ethylene glycol, glycerol, pentaerythritol, phthalic anhydride and tall oil | 445114 | 9777
Fatty acids, tall-oil, polymers with ethylene glycol, glycerol, maleic anhydride, pentaerythritol, phthalic anhydride and tall oil | 445106 | 9778
Fatty acids, tall-oil, polymers with ethylenediamine, linoleic acid dimers, maleic anhydride, pentaerythritol, phthalic anhydride and soybean oil | 445098 | 9779
Fatty acids, tall-oil, polymers with diethylenetriamine, linoleic acid dimers and triethylenetetramine | 445080 | 9780
Fatty acids, tall-oil, polymers with diethylenetriamine and linoleic acid dimers | 445072 | 9781
Fatty acids, tall-oil, conjugated, polymers with isophthalic acid, trimellitic anhydride and trimethylolpropane | 445064 | 9782
Fatty acids, tall-oil, conjugated, polymers with benzoic acid, isophthalic acid, trimellitic anhydride and trimethylolpropane | 445056 | 9783
Fatty acids, soya, polymers with pentaerythritol, phthalic anhydride and soybean oil | 445049 | 9784
Fatty acids, soya, polymers with isophthalic acid, maleic anhydride, pentaerythritol, phthalic anhydride and trimethylolethane | 445031 | 9785
Fatty acids, soya, polymers with glycerol, maleic anhydride, phthalic anhydride and sorbitol | 445023 | 9786
Fatty acids, soya, polymers with p-tert-butylbenzoic acid, isophthalic acid, maleic anhydride, pentaerythritol, phthalic anhydride and trimethylolpropane | 445015 | 9787
Fatty acids, linseed-oil, polymers with dimerized rosin, glycerol, maleic anhydride and pentaerythritol | 445007 | 9788
Fatty acids, linseed-oil, polymers with dimerized rosin, glycerol and pentaerythritol | 444992 | 9789
Fatty acids, dehydrated castor-oil, polymers with ethylene glycol, glycerol, hydrogenated rosin, maleic anhydride, pentaerythritol, phthalic anhydride and soybean oil | 444984 | 9790
Fatty acids, coco, polymers with glycerol, maleic anhydride and phthalic anhydride | 444976 | 9791
Glycerides, C14-18 and C16-26-unsatd. | 444968 | 9792
Glycerides, coco mono- and di-, esters with propylene glycol, ethoxylated | 444950 | 9793
Glycerides, C16-18 and C18-unsatd., polymers with pentaerythritol and phthalic anhydride | 444943 | 9794
Glycerides, C16-18 and C18-unsatd., polymers with neopentyl glycol, pentaerythritol, phthalic anhydride and TDI | 444935 | 9795
Glycerides, C16-18 and C18-unsatd., polymers with glycerol, isophthalic acid and propylene glycol | 444927 | 9796
Glycerides, C16-18 and C18-unsatd., polymers with benzoic acid, pentaerythritol and phthalic anhydride | 444919 | 9797
Gases (petroleum), reformer effluent low-pressure flash drum off | 444901 | 9798
Gases (petroleum), reformer effluent high-pressure flash drum off | 444893 | 9799
Gases (petroleum), light straight-run naphtha stabilizer off | 444885 | 9800
Gases (petroleum), hydrocracking depropanizer off, hydrocarbon-rich | 444877 | 9801
Gases (petroleum), full-range straight-run naphtha dehexanizer off | 444869 | 9802
Gases (petroleum), catalytic reformed straight-run naphtha stabilizer overheads | 444851 | 9803
Fuel gases, thermal cracked catalytic cracking residue | 444844 | 9804
Fuel gases, saturate gas unit fractionater-absorber overheads | 444836 | 9805
Fuel gases, hydrotreater fractionation, scrubbed | 444828 | 9806
Fatty acids, vegetable-oil, polymers with isophthalic acid, maleic anhydride, phthalic anhydride, trimellitic anhydride and trimethylolpropane | 444810 | 9807
Fatty acids, vegetable-oil, polymers with glycerol, pentaerythritol, phthalic anhydride, safflower oil and sorbitol | 444802 | 9808
Benzene, diethynyl-, homopolymer, reaction products with 1,1'-(1,3-butadiyne-1,4-diyl)bis[benzene] | 466102 | 9809
Benzene, C6-12-alkyl derivs. | 466094 | 9810
Benzenamine, N-phenyl-, (tripropenyl) derivs. | 466086 | 9811
Benzenamine, 4,4'-methylenebis-, reaction products with 2,2'-[(1-methylethylidene)bis(4,1-phenyleneoxymethylene)]bis[oxirane] homopolymer | 466078 | 9812
Benzenamine, 2-ethyl-N-(2-ethylphenyl)-, (tripropenyl) derivs. | 466060 | 9813
Benzamide, N-(3-aminopropyl)-2-hydroxy-, N-coco alkyl derivs. | 466052 | 9814
Benzaldehyde, reaction products with heptanal, distn. lights | 466045 | 9815
Asparagine, N,N2-di-C10-20-alkyl derivs. | 466037 | 9816
9,10-Anthracenedione, 1-amino-, reaction products with copper oxide (CuO) and 3,9-dibromo-7H-benz[de]anthracen-7-one, chlorinated | 466029 | 9817
Aluminum, oxo tall-oil fatty acids complexes | 466011 | 9818
.beta.-Alanine, N-(2-carboxyethyl)-, N-[3-(C12-15-alkyloxy)propyl] derivs., monosodium salts | 466003 | 9819
.beta.-Alanine, N-coco alkyl derivs., sodium salts | 465997 | 9820
Acetic acid ethenyl ester, polymer with ethene, hydrolyzed | 465989 | 9821
Acetic acid, 2-chloro-, sodium salt (1:1), reaction products with 4,5-dihydro-2-undecyl-1H-imidazole-1-ethanol and sodium hydroxide | 465971 | 9822
Acetic acid, 2-chloro-, sodium salt (1:1), reaction products with 4,5-dihydro-1H-imidazole-1-ethanol 2-norcoco alkyl derivs. and sodium hydroxide | 465963 | 9823
Acetic acid, 2-chloro-, reaction products with 2-heptyl-4,5-dihydro-1H-imidazole-1-ethanol and sodium hydroxide | 465955 | 9824
Acetic acid, 2-chloro-, reaction products with 2-heptadecyl-4,5-dihydro-1H-imidazole-1-ethanol and sodium hydroxide | 465948 | 9825
Acetic acid, 2-chloro-, reaction products with 4,5-dihydro-2-nonyl-1H-imidazole-1-ethanol and sodium hydroxide, lauryl sulfates | 465930 | 9826
Acetic acid, 2-chloro-, reaction products with 4,5-dihydro-2-nonyl-1H-imidazole-1-ethanol and sodium hydroxide | 465922 | 9827
Acetic acid, 2-chloro-, reaction products with 2-chloroethanol and 2-heptadecyl-4,5-dihydro-1H-imidazole-1-ethanol | 465914 | 9828
Ethane, 1,2-dichloro-, manuf. of, by-products from, distn. lights | 465906 | 9829
Whey, protein-free | 465898 | 9830
1,3-Butadiene, homopolymer, distn. by-products | 465880 | 9831
Waste gases, from carbon black manuf. | 465872 | 9832
Vinyl acetal polymers, butyrals, reaction products with hydrolyzed tetra-Et silicate | 465864 | 9833
Tung oil, polymer with 4-(1,1-dimethylpropyl)phenol and formaldehyde | 465856 | 9834
Tung oil, polymer with bisphenol A, p-tert-butylphenol and formaldehyde | 465849 | 9835
Tannins, salts with 9-[2-(ethoxycarbonyl)phenyl]-3,6-bis(ethylamino)-2,7-dimethylxanthylium benzoate | 465831 | 9836
Tallow, lithium salt | 465823 | 9837
Tallow, hydrogenated, reaction products with ethanolamine and maleic anhydride | 465815 | 9838
Tallow, hydrogenated, ester with glycerol, ethoxylated | 465807 | 9839
Tallow, hydrogenated, ester with diethylene glycol, ethoxylated | 465799 | 9840
Tall oil, polymer with isophthalic acid, trimellitic anhydride and trimethylolpropane | 465781 | 9841
Tall oil, polymer with glycerol, pentaerythritol, phthalic anhydride and vinyltoluene | 465773 | 9842
Tall oil, polymer with glycerol, isophthalic acid and terephthalic acid | 465765 | 9843
Tall oil, polymer with glycerol, hexamethylenediamine, isophthalic acid, pentaerythritol and sebacic acid | 465757 | 9844
Vinyl acetal polymers, acetals with 2-formylbenzenesulfonic acid, sodium salts | 465740 | 9845
Tung oil, polymd., polymer with p-tert-butylphenol and formaldehyde | 465732 | 9846
Terpenes and Terpenoids, tangerine-oil | 465724 | 9847
Terpenes and Terpenoids, peppermint-oil | 465716 | 9848
Terpenes and Terpenoids, Litsea cubela-oil, hydrogenated | 465708 | 9849
Terpenes and Terpenoids, mint, Mentha arvensis piperascens-oil | 465690 | 9850
Terpenes and Terpenoids, citrus-oil | 465682 | 9851
Terpenes and Terpenoids, cedarwood-oil, hydroxy, acetates | 465674 | 9852
Terpenes and Terpenoids, cedarwood-oil | 465666 | 9853
Tallow, mixed with tristearin, calcium sodium salts | 465658 | 9854
Tall oil, sulfonated, potassium salt | 465641 | 9855
Tall oil, polymer with glycerol, isophthalic acid and trimethylolethane | 465633 | 9856
Tall oil, polymer with p-tert-butylbenzoic acid, glycerol and phthalic anhydride | 465625 | 9857
Sunflower oil, polymer with ethylene glycol, maleic anhydride, pentaerythritol and phthalic anhydride | 465617 | 9858
Sulfonic acids, petroleum, sodium salts | 465609 | 9859
Sulfonic acids, petroleum, reaction products with 2-(heptadecen-1-yl)-4,5-dihydro-1H-imidazole-1-ethanol and N-methyl-N-[(9Z)-1-oxo-9-octadecen-1-yl]glycine | 465591 | 9860
Sulfonic acids, petroleum, potassium salts | 465583 | 9861
Sulfonic acids, C12- and C16-alkane, 4-hydroxy, compds. with triethanolamine | 465575 | 9862
Sulfonic acids, C12- and C16-alkane, 3-hydroxy, compds. with triethanolamine | 465567 | 9863
Sulfonic acids, C10-16-alkane, sodium salts | 465559 | 9864
Sulfonic acids, C10-14-alkane, sodium salts | 465542 | 9865
1,3-Propanediamine, N1-(3-aminopropyl)-, polymer with 2-(chloromethyl)oxirane and .alpha.-hydro-.omega.-hydroxypoly(oxy-1,2-ethanediyl), reaction products with 1-dodecanamine | 459263 | 9866
2-Propenoic acid, 2-methyl-, telomer with butyl 2-methyl-2-propenoate, tert-dodecanethiol, ethenylbenzene, 2-ethylhexyl 2-propenoate, 2-hydroxyethyl 2-propenoate, methyl 2-methyl-2-propenoate and 2-propenenitrile, ethylenimine-terminated | 459255 | 9867
2-Propenoic acid, 2-methyl-, methyl ester, polymer with 2-oxiranylmethyl 2-methyl-2-propenoate, ammonia-modified | 459248 | 9868
2-Propenoic acid, 2-methyl-, 1,1'-(1,2-ethanediyl) ester, polymer with diethenylbenzene, ethenylbenzene and ethenylethylbenzene, chloromethylated, reaction products with trimethylamine | 459230 | 9869
2-Propenoic acid, 2-methyl-, 1,1'-(1,2-ethanediyl) ester, polymer with ethenylbenzene, chloromethylated, reaction products with diethylenetriamine | 459222 | 9870
2-Propenoic acid, 2-methyl-, butyl ester, polymer with methyl 2-methyl-2-propenoate and 2-oxiranylmethyl 2-methyl-2-propenoate, ammonia-modified | 459214 | 9871
2-Propenoic acid, polymer with 2-hydroxyethyl acrylate-blocked diethylene glycol-1,1'-methylenebis[4-isocyanatocyclohexane]-2-oxepanone polymer, ester with 4-hydroxy-N-(hydroxymethyl)-N-methylbutanamide | 459206 | 9872
2-Propenoic acid, polymer with .alpha.-hydro-.omega.-hydroxypoly(oxy-1,2-ethanediyl), tridecyl ether, potassium salt, methanol sodium salt (1:1)-modified | 459198 | 9873
2-Propenoic acid, 2-methyl-, polymer with butyl 2-propenoate, ethenylmethylbenzene and methyl 2-methyl-2-propenoate, reaction products with ethylenimine | 459180 | 9874
Propanoic acid, polybutenyl derivs., reaction products with tetraethylenepentamine | 459172 | 9875
Propanoic acid, polybutenyl derivs. | 459164 | 9876
2-Propenoic acid, 2-ethylhexyl ester, homopolymer, reaction products with dioctyloxostannane | 459156 | 9877
2-Propenoic acid, 2-methyl-, monoester with 1,2-propanediol, polymer with butyl 2-propenoate, ethenylbenzene, 2-propenenitrile and 2-propenoic acid, reaction products with formaldehyde and melamine, butylated | 459149 | 9878
2-Propenoic acid, ethyl ester, polymer with vinyl acetate and vinyl C9-11-branched alkyl carboxylates | 459131 | 9879
2-Propenoic acid, butyl ester, homopolymer, reaction products with dibutyloxostannane | 459123 | 9880
2-Propenenitrile, polymer with 1,3-butadiene, 2-(chloromethyl)oxirane, 4,4'-(1-methylethylidene)bis[2,6-dibromophenol] and 4,4'-(1-methylethylidene)bis[phenol], carboxy-terminated | 459115 | 9881
2-Propenoic acid, 1,1'-[2-ethyl-2-[[(1-oxo-2-propen-1-yl)oxy]methyl]-1,3-propanediyl] ester, reaction products with propylenimine | 459107 | 9882
Propanoic acid, 2-oxo-, thermolized, sodium salts | 459099 | 9883
1-Propanesulfonic acid, 2-hydroxy-, 3-(C12-15 alkyloxy) derivs., sodium salts | 459081 | 9884
Propanenitrile, 3-(hexyloxy)-, branched | 459073 | 9885
Propanenitrile, 3-(decyloxy)-, branched | 459065 | 9886
1,3-Propanediamine, N-[3-(C8-16-alkyloxy)propyl] derivs., acetates | 459057 | 9887
Amines, N-C15-18-sec-alkyltrimethylenedi- | 459040 | 9888
Propanal, 2-methyl-, reaction products with boric acid (H3BO3) tris(4-dodecylphenyl) ester | 459032 | 9889
Poly[oxy(methyl-1,2-ethanediyl)], .alpha.-hydro-.omega.-hydroxy-, polymer with 1,3-diisocyanatomethylbenzene, 3-(trimethoxysilyl)-1-propanamine-modified | 459024 | 9890
Poly(oxy-1,2-ethanediyl), .alpha.-hydro-.omega.-hydroxy-, mixed monoisooctyl and monotridecyl ethers, phosphates, potassium salts | 459016 | 9891
Poly(oxy-1,2-ethanediyl), .alpha.-(nonylphenyl)-.omega.-hydroxy-, branched, phosphates, potassium salts | 459008 | 9892
Poly(oxy-1,2-ethanediyl), .alpha.-sulfo-.omega.-hydroxy-, C1-30-alkyl ethers, ammonium salts | 458992 | 9893
Poly(oxy-1,2-ethanediyl), .alpha.-hydro-.omega.-hydroxy-, radiation-crosslinked | 458984 | 9894
Poly(oxy-1,2-ethanediyl), .alpha.-hydro-.omega.-hydroxy-, mixed phosphate and stearate | 458976 | 9895
Poly(oxy-1,2-ethanediyl), .alpha.-hydro-.omega.-hydroxy-, polymer with 1,3-diisocyanatomethylbenzene, C12-18-alkyl isocyanate-modified | 458968 | 9896
Cadmium zinc sulfide ((Cd,Zn)S), copper and nickel-doped | 458950 | 9897
Cadmium zinc sulfide ((Cd,Zn)S), aluminum and silver-doped | 458943 | 9898
Fatty acids, C9-11-branched, vinyl esters, polymers with di-Bu fumarate and vinyl acetate | 458935 | 9899
Butanoyl chloride, 2-oxo-, reaction products with 4-methyl-2-pentanone and polyethylene glycol monophenyl ether | 458927 | 9900
Butanenitrile, 4-(chlorodimethylsilyl)-, hydrolysis products with silica | 458919 | 9901
Butanedioic acid, mono-C20-30-alkyl esters | 458901 | 9902
2-Butenedioic acid (2Z)-, mono-C12-15-alkyl esters | 458893 | 9903
Butene, homopolymer, phosphosulfurized, barium salt | 458885 | 9904
Butene, homopolymer, chlorosulfurized | 458877 | 9905
Butene, homopolymer, chlorinated | 458869 | 9906
Borax (Na2(B4O7).10H2O), reaction products with sulfuric acid | 458851 | 9907
Bicyclo[2.2.1]hept-2-ene, 5-ethylidene-, polymer with ethene and 1-propene, sulfonated, zinc salt | 458844 | 9908
Benzenesulfonic acid, dodecyl-, cerium(3+) salt, basic | 458836 | 9909
Benzenesulfonic acid, C10-16-alkyl derivs., potassium salts | 458828 | 9910
Benzenesulfonic acid, C10-16-alkyl derivs., magnesium salts | 458810 | 9911
Benzenesulfonic acid, C10-16-alkyl derivs., compds. with triethanolamine | 458802 | 9912
Benzenesulfonic acid, C10-16-alkyl derivs., compds. with 2-propanamine | 458794 | 9913
Benzenesulfonic acid, C10-16-alkyl derivs., calcium salts | 458786 | 9914
Benzenesulfonic acid, C10-16-alkyl derivs. | 458778 | 9915
1,4-Benzenedicarboxylic acid, polymer with 1,2-ethanediol, mono[2-(C14-15-alkyloxy)ethyl] esters | 458760 | 9916
1,4-Benzenedicarboxylic acid, polymer with 2,2-dimethyl-1,3-propanediol and 2,2'-[(1-methylethylidene)bis(4,1-phenyleneoxy)]bis[ethanol], esters with glycidyl C9-12-branched alkyl carboxylates | 458752 | 9917
1,3-Benzenedicarboxylic acid, polymer with 1,3-dihydro-1,3-dioxo-5-isobenzofurancarboxylic acid and 3-hydroxy-2,2-dimethylpropyl 3-hydroxy-2,2-dimethylpropanoate, esters with glycidyl C9-11-branched alkyl carboxylates | 458745 | 9918
1,3-Benzenedicarboxylic acid, polymer with adipic acid, 1,4-cyclohexanedimethanol, 1,6-hexanediol, 1,1'-methylenebis[4-isocyanatobenzene], oleic acid dimer diisocyanate derivs. and 1,5-pentanediol | 458737 | 9919
Fatty acids, vegetable-oil, polymers with glycerol, Me methacrylate, phthalic anhydride and vinyltoluene | 444794 | 9920
Fatty acids, vegetable-oil, polymers with glycerol, Me methacrylate and phthalic anhydride | 444786 | 9921
Fatty acids, tallow, .alpha.-sulfo, 1-Me esters, sodium salts | 444778 | 9922
Fatty acids, tall-oil, polymers with tetraethylenepentamine | 444760 | 9923
Nitriles, C14-18 and C16-18-unsatd. | 444752 | 9924
Naphtha (petroleum), light catalytic reformed, arom.-free | 444745 | 9925
Naphtha (petroleum), full-range coker | 444737 | 9926
Linseed oil, polymer with maleic anhydride, pentaerythritol, phthalic anhydride and soybean oil | 444729 | 9927
Linseed oil, polymer with glycerol, maleic anhydride, oiticica oil, pentaerythritol, rosin and tung oil | 444711 | 9928
Linseed oil, polymer with maleic anhydride, menhaden oil, pentaerythritol, phthalic anhydride and rosin | 444703 | 9929
Tung oil, polymer with glycerol, maleic anhydride, pentaerythritol, phthalic anhydride and rosin | 444695 | 9930
Linseed oil, polymer with dicyclopentadiene and soybean oil | 444687 | 9931
Linseed oil, polymer with p-tert-butylbenzoic acid, pentaerythritol and phthalic anhydride | 444679 | 9932
Linseed oil, polymer with benzoic acid, glycerol and phthalic anhydride | 444661 | 9933
Linseed oil, Bu ester | 444653 | 9934
Lard, hydrogenated, esters with triglycerol | 444646 | 9935
Hydrocarbons, C3-4-rich, petroleum distillates | 444638 | 9936
Waste solids, municipal, pyrolyzed org. | 444620 | 9937
Turpentine, oil, polymer with formaldehyde, phenol and .beta.-pinene | 444612 | 9938
Tung oil, polymer with formaldehyde and pentylphenol | 444604 | 9939
Tall oil, polymer with maleic anhydride and pentaerythritol | 444596 | 9940
Tannins, sulfonated, zinc salts | 444588 | 9941
Sunflower oil, polymer with p-tert-butylbenzoic acid, pentaerythritol and phthalic anhydride | 444570 | 9942
Soybean oil, polymer with glycerol, phthalic anhydride and sunflower oil | 444562 | 9943
Soybean oil, polymer with glycerol, maleic anhydride, pentaerythritol, phthalic anhydride and trimethylolethane | 444554 | 9944
Soybean oil, polymer with glycerol, isophthalic acid and tung oil | 444547 | 9945
Soybean oil, polymer with dicyclopentadiene, maleic anhydride and pentaerythritol | 444539 | 9946
Soybean oil, polymer with dicyclopentadiene | 444521 | 9947
Solvent naphtha (petroleum), light arom., hydrotreated | 444513 | 9948
Safflower oil, polymer with pentaerythritol, phthalic anhydride, soybean oil and TDI | 444505 | 9949
Safflower oil, polymer with neopentyl glycol, pentaerythritol, phthalic anhydride and TDI | 444497 | 9950
Safflower oil, polymer with glycerol, phthalic anhydride and TDI | 444489 | 9951
Safflower oil, polymer with allyl alc., pentaerythritol and styrene | 444471 | 9952
Safflower oil, conjugated, polymer with pentaerythritol, phthalic anhydride and soybean oil | 444463 | 9953
Rosin, polymer with glycerol, pentaerythritol, phthalic anhydride, soybean oil and tall oil | 444455 | 9954
Rosin, polymer with formaldehyde, glycerol, pentaerythritol and (1,1,3,3-tetramethylbutyl)phenol | 444448 | 9955
Rosin, polymer with formaldehyde, fumaric acid and tall-oil pitch, potassium sodium salt | 444430 | 9956
Rosin, polymd., polymer with glycerol and pentaerythritol | 444422 | 9957
Resin acids and Rosin acids, potassium sodium salts | 444414 | 9958
Resin acids and Rosin acids, esters with ethylene glycol and pentaerythritol | 444406 | 9959
Resin acids and Rosin acids, esters with ethylene glycol | 444398 | 9960
Resin acids and Rosin acids, calcium salts, polymers with linseed oil, polymd. linseed oil and tung oil | 444380 | 9961
Benzene, ethenyl-, distn. residues | 444372 | 9962
Sulfonic acids, C11-14-alkane, 2-hydroxy, sodium salts | 465534 | 9963
Sulfonic acids, C11-14-alkane, 2-chloro | 465526 | 9964
Sulfonic acids, C14-15-alkane hydroxy and C14-15-alkene, sodium salts | 465518 | 9965
Sulfonic acids, C10-14-alkane | 465500 | 9966
Sulfonic acids, alkane, sodium salts | 465492 | 9967
Sulfonamides, C4-8-alkane, perfluoro, N-ethyl-N-(hydroxyethyl), reaction products with 1,1'-methylenebis[4-isocyanatobenzene] | 465484 | 9968
Sulfonamides, C4-8-alkane, perfluoro, N-ethyl-N-(hydroxyethyl), reaction products with TDI | 465476 | 9969
Sulfonamides, C9-12-alkane | 465468 | 9970
Spinels, aluminum cobalt tin | 465450 | 9971
Soybean oil, polymer with propylene glycol | 465443 | 9972
Soybean oil, polymer with pentaerythritol, terephthalic acid and trimethylolethane | 465435 | 9973
Soybean oil, polymer with 2,4-TDI, 2,6-TDI and trimethylolpropane | 465427 | 9974
Soybean oil, polymer with pentaerythritol, 2,4-TDI and 2,6-TDI | 465419 | 9975
Soybean oil, polymer with pentaerythritol, sunflower oil and TDI | 465401 | 9976
Soybean oil, polymer with pentaerythritol, phthalic anhydride and propylene glycol | 465393 | 9977
Soybean oil, polymer with neopentyl glycol, pentaerythritol, phthalic anhydride, sunflower oil and TDI | 465385 | 9978
Soybean oil, polymer with methanol, pentaerythritol, phthalic anhydride and TDI | 465377 | 9979
Soybean oil, polymer with maleic anhydride, pentaerythritol, phthalic anhydride and TDI | 465369 | 9980
Soybean oil, polymer with linoleic acid, pentaerythritol and phthalic anhydride | 465351 | 9981
Soybean oil, polymer with isophthalic acid, Me methacrylate, pentaerythritol, phthalic anhydride and vinyltoluene | 465344 | 9982
Soybean oil, polymer with isophthalic acid, Me methacrylate, pentaerythritol and styrene | 465336 | 9983
Soybean oil, polymer with isophthalic acid, Me methacrylate, pentaerythritol and vinyltoluene | 465328 | 9984
Soybean oil, polymer with hexamethylenediamine, pentaerythritol, phthalic anhydride, sebacic acid and tall oil | 465310 | 9985
Soybean oil, polymer with hexamethylenediamine, pentaerythritol, phthalic anhydride and sebacic acid | 465302 | 9986
Soybean oil, polymer with glycerol and pentaerythritol | 465294 | 9987
Soybean oil, polymer with ethylene, pentaerythritol, phthalic anhydride and styrene | 465286 | 9988
Soybean oil, polymer with ethylene glycol, glycerol, pentaerythritol. phthalic anhydride and tung oil | 465278 | 9989
Protein hydrolyzates, soya | 465260 | 9990
Soaps, stocks, acidulated | 465252 | 9991
Silica gel, reaction products with 3-(triethoxysilyl)-1-propanamine | 465245 | 9992
Silica gel, reaction products with 3-hydroxypropanenitrile | 465237 | 9993
Silica gel, reaction products with 3-(dichloromethylsilyl)propanenitrile | 465229 | 9994
Silica gel, reaction products with [2-(dichloromethylsilyl)-1-methylethyl]benzene | 465211 | 9995
Silica gel, reaction products with 1,1'-(dichlorosilylene)bis[benzene] | 465203 | 9996
Silica gel, reaction products with chlorosulfuric acid and [2-(dichloromethylsilyl)-1-methylethyl]benzene | 465195 | 9997
Silica gel, reaction products with chloro[2-[2-(2-methoxyethoxy)ethoxy]ethoxy]dimethylsilane | 465187 | 9998
Silica gel, ethoxylated | 465179 | 9999
Siloxanes and Silicones, Me 3,3,3-trifluoropropyl, hydroxy-terminated | 465161 | 10000
Siloxanes and Silicones, Me 3-[(1-oxododecyl)oxy]propyl | 465153 | 10001
Siloxanes and Silicones, Me stearyl | 465146 | 10002
Siloxanes and Silicones, Me 11-methoxy-11-oxoundecyl | 465138 | 10003
Siloxanes and Silicones, 2-(dimethylamino)ethoxy Me | 465120 | 10004
Siloxanes and Silicones, decyl Me | 465112 | 10005
Siloxanes and Silicones, 2-aminoethoxy Me | 465104 | 10006
Siloxanes and Silicones, 3-(acetyloxy)propyl Me, di-Me | 465096 | 10007
Shellac, Et ester | 465088 | 10008
Schiff bases, C11-14-tert-alkyl methylene | 465070 | 10009
Safflower oil, polymer with maleic anhydride, pentaerythritol, phthalic anhydride and soybean oil | 465062 | 10010
Safflower oil, polymer with fumaric acid, pentaerythritol, phthalic anhydride and soybean oil | 465054 | 10011
Safflower oil, polymer with ethylene glycol, pentaerythritol, phthalic anhydride and soybean oil | 465047 | 10012
Safflower oil, polymer with ethylene glycol, maleic anhydride, pentaerythritol, phthalic anhydride and soybean oil | 465039 | 10013
1,3-Benzenedicarboxylic acid, polymer with 5-amino-1,3,3-trimethylcyclohexanemethanamine, hexanedioic acid and nonanedioic acid, cyclohexylamine-modified | 458729 | 10014
1,3-Benzenedicarboxylic acid, polymer with 5-amino-1,3,3-trimethylcyclohexanemethanamine, cyclohexylamine-modified | 458711 | 10015
1,3-Benzenedicarboxylic acid, polymer with 5-amino-1,3,3-trimethylcyclohexanemethanamine and nonanedioic acid, cyclohexylamine-modified | 458703 | 10016
1,3-Benzenedicarboxylic acid, polymer with 5-amino-1,3,3-trimethylcyclohexanemethanamine and hexanedioic acid, cyclohexylamine-modified | 458695 | 10017
1,3-Benzenedicarboxylic acid, polymer with 5-amino-1,3,3-trimethylcyclohexanemethanamine and 2-ethyl-2-(hydroxymethyl)-1,3-propanediol, cyclohexylamine-modified, laurate | 458687 | 10018
1,2-Benzenediamine, ar-methyl-, reaction products with polyethylene-polypropylene glycol ether with sorbitol (6:1) | 458661 | 10019
Benzamide, N-(3-aminopropyl)-2-hydroxy-, N-tallow alkyl derivs. | 458653 | 10020
2-Pyridinemethanamine, N-(2-pyridinylmethyl)-, reaction products with chloromethylated divinylbenzene-styrene polymer | 458646 | 10021
Benzene, diethenyl-, polymer with ethenylbenzene and ethenylethylbenzene, sulfonated, silver salts | 458638 | 10022
Benzene, diethenyl-, polymer with ethenylbenzene and ethenylethylbenzene, sulfonated, potassium salts | 458620 | 10023
Benzene, diethenyl-, polymer with ethenylbenzene and ethenylethylbenzene, sulfonated, lithium salts | 458612 | 10024
Benzene, diethenyl-, polymer with ethenylbenzene and ethenylethylbenzene, sulfonated, barium salts | 458604 | 10025
1,2-Ethanediamine, N1-(2-aminoethyl)-, reaction products with chloromethylated divinylbenzene-ethenylethylbenzene-styrene polymer | 458596 | 10026
Benzene, ethenyl-, polymer with 1,3-butadiene, chlorinated | 458588 | 10027
Benzene, 1,1'-oxybis-, methoxymethyl derivs. | 458570 | 10028
Benzene, ethylated | 458562 | 10029
Benzene, ethyl-, dehydrogenated, fractionation overheads | 458554 | 10030
Benzene, brominated chlorinated | 458547 | 10031
1-Aziridinecarboxamide, 2-methyl-, N,N'-branched hexatriacontanediyl derivs. | 458539 | 10032
Aluminum, 9,10-dihydro-3,4-dihydroxy-9,10-dioxo-2-anthracenesulfonate sodium complexes, reaction products with poly(vinylpyrrolidone) | 458521 | 10033
2,6-Anthracenedisulfonic acid, 4,8-diamino-9,10-dihydro-1,5-dihydroxy-9,10-dioxo-, vinylpyrrolidone polymer complexes | 458513 | 10034
Aluminum, C16 and C18-alkyloxy oxo complexes | 458497 | 10035
2,5-Furandione, dihydro-3-(tetrapropenyl)-, reaction products with triethylenetetramine | 458489 | 10036
1,3-Isobenzofurandione, polymer with 2-(hydroxymethyl)-2-methyl-1,3-propanediol, C10-18-alkyl carboxylates | 458463 | 10037
Imidodicarbonimidic diamide, N,N',2-tris(6-isocyanatohexyl)-, homopolymer, Me Et ketone oxime-blocked | 458455 | 10038
1H-Imidazole-1-ethanamine, 4,5-dihydro-, 2-(C7-17 and C17-branched and C17-unsatd. alkyl) derivs. | 458448 | 10039
Hydrofluoric acid, reaction products with 4-ethyl-2-(8-heptadecen-1-yl)-4,5-dihydro-4-oxazolemethanol | 458430 | 10040
Hexanedioic acid, polymer with 1,2-propanediol, esters with C12-20-fatty acids | 458422 | 10041
Hexanedioic acid, polymer with butyl 2-propenoate, 1,3-dihydro-1,3-dioxo-5-isobenzofurancarboxylic acid, 2,2-dimethyl-1,3-propanediol, 2,2'-oxybis[ethanol] and 2-propenoic acid, reaction products with 2-(dimethylamino)ethanol | 458414 | 10042
Hexanedioic acid, polymer with 1,3-butanediol, mixed esters with myristic acid and palmitic acid | 458406 | 10043
Hexanedioic acid, polymer with 1,3-butanediol, mixed esters with lauric acid, myristic acid, palmitic acid and stearic acid | 458398 | 10044
Hexanedioic acid, polymer with 1,3-butanediol, mixed esters with acetic acid, myristic acid and palmitic acid | 458380 | 10045
Hexanedioic acid, polymer with 1,3-butanediol, 1,3-isobenzofurandione and 1,2-propanediol, acetate C6-12-carboxylate | 458372 | 10046
Hexanedioic acid, polymer with 1,4-butanediol, .alpha.-hydro-.omega.-hydroxypoly(oxy-1,2-ethanediyl) and 1,1'-methylenebis[isocyanatobenzene], 2-[(2-aminoethyl)amino]ethanol- and Et alc.-blocked | 458364 | 10047
Hexanedioic acid, polymer with N1-(2-aminoethyl)-1,2-ethanediamine, reaction products with dimethylamine and epichlorohydrin | 458356 | 10048
Hexadecanamide, N-[2-[(2-hydroxyethyl)amino]ethyl]-, reaction products with chloroacetic acid, sodium salts | 458349 | 10049
.alpha.-D-Glucopyranoside, .beta.-D-fructofuranosyl, polymer with formaldehyde, D-glucitol, hexahydro-2H-azepin-2-one and 1,3,5-triazine-2,4,6-triamine, methylated phenoxyethylated | 458331 | 10050
.alpha.-D-Glucopyranoside, .beta.-D-fructofuranosyl, oxidized | 458323 | 10051
2,5-Furandione, dihydro-, polybutenyl derivs., reaction products with tetraethylenepentamine | 458315 | 10052
Phenol, polymer with formaldehyde, reaction products with poly(vinyl alc.) | 458307 | 10053
Formaldehyde, polymer with 4,4'-(1-methylethylidene)bis[phenol], 2-butoxyethyl ether | 458299 | 10054
Formaldehyde, polymer with 4,4'-(1-methylethylidene)bis[phenol], 2-butoxyethyl butyl ether | 458281 | 10055
Formaldehyde, polymers with C18-24-alkenylated phenol, phenol and tetraethylenepentamine | 458273 | 10056
Formaldehyde, polymers with ethylenediamine and phenol nonyl derivs., calcium salt | 458265 | 10057
Formaldehyde, polymers with ethylenediamine and phenol nonyl derivs. | 458257 | 10058
Formaldehyde, polymers with butenylated phenol, diethylenetriamine and phenol | 458240 | 10059
Formaldehyde, polymer with benzenamine, reaction products with bisphenol A-epichlorohydrin polymer, 1,1-methylenebis[benzenamine] and 3,3'-[oxybis(2,1-ethanediyloxy)]bis[1-propanamine] | 458232 | 10060
2,5-Furandione, dihydro-, polybutenyl derivs., reaction products with triethylenetetramine | 458224 | 10061
Formaldehyde, reaction products with 1-chloronaphthalene | 458216 | 10062
Ferrate(3-), tris[5,6-dihydro-5-(hydroxyimino-.kappa.N)-6-(oxo-.kappa.O)-2-naphthalenesulfonato(2-)]-, sodium (1:3), poly(vinylpyrrolidone) complexes | 458208 | 10063
Ethene, homopolymer, radiation-crosslinked | 458190 | 10064
Ethene, homopolymer, oxidized, C12-18-alkyl esters | 458182 | 10065
Ethanol, 2,2'-iminobis-, compds. with polyethylene glycol mono(branched nonylphenyl) ether phosphates | 458174 | 10066
Ethanaminium, N,N,N-trimethyl-2-oxo-2-[[3-(triethoxysilyl)propyl]amino]-, iodide (1:1), hydrolysis products with silica and trimethoxymethylsilane | 458166 | 10067
Ethanaminium, N,N,N-trimethyl-2-oxo-2-[[3-(triethoxysilyl)propyl]amino]-, iodide (1:1), hydrolysis products with silica | 458158 | 10068
Residues (petroleum), light vacuum | 444364 | 10069
Residues (petroleum), heavy coker and light vacuum | 444356 | 10070
Ethanaminium, 2-amino-N,N-diethyl-N-(2-hydroxyethyl)-, N-peanut-oil acyl derivs., Et sulfates (salts) | 444349 | 10071
Oils, walnut, polymers with neopentyl glycol, pentaerythritol and phthalic anhydride | 444323 | 10072
Fats and Glyceridic oils, menhaden, polymers with oiticica oil, pentaerythritol and tung oil | 444315 | 10073
Fats and Glyceridic oils, menhaden, polymers with maleic anhydride, pentaerythritol, safflower oil, tall oil and tung oil | 444307 | 10074
Boric acid (H3BO3), reaction products with ethanolamine and triethanolamine | 444299 | 10075
2-Butenoic acid, 4-amino-4-oxo-, (2Z)-, N-tert-C11-14-alkyl derivs. | 444281 | 10076
Cadmium zinc sulfide ((Cd,Zn)S), aluminum and copper-doped | 444273 | 10077
Cadmium zinc sulfide ((Cd,Zn)S), copper and manganese-doped | 444265 | 10078
Cadmium zinc sulfide ((Cd,Zn)S), copper chloride-doped | 444257 | 10079
Calcium, acetate decanoate octanoate tallow fatty acids complexes | 444240 | 10080
Chromium, acetate butyrate complexes | 444232 | 10081
Ethanol, chlorinated, aluminum salts | 444224 | 10082
Ethanol, chlorinated, aluminum zinc salts | 444216 | 10083
Propanol, 2,2'-iminobis-, N-coco alkyl derivs. | 444208 | 10084
1-Propanol, 2,2'-iminobis-, N-soya alkyl derivs. | 444190 | 10085
Guar gum, oxidized, depolymd. | 444182 | 10086
Lignin, alkali, oxidized | 444174 | 10087
Lignin, alkali, reaction products with formaldehyde and sodium bisulfite | 444166 | 10088
Lignosulfonic acid, sodium salt, sulfomethylated | 444158 | 10089
Periclase, cobalt blue gray | 444133 | 10090
Phenol, methylstyrenated | 444125 | 10091
Phenol, 4,4'-(1-methylethylidene)bis-, polymer with 2-(chloromethyl)oxirane, reaction products with 1-piperazineethanamine and polypropylene glycol diamine | 444117 | 10092
Silicic acid (H4SiO4), tetramethyl ester, hydrolyzed | 444109 | 10093
Pentadecanoic acid, 1,1'-(dibutylstannylene) ester, branched | 444091 | 10094
Starch, 2-hydroxyethyl ether, base-hydrolyzed | 444083 | 10095
1,3,5-Triazine-2,4,6(1H,3H,5H)-trione, 2-hydroxyethyl hydroxymethyl derivs. | 444075 | 10096
Zinc sulfide (ZnS), aluminum and copper and gold-doped | 444067 | 10097
Zinc sulfide (ZnS), copper and silver-doped | 444059 | 10098
Zinc sulfide (ZnS), nickel and silver-doped | 444042 | 10099
Ethenesulfonic acid, sodium salt (1:1), polymer with 2-propenenitrile, hydrolyzed | 444034 | 10100
Ethene, homopolymer, oxidized, sodium salt | 444026 | 10101
Ethanol, 2,2',2''-nitrilotris-, compd. with oxidized polyethylene | 444018 | 10102
Decane, brominated chlorinated | 444000 | 10103
Cyclohexane, oxidized | 443994 | 10104
Copper, [C,C,C-trichloro-29H,31H-phthalocyaninato(2-)-.kappa.N29,.kappa.N30,.kappa.N31,.kappa.N32]-, sulfonated | 443986 | 10105
Copper, [29H,31H-phthalocyaninato(2-)-.kappa.N29,.kappa.N30,.kappa.N31,.kappa.N32]-, brominated chlorinated | 443978 | 10106
Calcium, carbonate tall-oil fatty acids complexes | 443960 | 10107
2-Butenoic acid, 4-amino-4-oxo-, N-tert-C11-14 alkyl derivs., polymers with ethylene dimethacrylate, 2-ethylhexyl acrylate, Me methacrylate and 2-methyl-2-propenamide | 443952 | 10108
2-Butenedioic acid (2E)-, C6-8-alkyl esters | 443945 | 10109
Butanoic acid, 4-amino-4-oxo-3-sulfo-, N-[3-(C16-18-alkyloxy)propyl] derivs., disodium salts | 443937 | 10110
Benzoic acid, 2-hydroxy-, reaction products with diethanolamine, 2-(2-ethoxyethoxy)ethanol and triethanolamine | 443929 | 10111
Benzenesulfonic acid, dodecyl-, reaction products with 1-[2-(2-methoxy-1-methylethoxy)-1-methylethoxy]-2-propanol and 2,2'-(methylimino)bis[ethanol] | 443911 | 10112
Benzeneacetaldehyde, reaction products with 2-methylpropanal | 443903 | 10113
Ethanol, 2-(dimethylamino)-, reaction products with divinylbenzene-styrene polymer and oxybis[chloromethane] | 443895 | 10114
Benzenemethanamine, reaction products with chloromethylated divinylbenzene-styrene polymer | 443887 | 10115
Methanamine, N,N-dimethyl-, reaction products with (chloromethyl)ethenylbenzene-divinylbenzene polymer and sodium hydroxide | 443879 | 10116
Benzene, (tetrapropenyl) derivs. | 443861 | 10117
.beta.-Alanine, N-coco alkyl derivs., monopotassium salts | 443853 | 10118
Acetic acid ethenyl ester, polymer with ethenol, reaction products with 1-isocyanatooctadecane | 443846 | 10119
Oxirane, 2-(chloromethyl)-, homopolymer, reaction products with ammonium hydroxide | 443838 | 10120
Oxirane, 2-(chloromethyl)-, homopolymer, 4-(1,1,3,3-tetramethylbutyl)phenol-modified | 443812 | 10121
Oxirane, 2-(chloromethyl)-, Bu alc.-modified | 443804 | 10122
9,12-Octadecadienoic acid (9Z,12Z)-, dimer, reaction products with maleic anhydride, ester with 1,3-bis(4-nonylphenoxy)-2-propanol | 443796 | 10123
9-Octadecenoic acid (9Z)-, reaction products with diethylenetriamine, cyclized, di-Et sulfate-quaternized | 443788 | 10124
9-Octadecenoic acid (9Z)-, 1,1',1''-(1,2,3-propanetriyl) ester, sulfated, sodium salt | 443770 | 10125
9-Octadecenoic acid (9Z)-, potassium salt (1:1), reaction products with oxidized polyethylene | 443762 | 10126
9-Octadecenoic acid (9Z)-, mixed esters with diethylene glycol and glycerol | 443754 | 10127
Safflower oil, polymer with p-tert-butylbenzoic acid, glycerol, phthalic anhydride and soybean oil | 465021 | 10128
Safflower oil, polymer with p-tert-butylbenzoic acid, ethanol, 5-isocyanato-1-(isocyanatomethyl)-1,3,3-trimethylcyclohexane, isophthalic acid, pentaerythritol, phthalic anhydride and polyethylene glycol | 465013 | 10129
Safflower oil, polymd., oxidized | 465005 | 10130
Safflower oil, polymd. | 464990 | 10131
Safflower oil, conjugated, polymer with ethylene glycol, glycerol, maleic anhydride and phthalic anhydride | 464982 | 10132
Safflower oil, conjugated, polymd., polymer with adipic acid, ethylene glycol, phthalic anhydride, propylene glycol and trimethylolethane | 464974 | 10133
Rosin, polymer with pentaerythritol, soybean oil and tung oil | 464966 | 10134
Resin acids and Rosin acids, maleated, Ph esters, zinc salts | 464958 | 10135
Rosin, polymer with glycerol, maleic anhydride, pentaerythritol, phthalic anhydride and safflower oil | 464941 | 10136
Rosin, polymer with glycerol, linoleic acid, pentaerythritol, phthalic anhydride and soybean oil | 464933 | 10137
Rosin, polymer with formaldehyde, phenol and trimethylolpropane | 464925 | 10138
Rosin, polymer with cresol, formaldehyde and phenol | 464917 | 10139
Rosin, fumarated maleated, polymer with bisphenol A, formaldehyde, glycerol and pentaerythritol | 464909 | 10140
Rosin, polymer with bisphenol A, butylphenol, formaldehyde, pentaerythritol, phthalic anhydride and tripentaerythritol | 464891 | 10141
Rosin, polymer with bisphenol A, p-butylphenol, formaldehyde, glycerol and tung oil | 464883 | 10142
Rosin, polymer with bisphenol A, butylphenol and formaldehyde | 464875 | 10143
Rosin, polymer with acrylic acid and trimethylolpropane | 464867 | 10144
Rosin, oxidized, polymer with Bu alc., formaldehyde and phenol | 464859 | 10145
Rosin, maleated, polymer with glycerol, linoleic acid, pentaerythritol and phthalic anhydride | 464842 | 10146
Rosin, maleated, polymer with butylphenol, formaldehyde, pentaerythritol and phenol | 464834 | 10147
Rosin, maleated, polymer with p-tert-butylphenol, formaldehyde, glycerol, pentaerythritol and phenol | 464826 | 10148
Rosin, hydrogenated, reaction products with acetic acid and triethylenetetramine, benzylated | 464818 | 10149
Rosin, hydrogenated, reaction products with acetic acid and triethylenetetramine, acetate | 464800 | 10150
Rosin, hydrogenated, reaction products with acetic acid and triethylenetetramine | 464792 | 10151
Rosin, fumarated, polymer with glycerol, compd. with morpholine | 464784 | 10152
Rosin, fumarated, polymer with cyclopentadiene, formaldehyde, pentaerythritol and phenol | 464776 | 10153
Resin acids and Rosin acids, zirconium salts | 464768 | 10154
Resin acids and Rosin acids, zinc salts, polymers with linseed oil | 464750 | 10155
Resin acids and Rosin acids, esters with pentaerythritol, polymers with 2,5-bis(1,1-dimethylpropyl)-1,4-benzenediol and rosin, zinc salts | 464743 | 10156
Resin acids and Rosin acids, esters with pentaerythritol, polymers with linseed oil, rosin and tung oil | 464735 | 10157
Resin acids and Rosin acids, calcium nickel salts | 464727 | 10158
Residues (petroleum), topping plant, low-sulfur | 464719 | 10159
Quaternary ammonium compounds, N,N,N,N',N'-pentamethyl-N'-tallow alkyltrimethylenedi-, dichlorides | 464701 | 10160
Quaternary ammonium compounds, (oxydi-2,1-ethanediyl)bis[coco alkyldimethyl, dichlorides | 464693 | 10161
Quaternary ammonium compounds, (hydrogenated tallow alkyl)bis(hydroxyethyl)methyl, chlorides | 464685 | 10162
Quaternary ammonium compounds, ethyldimethyltallow alkyl, Et sulfates | 464677 | 10163
1-Propanaminium, 3-amino-N-(carboxymethyl)-N,N-dimethyl-, N-coco acyl derivs., inner salts, sodium salts | 464669 | 10164
Quaternary ammonium compounds, C20-22-alkyltrimethyl, chlorides | 464651 | 10165
Quaternary ammonium compounds, C18-22-alkylbis(hydroxyethyl)methyl, ethoxylated, Me sulfates (salts) | 464644 | 10166
Quaternary ammonium compounds, bis(hydrogenated tallow alkyl)dimethyl, cellulose sulfates | 464636 | 10167
Ethanaminium, 2-amino-N-(2-aminoethyl)-N-(2-cyanoethyl)-N-ethyl-, N,N-di-C18-22-acyl derivs., Et sulfates | 464628 | 10168
Quaternary ammonium compounds, benzyl-C16-18-alkyldimethyl, chlorides | 464610 | 10169
Pyridine, alkyl derivs., hydrochlorides | 464602 | 10170
Polyphosphoric acids, zinc salts | 464594 | 10171
Polyphosphoric acids, iso-Pr esters | 464586 | 10172
Polyphosphoric acids, esters with ethylene glycol, sodium salts | 464578 | 10173
Polyphosphoric acids, esters with polyethylene glycol mono-C11-15-sec-alkyl ethers | 464560 | 10174
Pitch, vegetable-oil, calcium salt | 464552 | 10175
Petroleum products, refinery gases | 464545 | 10176
Petrolatum, polymer with maleic anhydride | 464537 | 10177
Alkenes, C24-25 .alpha.-, polymers with maleic anhydride, docosyl esters | 464529 | 10178
Oils, ylang-ylang, sesquiterpene-low | 464511 | 10179
Oils, walnut, polymers with maleic anhydride, pentaerythritol, phthalic anhydride, soybean oil and trimethylolethane | 464503 | 10180
Oils, walnut, polymd., oxidized | 464495 | 10181
Fats and Glyceridic oils, tunny, polymd., oxidized | 464487 | 10182
Ethanamine, N-ethyl-N-hydroxy-, reaction products with 2,2,4,4,6,6-hexamethylcyclotrisiloxane, silica and 1,1,1-trimethyl-N-(trimethylsilyl)silanamine | 458141 | 10183
tert-Dodecanethiol, sulfurized | 458133 | 10184
Docosanamide, reaction products with hexakis(methoxymethyl)melamine | 458125 | 10185
Docosanamide, reaction products with formaldehyde and formaldehyde-melamine-urea polymer | 458117 | 10186
Diacenaphtho[1,2-j:1',2'-l]fluoranthene, nitro derivs. | 458109 | 10187
Decanoic acid, mixed diesters with octanoic acid and triethylene glycol | 458091 | 10188
Decanoic acid, mixed diesters with octanoic acid and propylene glycol | 458083 | 10189
Cyclotrisiloxane, 2,2,4,4,6,6-hexamethyl-, reaction products with silica | 458075 | 10190
Cyclotetrasiloxane, 2,2,4,4,6,6,8,8-octamethyl-, reaction products with silica | 458067 | 10191
Cyclohexanone, reaction products with 5-amino-1,3,3-trimethylcyclohexanemethanamine | 458059 | 10192
Chromium, isononanoate naphthenate complexes | 458042 | 10193
Cellulose, methyl ether, propoxylated | 458034 | 10194
Cadmium zinc sulfide ((Cd,Zn)S), silver chloride-doped | 458026 | 10195
Cadmium zinc sulfide ((Cd,Zn)S), nickel and silver-doped | 458018 | 10196
Cadmium zinc sulfide ((Cd,Zn)S), copper and silver-doped | 458000 | 10197
Cashew, nutshell liq., polymer with tung oil | 457697 | 10198
Cashew, nutshell liq., polymer with linseed oil | 457689 | 10199
Cashew, nutshell liq., polymer with formaldehyde and tung oil | 457671 | 10200
Cashew, nutshell liq., polymer with formaldehyde and linseed oil | 457663 | 10201
Cashew, nutshell liq., polymer with formaldehyde | 457655 | 10202
Cashew, nutshell liq., polymer with di-Et sulfate and furfural | 457648 | 10203
Cashew, nutshell liq., polymer with N1-(2-aminoethyl)-1,3-propanediamine and formaldehyde | 457630 | 10204
Cashew, nutshell liq., polymer with acrylonitrile, diethylenetriamine and formaldehyde | 457622 | 10205
Cashew, nutshell liq., polymer with acrylonitrile, 1,3-butadiene, di-Et sulfate and furfural | 457614 | 10206
Cashew, nutshell liq., maleated | 457606 | 10207
Fatty acids, C18-unsatd., dimers, polymers with ethylenediamine, hexamethylenediamine, 2-methylheptadecanoic acid and sebacic acid | 450601 | 10208
1-Octadecanol, reaction products with hexakis(methoxymethyl)melamine and triethanolamine | 443747 | 10209
Nonanedioic acid, reaction products with octanoic acid and tetraethylenepentamine | 443739 | 10210
Lithium, isoprene hexamer complexes | 443721 | 10211
Lithium, isoprene dimer complexes | 443713 | 10212
Lignosulfonic acid, reaction products with diethylenetriamine | 443705 | 10213
1,3-Isobenzofurandione, 3a,4,7,7a-tetrahydro-, polymer with 1,2-ethanediol, 2,5-furandione and 2,2'-oxybis[ethanol], brominated | 443697 | 10214
1,3-Isobenzofurandione, hexahydro-, reaction products with bisphenol A-epichlorohydrin polymer | 443689 | 10215
2,4-Imidazolidinedione, 1,3-bis(2-hydroxyethyl)-5,5-dimethyl-, reaction products with TDI and trimethylolpropane diacrylate | 443671 | 10216
Hexanedioic acid, polymer with 5-amino-1,3,3-trimethylcyclohexanemethanamine, 1,1'-methylenebis[isocyanatocyclohexane] and 2,2'-oxybis[ethanol], amine-terminated | 443663 | 10217
Helium, crude | 443655 | 10218
Hectorite, 2-amino-2-(hydroxymethyl)-1,3-propanediol-modified | 443648 | 10219
2,5-Furandione, polymer with formaldehyde and 1,3,5-triazine-2,4,6-triamine, butylated isopropylated, reaction products with triethylamine | 443630 | 10220
1,3,5-Triazine-2,4,6-triamine, polymer with formaldehyde, butylated, isopropylated | 443622 | 10221
Formaldehyde, polymers with brominated phenol | 443614 | 10222
Urea, polymer with formaldehyde, 1,2,3-propanetriol and 1,3,5-triazine-2,4,6-triamine, methylated | 443606 | 10223
Urea, polymer with formaldehyde, isopropylated methylated | 443598 | 10224
Urea, polymer with formaldehyde, butylated and 2-ethylhexylated | 443580 | 10225
8-Quinolinol, 7-C12-16-alkyl derivs. | 443564 | 10226
Nickel, 5,5'-(1,2-diazenediyl)bis[2,4,6(1H,3H,5H)-pyrimidinetrione] complexes | 443556 | 10227
3-Pyridinecarboxamide, reaction products with ammonium hydroxide and epichlorohydrin | 443549 | 10228
2H-Pyran-2,6(3H)-dione, dihydro-, reaction products with hydrogen peroxide | 443531 | 10229
Poly[oxy(methyl-1,2-ethanediyl)], .alpha.-hydro-.omega.-hydroxy-, ether with 2-ethyl-2-(hydroxymethyl)-1,3-propanediol (3:1), polymer with 1,1'-methylenebis[4-isocyanatocyclohexane], Me Et ketone oxime-blocked | 443523 | 10230
2-Propenoic acid, polymer with ethenylbenzene, ethyl 2-propenoate, 2-oxiranylmethyl 2-methyl-2-propenoate, 2-propenamide and 2-propenenitrile, reaction products with formaldehyde, butylated | 443515 | 10231
2-Propenoic acid, polymer with ethenylbenzene and hydroxy-terminated polybutadiene | 443507 | 10232
2-Propenoic acid, 2-hydroxyethyl ester, reaction products with bisphenol A-epichlorohydrin-propylene oxide polymer | 443499 | 10233
2-Propenoic acid, 2-methyl-, 2-oxiranylmethyl ester, polymer with butyl 2-propenoate, ethenylbenzene, ethyl 2-propenoate and 2-propenamide, reaction products with formaldehyde, butylated | 443481 | 10234
2-Propenenitrile, polymer with diethenylbenzene and 2-methyl-1,3-butadiene, hydrolyzed | 443473 | 10235
2-Propenenitrile, polymer with diethenylbenzene and ethenylbenzene, sulfonated, ammonium salt | 443465 | 10236
1-Propene, 2-methyl-, sulfurized | 443457 | 10237
2-Propanol, 1-amino-, compd. with oxidized polyethylene | 443440 | 10238
1,2,3-Propanetricarboxylic acid, 2-hydroxy-, mixed esters with oleyl alc., pentaerythritol and stearic acid | 443432 | 10239
Propanenitrile, 3-amino-, N-(C8-18 and C18-unsatd. alkyl) derivs. | 443424 | 10240
Propanenitrile, 3-amino-, N-(C14-18 and C16-18-unsatd. alkyl) derivs. | 443416 | 10241
Propanenitrile, 3-(C12-14-alkyloxy) derivs. | 443408 | 10242
1-Propanamine, 3-(C12-14-alkyloxy) derivs. | 443390 | 10243
1-Propanamine, 3-(tridecyloxy)-, branched | 443382 | 10244
Poly(oxy-1,2-ethanediyl), .alpha.-sulfo-.omega.-hydroxy-, C12-15-alkyl ethers | 443374 | 10245
Poly(oxy-1,2-ethanediyl), .alpha.-hydro-.omega.-hydroxy-, mono-C12-14-alkyl ethers, phosphates | 443366 | 10246
Poly(oxy-1,2-ethanediyl), .alpha.-hydro-.omega.-hydroxy-, mono-C11-15-alkyl ethers, phosphates | 443358 | 10247
Poly(oxy-1,2-ethanediyl), .alpha.-hydro-.omega.-hydroxy-, mixed esters with C18-unsatd. fatty acid dimers and oleic acid | 443341 | 10248
Phenol, 4,4'-(1-methylethylidene)bis-, polymer with 2-(chloromethyl)oxirane, reaction products with diethanolamine | 443333 | 10249
Phenol, 4,4'-(1-methylethylidene)bis-, polymer with 2-(chloromethyl)oxirane, reaction products with polypropylene glycol bis(2-aminomethylethyl) ether | 443325 | 10250
Amylodextrin, reaction products with boric acid | 443184 | 10251
Fats and Glyceridic oils, tunny, polymd. | 464479 | 10252
Oils, tangerine, terpene-free | 464461 | 10253
Fats and Glyceridic oils, rice bran, iso-Bu ester | 464453 | 10254
Oils, petitgrain, sapond. | 464446 | 10255
Oils, peppermint, terpene-free | 464438 | 10256
Oils, peppermint, reaction products with hydrogen sulfide | 464420 | 10257
Oils, pecan, iso-Bu ester | 464412 | 10258
Oils, orange, sweet, terpene-free | 464404 | 10259
Oils, mint, Mentha arvensis piperascens, hydrogenated, terpene-free | 464396 | 10260
Oils, mint, Mentha arvensis piperascens, hydrogenated | 464388 | 10261
Fats and Glyceridic oils, menhaden, polymers with benzoic acid, neopentyl glycol, phthalic anhydride, soybean oil and 2,4-TDI | 464370 | 10262
Fats and Glyceridic oils, menhaden, polymers with benzoic acid, neopentyl glycol, phthalic anhydride and soybean oil | 464362 | 10263
Lard, oil, sulfurized, calcium salts | 464354 | 10264
Oils, labdanum, Et esters | 464347 | 10265
Fats and Glyceridic oils, fish, polymd. | 464339 | 10266
Oils, citronella, bisulfited | 464321 | 10267
Oils, cananga | 464313 | 10268
Oils, Liatris odoratissima | 464305 | 10269
Nitriles, C18-unsatd., dimers | 464297 | 10270
Naphthenic acids, reaction products with diethylenetriamine, octanoates | 464289 | 10271
Naphthenic acids, esters with polytriethanolamine | 464271 | 10272
Naphthenic acids, compds. with 2-heptadecyl-4,5-dihydro-1H-imidazole-1-ethanamine | 464263 | 10273
Naphthenic acids, compds. with 4,5-dihydro-2-nortall-oil alkyl-1H-imidazole-1-ethanol | 464255 | 10274
Linseed oil, reaction products with Et cellulose | 464248 | 10275
Linseed oil, polymer with rosin and tung oil | 464230 | 10276
Linseed oil, polymer with pentaerythritol, soybean oil and TDI | 464222 | 10277
Linseed oil, polymer with pentaerythritol, phthalic anhydride, soybean oil, sunflower oil and TDI | 464214 | 10278
Linseed oil, polymer with maleic anhydride, pentaerythritol, rosin, soybean oil and tung oil | 464206 | 10279
Linseed oil, polymer with isophthalic acid, linoleic acid, terephthalic acid and trimethylolpropane | 464198 | 10280
Linseed oil, polymer with hexamethylenediamine, pentaerythritol, phthalic anhydride and sebacic acid | 464180 | 10281
Linseed oil, polymer with hexamethylenediamine and sebacic acid | 464172 | 10282
Linseed oil, polymer with glycerol, phthalic anhydride, soybean oil and trimethylolethane | 464164 | 10283
Linseed oil, polymer with glycerol, 1,1'-[(1-methylethylidene)bis(4,1-phenyleneoxy)]bis[2-propanol] and phthalic anhydride | 464156 | 10284
Linseed oil, polymer with glycerol, isophthalic acid, maleic anhydride and soybean oil | 464149 | 10285
Linseed oil, polymer with formaldehyde, (1,1,3,3-tetramethylbutyl)phenol and tung oil | 464131 | 10286
Linseed oil, polymer with formaldehyde, phenol, rosin and tung oil | 464123 | 10287
Linseed oil, polymer with formaldehyde, maleic anhydride, phenol and rosin | 464115 | 10288
Linseed oil, polymer with dipentaerythritol, maleic anhydride, pentaerythritol, styrene and vinyltoluene | 464107 | 10289
Linseed oil, polymer with dipentaerythritol, maleic anhydride and pentaerythritol | 464099 | 10290
Linseed oil, polymd., polymer with cyclopentadiene, dicyclopentadiene and tung oil | 464081 | 10291
Coumarone-indene resins, polymers with linseed oil and oiticica oil | 464073 | 10292
Linseed oil, polymer with p-tert-butylphenol, formaldehyde, pentaerythritol, phthalic anhydride and rosin | 464065 | 10293
Linseed oil, polymer with p-tert-butylphenol, formaldehyde, maleic anhydride and pentaerythritol | 464057 | 10294
Linseed oil, polymer with p-tert-butylphenol, formaldehyde, glycerol, phthalic anhydride, rosin and TDI | 464040 | 10295
Linseed oil, polymer with bisphenol A, p-tert-butylphenol, formaldehyde, maleic anhydride and pentaerythritol | 464032 | 10296
Linseed oil, polymer with bisphenol A, p-tert-butylphenol, dipentaerythritol, formaldehyde, pentaerythritol, tall oil and tung oil | 464024 | 10297
Linseed oil, polymer with benzoic acid, isophthalic acid, trimellitic anhydride and trimethylolethane | 464016 | 10298
Linseed oil, polymer with 2-amino-2-methyl-1-propanol and maleic anhydride | 464008 | 10299
Linseed oil, polymd., zinc salt | 463992 | 10300
Linseed oil, polymd., polymer with vinyltoluene | 463984 | 10301
Resin acids and Rosin acids, calcium salts, polymers with polymd. linseed oil | 463976 | 10302
Linseed oil, polymd., polymer with glycerol, rosin and tung oil | 463968 | 10303
Linseed oil, polymd., polymer with glycerol, pentaerythritol, phthalic anhydride, soybean oil, styrene and vinyltoluene | 463950 | 10304
Linseed oil, polymd., polymer with formaldehyde, phenol and .alpha.-pinene | 463943 | 10305
Linseed oil, polymd., polymer with p-tert-butylphenol, coumarone, cyclopentadiene, dicyclopentadiene, formaldehyde, indene, methylstyrene, rosin, styrene and tung oil | 463935 | 10306
Ketones, cedarwood-oil | 463927 | 10307
2-Butenedioic acid (2Z)-, mono[2-[2-[2-(C12-14-alkyloxy)ethoxy]ethoxy]ethyl] esters | 449942 | 10308
Phenol, 4,4'-(1-methylethylidene)bis-, polymer with 2-(chloromethyl)oxirane, p-tert-butylphenol-modified | 449934 | 10309
Linseed oil, polymer with maleic anhydride, pentaerythritol, soybean oil and vinyltoluene | 449926 | 10310
Tall oil, polymer with p-tert-butylbenzoic acid, pentaerythritol and phthalic anhydride | 449918 | 10311
Tall oil, disproportionated, potassium salt | 449900 | 10312
Fats and Glyceridic oils, menhaden, polymers with dicyclopentadiene | 449892 | 10313
Naphtha (petroleum), full-range alkylate, butane-contg. | 449884 | 10314
Naphtha (petroleum), light steam-cracked, debenzenized | 449876 | 10315
Naphtha (petroleum), light steam-cracked arom., polymer with light steam-cracked arom. petroleum naphtha piperylene conc. and medium steam-cracked arom. petroleum naphtha | 449868 | 10316
Naphtha (petroleum), light steam-cracked arom., C5-12 cycloalkadiene fraction, polymers | 449850 | 10317
Naphtha (petroleum), light steam-cracked arom. | 449843 | 10318
Naphtha (petroleum), clay-treated light straight-run | 449835 | 10319
Naphtha (petroleum), clay-treated full-range straight-run | 449827 | 10320
Linseed oil, polymer with formaldehyde, glycerol, heavy thermal cracked petroleum naphtha, hexamethylenediamine, isophthalic acid, maleic anhydride, phenol, phthalic anhydride, rosin, sebacic acid and soybean oil | 449819 | 10321
Hydrocarbons, C1-4, debutanizer fraction | 449801 | 10322
Gas oils (petroleum), steam-cracked | 449793 | 10323
Hydrocarbons, C1-3 | 449785 | 10324
Gases (petroleum), oil refinery gas distn. off | 449777 | 10325
Gases (petroleum), methane-rich off | 449769 | 10326
Gases (petroleum), acid, ethanolamine scrubber | 449751 | 10327
Distillates (petroleum), hydrotreated heavy paraffinic, reaction products with acetic acid, octanoic acid and stearic acid, calcium salts | 449744 | 10328
Kerosine (petroleum), sulfonated | 463919 | 10329
Hydrocarbons, cyclic and linear unsatd., contg. furfural, butadiene purifn. by-product | 463901 | 10330
Hydrocarbons, C5-unsatd. rich, isoprene purifn. by-product | 463893 | 10331
Gases (petroleum), depropanizer bottoms fractionation off | 463885 | 10332
Hydrocarbons, C1-6, chloro | 463877 | 10333
Hydrocarbons, C3-5, butadiene purifn. by-product | 463869 | 10334
Hydrocarbons, C4 and C8, butene concentrator by-product | 463851 | 10335
Hydrocarbons, C5 and C10-aliph. and C6-8-arom. | 463844 | 10336
Gases (petroleum), alkylation feed | 463836 | 10337
Hydrocarbons, C3 | 463828 | 10338
Hydrocarbons, C2-4 | 463810 | 10339
Hydrocarbons, C4, butene concentrator by-product | 463802 | 10340
Hydrocarbon oils, sulfurized | 463794 | 10341
Glycerides, tallow mono- and di-, esters with propylene glycol (1:1), ethoxylated | 463778 | 10342
Tallow, hydrogenated, ester with diethylene glycol, potassium salt | 463760 | 10343
Glycerides, mixed coco, decanoyl and octanoyl | 463752 | 10344
Glycerides, C14-18 and C16-18-unsatd., potassium salts | 463745 | 10345
Glycerides, C16-18 and C18-unsatd., polymers with glycerol, Me methacrylate, methylstyrene and phthalic anhydride | 463737 | 10346
Glycerides, C16-18 and C18-unsatd., polymers with glycerol and phthalic anhydride | 463729 | 10347
Glycerides, C16-18 and C18-unsatd., polymers with ethylene glycol, pentaerythritol, phthalic anhydride, trimellitic anhydride and trimethylolethane | 463711 | 10348
Glycerides, C8-18 and C18-unsatd. mono- and di-, ethoxylated | 463703 | 10349
Gasoline, straight-run, topping-plant | 463695 | 10350
Gasoline, pyrolysis, debutanizer bottoms | 463687 | 10351
Fuel gases, expander off | 463679 | 10352
Fatty acids, walnut-oil, polymd., calcium salts | 463661 | 10353
Fatty acids, vegetable-oil, trimers | 463653 | 10354
Fatty acids, vegetable-oil, potassium sodium salts | 463646 | 10355
Fatty acids, vegetable-oil, polymers with 3-hydroxy-2-(hydroxymethyl)-2-methylpropanoic acid, phthalic anhydride, TDI, trimethylolethane and 2,2,4-trimethyl-1,3-pentanediol | 463638 | 10356
Fatty acids, vegetable-oil, polymers with 3-hydroxy-2-(hydroxymethyl)-2-methylpropanoic acid, Me methacrylate, methacrylic acid, phthalic anhydride and trimethylolethane | 463620 | 10357
Fatty acids, vegetable-oil, polymers with benzoic acid, bisphenol A and epichlorohydrin | 463612 | 10358
Fatty acids, vegetable-oil, polymers with acrylonitrile, allyl alc., Me methacrylate and styrene | 463604 | 10359
Amides, from diethylenetriamine, tallow fatty acids and triethanolamine | 463596 | 10360
Fatty acids, tallow, polymers with maleic anhydride and trimethylolpropane | 463588 | 10361
Fatty acids, tallow, polymers with fumaric acid, glycerol and phthalic anhydride | 463570 | 10362
Fatty acids, tallow, hydrogenated, lead salts | 463562 | 10363
Fatty acids, tallow, hydrogenated, compds. with triethanolamine | 463554 | 10364
Fatty acids, tall-oil, reaction products with triethanolamine, polymd., alkylation products with 1,1'-oxybis[2-chloroethane] | 463547 | 10365
Fatty acids, tall-oil, reaction products with triethanolamine, polymd., alkylation products with chloromethane and 1,1'-oxybis[2-chloroethane] | 463539 | 10366
Fatty acids, tall-oil, reaction products with triethanolamine, polymd. | 463521 | 10367
Fatty acids, tall-oil, reaction products with polyethylenepolyamines, compds. with polyethylene glycol decyl ether phosphate | 463513 | 10368
Fatty acids, tall-oil, reaction products with polytriethanolamine | 463505 | 10369
Fatty acids, tall-oil, reaction products with C18-22-tert-alkylamines, 5(or 6)-carboxy-4-hexyl-2-cyclohexene-1-octanoic acid and phosphoric acid | 463497 | 10370
Fatty acids, tall-oil, reaction products with C12-22-tert-alkylamines and phosphoric acid | 463489 | 10371
Fatty acids, tall-oil, polymers with pentaerythritol, phthalic anhydride, soybean oil and tung oil | 463471 | 10372
Fatty acids, tall-oil, polymers with linseed oil and pentaerythritol | 463463 | 10373
Fatty acids, tall-oil, polymers with linoleic acid dimers and tetraethylenepentamine | 463455 | 10374
Terpenes and Terpenoids, turpentine-oil, terpinolene fraction, polymer with diethylene glycol and maleic acid | 456053 | 10375
Tung oil, polymer with TDI and trimethylolethane | 456046 | 10376
Tung oil, polymer with cresol, o-cresol and formaldehyde | 456038 | 10377
Alkenes, C5 | 449736 | 10378
Alkenes, C>10 .alpha.-, reaction products with 2,4-TDI | 449728 | 10379
Alkenes, C>10 .alpha.-, polymers with ethylene | 449710 | 10380
Alkenes, C>10 .alpha.-, polymd. | 449702 | 10381
Alkenes, C>10 .alpha.-, oxidized, calcium salts | 449694 | 10382
Dodecene, hydroformylation products | 449686 | 10383
Octene, hydroformylation products | 449678 | 10384
Heptene, hydroformylation products | 449660 | 10385
Pentene, hydroformylation products | 449652 | 10386
Alkenes, C12-24, chloro | 449645 | 10387
Alkenes, C12-30 .alpha.-, bromo chloro | 449637 | 10388
Alkenes, C8-9 .alpha.- | 449629 | 10389
Alkenes, C6-9 .alpha.- | 449611 | 10390
Alcohols, C3-12, .beta.-.omega.-perfluoro-.omega.-hydro, sodium salts | 449603 | 10391
Heptene, hydroformylation products, low-boiling | 449595 | 10392
Alcohols, C12-20, ethoxylated propoxylated | 449587 | 10393
Alcohols, C12-20, ethoxylated | 449579 | 10394
Nonene, hydroformylation products, low-boiling | 449561 | 10395
Dodecene, hydroformylation products, low-boiling | 449553 | 10396
Dodecene, hydroformylation products, high-boiling | 449546 | 10397
Nonene, hydroformylation products, high-boiling | 449538 | 10398
Octene, hydroformylation products, high-boiling | 449520 | 10399
Heptene, hydroformylation products, high-boiling | 449512 | 10400
Alcohols, C14-18-iso-, C16-rich | 449504 | 10401
Alcohols, C11-14-iso-, C13-rich | 449496 | 10402
Alcohols, C9-11-iso-, C10-rich | 449488 | 10403
Alcohols, C8-10-iso-, C9-rich | 449470 | 10404
Alcohols, C7-9-iso-, C8-rich | 449462 | 10405
Alkenes, C6-10, hydroformylation products, high-boiling | 449454 | 10406
Alcohols, C6-13, mixed with di-C6-13-alkyl phthalates | 449447 | 10407
Alcohols, C6 and C8-iso-, distn. residues | 449439 | 10408
Fatty acids, tall-oil, polymers with isophthalic acid, maleic anhydride and propylene glycol | 463448 | 10409
Fatty acids, tall-oil, polymers with ethylene glycol, iso-Bu alc., isophthalic acid, phthalic anhydride, terephthalic acid and trimethylolpropane | 463430 | 10410
Fatty acids, tall-oil, polymers with glycerol, phthalic anhydride and tall oil | 463422 | 10411
Fatty acids, tall-oil, polymers with glycerol, phthalic anhydride and safflower oil | 463414 | 10412
Fatty acids, tall-oil, polymers with glycerol, Me methacrylate, phthalic anhydride and styrene | 463406 | 10413
Fatty acids, tall-oil, polymers with glycerol, maleic anhydride, phthalic anhydride, soybean oil and styrene | 463398 | 10414
Fatty acids, tall-oil, polymers with glycerol, maleic anhydride, oiticica oil, pentaerythritol and rosin | 463380 | 10415
Fatty acids, tall-oil, polymers with glycerol, maleic anhydride and rosin | 463372 | 10416
Fatty acids, tall-oil, polymers with glycerol, linseed oil, pentaerythritol, soybean oil and TDI | 463364 | 10417
Fatty acids, tall-oil, polymers with glycerol, linseed oil, pentaerythritol, phthalic anhydride and soybean oil | 463356 | 10418
Fatty acids, tall-oil, polymers with glycerol, linseed oil, pentaerythritol, phthalic anhydride and rosin | 463349 | 10419
Fatty acids, tall-oil, polymers with glycerol, linoleic acid, pentaerythritol, phthalic anhydride and styrene | 463331 | 10420
Fatty acids, tall-oil, polymers with glycerol, linoleic acid, maleic anhydride, oleic acid, pentaerythritol, phthalic anhydride, styrene and vinyltoluene | 463323 | 10421
Fatty acids, tall-oil, polymers with glycerol, linoleic acid, maleic anhydride, oleic acid, pentaerythritol and phthalic anhydride | 463315 | 10422
Fatty acids, tall-oil, polymers with fumaric acid, pentaerythritol, phthalic anhydride, tall oil and TDI | 463307 | 10423
Fatty acids, tall-oil, polymers with fumaric acid, pentaerythritol, phthalic anhydride and TDI | 463299 | 10424
Fatty acids, tall-oil, polymers with ethylene glycol, linseed oil, menhaden oil, pentaerythritol, phthalic anhydride and rosin | 463281 | 10425
Fatty acids, tall-oil, polymers with ethylene glycol, isononanoic acid, pentaerythritol and phthalic anhydride | 463273 | 10426
Fatty acids, tall-oil, polymers with ethylene glycol, fumaric acid, glycerol, pentaerythritol, phthalic anhydride and sorbitol | 463265 | 10427
Fatty acids, tall-oil, polymers with dipropylene glycol, isophthalic acid, trimellitic anhydride and trimethylolpropane | 463257 | 10428
Fatty acids, tall-oil, polymers with dehydrated castor oil, pentaerythritol, phthalic anhydride and rosin | 463240 | 10429
Fatty acids, tall-oil, polymers with diethylenetriamine | 463232 | 10430
Fatty acids, tall-oil, polymers with adipic acid, butanediol, 2-(dimethylamino)ethanol, ethylenediamine, 3-hydroxy-2-(hydroxymethyl)-2-methylpropanoic acid, 1,1'-methylenebis[4-isocyanatocyclohexane], neopentyl glycol and trimethylolpropane | 463224 | 10431
Fatty acids, tall-oil, polymers with boron trifluoride-phenol complex, glycerol, phenol, phthalic anhydride, .beta.-pinene, soybean oil and turpentine | 463216 | 10432
Fatty acids, tall-oil, polymers with boron trifluoride-phenol complex, glycerol, phenol, phthalic anhydride, .beta.-pinene, rosin, soybean oil and turpentine | 463208 | 10433
Fatty acids, tall-oil, polymers with boron trifluoride-phenol complex, p-tert-butylphenol, ethylene glycol, formaldehyde, glycerol, linseed oil, maleic anhydride, pentaerythritol, phenol, phthalic anhydride, .beta.-pinene, rosin, tung oil and turpentine | 463190 | 10434
Fatty acids, tall-oil, polymers with bisphenol A, epichlorohydrin, rosin and vegetable-oil fatty acids | 463182 | 10435
Fatty acids, tall-oil, polymers with bisphenol A, epichlorohydrin, rosin and tung oil | 463174 | 10436
Fatty acids, tall-oil, polymers with bisphenol A, epichlorohydrin, linseed oil, rosin and tung oil | 463166 | 10437
Fatty acids, tall-oil, polymers with bisphenol A, epichlorohydrin and tall oil | 463158 | 10438
Fatty acids, tall-oil, polymers with bisphenol A, epichlorohydrin and maleic anhydride, compds. with triisopropanolamine | 463141 | 10439
Fatty acids, tall-oil, polymers with bisphenol A, epichlorohydrin and maleic anhydride, compds. with 2-(dimethylamino)ethanol | 463133 | 10440
Fatty acids, tall-oil, polymers with bisphenol A, epichlorohydrin and maleic anhydride, compds. with diethylamine | 463125 | 10441
Fatty acids, tall-oil, polymers with bisphenol A, dehydrated castor oil, epichlorohydrin and maleic anhydride | 463117 | 10442
Fatty acids, tall-oil, polymers with benzoic acid, pentaerythritol, phthalic anhydride and trimethylolethane | 463109 | 10443
Fatty acids, tall-oil, polymers with benzoic acid, maleic anhydride, phthalic anhydride and trimethylolpropane | 463091 | 10444
Fatty acids, tall-oil, polymers with benzoic acid, isophthalic acid, pentaerythritol and phthalic anhydride | 463083 | 10445
Fatty acids, tall-oil, polymers with benzoic acid, glycerol, pentaerythritol, phthalic anhydride and soybean oil | 463075 | 10446
Fatty acids, tall-oil, polymers with benzoic acid, ethylene glycol, linseed oil, pentaerythritol, phthalic anhydride and trimethylolethane | 463067 | 10447
Fatty acids, tall-oil, polymers with benzoic acid, diethylene glycol, pentaerythritol, phthalic anhydride and rosin | 463059 | 10448
Fatty acids, tall-oil, polymers with allyl alc., maleic anhydride and styrene | 463042 | 10449
Fatty acids, tall-oil, polymers with allyl alc., p-tert-butylbenzoic acid, pentaerythritol, phthalic anhydride, styrene and trimethylolethane | 463034 | 10450
Fatty acids, tall-oil, polymers with adipic acid, allyl alc., maleic anhydride and styrene | 463026 | 10451
Fatty acids, tall-oil, polymd., Me esters | 463018 | 10452
Fatty acids, tall-oil, hydrogenated | 463000 | 10453
Fatty acids, tall-oil, esters with triethanolamine, ethoxylated | 462994 | 10454
Fatty acids, tall-oil, dimers, polymers with ethoxylated soya alkylamine | 462986 | 10455
Fatty acids, tall-oil, conjugated, polymers with isophthalic acid, neopentyl glycol, terephthalic acid, trimellitic anhydride and trimethylolpropane | 462978 | 10456
Tar acids, cresylic, residues | 456020 | 10457
Tannins, salts with 9-(2-carboxyphenyl)-3,6-bis(diethylamino)xanthylium benzoate | 456012 | 10458
Tall oil, reaction products with tetraethylenepentamine | 456004 | 10459
Tall oil, polymer with isophthalic acid, neopentyl glycol and propylene glycol | 455998 | 10460
Tall oil, polymer with fumaric acid, glycerol, pentaerythritol and phthalic anhydride | 455980 | 10461
Tall oil, polymer with formaldehyde, fumaric acid, phenol and phthalic anhydride | 455972 | 10462
Tall oil, polymer with formaldehyde, fumaric acid, glycerol, phenol and phthalic anhydride | 455964 | 10463
Tall oil, polymer with ethylene glycol, pentaerythritol, phthalic anhydride and tung oil | 455956 | 10464
Tall oil, polymer with ethylene glycol, maleic anhydride, pentaerythritol and phthalic anhydride | 455949 | 10465
Tall oil, ammonium salt | 455931 | 10466
Sunflower oil, polymer with pentaerythritol and TDI | 455923 | 10467
Sunflower oil, polymer with ethylenediamine, linoleic acid dimer, pentaerythritol and phthalic anhydride | 455915 | 10468
Sunflower oil, polymer with benzoic acid, ethylene glycol, pentaerythritol and phthalic anhydride | 455907 | 10469
Sunflower oil, polymd., calcium salt | 455899 | 10470
Sunflower oil, polymd. | 455881 | 10471
Benzenesulfonic acid, C20-48-alkyl derivs., sodium salts | 455873 | 10472
Steroids, hydroxy | 455865 | 10473
Spinels, lead silicon tin zinc white | 455857 | 10474
Spinels, chromium iron manganese brown | 455840 | 10475
Spinels, boron calcium lead silicon white | 455832 | 10476
Spinels, aluminum silicon zirconium white | 455824 | 10477
Soybean oil, polymer with isophthalic acid and 1,3,5-tris(2-hydroxyethyl)-1,3,5-triazine-2,4,6(1H,3H,5H)-trione | 455816 | 10478
Soybean oil, polymer with pentaerythritol, phthalic anhydride and 2,2,4-trimethyl-1,3-pentanediol | 455808 | 10479
Soybean oil, polymer with isophthalic acid, pentaerythritol and trimethylolpropane | 455790 | 10480
Soybean oil, polymer with glycerol, phthalic anhydride and polymd. soybean oil | 455782 | 10481
Soybean oil, polymer with glycerol, pentaerythritol, phthalic anhydride and vinyltoluene | 455774 | 10482
Soybean oil, polymer with glycerol, pentaerythritol, phthalic anhydride and TDI | 455766 | 10483
Soybean oil, polymer with glycerol, maleic anhydride, phthalic anhydride and TDI | 455758 | 10484
Soybean oil, polymer with glycerol, isophthalic acid, pentaerythritol, phthalic anhydride and TDI | 455741 | 10485
Soybean oil, polymer with glycerol, isophthalic acid, pentaerythritol and tall oil | 455733 | 10486
Soybean oil, polymer with glycerol and TDI | 455725 | 10487
Soybean oil, polymer with ethylene glycol, glycerol, pentaerythritol, phthalic anhydride, tall oil and vinyltoluene | 455717 | 10488
Soybean oil, polymer with diethylene glycol, glycerol, pentaerythritol and phthalic anhydride | 455709 | 10489
Soybean oil, polymer with p-tert-butylphenol, formaldehyde, glycerol, maleic anhydride and phthalic anhydride | 455691 | 10490
Soybean oil, polymer with p-tert-butylbenzoic acid, pentaerythritol, phthalic anhydride and trimethylolpropane | 455683 | 10491
Soybean oil, polymer with p-tert-butylbenzoic acid, glycerol, phthalic anhydride and sorbitol | 455675 | 10492
Soybean oil, polymer with p-tert-butylbenzoic acid, p-tert-butylphenol, formaldehyde, glycerol, phthalic anhydride and tung oil | 455667 | 10493
Soybean oil, polymer with 3-hydroxy-2-(hydroxymethyl)-2-methylpropanoic acid, pentaerythritol, phthalic anhydride and TDI | 455659 | 10494
Soybean oil, polymer with benzoic acid, maleic anhydride, pentaerythritol, phthalic anhydride and sunflower oil | 455642 | 10495
Soybean oil, polymer with benzoic acid, isophthalic acid, triethylamine, trimellitic anhydride and trimethylolpropane | 455634 | 10496
Soybean oil, polymer with benzoic acid, isophthalic acid and phthalic anhydride | 455626 | 10497
Soybean oil, polymer with benzoic acid, glycerol, maleic anhydride, pentaerythritol, phthalic anhydride and TDI | 455618 | 10498
Soybean oil, polymer with benzoic acid, glycerol, maleic anhydride, pentaerythritol and phthalic anhydride | 455600 | 10499
Soybean oil, polymer with benzoic acid, glycerol, isophthalic acid, pentaerythritol and phthalic anhydride | 455592 | 10500
Hexanol, branched and linear | 449421 | 10501
Asbestos, reaction products with silica and triethoxyoctylsilane | 449413 | 10502
Aromatic hydrocarbons, ethane cracking scrubber effluent and flare drum | 449405 | 10503
Amines, tallow alkyl, phosphates | 449397 | 10504
Amines, N-tallow alkyltris(trimethylene)tetra-, hydrochlorides | 449389 | 10505
Amines, soya alkyl, ethoxylated, reaction products with oxidized polyethylene | 449371 | 10506
Amines, soya alkyl, ethoxylated, compds. with poly(acrylic acid) | 449363 | 10507
Amines, soya alkyl, ethoxylated, citrates (salts) | 449355 | 10508
Amines, soya alkyl, ethoxylated, acetates (salts) | 449348 | 10509
Amines, di-C12-15-alkylmethyl | 449330 | 10510
Amines, N-coco alkyltrimethylenedi-, formates | 449322 | 10511
Amines, coco alkyldimethyl, N-oxides, hydrochlorides | 449314 | 10512
Amines, coco alkyl, benzoates | 449306 | 10513
Amines, di-C10-25-alkyl | 449298 | 10514
Amines, di-C8-20-alkyl | 449280 | 10515
Amines, C10-20-alkyl, ethoxylated, hydrochlorides | 449272 | 10516
Amides, tall-oil fatty, N,N-di-Pr | 449264 | 10517
Amides, rice bran-oil, N-[2-[(2-hydroxyethyl)amino]ethyl], acetates (salts) | 449256 | 10518
Amides, from C18-unsatd. fatty acids dimers and diethanolamine | 449249 | 10519
Alkenes, C11-13, C12-rich | 449231 | 10520
Alkenes, C10-12, C11-rich | 449223 | 10521
Alkenes, C9-11, C10-rich | 449215 | 10522
Alkenes, C8-10, C9-rich | 449207 | 10523
Alkenes, C7-9, C8-rich | 449199 | 10524
Alkenes, C6-8, C7-rich | 449181 | 10525
Alkenes, C6 | 449173 | 10526
Fatty acids, tallow, iso-Bu esters, sulfated, sodium salts | 449165 | 10527
Fatty acids, tallow, iso-Bu esters | 449157 | 10528
Fatty acids, tallow, esters with polyethylene glycol mono-Me ether | 449140 | 10529
Fatty acids, tall-oil, compds. with 2-propanamine | 449132 | 10530
Fatty acids, tall-oil, reaction products with ethylenediamine | 449124 | 10531
Fatty acids, tall-oil, reaction products with diethylenetriamine, oleates | 449116 | 10532
Fatty acids, tall-oil, compds. with diethylenetriamine-tall-oil fatty acid reaction products | 449108 | 10533
Amides, from diethylenetriamine and tall-oil fatty acids | 449090 | 10534
Amides, from diethylenetriamine, oleic acid and tall-oil fatty acids | 449082 | 10535
Fatty acids, tall-oil, polymers with pentaerythritol, phthalic anhydride and vinyltoluene | 449074 | 10536
Fatty acids, tall-oil, polymers with pentaerythritol, phthalic anhydride and safflower oil | 449066 | 10537
Fatty acids, tall-oil, polymers with isophthalic acid, pentaerythritol, trimellitic anhydride and 2,2,4-trimethyl-1,3-pentanediol | 449058 | 10538
Fatty acids, tall-oil, polymers with isophthalic acid, linseed oil, terephthalic acid and trimethylolpropane | 449041 | 10539
Fatty acids, tall-oil, polymers with isophthalic acid and trimethylolethane | 449033 | 10540
Fatty acids, tall-oil, polymers with glycerol, isophthalic acid and phthalic anhydride | 449025 | 10541
Fatty acids, tall-oil, polymers with glycerol, isophthalic acid, pentaerythritol and phthalic anhydride | 449017 | 10542
Fatty acids, tall-oil, polymers with glycerol, isophthalic acid and propylene glycol | 449009 | 10543
Fatty acids, tall-oil, polymers with formaldehyde, isobutylene, isophthalic acid, neopentyl glycol and pentaerythritol | 448993 | 10544
Fatty acids, tall-oil, polymers with ethylene glycol, linseed oil, maleic anhydride, pentaerythritol and phthalic anhydride | 448985 | 10545
Fatty acids, tall-oil, polymers with benzoic acid, pentaerythritol, phthalic anhydride and trimellitic anhydride | 448977 | 10546
Fatty acids, tall-oil, polymers with benzoic acid, castor oil, ethylene glycol, pentaerythritol and phthalic anhydride | 448969 | 10547
Fatty acids, soya, polymers with bisphenol A, epichlorohydrin and tall oil | 448951 | 10548
Fatty acids, rape-oil, ammonium salts | 448944 | 10549
Fatty acids, linseed-oil, polymers with isophthalic acid, trimellitic anhydride and trimethylolpropane | 448936 | 10550
Fatty acids, linseed-oil, polymers with benzoic acid, phthalic anhydride and trimethylolethane | 448928 | 10551
Fatty acids, dehydrated castor-oil, polymers with azelaic acid, bisphenol A, epichlorohydrin and trimellitic anhydride, compds. with 2-(dimethylamino)ethanol | 448910 | 10552
Fatty acids, C18-unsatd., dimers, polymers with soya fatty acids and triethylenetetramine | 448902 | 10553
Fatty acids, C18-unsatd., dimers, polymers with isophthalic acid and propylene glycol | 448894 | 10554
Fatty acids, C18-unsatd., dimers, polymers with ethylene oxide, formaldehyde, phenol and propylene oxide | 448886 | 10555
Fatty acids, C18-unsatd., dimers, polymers with ethylenediamine, hexamethylenediamine, sebacic acid and tall-oil fatty acids | 448878 | 10556
Fatty acids, C18-unsatd., dimers, polymers with ethylenediamine, hexamethylenediamine, sebacic acid and soya fatty acids | 448860 | 10557
Fatty acids, C18-unsatd., dimers, polymers with ethylenediamine, hexamethylenediamine, lauric acid and sebacic acid | 448852 | 10558
Fatty acids, C18-unsatd., dimers, polymers with benzoic acid, pentaerythritol, phthalic anhydride and tall-oil fatty acids | 448845 | 10559
Rosin, polymer with formaldehyde, glycerol, phenol and 2,4,4-trimethyl-1-pentene | 441824 | 10560
1,3,5-Triazine-1,3,5(2H,4H,6H)-triethanol, iodo derivs. | 441816 | 10561
Thiodicarbonic acid ((HO)C(O)SC(S)(OH)), diethyl ester, reaction products with o-toluidine | 441808 | 10562
Silane, trichlorohexyl-, branched and linear | 441790 | 10563
Silane, chloro Ph derivs. | 441782 | 10564
Silane, chloro Me derivs. | 441774 | 10565
Pyrochlore, bismuth cadmium ruthenium | 441766 | 10566
2-Propen-1-ol, polymer with ethenylbenzene, hydrogen butanedioate, esters with coco fatty acids | 441758 | 10567
2-Propenoic acid, 2-methyl-, polymer with butyl 2-propenoate and methyl 2-methyl-2-propenoate, reaction products with ethylenimine | 441741 | 10568
2-Propenoic acid, polymer with 2-propenenitrile, sodium salt, sodium bisulfite-terminated | 441733 | 10569
2-Propenoic acid, homopolymer, oxidized | 441717 | 10570
2-Propenoic acid, 2-hydroxyethyl ester, reaction products with TDI | 441709 | 10571
Propanenitrile, 3-(tridecyloxy)-, branched and linear | 441691 | 10572
1,3-Propanediol, 2-ethyl-2-(hydroxymethyl)-, reaction products with 5-isocyanato-1-(isocyanatomethyl)-1,3,3-trimethylcyclohexane | 441683 | 10573
1,3-Propanediamine, N1-[3-(tridecyloxy)propyl]-, branched | 441675 | 10574
1,3-Propanediamine, N1-[3-(decyloxy)propyl]-, branched | 441667 | 10575
1,3-Propanediamine, N1-[3-(decyloxy)propyl]-, branched and linear | 441659 | 10576
1,3-Propanediamine, N1-[3-(tridecyloxy)propyl]-, branched and linear, diacetate | 441642 | 10577
1-Propanamine, 3-(hexyloxy)-, branched | 441634 | 10578
1-Propanamine, 3-(C8-40-branched and linear alkyloxy) derivs., acetates | 441626 | 10579
2-Propanamine, compd. with boron trifluoride, reaction products with Bu glycidyl ether | 441618 | 10580
Poly(oxy-1,2-ethanediyl), .alpha.,.alpha.'-[[[3-(tridecyloxy)propyl]imino]di-2,1-ethanediyl]bis[.omega.-hydroxy-, branched | 441600 | 10581
Poly(oxy-1,2-ethanediyl), .alpha.,.alpha.'-(iminodi-2,1-ethanediyl)bis[.omega.-hydroxy-, N-[3-(branched decyloxy)propyl] derivs. | 441592 | 10582
Poly(oxy-1,2-ethanediyl), .alpha.,.alpha.'-[[[3-(decyloxy)propyl]methyliminio]di-2,1-ethanediyl]bis[.omega.-hydroxy-, branched, chlorides | 441584 | 10583
Poly(oxy-1,2-ethanediyl), .alpha.-acetyl-.omega.-hydroxy-, C11-15-alkyl ethers | 441576 | 10584
Platinum, 1,3-diethenyl-1,1,3,3-tetramethyldisiloxane complexes | 441568 | 10585
Phenol, 4,4'-methylenebis[2,6-bis(1,1-dimethylethyl)-, reaction products with 3-chloro-1-propene | 441550 | 10586
Peroxide, bis(1,1-dimethylethyl), chloro derivs. | 441543 | 10587
Peroxide, acetyl 1-oxooctyl, chloro derivs. | 441535 | 10588
Peroxide, acetyl 1-oxododecyl, chloro derivs. | 441527 | 10589
Peroxide, acetyl 1-oxodecyl, chloro derivs. | 441519 | 10590
9-Octadecenoic acid, 9-sulfo-, 1-(branched and linear pentyl) esters, sodium salts | 441501 | 10591
9-Octadecenoic acid, 9-sulfo-, 1-(branched and linear pentyl) esters | 441493 | 10592
9-Octadecenoic acid (9Z)-, sulfurized, compds. with triethanolamine | 441485 | 10593
9-Octadecenoic acid (9Z)-, epoxidized, Bu esters, reaction products with isooctyl alc., phosphorus oxide (P2O5), propanediol and zinc oxide | 441477 | 10594
9-Octadecenoic acid (9Z)-, reaction products with 3-(dodecen-1-yl)dihydro-2,5-furandione and triethylenetetramine | 441469 | 10595
9-Octadecenoic acid (9Z)-, reaction products with 2-(diethylamino)ethanol | 441451 | 10596
9-Octadecenoic acid (9Z)-, reaction products with 2-amino-2-methyl-1-propanol | 441444 | 10597
9-Octadecenoic acid, sulfated, disodium salts | 441436 | 10598
Octadecanoic acid, 2-mercaptoethyl ester, reaction products with dichlorodimethylstannane, 2-mercaptoethyl palmitate, sodium sulfide and trichloromethylstannane | 441428 | 10599
Octadecanoic acid, branched and linear, triester with 1,1',1'',1'''-[[(2-hydroxypropyl)imino]bis(2,1-ethanediylnitrilo)]tetrakis[2-propanol], di-Me sulfate-quaternized (1:3) | 441410 | 10600
Octadecanoic acid, branched and linear, triester with 1,1',1'',1'''-[[(2-hydroxypropyl)imino]bis(2,1-ethanediylnitrilo)]tetrakis[2-propanol], di-Me sulfate-quaternized (1:1) | 441402 | 10601
Octadecanoic acid, branched and linear, triester with 1,1',1'',1'''-[[(2-hydroxypropyl)imino]bis(2,1-ethanediylnitrilo)]tetrakis[2-propanol], di-Me sulfate-quaternized (1:2) | 441394 | 10602
Octadecanoic acid, reaction products with diethylenetriamine and triethyl phosphate | 441386 | 10603
Octadecanoic acid, reaction products with ammonium hydroxide, borax and triethanolamine | 441378 | 10604
Fatty acids, tall-oil, conjugated, polymers with bisphenol A, epichlorohydrin and maleic anhydride, compds. with 2-(diethylamino)ethanol | 462960 | 10605
Fatty acids, tall-oil, compds. with C12-14-tert-alkylamines and C18-22-tert-alkylamines, phosphates | 462952 | 10606
Fatty acids, tall-oil, compds. with N-tallow alkyltripropylenetetramine | 462945 | 10607
Fatty acids, tall-oil, compds. with ethoxylated phosphonomethylated polyethylenepolyamines and polyethylenepolyamines | 462937 | 10608
Barium, nonylphenol tall-oil fatty acids complexes | 462929 | 10609
Fatty acids, soya, polymers with phthalic anhydride and trimethylolethane | 462911 | 10610
Fatty acids, soya, polymers with glycerol, pentaerythritol, phthalic anhydride, safflower oil and TDI | 462903 | 10611
Fatty acids, soya, reaction products with diethylenetriamine, ethoxylated, di-Me sulfate-quaternized | 462895 | 10612
Fatty acids, soya, reaction products with diethylenetriamine, propoxylated, chloromethane-quaternized | 462887 | 10613
Fatty acids, soya, reaction products with diethylenetriamine, ethoxylated, chloromethane-quaternized | 462879 | 10614
Fatty acids, soya, polymers with p-tert-butylbenzoic acid, formaldehyde, pentaerythritol and phthalic anhydride | 462861 | 10615
Fatty acids, soya, polymers with benzoic acid, isophthalic acid, neopentyl glycol, trimellitic anhydride and trimethylolethane | 462853 | 10616
Fatty acids, soya, polymers with benzoic acid, glycerol, pentaerythritol and phthalic anhydride | 462846 | 10617
Fatty acids, soya, polymers with adipic acid, allyl alc., maleic anhydride and styrene | 462838 | 10618
Fatty acids, soya, polymers with acrylic acid, adipic acid, phthalic anhydride, styrene and trimethylolethane | 462820 | 10619
Soybean oil, monoester with triglycerol | 462812 | 10620
2-Propen-1-ol, polymer with ethenylbenzene, esters with soya fatty acids, maleated | 462804 | 10621
Fatty acids, safflower-oil, polymd., calcium salts | 462796 | 10622
Fatty acids, safflower-oil, 1,1,3-trimethyl-1,3-propanediyl esters | 462788 | 10623
Fatty acids, safflower-oil, Me esters | 462770 | 10624
Linseed oil, potassium salt | 462762 | 10625
Fatty acids, linseed-oil, polymers with glycerol, maleic anhydride, phthalic anhydride, rosin and soybean oil | 462754 | 10626
Fatty acids, linseed-oil, polymers with glycerol, linseed oil, phthalic anhydride and tung oil | 462747 | 10627
Fatty acids, linseed-oil, polymers with formaldehyde, pentaerythritol and phthalic anhydride | 462739 | 10628
Fatty acids, linseed-oil, polymers with bisphenol A, epichlorohydrin and styrene | 462721 | 10629
Fatty acids, linseed-oil, polymers with bisphenol A, epichlorohydrin and maleic anhydride | 462713 | 10630
Fatty acids, linseed-oil, compds. with triethylamine | 462705 | 10631
Lard, sodium salt | 462697 | 10632
Lard, calcium salt | 462689 | 10633
Lanolin, compd.with triethanolamine | 462671 | 10634
Lanolin, potassium salt | 462663 | 10635
Fatty acids, fish-oil, Me esters | 462655 | 10636
Fatty acids, dehydrated castor-oil, polymers with glycerol, phthalic anhydride, soybean oil and trimethylolethane | 462648 | 10637
Fatty acids, dehydrated castor-oil, polymd. | 462630 | 10638
Fatty acids, C18-unsatd., phosphates | 462622 | 10639
Fatty acids, C18-unsatd., dimers, reaction products with diethylenetriamine, cyclized | 462614 | 10640
Fatty acids, C18-unsatd., dimers, polymers with fumaric acid, phthalic anhydride and trimethylolpropane | 462606 | 10641
Fatty acids, C18-unsatd., dimers, polymers with ethylenediamine, sebacic acid and tall-oil fatty acids | 462598 | 10642
Fatty acids, C18-unsatd., dimers, polymers with ethylenediamine, pentaerythritol, phthalic anhydride and tall-oil fatty acids | 462580 | 10643
Fatty acids, C18-unsatd., dimers, polymers with ethylenediamine, isostearic acid, piperazine and sebacic acid | 462572 | 10644
Fatty acids, C18-unsatd., dimers, polymers with ethylenediamine, hexamethylenediamine, isophthalic acid, isostearic acid, propionic acid and triethylenetetramine | 462564 | 10645
Fatty acids, C18-unsatd., dimers, polymers with ethylenediamine, hexamethylenediamine, isophthalic acid, isostearic acid and propionic acid | 462556 | 10646
Fatty acids, C18-unsatd., dimers, polymers with ethylenediamine, hexamethylenediamine, isononanoic acid, propionic acid and triethylenetetramine | 462549 | 10647
Fatty acids, C18-unsatd., dimers, polymers with bisphenol A, epichlorohydrin, pentaerythritol and tall oil | 462531 | 10648
Fatty acids, C18-unsatd., dimers, polymers with azelaic acid, ethylenediamine, isostearic acid and piperazine | 462523 | 10649
Fatty acids, C18-unsatd., dimers, polymers with azelaic acid, ethylenediamine and isostearic acid | 462515 | 10650
Fatty acids, C18-unsatd., dimers, polymers with adipic acid, ethylenediamine, isostearic acid and piperazine | 462507 | 10651
Fatty acids, C18-unsatd., dimers, polymers with adipic acid, diethylenetriamine, ethylenediamine and isostearic acid | 462499 | 10652
Fatty acids, C18-unsatd., dimers, Me esters | 462481 | 10653
Fatty acids, C18-unsatd., dimers, hydrogenated, polymers with adipic acid, phthalic anhydride, TDI and trimethylolpropane | 462473 | 10654
Fatty acids, C18-unsatd., dimers, hydrogenated, polymers with adipic acid, phthalic anhydride and trimethylolpropane | 462465 | 10655
Fatty acids, cottonseed-oil, polymers with glycerol, pentaerythritol and phthalic anhydride | 462457 | 10656
Fatty acids, C16-22, sodium salts | 462440 | 10657
Fatty acids, corn-oil, compds. with triethanolamine | 462432 | 10658
Fatty acids, C6-12, potassium salts | 462424 | 10659
Soybean oil, polymer with benzoic acid, ethylene glycol, glycerol and isophthalic acid | 455584 | 10660
Soybean oil, polymer with azelaic acid and polyethylene glycol | 455576 | 10661
Soybean oil, polymer with allyl alc., pentaerythritol, styrene and TDI | 455568 | 10662
Soybean oil, polymd., ethoxylated | 455550 | 10663
Soybean oil, hydrogenated, ester with polyglycerol | 455543 | 10664
Soybean oil, ester with triethanolamine | 455535 | 10665
Soybean oil, deodorizer distillate, sapond., extn. residue | 455527 | 10666
Soaps, stocks, spermaceti | 455519 | 10667
Soaps, stocks, linseed-oil | 455501 | 10668
Silsesquioxanes, Me, hydroxy-terminated | 455493 | 10669
Silsesquioxanes, Me | 455485 | 10670
Siloxanes and Silicones, Me hydrogen, Me octyl | 455477 | 10671
Siloxanes and Silicones, di-Me, polymers with Me silsesquioxanes, polyethylene-polypropylene glycol and polyethylene-polypropylene glycol mono-Bu ether | 455469 | 10672
Siloxanes and Silicones, di-Me, polymers with Me silsesquioxanes, hydroxy-terminated | 455451 | 10673
Siloxanes and Silicones, di-Me, polymers with Me silsesquioxanes, ethoxy-terminated | 455444 | 10674
Siloxanes and Silicones, di-Me, polymers with Me silsesquioxanes and polyethylene-polypropylene glycol mono-Bu ether | 455436 | 10675
Siloxanes and Silicones, di-Me, polymers with Me silsesquioxanes and polypropylene glycol mono-Bu ether | 455428 | 10676
Siloxanes and Silicones, di-Me, polymers with 3-mercaptopropyl silsesquioxanes, hydroxy-terminated | 455410 | 10677
Siloxanes and Silicones, di-Me, polymers with Me Ph silsesquioxanes and pentaerythritol triacrylate | 455402 | 10678
Siloxanes and Silicones, di-Me, polymers with ethylene glycol, Me silsesquioxanes and trimethylolpropane | 455394 | 10679
Siloxanes and Silicones, di-Me, polymers with ethylene glycol, isophthalic acid, Me Ph silsesquioxanes, terephthalic acid and trimethylolpropane | 455386 | 10680
Siloxanes and Silicones, di-Me, polymers with 1,4-cyclohexanedimethanol, ethylene glycol, glycerol, isophthalic acid, Me Ph silsesquioxanes, terephthalic acid and trimethylolpropane | 455378 | 10681
Fats and Glyceridic oils, menhaden, polymers with maleic anhydride, pentaerythritol and phthalic anhydride | 455360 | 10682
Linseed oil, sodium salt | 455352 | 10683
Siloxanes and Silicones, di-Me, polymers with bisphenol A, epichlorohydrin, Me Ph silsesquioxanes and trimethylolpropane | 455345 | 10684
Siloxanes and Silicones, di-Me, polymers with 3-[(2-aminoethyl)amino]propyl silsesquioxanes, hydroxy-terminated | 455337 | 10685
Siloxanes and Silicones, di-Me, (octadecyloxy)-terminated | 455329 | 10686
Siloxanes and Silicones, di-Me, (4-nonylphenoxy)-terminated | 455311 | 10687
Siloxanes and Silicones, di-Me, Me hydrogen, polymers with Me silsesquioxanes | 455303 | 10688
Siloxanes and Silicones, di-Me, chloro-terminated, polymers with bisphenol A and sebacoyl chloride | 455295 | 10689
Siloxanes and Silicones, 3-chloropropyl Me, di-Me, polymers with Me silsesquioxanes and polyethylene-polypropylene glycol mono-Bu ether | 455287 | 10690
Siloxanes and Silicones, 3-[bis(2-hydroxyethyl)amino]propyl ethoxy, polymers with 3-[bis(2-hydroxyethyl)amino]propyl silsesquioxanes, [[[[3-[bis(2-hydroxyethyl)amino]propyl]diethoxy]silyl]oxy]-terminated | 455279 | 10691
Safflower oil, polymer with pentaerythritol, phthalic anhydride and trimethylolethane | 455261 | 10692
Safflower oil, polymer with isophthalic acid, neopentyl glycol and trimethylolethane | 455253 | 10693
Safflower oil, polymer with glycerol, maleic anhydride and phthalic anhydride | 455246 | 10694
Safflower oil, polymer with fumaric acid and pentaerythritol | 455238 | 10695
Safflower oil, polymer with 4-biphenylol, formaldehyde and tung oil | 455220 | 10696
Safflower oil, polymd., polymer with ethylenediamine and sebacic acid | 455212 | 10697
Safflower oil, polymd., polymer with adipic acid and ethylenediamine | 455204 | 10698
Safflower oil, conjugated, polymer with glycerol, linoleic acid, Me methacrylate, phthalic anhydride and vinyltoluene | 455196 | 10699
Safflower oil, conjugated, polymer with glycerol, linoleic acid, Me methacrylate, phthalic anhydride and styrene | 455188 | 10700
Rosin, polymer with pentaerythritol, phthalic anhydride and tall oil | 455170 | 10701
Rosin, maleated, polymer with polyethylene glycol and N,N',2-tris(6-isocyanatohexyl)imidodicarbonic diamide | 455162 | 10702
Rosin, polymer with glycerol, isophthalic acid and tall oil | 455154 | 10703
Rosin, polymer with formaldehyde, maleic anhydride, pentaerythritol, phenol and tung oil | 455147 | 10704
Rosin, polymer with ethylene glycol, pentaerythritol and phthalic anhydride | 455139 | 10705
Rosin, polymer with p-tert-butylphenol, formaldehyde, glycerol, maleic anhydride, pentaerythritol, phthalic anhydride and tall oil | 455121 | 10706
Rosin, polymer with bisphenol A, formaldehyde and pentaerythritol | 455113 | 10707
Rosin, polymer with bisphenol A, p-tert-butylphenol, formaldehyde and pentaerythritol | 455105 | 10708
Rosin, maleated, polymer with propylene glycol, compd. with morpholine | 455097 | 10709
Rosin, maleated, polymer with propylene glycol, compd. with diethanolamine | 455089 | 10710
Rosin, maleated, polymer with propylene glycol, compd. with 2-amino-2-methyl-1-propanol | 455071 | 10711
Rosin, maleated, polymer with propylene glycol, ammonium salt | 455063 | 10712
Rosin, maleated, polymer with pentaerythritol and phenol | 455055 | 10713
Fatty acids, C18-unsatd., dimers, polymers with azelaic acid, isophthalic acid, neopentyl glycol and trimethylolpropane | 448837 | 10714
Fatty acids, C18-unsatd., dimers, polymers with azelaic acid, ethylenediamine, hexamethylenediamine and tall-oil fatty acids | 448829 | 10715
Fatty acids, C18-unsatd., dimers, polymers with azelaic acid, ethylenediamine, hexamethylenediamine and soya fatty acids | 448811 | 10716
Fatty acids, C18-unsatd., dimers, polymers with azelaic acid, ethylenediamine, hexamethylenediamine and 2-methylheptadecanoic acid | 448803 | 10717
Fatty acids, C18-unsatd., dimers, polymers with azelaic acid, ethylenediamine, hexamethylenediamine and lauric acid | 448795 | 10718
Fatty acids, C18-unsatd., dimers, polymers with azelaic acid, ethylenediamine and lauric acid | 448787 | 10719
Fatty acids, C18-unsatd., dimers, polymers with adipic acid, ethylenediamine, hexamethylenediamine and tall-oil fatty acids | 448779 | 10720
Fatty acids, C18-unsatd., dimers, polymers with adipic acid, ethylenediamine, hexamethylenediamine and soya fatty acids | 448761 | 10721
Fatty acids, C18-unsatd., dimers, polymers with adipic acid, ethylenediamine, hexamethylenediamine and 2-methylheptadecanoic acid | 448753 | 10722
Fatty acids, C18-unsatd., dimers, polymers with adipic acid, ethylenediamine, hexamethylenediamine and lauric acid | 448746 | 10723
Fatty acids, C18-unsatd., dimers, polymers with adipic acid, ethylenediamine and tall-oil fatty acids | 448738 | 10724
Fatty acids, C18-unsatd., dimers, polymers with adipic acid, ethylenediamine and soya fatty acids | 448720 | 10725
Fatty acids, C18-unsatd., dimers, polymers with adipic acid, ethylenediamine and 2-methylheptadecanoic acid | 448712 | 10726
Fatty acids, C18-unsatd., dimers, polymers with adipic acid, ethylenediamine and lauric acid | 448704 | 10727
Fatty acids, C18-unsatd., dimers, polymers with adipic acid, azelaic acid, ethylene glycol, hexamethylenediamine, 2-methylheptadecanoic acid and terephthalic acid | 448696 | 10728
Fatty acids, C18-unsatd., dimers, polymers with adipic acid, azelaic acid, 1,4-cyclohexanedimethanol, ethylene glycol, hexamethylenediamine, 1,6-hexanediol, 2-methylheptadecanoic acid and terephthalic acid | 448688 | 10729
Fatty acids, C9-18-neo- | 448670 | 10730
Fatty acids, coco, polymers with 2-ethylhexanoic acid, 3-hydroxy-2-(hydroxymethyl)-2-methylpropanoic acid, phthalic anhydride and trimethylolethane | 448662 | 10731
Fatty acids, coco, polymers with ethylene glycol, glycerol, pentaerythritol and phthalic anhydride | 448654 | 10732
Fatty acids, coco, polymers with benzoic acid, pentaerythritol, phthalic anhydride, trimellitic anhydride and trimethylolpropane | 448647 | 10733
Fatty acids, coco, polymers with allyl alc., maleic anhydride and styrene | 448639 | 10734
Fatty acids, C16-18, Me esters, polymers with glycerol, pentaerythritol, phthalic anhydride and soybean oil | 448621 | 10735
Fatty acids, C8-18, ethoxylated | 448613 | 10736
Fatty acids, C8-18, esters with sorbitol, ethoxylated | 448605 | 10737
Fatty acids, castor-oil, polymers with cottonseed-oil fatty acids, dehydrated castor-oil fatty acids, glycerol, phthalic anhydride and soya fatty acids | 448597 | 10738
Disulfides, C2-6-alkyl | 448589 | 10739
Corn oil, hydrogenated | 448571 | 10740
Corn flour | 448563 | 10741
Corn, flour, acid-modified | 448555 | 10742
Coconut oil, 2-sulfoethyl ester, compd. with (1R,4aS,10aR)-1,2,3,4,4a,9,10,10a-octahydro-1,4a-dimethyl-7-(1-methylethyl)-1-phenanthrenemethanamine | 448548 | 10743
Coconut oil, polymer with glycerol, phthalic anhydride and trimethylolethane | 448530 | 10744
Coconut oil, polymer with glycerol, phthalic anhydride and propylene glycol | 448522 | 10745
Coal, brown, sulfonated, sodium salt | 448514 | 10746
Castor oil, polymer with polypropylene glycol and 2,4-TDI | 448506 | 10747
Castor oil, polymer with 1,1'-methylenebis[4-isocyanatobenzene] and polypropylene glycol | 448498 | 10748
Isooctadecanoic acid, reaction products with 2-(diethylamino)ethanol | 441360 | 10749
Glycine, N-(naphthenylsulfonyl) derivs., sodium salts | 441352 | 10750
Formaldehyde, reaction products with hexahydro-1,3-isobenzofurandione and triethylenetetramine | 441345 | 10751
Formaldehyde, reaction products with diethylenetriamine | 441337 | 10752
Ethanol, 2,2'-iminobis-, N-[3-(branched tridecyloxy)propyl] derivs., N-oxides | 441329 | 10753
Ethanol, 2,2'-iminobis-, N-[3-(branched decyloxy)propyl] derivs., N-oxides | 441311 | 10754
Ethanol, 2,2'-iminobis-, reaction products with epichlorohydrin and 2-nitro-1,4-benzenediamine | 441303 | 10755
Decanoyl chloride, chloro derivs. | 441295 | 10756
1H-Imidazole-1-ethanamine, 4,5-dihydro-, 2-nornaphthenyl derivs. | 441287 | 10757
Dinaphtho[1,2,3-cd:3',2',1'-lm]perylene-5,10-dione, nitro derivs. | 441279 | 10758
Cyclohexene, 1-methyl-4-(1-methylethenyl)-, chlorosulfurized | 441261 | 10759
Cobalt, 2-ethylhexanoate 3,5,5-trimethylhexanoate complexes | 441253 | 10760
Cobalt, 2-ethylhexanoate isononanoate complexes | 441246 | 10761
Chromium, 3-[2-(4,5-dihydro-3-methyl-5-oxo-1-phenyl-1H-pyrazol-4-yl)diazenyl]-4-hydroxybenzenesulfonamide 3-hydroxy-4-[2-(2-hydroxy-1-naphthalenyl)diazenyl]-7-nitro-1-naphthalenesulfonate complexes | 441238 | 10762
Chromium, 2-ethylhexanoate heptanoate complexes | 441220 | 10763
Calcium, 2-ethylhexanoate isononanoate complexes | 441212 | 10764
Cadmium, benzoate p-tert-butylbenzoate complexes | 441204 | 10765
Butanediamide, 2-methylene-, N,N'-bis(branched and linear and unsatd. C18-alkyl) derivs. | 441196 | 10766
Butane, oxidized, isobutylated by-products | 441188 | 10767
Boric acid, compds. with 3-(branched and linear hexyloxy)-1-propanamine | 441170 | 10768
Bicyclo[3.1.1]hept-2-ene, 2,6,6-trimethyl-, chlorosulfurized | 441162 | 10769
Benzoic acid, compds. with 3-(branched and linear hexyloxy)-1-propanamine | 441154 | 10770
Benzenesulfonic acid, dodecyl-, reaction products with diethanolamine | 441147 | 10771
Boron, (benzenemethanamine)trifluoro-, (T-4)-, reaction products with Bu glycidyl ether | 441139 | 10772
1,4-Benzenediamine, N,N'-mixed tolyl and xylyl derivs. | 441121 | 10773
1,4-Benzenediamine, reaction products with 4-(6-methyl-2-benzothiazolyl)benzenamine and sodium sulfide (Na2(S)x) | 441113 | 10774
1,4-Benzenediamine, reaction products with glycidyl Ph ether and 4,4'-methylenebis[benzenamine] | 441105 | 10775
Benzene, 1,3-dimethyl-, mercaptomethyl derivs. | 441097 | 10776
Barium, 4-nonylphenol phenol complexes | 441089 | 10777
Aluminum, 9-[2-(ethoxycarbonyl)phenyl]-3,6-bis(ethylamino)-2,7-dimethylxanthylium benzoate complexes | 441071 | 10778
Acetic acid, 2-hydroxy-, reaction products with diethylenetriamine | 441063 | 10779
Acetic acid, octyl ester, branched | 441055 | 10780
Acetic acid, decyl ester, branched | 441048 | 10781
Acetic acid, C>19-alkyl esters | 441030 | 10782
Tail gas (petroleum), vacuum residues thermal cracker | 441022 | 10783
Tail gas (petroleum), saturate gas recovery plant, C1-2-rich | 441014 | 10784
Tail gas (petroleum), saturate gas plant mixed stream, C4-rich | 441006 | 10785
Tail gas (petroleum), isomerized naphtha fractionates, hydrogen sulfide-free | 440990 | 10786
Tail gas (petroleum), hydrodesulfurized straight-run naphtha separator | 440982 | 10787
Tail gas (petroleum), cracked distillate hydrotreater separator | 440974 | 10788
Tail gas (petroleum), catalytic reformed naphtha stabilizer | 440966 | 10789
Tail gas (petroleum), catalytic reformed naphtha separator | 440958 | 10790
Tail gas (petroleum), catalytic reformed naphtha fractionation stabilizer | 440941 | 10791
Tail gas (petroleum), catalytic cracker refractionation absorber | 440933 | 10792
Tail gas (petroleum), catalytic cracker, catalytic reformer and hydrodesulfurizer combined fractionater | 440925 | 10793
Tail gas (petroleum), catalytic cracked naphtha stabilization absorber | 440917 | 10794
Fatty acids, coco, reaction products with diethylenetriamine and linoleic acid dimer | 462416 | 10795
Fatty acids, coco, reaction products with diethanolamine, diisopropanolamine, polyethylene glycol and stearic acid | 462408 | 10796
Fatty acids, coco, reaction products with diethylenetriamine and soya fatty acids, ethoxylated, chloromethane-quaternized | 462390 | 10797
Fatty acids, coco, reaction products with chloromethane and diethylenetriamine, ethoxylated, quaternized | 462382 | 10798
Imidazolium compounds, 4,5-dihydro-1-(hydroxyethyl)-1(or 3)-(2-hydroxy-3-sulfopropyl)-2-norcoco alkyl, hydroxides, monosodium salts | 462374 | 10799
Imidazolium compounds, 1-[2-(2-carboxyethoxy)ethyl]-1(or 3)-(2-carboxyethyl)-4,5-dihydro-2-norcoco alkyl, hydroxides, disodium salts | 462366 | 10800
Imidazolium compounds, 1-[2-(2-carboxyethoxy)ethyl]-1(or 3)-(2-carboxyethyl)-4,5-dihydro-2-norcoco alkyl, hydroxides, compds. with diethanolamine (1:2) | 462358 | 10801
Fatty acids, coco, polymers with ethylene glycol and maleic anhydride | 462341 | 10802
Fatty acids, coco, polymers with bisphenol A, epichlorohydrin and succinic anhydride | 462333 | 10803
Fatty acids, coco, polymers with benzoic acid, pentaerythritol and phthalic anhydride | 462325 | 10804
Fatty acids, coco, polymers with acetic anhydride, adipic acid, 1,4-butanediol, and propylene glycol | 462317 | 10805
Fatty acids, coco, polymers with acetic anhydride, adipic acid and propylene glycol | 462309 | 10806
Fatty acids, coco, esters with polyethylene glycol mono(nonylphenyl) ether, sodium salts | 462291 | 10807
Poly(oxy-1,2-ethanediyl), .alpha.-hydro-.omega.-hydroxy-, mixed esters with C11-21 alcs. and C9-18 and C9-18-dicarboxylic acids | 462283 | 10808
Carboxylic acids, C5-9, compds. with triethanolamine | 462275 | 10809
Fatty acids, C16-18, compds. with 1,1',1'',1'''-(1,2-ethanediyldinitrilo)tetrakis[2-propanol] | 462267 | 10810
Fatty acids, C16-22, compds. with diethanolamine | 462259 | 10811
Fatty acids, C16-22, calcium salts | 462242 | 10812
Decanoic acid, ethenyl ester, branched, polymers with Me methacrylate and vinyl acetate | 462234 | 10813
Octanoic acid, branched, lead salts, basic | 462226 | 10814
Octanoic acid, branched, copper(2+) salts | 462218 | 10815
Fatty acids, castor-oil, polymers with maleic anhydride, pentaerythritol, phthalic anhydride and trimethylolpropane | 462200 | 10816
Fatty acids, castor-oil, polymers with glycerol, maleic anhydride, pentaerythritol, phthalic anhydride and soybean oil | 462192 | 10817
Fatty acids, castor-oil, polymers with bisphenol A, epichlorohydrin and rosin | 462184 | 10818
Fatty acids, castor-oil, polymers with bisphenol A, Bu alc., butylphenol, 2-ethylhexanoic acid, formaldehyde and isononanoic acid | 462176 | 10819
Fatty acids, castor-oil, polymd. | 462168 | 10820
Fatty acids, castor-oil, hydrogenated, lithium salts | 462150 | 10821
Fatty acids, castor-oil, hydrogenated, calcium lithium salts | 462143 | 10822
Fatty acids, C16-18 and C18-unsatd., tetraesters with pentaerythritol | 462135 | 10823
Fatty acids, C18 and C18-unsatd., sulfonated, ethoxylated propoxylated | 462127 | 10824
Fatty acids, C14-22 and C16-22-unsatd., sodium salts | 462119 | 10825
Fatty acids, C16-18 and C18-unsatd., Me esters, distn. residues | 462101 | 10826
Fatty acids, C14-18 and C16-18-unsatd., Me esters, distn. residues | 462093 | 10827
Fatty acids, C8-18 and C18-unsatd., Me esters, distn. residues | 462085 | 10828
Fatty acids, C16-18 and C18-unsatd., hexaesters with dipentaerythritol | 462077 | 10829
Fatty acids, C18 and C18-unsatd., ethoxylated propoxylated | 462069 | 10830
Fatty acids, C16-18 and C18-unsatd., compds. with ethanolamine | 462051 | 10831
Fatty acids, C8-18 and C18-unsatd., compds. with diethanolamine | 462044 | 10832
Fatty acids, C16 and C18-unsatd. and C18-unsatd. hydroxy, ammonium salts | 462036 | 10833
Fatty acids, C14-18 and C16-18-unsatd., ammonium salts | 462028 | 10834
Resin acids and Rosin acids, Me esters, polymers with maleated rosin and pentaerythritol | 455048 | 10835
Rosin, maleated, polymer with diethylene glycol, Me ester | 455030 | 10836
Rosin, maleated, polymer with p-tert-butylphenol and pentaerythritol | 455022 | 10837
Rosin, fumarated, polymer with glycerol, compd. with diethanolamine | 455014 | 10838
Rosin, fumarated, polymer with glycerol, compd. with 2-amino-2-methyl-1-propanol | 455006 | 10839
Rosin, fumarated, polymer with glycerol, ammonium salt | 454991 | 10840
Rosin, fumarated, polymer with ethanolamine and ethylene glycol | 454983 | 10841
Rosin, fumarated maleated | 454975 | 10842
Resin acids and Rosin acids, titanium salts, reaction products with Douglas-fir balsams | 454967 | 10843
Resin acids and Rosin acids, hydrogenated, strontium salts | 454959 | 10844
Resin acids and Rosin acids, hydrogenated, manganese salts | 454942 | 10845
Resin acids and Rosin acids, hydrogenated, calcium salts | 454934 | 10846
Rape oil, polymd., oxidized | 454926 | 10847
Quaternary ammonium compounds, (2-hydroxy-1-methylethyl)methylditallow alkyl, chlorides | 454918 | 10848
Quaternary ammonium compounds, 2-butene-1,4-diylbis[coco alkyldimethyl, dichlorides | 454900 | 10849
Poly(oxy-1,2-ethanediyl), .alpha.-[3-[bis(2-aminoethyl)methylammonio]-2-hydroxypropyl]-.omega.-hydroxy-, N-coco acyl derivs., Me sulfates (salts) | 454892 | 10850
Benzenemethanaminium, N,N-bis(2-aminoethyl)-N-(2-hydroxyethyl)-, N,N'-ditall-oil fatty acyl derivs., ethoxylated, chlorides | 454884 | 10851
Quaternary ammonium compounds, benzylbis(hydroxyethyl)tallow alkyl, ethoxylated, chlorides | 454876 | 10852
Polyphosphoric acids, hydroxyethyl esters, sodium salts | 454868 | 10853
Polyphosphoric acids, hydroxyethyl esters, potassium salts | 454850 | 10854
Polyphosphoric acids, hydroxyethyl esters, ammonium salts | 454843 | 10855
Polyphosphoric acids, 2-ethoxyethyl esters | 454835 | 10856
Polyphosphoric acids, 2-(2-ethoxyethoxy)ethyl esters | 454827 | 10857
Polyphosphoric acids, Et esters, ammonium salts | 454819 | 10858
Polyphosphoric acids, esters with ethylene glycol | 454793 | 10859
Polyphosphoric acids, 2,3-dibromopropyl esters, ammonium salts | 454785 | 10860
Paraffin waxes and Hydrocarbon waxes, mixed with polypropylene, chlorinated | 454777 | 10861
Paraffin oils, reaction products with aluminum stearate | 454769 | 10862
Oils, walnut, polymers with pentaerythritol, phthalic anhydride and vinyltoluene | 454751 | 10863
Oils, walnut, polymers with glycerol, maleic anhydride, pentaerythritol, phthalic anhydride and rosin | 454744 | 10864
Oils, walnut, polymers with glycerol, maleic anhydride and phthalic anhydride | 454736 | 10865
Oils, walnut, polymers with glycerol and phthalic anhydride | 454728 | 10866
Oils, walnut, polymers with fumaric acid and pentaerythritol | 454710 | 10867
Oils, walnut, polymers with benzoic acid, glycerol, pentaerythritol, phthalic anhydride, soybean oil and trimethylolpropane | 454702 | 10868
Oils, walnut, polymers with benzoic acid, glycerol, pentaerythritol and phthalic anhydride | 454694 | 10869
Oils, walnut, polymd., polymers with pentaerythritol and tung oil | 454686 | 10870
Fats and Glyceridic oils, rice bran, polymer with Bu oleate, sulfurized | 454678 | 10871
Fats and Glyceridic oils, rice bran | 454660 | 10872
Oils, peppermint, reaction products with benzyl alc. and silicon tetrachloride | 454652 | 10873
Palm oil, polymers with glycerol and phthalic anhydride | 454645 | 10874
Fats and Glyceridic oils, oiticica, polymers with boron trifluoride-phenol complex, formaldehyde, phenol, .beta.-pinene and turpentine oil | 454637 | 10875
Oils, mustard, propoxylated | 454629 | 10876
Oils, mustard, ethoxylated | 454611 | 10877
Fats and Glyceridic oils, menhaden, polymers with tung oil | 454603 | 10878
Fats and Glyceridic oils, menhaden, polymers with styrene and tung oil | 454595 | 10879
Fats and Glyceridic oils, menhaden, polymers with rosin and tung oil, calcium salts | 454587 | 10880
Fats and Glyceridic oils, menhaden, polymers with glycerol, phthalic anhydride and soybean oil | 454579 | 10881
Fats and Glyceridic oils, menhaden, polymers with glycerol, isophthalic acid, maleic anhydride, pentaerythritol and soybean oil | 454561 | 10882
Fats and Glyceridic oils, menhaden, polymers with glycerol and isophthalic acid | 454553 | 10883
Fats and Glyceridic oils, menhaden, polymers with fumaric acid, pentaerythritol and rosin | 454546 | 10884
Fats and Glyceridic oils, menhaden, polymers with p-tert-butylphenol, formaldehyde, glycerol, pentaerythritol, phthalic anhydride and rosin | 454538 | 10885
Lard, oil, sulfurized, sodium salts | 454520 | 10886
Lard, oil, ethoxylated | 454512 | 10887
Fats and Glyceridic oils, fish, polymers with Me abietate and rosin | 454504 | 10888
Fats and Glyceridic oils, fish, polymers with glycerol and phthalic anhydride | 454496 | 10889
Fats and Glyceridic oils, fish, lead salts | 454488 | 10890
Fats and Glyceridic oils, fish, hydrogenated, compds. with morpholine | 454470 | 10891
Naphthenic acids, vanadyl complexes | 454462 | 10892
Linseed oil, polymer with TDI and trimethylolethane | 454454 | 10893
Residues (petroleum), steam-cracked petroleum distillates cyclopentadiene conc., C4-cyclopentadiene-free | 440909 | 10894
Residual oils (petroleum), propene purifn. splitter | 440891 | 10895
Residues (petroleum), heavy olefin vacuum | 440883 | 10896
Residues (petroleum), heavy coker gas oil and vacuum gas oil | 440875 | 10897
Residual oils (petroleum), deisobutanizer tower | 440867 | 10898
Residues (petroleum), C6-8 catalytic reformer | 440859 | 10899
Residues (petroleum), caustic-treated vacuum distillate | 440842 | 10900
Residues (petroleum), catalytic reformer fractionator residue distn. | 440834 | 10901
Residues (petroleum), butane splitter bottoms | 440826 | 10902
Phenols (petroleum), sodium salts | 440818 | 10903
Naphtha (petroleum), light steam-cracked, debenzenized, C8-16-cycloalkadiene conc. | 440800 | 10904
Naphtha (petroleum), light steam-cracked, C5-fraction, oligomer conc., post-polymd. | 440792 | 10905
Naphtha (petroleum), light steam-cracked, C5-fraction, oligomer conc. | 440784 | 10906
Naphtha (petroleum), light steam-cracked arom., piperylene conc., polymd. | 440776 | 10907
Gases (petroleum), thermal cracking distn. | 440768 | 10908
Gases (petroleum), reforming hydrotreater make-up, hydrogen-rich | 440750 | 10909
Gases (petroleum), reforming hydrotreater, hydrogen-methane-rich | 440743 | 10910
Gases (petroleum), reforming hydrotreater | 440735 | 10911
Gases (petroleum), reformer make-up, hydrogen-rich | 440727 | 10912
Gases (petroleum), recycle, hydrogen-rich | 440719 | 10913
Gases (petroleum), isomerized naphtha fractionater, C4-rich, hydrogen sulfide-free | 440701 | 10914
Gases (petroleum), hydrotreater blend oil recycle, hydrogen-nitrogen-rich | 440693 | 10915
Gases (petroleum), hydrogen-rich | 440685 | 10916
Gases (petroleum), hydrogen absorber off | 440677 | 10917
Gases (petroleum), Girbatol unit feed | 440669 | 10918
Fatty acids, C16-22 and C18-unsatd., ethoxylated | 462010 | 10919
Fatty acids, C16-22, ammonium salts | 462002 | 10920
Dodecanoic acid, ethenyl ester, branched, polymers with vinyl acetate | 461996 | 10921
Coconut oil, transesterification products with glycerol trioleate | 461988 | 10922
Coconut oil, reaction products with ethanolamine, sulfates, potassium sodium salts | 461970 | 10923
Coconut oil, reaction products with ethanolamine | 461962 | 10924
Coconut oil, polymer with fumaric acid, phthalic anhydride and trimethylolethane | 461954 | 10925
Coconut oil, polymer with ethylene glycol, fumaric acid, glycerol and phthalic anhydride | 461947 | 10926
Coconut oil, polymer with adipic acid and trimethylolethane | 461939 | 10927
Citrus, fruit, activated sludge | 461921 | 10928
Castor oil, sulfurized | 461913 | 10929
Castor oil, sulfated, potassium salt | 461905 | 10930
Castor oil, sulfated, compd. with 4-[(4-aminophenyl)(4-imino-2,5-cyclohexadien-1-ylidene)methyl]-2-methylbenzenamine hydrochloride (1:1) | 461897 | 10931
Castor oil, polymer with pentaerythritol, phthalic anhydride, soybean oil and vinyltoluene | 461889 | 10932
Castor oil, polymer with pentaerythritol, phthalic anhydride, soybean oil and styrene | 461871 | 10933
Castor oil, polymer with pentaerythritol, phthalic anhydride and trimethylolpropane | 461863 | 10934
Castor oil, polymer with maleic anhydride and pine oil | 461855 | 10935
Castor oil, polymer with glycerol, phthalic anhydride and rosin | 461848 | 10936
Castor oil, polymer with glycerol, linseed oil, maleic acid, pentaerythritol, phthalic acid, rosin and soybean oil | 461830 | 10937
Castor oil, polymer with dehydrated castor oil, glycerol, phthalic anhydride and soybean oil | 461822 | 10938
Castor oil, polymer with 2,6-dimethyl-2,4,6-octatriene and maleic anhydride | 461814 | 10939
Castor oil, polymer with diethylene glycol and maleic anhydride | 461806 | 10940
Castor oil, polymer with 2-butoxyethanol, cyclopentadiene, dehydrated castor oil and maleic anhydride | 461798 | 10941
Castor oil, polymer with benzoic acid, pentaerythritol and phthalic anhydride | 461780 | 10942
Castor oil, polymer with azelaic acid and triethylene glycol | 461772 | 10943
Castor oil, polymer with adipic acid, maleic acid, pentaerythritol, rosin, soybean oil and trimethylolpropane | 461764 | 10944
Castor oil, hydrogenated, polymer with ethylenediamine, 12-hydroxyoctadecanoic acid and sebacic acid | 461756 | 10945
Castor oil, dehydrated, polymer with rosin, calcium lead zinc salt | 461749 | 10946
Castor oil, dehydrated, polymer with glycerol, maleic anhydride, phthalic anhydride, rosin and soybean oil | 461731 | 10947
Castor oil, dehydrated, polymer with glycerol, linseed oil, phthalic anhydride and tung oil | 461723 | 10948
Castor oil, dehydrated, polymer with glycerol, linseed oil, phthalic anhydride and soybean oil | 461715 | 10949
Castor oil, dehydrated, polymer with glycerol, linseed oil, maleic anhydride, phthalic anhydride and soybean oil | 461707 | 10950
Castor oil, dehydrated, polymer with glycerol, linseed oil, maleic anhydride, pentaerythritol and rosin | 461699 | 10951
Castor oil, dehydrated, polymer with glycerol, linseed oil, maleic anhydride, oiticica oil, pentaerythritol, rosin and tung oil | 461681 | 10952
Castor oil, dehydrated, polymer with formaldehyde, linseed oil, phenol and .alpha.-pinene | 461673 | 10953
Castor oil, dehydrated, polymer with 2-ethylhexyl acrylate, glycerol, phthalic anhydride, soybean oil and styrene | 461665 | 10954
Castor oil, dehydrated, polymer with dimerized rosin, polymd. soybean oil, safflower oil, tung oil and walnut oil | 461657 | 10955
Castor oil, dehydrated, polymer with acrylic acid, pentaerythritol, phthalic anhydride, soybean oil and styrene | 461640 | 10956
Caseins, carboxymethyl derivs., sodium salts | 461632 | 10957
Carboxylic acids, tall-oil, lead salts, basic | 461624 | 10958
Carboxylic acids, di-, C16-22, sodium salts | 461616 | 10959
Carboxylic acids, di-, C16-25, potassium salts | 461608 | 10960
Carboxylic acids, C6-18 and C9-15-di-, polymers with diethylene glycol, pentaerythritol, phthalic anhydride and triethylene glycol | 461590 | 10961
Carboxylic acids, C6-18 and C9-15-di-, polymers with diethylene glycol, pentaerythritol and triethylene glycol | 461582 | 10962
Carboxylic acids, C6-18 and C9-15-di-, polymers with adipic acid and 1,3-butanediol | 461574 | 10963
Carboxylic acids, di-, C4-6 | 461566 | 10964
Fatty acids, C16-18 and C18-unsatd., polymers with p-tert-butylphenol, formaldehyde, glycerol, phthalic anhydride, rosin and tung oil | 461558 | 10965
Carboxylic acids, di-, C8-18 and C18-unsatd., compds. with triethanolamine | 461541 | 10966
Carboxylic acids, C5-9 | 461533 | 10967
Fatty acids, C6-19-branched, lead salts, basic | 461525 | 10968
Asphalt, sapon. products with tall oil, potassium salts | 461517 | 10969
Asphalt, sapon. products with rosin, potassium salts | 461509 | 10970
Asphalt, reaction products with polyethylene glycol mono(nonylphenyl) ether, aluminum salts | 461491 | 10971
Linseed oil, polymer with soybean oil | 454447 | 10972
Linseed oil, polymer with polymd. linseed oil and vinyltoluene | 454439 | 10973
Linseed oil, polymer with phthalic anhydride and trimethylolethane | 454421 | 10974
Linseed oil, polymer with pentaerythritol, phthalic anhydride, sorbitol and soybean oil | 454413 | 10975
Linseed oil, polymer with pentaerythritol, phthalic anhydride and safflower oil | 454405 | 10976
Linseed oil, polymer with maleic anhydride, pentaerythritol, styrene and vinyltoluene | 454397 | 10977
Linseed oil, polymer with maleic anhydride, pentaerythritol, phthalic anhydride, rosin and tung oil | 454389 | 10978
Linseed oil, polymer with maleic anhydride and vinyltoluene | 454371 | 10979
Linseed oil, polymer with isophthalic acid, trimellitic anhydride and trimethylolpropane | 454363 | 10980
Linseed oil, polymer with glycerol, isophthalic acid, menhaden oil and pentaerythritol | 454355 | 10981
Linseed oil, polymer with glycerol, polymd. linseed oil and tung oil | 454348 | 10982
Linseed oil, polymer with glycerol, polymd. linseed oil and 2,4-TDI | 454330 | 10983
Linseed oil, polymer with glycerol, phthalic anhydride and trimellitic anhydride | 454322 | 10984
Linseed oil, polymer with glycerol, phthalic anhydride and tall oil | 454314 | 10985
Linseed oil, polymer with glycerol, pentaerythritol, phthalic anhydride and walnut oil | 454306 | 10986
Linseed oil, polymer with glycerol, Me methacrylate, pentaerythritol, phthalic anhydride, soybean oil and styrene | 454298 | 10987
Linseed oil, polymer with glycerol, maleic anhydride, phthalic anhydride and soybean oil | 454280 | 10988
Linseed oil, polymer with formaldehyde, fumaric acid, glycerol, phenol, phthalic anhydride and rosin | 454272 | 10989
Linseed oil, polymer with formaldehyde, fumaric acid, glycerol, phenol and phthalic anhydride | 454264 | 10990
Linseed oil, polymer with ethylene glycol, pentaerythritol, phthalic anhydride, rosin and tall oil | 454256 | 10991
Linseed oil, polymer with ethylene glycol, glycerol, maleic anhydride, pentaerythritol and phthalic anhydride | 454249 | 10992
Linseed oil, polymer with ethylene glycol, formaldehyde, pentaerythritol, phenol, phthalic anhydride, soybean oil and tung oil | 454231 | 10993
Linseed oil, polymer with ethylene glycol, formaldehyde, glycerol, pentaerythritol, phenol, phthalic anhydride and rosin | 454223 | 10994
Linseed oil, polymer with dihydroxydiphenylsilane, pentaerythritol, phthalic anhydride and soybean oil | 454215 | 10995
Linseed oil, polymer with conjugated safflower oil, glycerol, phthalic anhydride, styrene and vinyltoluene | 454207 | 10996
Linseed oil, polymer with conjugated safflower oil, glycerol, phthalic anhydride and styrene | 454199 | 10997
Linseed oil, polymer with p-tert-butylphenol, formaldehyde, glycerol, oiticica oil and rosin | 454181 | 10998
Linseed oil, polymer with p-tert-butylphenol, ethylene glycol, formaldehyde, pentaerythritol, phthalic anhydride, rosin and soybean oil | 454173 | 10999
Linseed oil, polymer with p-tert-butylbenzoic acid, glycerol, pentaerythritol and phthalic anhydride | 454165 | 11000
Linseed oil, polymer with Bu alc. and maleic anhydride | 454157 | 11001
Linseed oil, polymer with boron trifluoride-phenol complex, formaldehyde, oiticica oil, phenol, .beta.-pinene and turpentine oil | 454140 | 11002
Linseed oil, polymer with bisphenol A, 3-(dodecen-1-yl)dihydro-2,5-furandione and epichlorohydrin | 454132 | 11003
Linseed oil, polymer with benzoic acid, isophthalic acid, trimellitic acid and trimethylolethane | 454124 | 11004
Linseed oil, polymer with benzoic acid, isophthalic acid, pentaerythritol and trimethylolethane | 454116 | 11005
Linseed oil, polymer with benzoic acid, glycerol, phthalic anhydride and rosin | 454108 | 11006
Linseed oil, polymer with azelaic acid, isophthalic acid and trimethylolethane | 454090 | 11007
Linseed oil, polymer with anchovy oil, glycerol and phthalic anhydride | 454082 | 11008
Linseed oil, polymer with acrylonitrile, glycerol, phthalic anhydride, safflower oil, soybean oil and vinyltoluene | 454074 | 11009
Linseed oil, polymd., polymer with p-tert-butylphenol, formaldehyde and tung oil | 454066 | 11010
Linseed oil, polymd., oxidized, polymer with p-tert-butylphenol and formaldehyde | 454058 | 11011
Linseed oil, lead manganese salt | 454041 | 11012
Linseed oil, iron salt | 454033 | 11013
Linseed oil, cobalt manganese salt | 454025 | 11014
Hydrocarbons, C8-11 | 454017 | 11015
Glycerides, tallow sesqui-, hydrogenated, reaction products with 2-[(2-aminoethyl)amino]ethanol and polyethylene glycol | 454009 | 11016
Glycerides, tallow sesqui-, hydrogenated, propoxylated | 453993 | 11017
Glycerides, tallow mono- and di-, hydrogenated, ethoxylated | 453985 | 11018
Glycerides, tallow di-, hydrogenated | 453977 | 11019
Glycerides, tallow di- | 453969 | 11020
Glycerides, soya mono- and di-, hydrogenated, ethoxylated | 453951 | 11021
Glycerides, soya mono- and di-, ethoxylated | 453944 | 11022
Glycerides, soya di-, hydrogenated | 453936 | 11023
Glycerides, soya di- | 453928 | 11024
Glycerides, coco mono-, ethoxylated | 453910 | 11025
Naphtha (petroleum), steam-cracked middle arom. | 447672 | 11026
Decene, hydroformylation products | 447664 | 11027
Sulfuric acid, mono(.gamma.-.omega.-perfluoro-C6-12-alkyl) esters, ammonium salts | 447656 | 11028
Sulfuric acid, C6-10-alkyl esters | 447649 | 11029
Silicic acid (H4SiO4), tetrakis(mixed 2-ethylbutyl 2-ethylhexyl) esters | 447631 | 11030
Rutile, neodymium | 447623 | 11031
Rutile, lanthanum neodymium | 447615 | 11032
Quaterphenyl, hydrogenated | 447607 | 11033
2,5-Pyrrolidinedione, 1-[2-hydroxy-1,1-bis(hydroxymethyl)ethyl]-, 3-C18-24-alkyl derivs. | 447599 | 11034
2-Propenoic acid, 2-methyl-, polymer with ethenylbenzene, propylenimine-terminated | 447581 | 11035
2-Propenoic acid, polymer with butyl 2-propenoate, ethenylbenzene and 2-hydroxyethyl 2-propenoate, di-tert-Bu peroxide-modified | 447573 | 11036
2-Propenoic acid, 2-hydroxyethyl ester, reaction products with hexakis(methoxymethyl)melamine | 447565 | 11037
2-Propenoic acid, 2-ethylhexyl ester, polymer with ethenylbenzene and 2-oxiranylmethyl 2-propenoate, tert-Bu peroxide-modified | 447557 | 11038
2-Propanol, 1,1'-iminobis-, N-coco alkyl derivs. | 447540 | 11039
Castor oil, ethoxylated, monoester with sodium 2-sulfobutanedioate (2:1) | 447532 | 11040
Platinate(2-), hexachloro-, hydrogen (1:2), (OC-6-11)-, reaction products with palladium | 447524 | 11041
Phosphorodithioic acid, O,O-diester with phenol nonyl derivs., zinc salts | 447516 | 11042
Phosphorodithioic acid, O,O-diester with phenol nonyl derivs. | 447508 | 11043
Phosphorodithioic acid, mixed O,O-bis(iso-Bu and pentyl) esters | 447490 | 11044
Phosphoric acid, C3-9-alkyl esters, sodium salts | 447482 | 11045
Phosphoric acid, C3-9-alkyl esters, potassium salts | 447474 | 11046
Phosphoric acid, C3-9-alkyl esters | 447466 | 11047
Phenol, tri-C6-9-alkyl derivs. | 447458 | 11048
Phenol, 4-(phenylamino)-, reaction products with 2-(2-ethoxyethoxy)ethanol and sulfur | 447441 | 11049
Phenol, nonyl derivs., sulfides, calcium salts | 447433 | 11050
Phenol, nonyl derivs., sulfides, barium salts | 447425 | 11051
Phenol, nonyl derivs., sulfides | 447417 | 11052
Phenol, nonyl derivs., calcium salts | 447409 | 11053
Phenol, nonyl derivs., barium salts | 447391 | 11054
Phenol, lauryl derivs., sulfurized | 447383 | 11055
Barium, carbonate nonylphenol complexes | 447375 | 11056
Pentene, 2,4,4-trimethyl-, sulfurized | 447367 | 11057
1,3-Cyclopentadiene, methyl-, mixed with 1,3-cyclopentadiene, dimerized, C15-30 residues | 447359 | 11058
4,4(5H)-Oxazoledimethanol, 2-nornaphthenyl derivs. | 447342 | 11059
Olivine, nickel green | 447334 | 11060
2,6-Octadien-1-ol, 3,7-dimethyl-, (2E)-, acid-isomerized | 447326 | 11061
9-Octadecenoic acid (9Z)-, 1-methylethyl ester, sulfurized | 447318 | 11062
Lead, isooctanoate naphthenate complexes | 447300 | 11063
1H-Imidazole-1-ethanamine, 4,5-dihydro-, 2-norsoya alkyl derivs. | 447292 | 11064
1H-Imidazole-1-ethanamine, 4,5-dihydro-, 2-(C7-17 and C17-unsatd. alkyl) derivs. | 447284 | 11065
Hexanoic acid, 3,5,5-trimethyl-, lead(2+) salt, basic | 447276 | 11066
Hexanoic acid, 2-ethyl-, lead(2+) salt, basic | 447268 | 11067
Hexanedioic acid, di-C7-9-branched and linear alkyl esters | 447250 | 11068
D-Glucopyranose, oligomeric, decyl octyl glycosides | 447243 | 11069
2,5-Furandione, dihydro-3-(tetrapropenyl)-, reaction products with isopropanolamine | 447235 | 11070
Ethanol, 2,2'-iminobis-, N-[3-(C8-12-alkyloxy)propyl] derivs. | 447227 | 11071
1,2-Ethanediol, reaction products with .alpha.-fluoro-.omega.-(2-hydroxyethyl)poly(difluoromethylene), hexakis(methoxymethyl)melamine and polyethylene glycol | 447219 | 11072
1,2-Ethanediamine, N1-(2-aminoethyl)-N2-[2-[(2-aminoethyl)amino]ethyl]-, propoxylated | 447201 | 11073
1,2-Ethanediamine, N1-(2-aminoethyl)-, reaction products with 2-[(tert-decyloxy)methyl]oxirane | 447193 | 11074
Copper, 2-ethylhexanoate naphthenate 3,5,5-trimethylhexanoate complexes | 447185 | 11075
Butanedioic acid, 2-sulfo-, C-(2-coco amido-1-methylethyl) esters, disodium salts | 447177 | 11076
Benzenesulfonic acid, dodecyl-, compds. with methylated 2-[(2-aminoethyl)amino]ethanol | 447169 | 11077
1,4-Benzenedicarboxylic acid, dimethyl ester, reaction products with bis(2-hydroxyethyl) terephthalate, ethylene glycol, hexakis(methoxymethyl)melamine, polyethylene glycol monocetyl ether, polyethylene glycol monolauryl ether, polyethylene glycol mono-Me ether and polyethylene glycol monomyristyl ether | 447151 | 11078
1,4-Benzenedicarboxylic acid, dimethyl ester, reaction products with bis(2-hydroxyethyl) terephthalate, ethylene glycol, .alpha.-fluoro-.omega.-(2-hydroxyethyl)poly(difluoromethylene), hexakis(methoxymethyl)melamine and polyethylene glycol | 447144 | 11079
Gases (petroleum), gas recovery plant depropanizer overheads | 440651 | 11080
Gases (petroleum), gas concn. reabsorber distn. | 440644 | 11081
Gases (petroleum), dry sour, gas-concn.-unit-off | 440636 | 11082
Gases (petroleum), depropanizer overheads | 440628 | 11083
Gases (petroleum), depropanizer dry, propene-rich | 440610 | 11084
Distillates (petroleum), depentanizer overheads | 440602 | 11085
Gases (petroleum), deethanizer overheads, C3-rich | 440594 | 11086
Gases (petroleum), deisobutanizer tower overheads | 440586 | 11087
Gases (petroleum), deethanizer overheads | 440578 | 11088
Gases (petroleum), C4-rich | 440560 | 11089
Gases (petroleum), C2-return stream | 440552 | 11090
Gases (petroleum), C3-5 olefinic-paraffinic alkylation feed | 440545 | 11091
Gases (petroleum), C6-8 catalytic reformer recycle, hydrogen-rich | 440537 | 11092
Gases (petroleum), C6-8 catalytic reformer | 440529 | 11093
Gases (petroleum), C6-8 catalytic reformer recycle | 440511 | 11094
Gases (petroleum), catalytic reformer, C1-4-rich | 440503 | 11095
Gases (petroleum), catalytic reformed naphtha stripper overheads | 440495 | 11096
Gases (petroleum), catalytic polymd. naphtha stabilizer overhead, C2-4-rich | 440487 | 11097
Gases (petroleum), catalytic cracker, C1-5-rich | 440479 | 11098
Gases (petroleum), catalytic cracker | 440461 | 11099
Gases (petroleum), catalytic cracked naphtha depropanizer overhead, C3-rich acid-free | 440453 | 11100
Gases (petroleum), catalytic-cracked naphtha debutanizer bottoms, C3-5-rich | 440446 | 11101
Phosphoric acid, 2-ethylhexyl ester, compds. with .alpha.,.alpha.'-[(hydrogenated tallow alkylimino)di-2,1-ethanediyl]bis[.omega.-hydroxypoly(oxy-1,2-ethanediyl)] | 461483 | 11102
Amides, tallow, N-[2-[(2-aminoethyl)amino]ethyl] | 461475 | 11103
Amines, N-tallow alkyltrimethylenedi-, reaction products with formaldehyde, ethoxylated, chloromethane-quaternized | 461467 | 11104
Amines, N-tallow alkyltrimethylenedi-, reaction products with sulfurized lard oil | 461459 | 11105
Amines, N-tallow alkyltrimethylenedi-, propoxylated | 461442 | 11106
Amines, N-tallow alkyltrimethylenedi-, C4-18-alkyl phosphates | 461434 | 11107
Amines, N-tallow alkyltrimethylenedi-, ethoxylated, acetates | 461426 | 11108
Amines, tallow alkyl, ethoxylated, brominated | 461418 | 11109
Amines, tallow alkyl, ethoxylated, alkylation products with 2-chloroethanol | 461400 | 11110
Quaternary ammonium compounds, bis(hydroxyethyl)methylsoya alkyl, ethoxylated, chlorides | 461392 | 11111
Amines, polyethylenepoly-, reaction products with 3-chloro-2-hydroxy-N,N,N-trimethyl-1-propanaminium chloride | 461384 | 11112
Amines, polyethylenepoly-, reaction products with benzyl chloride | 461376 | 11113
Amines, methylditallow alkyl | 461368 | 11114
Amines, N-(hydrogenated tallow alkyl)trimethylenedi- | 461350 | 11115
Imides, from C>10-.alpha.-alkene-maleic anhydride polymers and (hydrogenated tallow alkyl)amines | 461343 | 11116
Amines, C12-14-branched alkyl, dodecylbenzenesulfonates (1:1) | 461335 | 11117
Amines, N-C11-14-sec-alkyltrimethylenedi- | 461327 | 11118
Amines, C11-14-tert-alkyl, reaction products with maleic anhydride-tetradecene polymer | 461319 | 11119
Amines, C12-14-tert-alkyl, ethoxylated propoxylated | 461301 | 11120
Amines, C10-16-alkyldimethyl, distn. residues | 461293 | 11121
Amines, C11-14-tert-alkyl, compds. with iodine | 461285 | 11122
Amines, C12-14-alkyl, C6-10-alkyl phosphates | 461277 | 11123
Amines, C15-18-sec-alkyl | 461269 | 11124
Amines, C11-14-sec-alkyl | 461251 | 11125
Amides, tallow, hydrogenated, N,N-bis(hydroxyethyl), acetates (salts) | 461244 | 11126
Amides, tall-oil fatty, N-[2-[(2-hydroxyethyl)amino]ethyl] | 461236 | 11127
Amides, rice-oil, N-[2-[(2-hydroxyethyl)amino]ethyl] | 461228 | 11128
Amides, tallow, hydrogenated, N-[2-[(2-hydroxyethyl)amino]ethyl], glycolates (salts) | 461210 | 11129
Amides, from diethylenetriamine, oleic acid, sperm-oil fatty acids and triethylenetetramine, ethoxylated | 461202 | 11130
Amides, fish-oil, N-[2-[(2-hydroxyethyl)amino]ethyl] | 461194 | 11131
Amides, coco, N,N-bis(hydroxyethyl) | 461186 | 11132
Amides, C10-16, N-(2-hydroxypropyl) | 461178 | 11133
Amides, C16-18, N,N-bis(hydroxyethyl) | 461160 | 11134
Amides, C8-18 and C18-unsatd., ethoxylated | 461152 | 11135
Amides, C16-18 and C18-unsatd., N,N-bis(hydroxyethyl) | 461145 | 11136
Amides, C8-18 and C18-unsatd., N-[2-[(2-aminoethyl)amino]ethyl], di-Et sulfate-quaternized | 461137 | 11137
Amides, C8-18 and C18-unsatd., N-[2-[(2-aminoethyl)amino]ethyl], acetates | 461129 | 11138
Alkenes, C18-24 .alpha.-, bisulfited | 461111 | 11139
Alkenes, C15-20 .alpha.-, polymers with cottonseed oil and sulfur | 461103 | 11140
Alkenes, C15-20 .alpha.-, isomerized | 461095 | 11141
Alkenes, C10, tert-amylene concentrator by-product | 461087 | 11142
Alcohols, C20-28, reaction products with hexakis(methoxymethyl)melamine | 461079 | 11143
Alcohols, C12-14, reaction products with N,N-dimethylcyclohexanamine and epichlorohydrin, quaternized | 461061 | 11144
Phosphoric acid, C12-15-alkyl esters, ammonium salts | 461053 | 11145
Alcohols, C8-10, ethoxylated propoxylated | 461046 | 11146
Poly(oxy-1,2-ethanediyl), .alpha.-hydro-.omega.-hydroxy-, monococo alkyl ethers, phosphates, ammonium salts | 461038 | 11147
Poly(oxy-1,2-ethanediyl), .alpha.-(carboxymethyl)-.omega.-hydroxy-, C11-15-sec-alkyl ethers, sodium salts | 461020 | 11148
Alcohols, cedarwood-oil | 461012 | 11149
Alcohols, C10-16, ethers with polyethylene glycol monobenzyl ether | 461004 | 11150
Alcohols, C12-19, ethoxylated | 460998 | 11151
Alcohols, C14-18, distn. residues | 460980 | 11152
Alcohols, C10-16, distn. residues | 460972 | 11153
Alcohols, C16-18, distn. residues | 460964 | 11154
Alcohols, C12-18, distn. residues | 460956 | 11155
Alcohols, C6-12 | 460949 | 11156
Fatty acids, coco, esters with polyethylene glycol ether with glycerol (3:1) | 453902 | 11157
Fuel oil, no. 6 | 453886 | 11158
Fatty acids, vegetable-oil, polymers with maleic anhydride, 7-oxabicyclo[4.1.0]hept-3-ylmethyl 7-oxabicyclo[4.1.0]heptane-3-carboxylate and 3a,4,7,7a-tetrahydro-1,3-isobenzofurandione | 453878 | 11159
Fatty acids, vegetable-oil, polymers with bisphenol A, epichlorohydrin and silica hydrate | 453860 | 11160
Fatty acids, vegetable-oil, polymers with 3-hydroxy-2-(hydroxymethyl)-2-methylpropanoic acid | 453852 | 11161
Fatty acids, vegetable-oil, ethoxylated | 453845 | 11162
Fatty acids, tallow, reaction products with hydrogenated tallow alkyl amines | 453837 | 11163
Fatty acids, tallow, monoesters with propylene glycol | 453829 | 11164
Fatty acids, tall-oil, reaction products with triethanolamine, hydrochlorides | 453811 | 11165
Fatty acids, tall-oil, reaction products with triethanolamine, chloromethane-quaternized | 453803 | 11166
Fatty acids, tall-oil, polymers with tall-oil fatty acid dimers and triethanolamine | 453795 | 11167
Fatty acids, tall-oil, polymers with pentaerythritol, phthalic anhydride and 2,2,4-trimethyl-1,3-pentanediol | 453787 | 11168
Fatty acids, tall-oil, polymers with maleic anhydride, pentaerythritol, polymd. linseed oil and rosin | 453779 | 11169
Fatty acids, tall-oil, polymers with maleic anhydride, neopentyl glycol, pentaerythritol and phthalic anhydride | 453761 | 11170
Fatty acids, tall-oil, polymers with linseed oil, menhaden oil, pentaerythritol, phthalic anhydride and rosin | 453753 | 11171
Fatty acids, tall-oil, polymers with linseed oil, maleic anhydride, pentaerythritol and rosin | 453746 | 11172
Fatty acids, tall-oil, polymers with linseed oil, maleic anhydride, pentaerythritol and phthalic anhydride | 453738 | 11173
Fatty acids, tall-oil, polymers with linseed oil, isophthalic acid and phthalic anhydride | 453720 | 11174
Fatty acids, tall-oil, polymers with isophthalic acid, maleic anhydride and pentaerythritol | 453712 | 11175
Fatty acids, tall-oil, polymers with glycerol, pentaerythritol, phthalic anhydride, rosin and soybean oil | 453704 | 11176
Fatty acids, tall-oil, polymers with glycerol, linseed oil, maleic anhydride, phthalic anhydride and rosin | 453696 | 11177
Fatty acids, tall-oil, polymers with fumaric acid, glycerol and phthalic anhydride | 453688 | 11178
Fatty acids, tall-oil, polymers with formaldehyde and N-soya alkyltrimethylenediamines | 453670 | 11179
Fatty acids, tall-oil, polymers with 2-ethylhexyl acrylate, glycerol, maleic anhydride, Me methacrylate, phthalic anhydride, soybean oil and styrene | 453662 | 11180
Fatty acids, tall-oil, polymers with ethylene glycol, linseed oil, maleic anhydride, pentaerythritol, phthalic anhydride and soybean oil | 453654 | 11181
Fatty acids, tall-oil, polymers with ethylene glycol, glycerol, pentaerythritol, phthalic anhydride and terephthalic acid | 453647 | 11182
Fatty acids, tall-oil, polymers with ethylene glycol, glycerol, isophthalic acid, linseed oil and soybean oil | 453639 | 11183
Fatty acids, tall-oil, polymers with dipropylene glycol, pentaerythritol, phthalic anhydride and sorbitol | 453621 | 11184
Fatty acids, tall-oil, polymers with dipentaerythritol, pentaerythritol and rosin | 453613 | 11185
Fatty acids, tall-oil, polymers with dehydrated castor oil and rosin | 453605 | 11186
Fatty acids, tall-oil, polymers with conjugated safflower oil, glycerol, Me methacrylate, phthalic anhydride and vinyltoluene | 453597 | 11187
Fatty acids, tall-oil, polymers with conjugated safflower oil, glycerol, Me methacrylate, phthalic anhydride and styrene | 453589 | 11188
Fatty acids, tall-oil, polymers with bisphenol A, ethylene glycol, formaldehyde, pentaerythritol, phthalic anhydride and rosin | 453571 | 11189
Fatty acids, tall-oil, polymers with bisphenol A, dicyclopentadiene, epichlorohydrin, indene, methylstyrene, styrene, tung oil and vinyltoluene | 453563 | 11190
Fatty acids, tall-oil, polymers with bisphenol A, butadiene, tert-dodecanethiol, epichlorohydrin, maleic anhydride, styrene and triethylamine | 453555 | 11191
Fatty acids, tall-oil, polymers with benzoic acid, pentaerythritol, phthalic anhydride and propylene glycol | 453548 | 11192
Fatty acids, tall-oil, polymers with benzoic acid, isophthalic acid and trimethylolethane | 453530 | 11193
Fatty acids, tall-oil, polymers with benzoic acid, glycerol, phthalic anhydride and sorbitol | 453522 | 11194
Fatty acids, tall-oil, polymers with benzoic acid, glycerol and isophthalic acid | 453514 | 11195
Fatty acids, tall-oil, polymers with benzoic acid, formaldehyde, pentaerythritol and phthalic anhydride | 453506 | 11196
Fatty acids, tall-oil, polymers with anchovy oil, glycerol, linseed oil, phthalic anhydride, rosin and soybean oil | 453498 | 11197
Fatty acids, tall-oil, polymers with anchovy oil, ethylene glycol, pentaerythritol and phthalic anhydride | 453480 | 11198
Fatty acids, tall-oil, iso-Bu esters, sulfated, sodium salts | 453472 | 11199
Fatty acids, tall-oil, ethoxylated, reaction products with polyethylenepolyamines, acetates | 453464 | 11200
Fatty acids, tall-oil, ethoxylated, reaction products with polyethylenepolyamines | 453456 | 11201
Fatty acids, tall-oil, esters with triethanolamine, hydrochlorides | 453449 | 11202
Fatty acids, tall-oil, esters with triethanolamine, acetates (salts) | 453431 | 11203
1,4-Benzenedicarboxylic acid, 1,4-dioctyl ester, chlorinated | 447136 | 11204
1,2,4-Benzenetricarboxylic acid, tri-C7-9-branched and linear alkyl esters | 447128 | 11205
1,2,4-Benzenetricarboxylic acid, mixed branched and linear heptyl and nonyl and undecyl esters | 447110 | 11206
Benzenesulfonic acid, dodecyl-, reaction products with 1,3-butadiene, 1,3-cyclopentadiene, 2,5-furandione, methyl-1,3-cyclopentadiene, 2,2'-(methylimino)bis[ethanol] and pentadiene | 447102 | 11207
1,2-Benzenedicarboxylic acid, 1-hexyl ester, branched and linear | 447094 | 11208
1,2-Benzenedicarboxylic acid, mono-C11-14-branched alkyl esters, C13-rich | 447086 | 11209
1,2-Benzenedicarboxylic acid, mono-C9-11-branched alkyl esters, C10-rich | 447078 | 11210
1,2-Benzenedicarboxylic acid, mono-C8-10-branched alkyl esters, C9-rich | 447060 | 11211
1,2-Benzenedicarboxylic acid, mixed 2-ethylhexyl and isodecyl esters | 447052 | 11212
1,2-Benzenedicarboxylic acid, di-C6-10-alkyl esters | 447045 | 11213
1,2-Benzenedicarboxylic acid, 1,2-dihexyl ester, branched and linear | 447037 | 11214
1,2-Benzenedicarboxylic acid, di-C9-11-branched alkyl esters, C10-rich | 447029 | 11215
1,2-Benzenedicarboxylic acid, di-C8-10-branched alkyl esters, C9-rich | 447011 | 11216
1,2-Benzenedicarboxylic acid, di-C11-14-branched alkyl esters, C13-rich | 447003 | 11217
1,2-Benzenedicarboxylic acid, hexyl ester, manuf. of, by-products from | 446997 | 11218
1,2-Benzenedicarboxylic acid, 1,2-dinonyl ester, branched and linear | 446989 | 11219
1,2-Benzenedicarboxylic acid, 1,2-diheptyl ester, branched and linear | 446971 | 11220
1,2-Benzenedicarboxylic acid, di-C9-11-branched and linear alkyl esters | 446963 | 11221
1,2-Benzenedicarboxylic acid, benzyl C7-9-branched and linear alkyl esters | 446955 | 11222
1,2-Benzenedicarboxylic acid, tridecyl ester, manuf. of, by-products from | 446948 | 11223
1,2-Benzenedicarboxylic acid, isodecyl ester, manuf. of, by-products from | 446930 | 11224
1,2-Benzenedicarboxylic acid, isononyl ester, manuf. of, by-products from | 446922 | 11225
Benzene, mono-C12-14-alkyl derivs., fractionation bottoms, light ends | 446914 | 11226
Benzene, mono-C10-12-alkyl derivs., fractionation bottoms, light ends | 446906 | 11227
Benzene, mono-C12-14-alkyl derivs., fractionation bottoms, heavy ends | 446898 | 11228
Benzene, mono-C10-12-alkyl derivs., fractionation bottoms, heavy ends | 446880 | 11229
Benzene, mono-C12-14-alkyl derivs., fractionation bottoms | 446872 | 11230
Benzene, mono-C20-48-alkyl derivs. | 446864 | 11231
Benzene, di-C10-14-alkyl derivs., fractionation overheads, middle cut | 446856 | 11232
Benzene, di-C10-14-alkyl derivs., fractionation overheads, light ends | 446849 | 11233
Benzene, di-C10-14-alkyl derivs., fractionation overheads, heavy ends | 446831 | 11234
Benzene, di-C12-14-alkyl derivs. | 446823 | 11235
Benzene, C1-9-alkyl derivs. | 446815 | 11236
Benzenamine, 4,4'-[(2-chlorophenyl)methylene]bis-, Me derivs. | 446807 | 11237
7H-Benz[de]anthracen-7-one, chloro derivs. | 446799 | 11238
Aluminum, tris(2-methylpropyl)-, hydrolyzed, Et ether complexes | 446781 | 11239
Aluminum, triethyl-, hydrolyzed, acetylacetone tetrahydrofuran tetrahydro-2-furanmethanol complexes | 446773 | 11240
Castor oil, polymer with maleic anhydride, pentaerythritol, phthalic anhydride, soybean oil, styrene and vinyltoluene | 446765 | 11241
Castor oil, polymer with maleic anhydride, pentaerythritol and polymd. rosin | 446757 | 11242
Castor oil, polymer with glycerol, linseed oil and phthalic anhydride | 446740 | 11243
Castor oil, polymer with bisphenol A, butylphenol, ethylene glycol, formaldehyde, maleic anhydride, pentaerythritol and rosin, ammonium salt | 446732 | 11244
Castor oil, dehydrated, polymer with ethylenediamine, glycerol, pentaerythritol, phthalic anhydride, sebacic acid and soybean oil | 446724 | 11245
Castor oil, dehydrated, polymer with ethylenediamine and sebacic acid | 446716 | 11246
Castor oil, dehydrated, polymer with bisphenol A and epichlorohydrin | 446708 | 11247
Castor oil, dehydrated, polymer with adipic acid, ethylenediamine, glycerol, pentaerythritol, phthalic anhydride and soybean oil | 446690 | 11248
Cashew, nutshell liq., polymer with TDI | 446682 | 11249
Cashew, nutshell liq., polymer with formaldehyde, sodium salt | 446674 | 11250
Gases (petroleum), catalytic-cracked gas oil depropanizer bottoms, C4-rich acid-free | 440438 | 11251
Gases (petroleum), C2-3 | 440420 | 11252
Gases (petroleum), butane splitter overheads | 440412 | 11253
Gases (petroleum), blend oil, hydrogen-nitrogen-rich | 440404 | 11254
Gases (petroleum), benzene unit recycle, hydrogen-rich | 440396 | 11255
Gases (petroleum), benzene unit hydrodesulfurizer off | 440388 | 11256
Gases (petroleum), amine system feed | 440370 | 11257
Gases (petroleum), acetylene manuf. off | 440362 | 11258
Extracts (petroleum), reformer recycle | 440354 | 11259
Extracts (petroleum), cold-acid, C3-5, butene-rich | 440347 | 11260
Extracts (petroleum), cold-acid, C4-6 | 440339 | 11261
Extracts (petroleum), cold-acid | 440321 | 11262
Distillates (petroleum), steam-cracked petroleum distillates cyclopentadiene conc. | 440313 | 11263
Distillates (petroleum), steam-cracked petroleum distillates, C5-18 fraction | 440305 | 11264
Distillates (petroleum), steam-cracked, C5-10 fraction, mixed with light steam-cracked petroleum naphtha C5 fraction | 440297 | 11265
Distillates (petroleum), steam-cracked, C8-12 fraction | 440289 | 11266
Distillates (petroleum), steam-cracked, C5-12 fraction | 440271 | 11267
Distillates (petroleum), solvent-refined heavy naphthenic, polymers with steam-cracked petroleum distillates C5-12 fraction, post-polymd. | 440263 | 11268
Distillates (petroleum), solvent-refined heavy naphthenic, mixed with light steam-cracked petroleum naphtha C5 fraction-steam-cracked petroleum distillates C5-10 fraction polymers | 440255 | 11269
Distillates (petroleum), polymd. steam-cracked petroleum distillates, C5-12 fraction | 440248 | 11270
Distillates (coal tar), naphthalene deriv. fraction | 440230 | 11271
Distillates (petroleum), mixed heavy olefin vacuum, low-boiling | 440222 | 11272
2-Propenenitrile, polymer with 1,3-butadiene, 1-cyano-1-methyl-4-oxo-4-[[2-(1-piperazinyl)ethyl]amino]butyl-terminated | 473231 | 11273
Poly(oxy-1,2-ethanediyl), .alpha.-hydro-.omega.-hydroxy-, mono-C11-15-alkyl ethers, phosphates, potassium salts | 472985 | 11274
1H-Imidazole-1-ethanol, 4,5-dihydro-, 2-norrice-oil alkyl derivs. | 472977 | 11275
Starch, 2-(diethylamino)ethyl ether, oxidized, hydrochlorides | 472969 | 11276
Amines, (1H-benzotriazol-1-ylmethyl)dicoco alkyl | 472951 | 11277
Carbonic acid, diphenyl ester, reaction products with 4,4'-butylidenebis[2-(1,1-dimethylethyl)-5-methylphenol] | 472944 | 11278
Amides, tall-oil fatty, N-[3-(dimethylamino)propyl] | 472936 | 11279
Asphalt, sapon. products with alkali lignin and rosin, sodium salts | 472928 | 11280
Castor oil, dehydrated, polymer with dipentaerythritol, glycerol, pentaerythritol, phthalic anhydride and soybean oil | 472910 | 11281
Castor oil, dehydrated, polymer with glycerol, methylstyrene, phthalic anhydride and soybean oil | 472902 | 11282
Castor oil, polymer with adipic acid, diethylene glycol, fumaric acid and phthalic anhydride | 472894 | 11283
Castor oil, polymer with glycerol, maleic anhydride, pentaerythritol, phthalic anhydride, soybean oil and tung oil | 472886 | 11284
Castor oil, polymer with linseed oil and maleic anhydride | 472878 | 11285
Coconut oil, polymer with adipic acid, phthalic anhydride and trimethylolethane | 472860 | 11286
Copals, manila loba, compds. with morpholine | 472852 | 11287
Linseed oil, polymd., calcium sodium salts | 472845 | 11288
Lard, oil, Me esters, reaction products with diethanolamine | 472837 | 11289
Fatty acids, safflower-oil, polymers with benzoic acid, maleic anhydride, pentaerythritol and phthalic anhydride | 472829 | 11290
Fatty acids, soya, polymers with benzoic acid, ethylene glycol, pentaerythritol and phthalic anhydride | 472811 | 11291
Fatty acids, soya, polymers with 1,4-butanediol, di-Me terephthalate, ethylene glycol, neopentyl glycol and triethylene glycol | 472803 | 11292
Fatty acids, soya, polymers with 1,4-cyclohexanedimethanol, isophthalic acid and trimethylolpropane | 472795 | 11293
Fatty acids, soya, polymers with di-Me terephthalate, 1,3-propanediol and 1,3,5-tris(2-hydroxyethyl)-1,3,5-triazine-2,4,6(1H,3H,5H)-trione | 472787 | 11294
Fatty acids, tallow, polymers with glycerol, isophthalic acid, terephthalic acid and trimethylolethane | 472779 | 11295
Linseed oil, polymer with dipentaerythritol, isophthalic acid, pentaerythritol, tall oil and tung oil | 472761 | 11296
Fatty acids, C18-unsatd., dimers, polymers with 4,4'-methylenebis[cyclohexanamine] | 472753 | 11297
Fatty acids, C18-unsatd., dimers, polymers with hexamethylenediamine and 1,4-piperazinedipropanamine | 472746 | 11298
Fatty acids, C18-unsatd., dimers, polymers with ethylenediamine, hexamethylenediamine, isophthalic acid and 2-methylpropanoic acid | 472738 | 11299
Fatty acids, C18-unsatd., dimers, polymers with ethylenediamine, hexamethylenediamine and sebacic acid | 472720 | 11300
Fatty acids, C18-unsatd., dimers, polymers with ethylenediamine and propylenediamine | 472712 | 11301
Fatty acids, C18-unsatd., dimers, polymers with azelaic acid, 1,3-cyclohexanediamine, ethylenediamine and hexamethylenediamine | 472704 | 11302
Fatty acids, C18-unsatd., dimers, polymers with ethylenediamine and trimethylenediamine | 472696 | 11303
Fatty acids, C18-unsatd., dimers, polymers with diethylenetriamine and ethylenediamine | 472688 | 11304
Fatty acids, C18-unsatd., dimers, polymers with ethylenediamine | 472670 | 11305
Fatty acids, C18-unsatd., dimers, polymers with 1,4-butanediol, isophthalic acid and terephthalic acid | 472662 | 11306
Fatty acids, C18-unsatd., dimers, polymers with C18-unsatd. alkyl amine dimers and ethylenediamine | 472654 | 11307
Fatty acids, C18-unsatd., dimers, polymers with N1-(6-aminohexyl)-1,6-hexanediamine, ethylenediamine, isophthalic acid and 2-methylpropanoic acid | 472647 | 11308
Oils, buchu | 472639 | 11309
Apricot, ext. | 472621 | 11310
Chicory, ext. | 472613 | 11311
1-Propanaminium, N-(3-aminopropyl)-2-hydroxy-N,N-dimethyl-3-sulfo-, N-coco acyl derivs., inner salts, sodium salts | 472605 | 11312
Amines, tallow alkyl, compds. with polyethylene glycol hydrogen sulfate bis(1-methylpropyl)phenyl ether | 472597 | 11313
Grease, sheep, sodium salts | 472589 | 11314
Imidazolium compounds, 1-[2-(carboxymethoxy)ethyl]-1-(carboxymethyl)-4,5-dihydro-2-norcoco alkyl, inner salts, disodium salts | 472571 | 11315
Hydrocarbons, C24-45, pyrolysis products with isoprene homopolymer | 472563 | 11316
Paraffin waxes (petroleum), oxidized, sodium salts | 472555 | 11317
Aromatic hydrocarbons, C8, o-xylene-lean | 472548 | 11318
Tall oil, polymer with pentaerythritol, phthalic anhydride, trimethylolethane and tripentaerythritol | 472530 | 11319
Tall oil, polymer with isophthalic acid, terephthalic acid and trimethylolpropane | 472522 | 11320
Tall oil, polymer with isophthalic acid, terephthalic acid and trimethylolethane | 472514 | 11321
Tall oil, polymer with glycerol, isophthalic acid, pentaerythritol and terephthalic acid | 472506 | 11322
Tall oil, polymer with fumaric acid and pentaerythritol | 472498 | 11323
Alcohols, tallow, polymers with hexanediol, hydroxyoctadecanoic acid and TDI | 472480 | 11324
Fatty acids, C18-unsatd., dimers, polymers with 1,3-benzenedimethanamine, 1,4-benzenedimethanamine and sebacic acid | 472472 | 11325
Fatty acids, tall-oil, polymers with pentaerythritol, polyethylene glycol and trimellitic anhydride | 472464 | 11326
Fatty acids, soya, polymers with isophthalic acid, terephthalic acid, trimellitic anhydride, trimethylolethane and vegetable-oil fatty acids | 472456 | 11327
Fatty acids, soya, polymers with benzoic acid, isophthalic acid, trimellitic anhydride, trimethylolethane and vegetable-oil fatty acids | 472449 | 11328
Fatty acids, tall-oil, polymers with dipentaerythritol, fumaric acid, pentaerythritol and tall oil | 472431 | 11329
Fatty acids, tallow, polymers with 2-amino-2-(hydroxymethyl)-1,3-propanediol, formaldehyde and styrene | 472423 | 11330
Fatty acids, vegetable-oil, polymers with 2-amino-2-(hydroxymethyl)-1,3-propanediol and formaldehyde | 472415 | 11331
Fatty acids, tallow, polymers with 2-amino-2-(hydroxymethyl)-1,3-propanediol and formaldehyde | 472407 | 11332
Fatty acids, tall-oil, polymers with 2-amino-2-(hydroxymethyl)-1,3-propanediol and formaldehyde | 472399 | 11333
Fatty acids, tall-oil, polymers with glycerol, isophthalic acid, terephthalic acid and trimethylolethane | 472381 | 11334
Fatty acids, tall-oil, polymers with glycerol, isophthalic acid, tallow fatty acids, terephthalic acid and trimethylolpropane | 472373 | 11335
Fatty acids, tall-oil, polymers with benzoic acid, chlorendic anhydride, 1,4,5,6,7,7-hexachlorobicyclo[2.2.1]hept-5-ene-2,3-dicarboxylic acid, trimethylolpropane and tung oil | 472365 | 11336
Fatty acids, soya, polymers with ethylene glycol, m-phenylenediamine, terephthalic acid, triethylene glycol, trimellitic anhydride and 1,3,5-tris(2-hydroxyethyl)-1,3,5-triazine-2,4,6-(1H,3H,5H)-trione | 472357 | 11337
Fatty acids, soya, polymers with glycerol, isophthalic acid and maleic anhydride | 472340 | 11338
Fatty acids, soya, polymers with glycerol, isophthalic acid, maleic anhydride, neopentyl glycol and TDI | 472332 | 11339
Fatty acids, soya, polymers with TDI, terephthalic acid and 1,3,5-tris(2-hydroxyethyl)-1,3,5-triazine-2,4,6-(1H,3H,5H)-trione | 472324 | 11340
Fatty acids, tall-oil, chlorinated | 472316 | 11341
Fatty acids, tall-oil, compds. with 2-(heptadecen-1-yl)-4,5-dihydro-1H-imidazole-1-ethanol | 472308 | 11342
Fatty acids, tall-oil, epoxidized, 2-ethylhexyl esters, polymers with 1,3-butanediol, ethylene glycol, maleic anhydride, stearic acid and 4,5,6,7-tetrachloro-1,3-isobenzofurandione | 472290 | 11343
Fatty acids, tall-oil, epoxidized, 2-ethylhexyl esters, polymers with dipropylene glycol, maleic anhydride and 3-(2-oxiranyl)-7-oxabicyclo[4.1.0]heptane | 472282 | 11344
Fatty acids, tall-oil, mixed esters with glycerol and polyethylene glycol | 472274 | 11345
Fatty acids, tall-oil, polymers with p-tert-butylphenol, ethylene glycol, formaldehyde, fumaric acid, pentaerythritol, phthalic anhydride and rosin | 472266 | 11346
Fatty acids, tall-oil, polymers with dicyclopentadiene, glycerol, isophthalic acid and pentaerythritol | 472258 | 11347
Fatty acids, tall-oil, polymers with dicyclopentadiene, isophthalic acid and pentaerythritol | 472241 | 11348
Fatty acids, tall-oil, polymers with dipentaerythritol, linseed oil, pentaerythritol and tung oil | 472233 | 11349
Fatty acids, tall-oil, polymers with formaldehyde, glycerol, isophthalic acid, pentaerythritol and phenol | 472225 | 11350
Fatty acids, tall-oil, polymers with 3-hydroxy-2,2-dimethylpropyl 3-hydroxy-2,2-dimethylpropanoate, isophthalic acid, 1,1'-[(1-methylethylidene)bis(4,1-phenyleneoxy)]bis[2-propanol] and neopentyl glycol | 472217 | 11351
Fatty acids, tall-oil, polymers with isophthalic acid, neopentyl glycol and trimellitic anhydride | 472209 | 11352
Fatty acids, tall-oil, polymers with pentaerythritol, phthalic anhydride and tung oil | 472191 | 11353
Fatty acids, tall-oil, polymers with pentaerythritol, phthalic anhydride and tung oil, oxidized | 472183 | 11354
Fatty acids, tall-oil, reaction products with formaldehyde, maleic anhydride and rosin, esters with glycerol | 472175 | 11355
Fatty acids, tallow, reaction products with lard oil, calcium sodium salts | 472167 | 11356
Fatty acids, tallow, reaction products with lard oil, sodium salts | 472159 | 11357
Gilsonite, polymer with formaldehyde, glycerol, linseed oil, phenol, polymd. rosin, rosin and tung oil | 472142 | 11358
Linseed oil, oxidized | 472134 | 11359
Linseed oil, polymer with bisphenol A and epichlorohydrin | 472126 | 11360
Linseed oil, polymer with dicyclopentadiene, maleic anhydride, Me methacrylate, methylstyrene, pentaerythritol and soybean oil | 472118 | 11361
Linseed oil, polymer with dipentaerythritol, glycerol, pentaerythritol and phthalic anhydride | 472100 | 11362
Linseed oil, polymer with maleic anhydride, pentaerythritol and phthalic anhydride | 472092 | 11363
Fats and Glyceridic oils, menhaden, polymers with dipentaerythritol, pentaerythritol and phthalic anhydride | 472084 | 11364
Resin acids and Rosin acids, ammonium salts | 472076 | 11365
Resin acids and Rosin acids, hydrogenated, ammonium salts | 472068 | 11366
Resin acids and Rosin acids, polymd., ammonium salts | 472050 | 11367
Resin acids and Rosin acids, polymd., esters with glycerol, ammonium salts | 472043 | 11368
Resin acids and Rosin acids, sodium salts, reaction products with linseed oil | 472035 | 11369
Rosin, fumarated, polymer with 2-(2-ethoxyethoxy)ethanol and pentaerythritol | 472027 | 11370
Resin acids and Rosin acids, fumarated, potassium salts | 472019 | 11371
Rosin, polymer with p-tert-butylphenol and formaldehyde | 472001 | 11372
Rosin, polymer with dipentaerythritol, fumaric acid, pentaerythritol, phthalic anhydride and soybean oil | 471995 | 11373
Rosin, polymer with dipentaerythritol, glycerol, pentaerythritol, phthalic anhydride and soybean oil | 471987 | 11374
Safflower oil, conjugated, polymer with pentaerythritol, phthalic anhydride, soybean oil and vinyltoluene | 471979 | 11375
Safflower oil, polymer with acrylonitrile, itaconic acid, phthalic anhydride, styrene, trimethylolethane and tung oil | 471961 | 11376
Safflower oil, polymer with ethylene glycol, pentaerythritol, phthalic anhydride, trimellitic anhydride and trimethylolethane | 471953 | 11377
Safflower oil, polymer with glycerol, Me methacrylate, methylstyrene, phthalic anhydride and soybean oil | 471946 | 11378
Safflower oil, polymer with glycerol, Me methacrylate, pentaerythritol, phthalic anhydride and styrene | 471938 | 11379
Soaps, stocks, sperm-oil | 471920 | 11380
Soybean oil, polymer with p-tert-butylbenzoic acid, glycerol and phthalic anhydride | 471912 | 11381
Soybean oil, polymer with dipentaerythritol, ethylene glycol, pentaerythritol, phthalic anhydride and TDI | 471904 | 11382
Soybean oil, polymer with dipentaerythritol, pentaerythritol, phthalic anhydride and TDI | 471896 | 11383
Soybean oil, polymer with glycerol, linoleic acid dimer and phthalic anhydride | 471888 | 11384
Tung oil, polymer with m-cresol and p-cresol | 471870 | 11385
1,3,5-Triazine-2,4,6-triamine, deammoniated | 471862 | 11386
Sulfuric acid, mono-C8-26-alkyl esters, sodium salts | 471854 | 11387
2-Propenoic acid, polymer with 1,3-butadiene and 2-propenenitrile, reaction products with bisphenol A-epichlorohydrin polymer and 3-carboxy-1-cyano-1-methylpropyl-terminated polybutadiene | 471847 | 11388
2-Propenoic acid, polymer with 1,3-butadiene and 2-propenenitrile, reaction products with bisphenol A-epichlorohydrin polymer and 3-carboxy-1-cyano-1-methylpropyl-terminated acrylonitrile-butadiene polymer | 471839 | 11389
2-Propenoic acid, ethyl ester, polymer with N-(1,1-dimethylethyl)-2-propenamide, hydrolyzed, potassium salt | 471821 | 11390
2-Propenoic acid, homopolymer, reaction products with hexamethylenediamine | 471813 | 11391
2-Propenenitrile, polymer with ethenylbenzene, reaction products with ethylenediamine, acetates | 471805 | 11392
1-Propene, homopolymer, oxidized | 471797 | 11393
2-Oxepanone, reaction products with 1,1'-methylenebis[4-isocyanatobenzene]-neopentyl glycol polymer | 471789 | 11394
Poly(oxy-1,2-ethanediyl), .alpha.-sulfo-.omega.-(nonylphenoxy)-, branched, ammonium salt | 471771 | 11395
Ethanol, 2-amino-, compds. with polyethylene glycol hydrogen sulfate C16-18-alkyl ether | 471763 | 11396
Poly(oxy-1,2-ethanediyl), .alpha.-sulfo-.omega.-hydroxy-, C12-13-alkyl ethers, ammonium salts | 471755 | 11397
Poly(oxy-1,2-ethanediyl), .alpha.,.alpha.'-(iminodi-2,1-ethanediyl)bis[.omega.-hydroxy-, dicoco alkyl ethers, acetates | 471748 | 11398
Paraffin waxes and Hydrocarbon waxes, oxidized, lithium sodium salts | 471730 | 11399
Paraffin waxes and Hydrocarbon waxes, oxidized, lithium salts | 471722 | 11400
Paraffin waxes and Hydrocarbon waxes, oxidized, calcium sodium salts | 471714 | 11401
Ethanol, 2-amino-, reaction products with ammonia, by-products from, phosphonomethylated | 471706 | 11402
Phosphorodithioic acid, O,O-dioctyl ester, branched | 471698 | 11403
Phosphorodithioic acid, O,O-di-C1-14-alkyl esters, zinc salts | 471680 | 11404
Phosphoric acid, mono-C10-14-alkyl esters, dipotassium salts | 471672 | 11405
Phosphoric acid, octyl ester, branched, potassium salt | 471664 | 11406
Phosphoric acid, octyl ester, branched, compds. with diethanolamine | 471656 | 11407
Phosphoric acid, bis(2-ethylhexyl) ester, compd. with 2,2'-(coco alkylimino)bis[ethanol] | 471649 | 11408
Phosphonic acid, P,P'-[iminobis(methylene)]bis-, N-coco alkyl derivs., ammonium salts | 471631 | 11409
Phenol, 4,4'-(1-methylethylidene)bis-, polymer with 2-(chloromethyl)oxirane, reaction products with polyethylenimine | 471623 | 11410
Phenol, 4,4'-(1-methylethylidene)bis-, polymer with 2-(chloromethyl)oxirane, reaction products with phenol | 471615 | 11411
Phenol, 4,4'-(1-methylethylidene)bis-, polymer with 2-(chloromethyl)oxirane, hydrogenated, reaction products with 5-amino-1,3,3-trimethylcyclohexanemethanamine | 471607 | 11412
Phenol, polymer with formaldehyde, reaction products with (chloromethyl)benzene | 471599 | 11413
Oxirane, 2,2'-[(1-methylethylidene)bis(4,1-phenyleneoxymethylene)]bis-, ester with carboxy-terminated polybutadiene | 471581 | 11414
Oxirane, 2-methyl-, polymer with oxirane, mono-C10-15-alkyl ethers, 2-ethylhexyl phosphates, potassium salts | 471573 | 11415
Oxirane, 2-methyl-, polymer with oxirane, mono-C12-18-alkyl ethers, phosphates | 471565 | 11416
Oxirane, 2-methyl-, polymer with oxirane, mono-C10-16-alkyl ethers, phosphates | 471557 | 11417
2-Oxepanone, polymer with 5-amino-1,3,3-trimethylcyclohexanemethanamine, 2,2-dimethyl-1,3-propanediol and 1,1'-methylenebis[4-isocyanatocyclohexane], reaction products with dibutylamine and diisopropylamine | 471540 | 11418
2-Oxepanone, polymer with 5-amino-1,3,3-trimethylcyclohexanemethanamine, 2,2-dimethyl-1,3-propanediol and 1,1'-methylenebis[4-isocyanatocyclohexane], reaction products with dibutylamine | 471532 | 11419
1-Octanesulfonamide, N-ethyl-1,1,2,2,3,3,4,4,5,5,6,6,7,7,8,8,8-heptadecafluoro-N-(2-hydroxyethyl)-, reaction products with N-ethyl-1,1,2,2,3,3,4,4,4-nonafluoro-N-(2-hydroxyethyl)-1-butanesulfonamide, N-ethyl-1,1,2,2,3,3,4,4,5,5,6,6,7,7,7-pentadecafluoro-N-(2-hydroxyethyl)-1-heptanesulfonamide, N-ethyl-1,1,2,2,3,3,4,4,5,5,6,6,6-tridecafluoro-N-(2-hydroxyethyl)-1-hexanesulfonamide, N-ethyl-1,1,2,2,3,3,4,4,5,5,5-undecafluoro-N-(2-hydroxyethyl)-1-pentanesulfonamide, polymethylenepolyphenylene isocyanate and stearyl alc. | 471524 | 11420
2-Naphthalenesulfonic acid, reaction products with formaldehyde and 4,4'-sulfonylbis[phenol] | 471516 | 11421
4,7-Methano-1H-indene, 3a,4,7,7a-tetrahydro-, polymer with ethene and 1-propene, chlorinated | 471508 | 11422
Imidazolium compounds, 2-C6-12-alkyl-1-[2-(2-carboxyethoxy)ethyl]-3-(2-carboxyethyl)-4,5-dihydro, hydroxides, disodium salts | 471490 | 11423
1H-Imidazole-1-ethanamine, 4,5-dihydro-, 2-norrice-oil alkyl derivs. | 471482 | 11424
Hexanedioic acid, polymer with 1,3-diisocyanatomethylbenzene, 2-methyloxirane, oxirane and 1,2-propanediol, polypropylene glycol monomethacrylate-blocked | 471474 | 11425
Hexanedioic acid, polymer with 1,3-diisocyanatomethylbenzene, 2-methyloxirane, oxirane and 1,2-propanediol, hydroxypropyl methacrylate-blocked | 471466 | 11426
2,5-Furandione, polymer with 1-propene, hydrolyzed | 471458 | 11427
Ethenol, homopolymer, hydrolyzed, reaction products with 1-isocyanatooctadecane | 471441 | 11428
Ethene, homopolymer, ozonized | 471433 | 11429
Ethene, homopolymer, oxidized, calcium lithium zinc salt | 471425 | 11430
Ethene, homopolymer, oxidized, calcium lithium salt | 471417 | 11431
Castor oil, hydrogenated, ethoxylated, 2-sulfotetradecanoate, compd. with diethanolamine | 471409 | 11432
1-Decene, tetramer, mixed with 1-decene trimer, hydrogenated | 471391 | 11433
1-Decene, dimer, hydrogenated | 471383 | 11434
Cyclohexanemethanamine, 5-amino-1,3,3-trimethyl-, polymer with .alpha.-hydro-.omega.-hydroxypoly[oxy(methyl-1,2-ethanediyl)] and 1,1'-methylenebis[4-isocyanatocyclohexane], reaction products with diisopropylamine | 471375 | 11435
Cyclohexanemethanamine, 5-amino-1,3,3-trimethyl-, polymer with .alpha.-hydro-.omega.-hydroxypoly[oxy(methyl-1,2-ethanediyl)] and 1,1'-methylenebis[4-isocyanatocyclohexane], reaction products with dibutylamine | 471367 | 11436
Cyclohexanemethanamine, 5-amino-1,3,3-trimethyl-, polymer with .alpha.-hydro-.omega.-hydroxypoly(oxy-1,4-butanediyl) and 5-isocyanato-1-(isocyanatomethyl)-1,3,3-trimethylcyclohexane, isopropyl alc.-blocked | 471359 | 11437
Calcium, acetate coconut oil hydrogenated tallow fatty acids decanoate octanoate complexes | 471342 | 11438
Butanoic acid, 3-amino-, N-coco alkyl derivs. | 471334 | 11439
1,3-Butadiene, homopolymer, carboxy-terminated, ester with glycidyl methacrylate | 471326 | 11440
1,3-Butadiene, 2-methyl-, homopolymer, of cis-1,4-configuration, chlorinated | 471318 | 11441
Bicyclo[2.2.1]hept-2-ene, 5-ethylidene-, polymer with ethene and 1-propene, chlorinated | 471300 | 11442
Benzenesulfonic acid, mono-C7-17-branched alkyl derivs., potassium salts | 471292 | 11443
Benzenesulfonic acid, mono-C9-17-branched alkyl derivs., compds. with 2-propanamine | 471284 | 11444
Benzenesulfonic acid, mono-C9-17-branched alkyl derivs., compds. with dimethylamine | 471276 | 11445
Benzenesulfonic acid, mono-C7-17-branched alkyl derivs. | 471268 | 11446
Benzenesulfonic acid, mono-C12-18 alkyl derivs., potassium salts | 471250 | 11447
Benzenesulfonic acid, mono-C12-18 alkyl derivs., compds. with triethanolamine | 471243 | 11448
1,2-Benzenedicarboxylic acid, mixed isodecyl and tridecyl diesters | 471235 | 11449
1,2-Benzenedicarboxylic acid, mixed 2-ethylhexyl and hexyl and isodecyl diesters | 471227 | 11450
1,2-Benzenedicarboxylic acid, mixed decyl and hexyl and octyl diesters | 471219 | 11451
1,2-Benzenedicarboxylic acid, di-C9-11-alkyl esters | 471201 | 11452
1,2-Benzenedicarboxylic acid, di-C7-11-alkyl esters | 471193 | 11453
Benzene, 2-methyl-1,3,5-trinitro-, manufg. wastes, red water | 471185 | 11454
Benzene, ethenyl-, polymer with 2-methyl-1,3-butadiene, hydrogenated | 471177 | 11455
Benzene, di-C8-16-alkyl derivs. | 471169 | 11456
Benzene, C10-16-alkyl derivs. | 471151 | 11457
Benzene, C4-16-alkyl derivs. | 471144 | 11458
2-Propenoic acid, 2-methyl-, methyl ester, telomer with 2-ethylhexyl 2-propenoate and 2-mercaptoethanol, reaction products with ammonia and N,N',2-tris(6-isocyanatohexyl)imidodicarbonic diamide | 471136 | 11459
2-Propenenitrile, polymer with 1,3-butadiene, carboxy-terminated, polymer with bisphenol A diglycidyl ether | 471128 | 11460
Ethene, chloro-, homopolymer, chlorinated | 471110 | 11461
Benzenesulfonic acid, mono-C10-16 alkyl derivs., compds. with 2-propanamine | 471102 | 11462
Benzenesulfonic acid, mono-C10-16 alkyl derivs., compds. with dimethylamine | 471094 | 11463
Acetic acid ethenyl ester, polymer with ethenol, cyclic acetal with butanal | 471086 | 11464
Turpentine, oil, maleated, ester with glycerol | 471078 | 11465
Turpentine, oil, maleated | 471060 | 11466
Tung oil, polymer with bisphenol A, epichlorohydrin and Me linoleate | 471052 | 11467
Sulfonic acids, C12- and C16-3-alkene, sodium salts | 471045 | 11468
Sulfonic acids, C12- and C16-2-alkene, sodium salts | 471037 | 11469
Sulfonic acids, C12- and C16-4-alkene, compds. with triethanolamine | 471029 | 11470
Sulfonic acids, C12- and C16-3-alkene, compds. with triethanolamine | 471011 | 11471
Sulfonic acids, C12- and C16-2-alkene, compds. with triethanolamine | 471003 | 11472
Sulfonic acids, C12- and C16-alkane, 3-hydroxy, sodium salts | 470997 | 11473
Sulfonic acids, C12- and C16-alkane, 4-hydroxy, sodium salts | 470989 | 11474
Soybean oil, maleated | 470971 | 11475
Steroids, soya hydroxy, ethoxylated | 470963 | 11476
Soybean oil, polymer with p-tert-butylbenzoic acid, glycerol, isophthalic acid and maleic anhydride | 470955 | 11477
Soybean oil, ester with trimethylolpropane | 470948 | 11478
Soybean oil, ester with glycerol and pentaerythritol | 470930 | 11479
Siloxanes and Silicones, Me hydrogen, reaction products with ethanolamine | 470922 | 11480
Siloxanes and Silicones, di-Me, di-Ph, polymers with Ph silsesquioxanes | 470914 | 11481
Rosin, maleated, polymer with 3-(2-oxiranyl)-7-oxabicyclo[4.1.0]heptane and polyethylene glycol | 470906 | 11482
Resin acids and Rosin acids, hydrogenated, esters with triethylene glycol | 470898 | 11483
Resin acids and Rosin acids, hydrogenated, esters with ethylene glycol | 470880 | 11484
Resin acids and Rosin acids, hydrogenated, esters with diethylene glycol | 470872 | 11485
Resin acids and Rosin acids, dimers, calcium salts | 470864 | 11486
1-Propanaminium, 3-[(3-aminopropyl)amino]-N,N,N-trimethyl-, N,N'-bis(hydrogenated tallow acyl) derivs., Me sulfates | 470856 | 11487
Benzenemethanaminium, N-(3-aminopropyl)-N,N-dimethyl-, N-tallow acyl derivs., chlorides | 470849 | 11488
Quaternary ammonium compounds, (2-amino-2-oxoethyl)bis(hydroxyethyl)tallow alkyl, ethoxylated, chlorides | 470831 | 11489
Pyrethrins and Pyrethroids, manufg.-residues | 470823 | 11490
Polyphosphoric acids, ammonium zinc salts | 470815 | 11491
Fats and Glyceridic oils, vegetable, Me esters, sulfated | 470807 | 11492
Oils, tree moss | 470799 | 11493
Oils, mixed cod and herring, oxidized, bisulfited | 470781 | 11494
Oils, lemon, terpene-free | 470773 | 11495
Lanolin, oil, ethoxylated | 470765 | 11496
Fats and Glyceridic oils, herring, polymd., oxidized, bisulfited | 470757 | 11497
Oils, costus, hydrogenated | 470740 | 11498
Cod-liver oil, sulfated | 470732 | 11499
Oils, cedarwood, epoxidized | 470724 | 11500
Oils, bergamot, psoralen-free | 470716 | 11501
Fats and Glyceridic oils, anchovy, sulfated | 470708 | 11502
Nitriles, C8-18 and C18-unsatd. | 470690 | 11503
Naphthenic acids, strontium salts | 470682 | 11504
Linseed oil, polymer with bisphenol A, p-butylphenol, formaldehyde and tung oil | 470674 | 11505
Linseed oil, ester with pentaerythritol | 470666 | 11506
Lanolin, hydrogenated, ethoxylated | 470658 | 11507
Ketones, C4-6, .beta.-hydroxy | 470641 | 11508
Imidazolium compounds, 1-(carboxymethyl)-4,5-dihydro-1-(hydroxyethyl)-2-norcoco alkyl, compds. with polyethylene glycol hydrogen sulfosuccinate dodecyl ether, disodium salts | 470633 | 11509
Fatty acids, vegetable-oil, unsatd. | 470625 | 11510
Fatty acids, vegetable-oil, satd. | 470617 | 11511
Fatty acids, vegetable-oil, compds. with diethanolamine | 470609 | 11512
Fatty acids, tallow, 2-ethylhexyl esters | 470591 | 11513
Fatty acids, tall-oil, sesquiesters with sorbitol, ethoxylated | 470583 | 11514
Fatty acids, tall-oil, reaction products with diethanolamine and triethanolamine | 470575 | 11515
Fatty acids, tall-oil, polymers with glycerol, phthalic anhydride and sorbitol | 470567 | 11516
Fatty acids, tall-oil, polymers with p-tert-butylphenol, formaldehyde, fumaric acid, glycerol and phthalic anhydride | 470559 | 11517
Fatty acids, tall-oil, polymd., oxidized | 470542 | 11518
Fatty acids, tall-oil, esters with polymd., oxidized coco alcs., bisulfited | 470534 | 11519
Fatty acids, tall-oil, dimers, polymers with 2-[(C8-10-alkyloxy)methyl]oxirane | 470526 | 11520
Fatty acids, tall-oil, diesters with polypropylene glycol | 470518 | 11521
Fatty acids, tall-oil, compds. with ethylenediamine | 470500 | 11522
Fatty acids, tall-oil, compds. with coconut oil diethanolamine esters | 470492 | 11523
Fatty acids, tall-oil, magnesium salts, basic | 470484 | 11524
Fatty acids, tall-oil, manganese salts, basic | 470476 | 11525
Fatty acids, tall-oil, iron salts, basic | 470468 | 11526
Fatty acids, safflower-oil, polymers with bisphenol A, p-tert-butylbenzoic acid, epichlorohydrin, glycerol and styrene | 470450 | 11527
Fatty acids, safflower-oil, polymers with bisphenol A, p-tert-butylbenzoic acid, epichlorohydrin and glycerol | 470443 | 11528
Fatty acids, linseed-oil, polymers with bisphenol A, epichlorohydrin, isophthalic acid and 1,1'-[(1-methylethylidene)bis(4,1-phenyleneoxy)]bis[2-propanol] | 470435 | 11529
Fatty acids, linseed-oil, esters with pentaerythritol | 470427 | 11530
Fatty acids, C18-unsatd., dimers, polymers with adipic acid, phthalic anhydride, polypropylene glycol, polypropylene glycol ether with glycerol (3:1), TDI and trimethylolpropane, isocyanate-terminated | 470419 | 11531
Fatty acids, dehydrated castor-oil, polymers with bisphenol A, epichlorohydrin and styrene | 470401 | 11532
Fatty acids, dehydrated castor-oil, polymers with bisphenol A, epichlorohydrin and Me methacrylate | 470393 | 11533
Fatty acids, dehydrated castor-oil, polymers with benzoic acid, glycerol and phthalic anhydride | 470385 | 11534
Fatty acids, dehydrated castor-oil, esters with D-mannitol | 470377 | 11535
Fatty acids, C18-unsatd., dimers, compds. with coco alkylamines | 470369 | 11536
Fatty acids, C14-18-unsatd., compds. with N-coco alkyltrimethylenediamines | 470351 | 11537
Fatty acids, C18 and C18-unsatd., sodium salts | 470344 | 11538
Fatty acids, C18 and C18-unsatd., potassium salts | 470336 | 11539
Copals, fused, polymers with polymd. linseed oil and tung oil | 470328 | 11540
Coconut oil, polymer with phthalic anhydride and trimethylolpropane | 470310 | 11541
Coconut oil, ester with polyethylene glycol mono-C11-15-sec-alkyl ethers | 470302 | 11542
Charcoal, coconut shell | 470294 | 11543
Castor oil, polymer with glycerol, maleic anhydride, pentaerythritol, phthalic anhydride, soybean oil, styrene and tung oil | 470286 | 11544
Castor oil, polymer with formaldehyde, linseed oil, (4R)-1-methyl-4-(1-methylethenyl)cyclohexene and phenol | 470278 | 11545
Cashew, nutshell liq., polymer with formaldehyde and furfuryl alc. | 470260 | 11546
Cashew, nutshell liq., polymer with cresol, formaldehyde and phenol | 470252 | 11547
Cashew, nutshell liq., polymd., reaction products with hexamethylenetetramine | 470245 | 11548
Amines, tallow alkyl, compds. with polyethylene glycol hydrogen sulfate dioctylphenyl ether | 470237 | 11549
Amides, tallow, hydrogenated, N,N'-ethylenebis- | 470229 | 11550
Amides, tallow, N-[3-(dimethylamino)propyl], N-oxides | 470211 | 11551
Amides, from tall-oil fatty-acids, tetraethylenepentamine and triethylenetetramine | 470203 | 11552
Amides, from ammonia-ethanolamine reaction by-products and tall-oil fatty acids | 470195 | 11553
Amides, herring-oil, hydrogenated, N,N'-(iminodi-2,1-ethanediyl)bis- | 470187 | 11554
Oils, tea-tree | 470179 | 11555
Terpenes and Terpenoids, sweet orange-oil | 470161 | 11556
Tall oil, potassium salt | 470153 | 11557
Sulfonic acids, petroleum, compds. with triethanolamine | 470146 | 11558
Soybean oil, polymer with isophthalic acid, trimellitic anhydride and trimethylolethane | 470138 | 11559
Soybean oil, ester with pentaerythritol | 470120 | 11560
Sesquiterpenes and Sesquiterpenoids, guaiac wood-oil | 470112 | 11561
Polyphosphoric acids, C3-9-alkyl esters, sodium salts | 470104 | 11562
Polyphosphoric acids, C3-9-alkyl esters, potassium salts | 470096 | 11563
Linseed oil, polymer with formaldehyde, glycerol, phenol, rosin and tung oil | 470088 | 11564
Linseed oil, polymer with ethylene glycol, pentaerythritol, phthalic anhydride and rosin | 470070 | 11565
Hydrocarbons, C4-5, butene concentrator by-product, sour | 470062 | 11566
Hydrocarbons, C4-5, tert-amylene concentrator by-product | 470054 | 11567
Hydrocarbons, C>4 | 470047 | 11568
Fatty acids, tallow, polymers with glycerol, phthalic anhydride, sunflower oil and trimethylolpropane | 470039 | 11569
Aluminum, benzoate hydrogenated tallow fatty acid iso-Pr alc. complexes | 470021 | 11570
Fatty acids, C18-unsatd., dimers, compds. with diethylenetriamine-tall-oil fatty acid reaction products | 470013 | 11571
Fatty acids, tall-oil, polymers with diethylene glycol, isophthalic acid, maleic anhydride and phthalic anhydride | 470005 | 11572
Fatty acids, tall-oil, esters with triethanolamine | 469999 | 11573
Fatty acids, soya, polymers with ethylene glycol, glycerol and phthalic anhydride | 469981 | 11574
Imidazolium compounds, 1(or 3)-(carboxymethyl)-4,5-dihydro-1-(hydroxyethyl)-2-norcoco alkyl, hydroxides, monosodium salts | 469973 | 11575
Fatty acids, coco, polymers with phthalic anhydride and trimethylolethane | 469965 | 11576
Fatty acids, C16-22, compds. with triethanolamine | 469957 | 11577
Fatty acids, C16 and C18-unsatd., Me esters | 469940 | 11578
Amines, C16-22-tert-alkyl, ethoxylated | 469932 | 11579
Amines, C12-14-tert-alkyldodecen-1-yl | 469924 | 11580
Castor oil, polymer with polypropylene glycol, polypropylene glycol ether with glycerol (3:1) and TDI | 468884 | 11581
Fatty acids, tall-oil, ammonium potassium salts | 468876 | 11582
Imidazolium compounds, 1(or 3)-(2-carboxyethyl)-4,5-dihydro-1-(hydroxyethyl)-2-nortall-oil alkyl, hydroxides, sodium salts | 468868 | 11583
2-Propenoic acid, 2-methyl-, 1,1'-(1,2-ethanediyl) ester, polymer with diethenylbenzene, ethenylbenzene and ethenylethylbenzene, chloromethylated, reaction products with dimethylamine | 468850 | 11584
Zinc, C6-19-branched carboxylate naphthenate complexes | 468751 | 11585
Zinc sulfide (ZnS), silver chloride-doped | 468744 | 11586
Zinc sulfide (ZnS), copper chloride-doped | 468736 | 11587
Zinc sulfide (ZnS), aluminum and silver-doped | 468728 | 11588
Zinc sulfide (ZnS), aluminum and copper-doped | 468710 | 11589
Wurtzite, manganese yellow | 468702 | 11590
Wurtzite, copper indium yellow | 468694 | 11591
Urea, N,N-bis[2-[(1,3-dimethylbutylidene)amino]ethyl]-, N',N'''-(branched hexatriacontanediyl) derivs. | 468686 | 11592
Urea, reaction products with formaldehyde | 468678 | 11593
Urea, polymer with formaldehyde, reaction products with trimethylamine | 468660 | 11594
Urea, polymer with formaldehyde, 2-furanmethanol and phenol, methylated | 468652 | 11595
Urea, polymer with formaldehyde, butylated methylated | 468645 | 11596
Urea, polymer with formaldehyde and 1,3,5-triazine-2,4,6-triamine, sucrose- and triethanolamine-modified | 468637 | 11597
Urea, polymer with 2-ethyl-2-(hydroxymethyl)-1,3-propanediol, formaldehyde and phenol, butylated | 468629 | 11598
1,3,5-Triazine-2,4,6-triamine, polymer with formaldehyde, 2-ethylhexyl ethers | 468611 | 11599
Titanium, coco alkyl hydrogen phthalate iso-Pr alc. complexes | 468603 | 11600
Sulfuric acid, mono-C8-30-alkyl esters, compds. with diethanolamine | 468595 | 11601
Sulfuric acid, mono-C10-16-alkyl esters | 468587 | 11602
Starch, base-hydrolyzed, borated, reaction products with formaldehyde and urea | 468579 | 11603
Butane, 1,1'-oxybis[4-chloro-, polymer with sodium sulfide (Na2(Sx)) and 1,2,3-trichloropropane, reduced | 468553 | 11604
Propane, 1,2,3-trichloro-, polymer with 1,1'-[methylenebis(oxy)]bis[2-chloroethane] and sodium sulfide (Na2(Sx)), reduced | 468546 | 11605
Butane, 1,1'-[methylenebis(oxy)]bis[4-chloro-, polymer with sodium sulfide (Na2(Sx)) and 1,2,3-trichloropropane, reduced | 468538 | 11606
Silicic acid (H4SiO4), zinc salt (1:2), manganese-doped | 468512 | 11607
Silicic acid (H4SiO4), zinc salt (1:2), arsenic and manganese-doped | 468504 | 11608
Oxirane, 2-[[3-(trimethoxysilyl)propoxy]methyl]-, hydrolyzed | 468496 | 11609
Silane, dichlorodimethyl-, reaction products with silica | 468488 | 11610
2-Propenenitrile, polymer with 1,3-butadiene, carboxy-terminated, polymer with bisphenol A diglycidyl ether and carboxy-terminated polybutadiene | 468454 | 11611
2-Propenoic acid, thermal cracking residues | 468447 | 11612
1-Propene, homopolymer, ozonized | 468439 | 11613
1,3-Propanediol, 2-ethyl-2-(hydroxymethyl)-, polymer with 1,1'-methylenebis[isocyanatocyclohexane] and .alpha.,.alpha.'-[(1-methylethylidene)di-4,1-phenylene]bis[.omega.-hydroxypoly[oxy(methyl-1,2-ethanediyl)]], hydroxy-terminated | 468421 | 11614
1,3-Propanediol, 2-ethyl-2-(hydroxymethyl)-, polymer with 1,3-diisocyanatomethylbenzene and .alpha.,.alpha.'-[(1-methylethylidene)di-4,1-phenylene]bis[.omega.-hydroxypoly[oxy(methyl-1,2-ethanediyl)]], hydroxy-terminated | 468413 | 11615
1-Propanaminium, 3-chloro-2-hydroxy-N,N,N-trimethyl-, chloride (1:1), reaction products with polyethylenimine | 468405 | 11616
1-Propanaminium, 3-chloro-2-hydroxy-N,N,N-trimethyl-, chloride (1:1), reaction products with epichlorohydrin-1H-imidazole polymer | 468397 | 11617
Poly[oxy(methyl-1,2-ethanediyl)], .alpha.,.alpha.',.alpha.''-1,2,3-propanetriyltris[.omega.-hydroxy-, polymer with 1,3-diisocyanatomethylbenzene and .alpha.-hydro-.omega.-hydroxypoly[oxy(methyl-1,2-ethanediyl)], isocyanate-terminated | 468389 | 11618
Poly[oxy(methyl-1,2-ethanediyl)], .alpha.,.alpha.',.alpha.''-1,2,3-propanetriyltris[.omega.-hydroxy-, polymer with 1,3-diisocyanatomethylbenzene and .alpha.-hydro-.omega.-hydroxypoly(oxy-1,2-ethanediyl), isocyanate-terminated | 468371 | 11619
Poly[oxy(methyl-1,2-ethanediyl)], .alpha.-hydro-.omega.-hydroxy-, polymer with 1,3-diisocyanatomethylbenzene, reaction products with 1-isocyanatooctadecane | 468363 | 11620
Poly[oxy(methyl-1,2-ethanediyl)], .alpha.-hydro-.omega.-hydroxy-, ether with D-glucitol (6:1), polymer with 1,3-diisocyanatomethylbenzene, isocyanate-terminated | 468355 | 11621
Poly[oxy(methyl-1,2-ethanediyl)], .alpha.-hydro-.omega.-hydroxy-, ether with .beta.-D-fructofuranosyl .alpha.-D-glucopyranoside, polymer with 1,3-diisocyanatomethylbenzene, isocyanate-terminated | 468348 | 11622
Poly(oxy-1,2-ethanediyl), .alpha.-sulfo-.omega.-hydroxy-, C10-16-alkyl ethers | 468330 | 11623
Poly(oxy-1,4-butanediyl), .alpha.-hydro-.omega.-hydroxy-, polymer with 1,3-diisocyanatomethylbenzene, isocyanate-terminated | 468322 | 11624
Poly(oxy-1,4-butanediyl), .alpha.-hydro-.omega.-hydroxy-, polymer with 1,3-diisocyanatomethylbenzene and .alpha.-hydro-.omega.-hydroxypoly[oxy(methyl-1,2-ethanediyl)], isocyanate-terminated | 468314 | 11625
Phenol, 4,4'-(1-methylethylidene)bis-, polymer with 2-(chloromethyl)oxirane, reaction products with 2,4,6-trimethoxyboroxin | 468306 | 11626
Phenol, 4,4'-(1-methylethylidene)bis-, polymer with 2-[(C8-10-alkyloxy)methyl]oxirane and epichlorohydrin, reaction products with propylenediamine | 468298 | 11627
Phenol, polymer with formaldehyde, magnesium oxide complex | 468280 | 11628
3-Pentanone, 1-(2,6,6-trimethyl-2-cyclohexen-1-yl)-, reaction products with 2-propyn-1-ol | 468272 | 11629
9-Octadecenoic acid (9Z)-, octyl ester, sulfurized | 468264 | 11630
Octadecanoic acid, reaction products with N1,N3-bis(3-aminopropyl)-N1-[3-(dimethylamino)propyl]-1,3-propanediamine | 468256 | 11631
Octadecanoic acid, chlorinated | 468249 | 11632
9,12-Octadecadienoic acid (9Z,12Z)-, dimer, reaction products with bisphenol A-epichlorohydrin polymer and carboxy-terminated acrylonitrile-butadiene polymer | 468231 | 11633
Lignosulfonic acid, ethoxylated, sodium salts | 468181 | 11634
Lanthanum oxide sulfide (La2O2S), terbium-doped | 468173 | 11635
Lanthanum oxide sulfide (La2O2S), europium-doped | 468165 | 11636
Lanthanum oxide sulfide (La2O2S), dysprosium and terbium-doped | 468157 | 11637
Lanthanum oxide sulfide (La2O2S), dysprosium and silicon and terbium-doped | 468140 | 11638
Isocyanic acid, polymethylenepolyphenylene ester, polymer with 1,3-diisocyanatomethylbenzene and 2-methyloxirane polymer with oxirane ether with 1,2-propanediol (2:1), Me Et ketone oxime-blocked | 468132 | 11639
Hydroperoxide, 1-methyl-1-phenylethyl, reaction products with sulfur dioxide, by-products from | 468124 | 11640
Hexanedioic acid, polymer with 5-amino-1,3,3-trimethylcyclohexanemethanamine, 1,6-hexanediol and 1,1'-methylenebis[4-isocyanatocyclohexane], reaction products with dibutylamine | 468108 | 11641
Hexanedioic acid, polymer with 2-aminoethanol, 1,3-diisocyanatomethylbenzene, 1,2-ethanediol and 2,2'-oxybis[ethanol], methanol-blocked | 468090 | 11642
D-Gluconic acid, reaction products with citric acid, EDTA and triethanolamine, sodium salts | 468074 | 11643
2,5-Furandione, dihydro-, polybutenyl derivs., reaction products with ethylenediamine-piperazine polymer | 468066 | 11644
Formaldehyde, polymer with nonylphenol, reaction products with diethanolamine and propylene oxide | 468033 | 11645
Docosanoic acid, reaction products with 2-amino-2-methyl-1-propanol, polyethylene glycol, polypropylene glycol and stearic acid | 468025 | 11646
Disulfurous acid, sodium salt (1:2), reaction products with 4-amino-1,3-benzenediamine, p-phenylenediamine, sodium sulfide (Na2S) and sulfur | 468017 | 11647
Chromium, 2,5-dichloro-4-[4,5-dihydro-4-[2-(2-hydroxy-5-nitrophenyl)diazenyl]-3-methyl-5-oxo-1H-pyrazol-1-yl]benzenesulfonate 3-hydroxy-4-[2-(2-hydroxy-1-naphthalenyl)diazenyl]-1-naphthalenesulfonate complexes | 468009 | 11648
Chromate(3-), bis[3-(hydroxy-.kappa.O)-4-[2-[2-(hydroxy-.kappa.O)-1-naphthalenyl]diazenyl-.kappa.N1]-1-naphthalenesulfonato(3-)]-, hydrogen (1:3), nitro derivs. | 467993 | 11649
2-Butenedioic acid (2E)-, di-C8-18-alkyl esters | 467969 | 11650
Butanedioic acid, polyisobutenyl derivs. | 467951 | 11651
Boric acid (H3BO3), complex with polyvinyl alc. | 467944 | 11652
Benzenesulfonic acid, 4-methyl-, reaction products with Me Et ketone oxime and pyridine | 467910 | 11653
Benzenesulfonic acid, propenated, calcium salt, overbased | 467902 | 11654
1,3-Benzenedicarboxylic acid, polymer with 5-amino-1,3,3-trimethylcyclohexanemethanamine, hexanedioic acid, 1,6-hexanediol and 1,1'-methylenebis[4-isocyanatocyclohexane], N-butyl-1-butanamine-modified | 467894 | 11655
1,2-Benzenedicarboxylic acid, C6-12-alkyl esters | 467886 | 11656
Benzenediazonium, 4-[2-(2-methoxyphenyl)diazenyl]-2-methyl-5-[(2-nitro-4-sulfophenyl)amino]-, chloride (1:1), reaction products with formaldehyde-salicylic acid polymer | 467878 | 11657
Acetamide, N-[5-amino-2-[2-(2-bromo-4,6-dinitrophenyl)diazenyl]-4-methoxyphenyl]-, N-(2-hydroxyethyl) derivs. | 467860 | 11658
Thiourea, reaction products with Bu glycidyl ether and 2,4,8,10-tetraoxaspiro[5.5]undecane-3,9-dipropanamine | 467852 | 11659
2-Propenoic acid, 2-methyl-, methyl ester, polymer with 2-mercaptoethanol, reaction products with ammonia and N,N',2-tris(6-isocyanatohexyl)imidodicarbonic diamide | 467845 | 11660
2-Propenoic acid, alkylation products with 2-ethyl-1-hexanamine | 467837 | 11661
2-Propenenitrile, polymer with 1,3-butadiene, carboxy-terminated, reaction products with epichlorohydrin-2,2'-methylenebis[phenol] polymer | 467829 | 11662
2-Propanone, reaction products with calcium hydroxide, hydrogenated | 467811 | 11663
Propanenitrile, 3-(C14-15-alkyloxy) derivs. | 467803 | 11664
1,3-Propanediol, 2-ethyl-2-(hydroxymethyl)-, polymer with 5-isocyanato-1-(isocyanatomethyl)-1,3,3-trimethylcyclohexane, caprolactam-blocked | 467795 | 11665
1-Propanamine, 3-(C12-14-alkyloxy) derivs., acetates | 467787 | 11666
1-Propanamine, 3-(C8-10-alkyloxy) derivs., acetates | 467779 | 11667
1-Propanamine, 3-(C14-15-alkyloxy) derivs. | 467761 | 11668
Poly(oxy-1,2-ethanediyl), .alpha.-sulfo-.omega.-hydroxy-, C10-12-alkyl ethers, sodium salts | 467753 | 11669
Poly(oxy-1,2-ethanediyl), .alpha.-hydro-.omega.-hydroxy-, mono-C12-15-alkyl ethers, phosphates, sodium salts | 467746 | 11670
Poly(oxy-1,2-ethanediyl), .alpha.-hydro-.omega.-hydroxy-, mono-C16-22-alkyl ethers, phosphates, sodium salts | 467738 | 11671
Ethanol, 2,2'-iminobis-, compds. with polyethylene glycol mono-C11-15-alkyl ethers phosphates | 467720 | 11672
Phosphorous acid, tri-C12-15-alkyl esters | 467712 | 11673
Phosphoric acid, polymer with 2-(chloromethyl)oxirane and 4,4'-(1-methylethylidene)bis[phenol], hydrolyzed | 467704 | 11674
Phosphoric acid, bis(2-ethylhexyl) ester, compds. with 1-propanamine 3-(C12-14-alkyloxy) derivs. | 467696 | 11675
Phenol, reaction products with TDI | 467688 | 11676
Phenol, 4,4'-(1-methylethylidene)bis-, polymer with 2-(chloromethyl)oxirane, diethylenetriamine-terminated | 467662 | 11677
Phenol, 4,4'-(1-methylethylidene)bis-, polymer with 2-(chloromethyl)oxirane and 2-phenyloxirane, reaction products with 4,4'-methylenebis[benzenamine] | 467654 | 11678
Phenol, 4,4'-(1-methylethylidene)bis-, polymer with 2-(chloromethyl)oxirane, .alpha.-(3-aminopropyl)-.omega.-(3-aminopropoxy)poly(oxy-1,2-ethanediyl)-terminated | 467647 | 11679
Phenol, 4,4'-(1-methylethylidene)bis-, polymer with N1,N2-bis(2-aminoethyl)-1,2-ethanediamine, 2-(chloromethyl)oxirane and 2-methyloxirane, reaction products with N1,N1-dimethyl-1,3-propanediamine | 467639 | 11680
Phenol, 2,2'-thiobis-, lauryl derivs., calcium salts, overbased | 467621 | 11681
Phenol, 4-methyl-, reaction products with dicyclopentadiene and isobutylene | 467613 | 11682
Phenol, tert-Bu 1,1,3,3-tetramethylbutyl derivs. | 467605 | 11683
2-Propenoic acid, 2-methyl-, reaction products with epichlorohydrin and formaldehyde-phenol polymer | 467597 | 11684
2-Propenoic acid, reaction products with 4,5-dihydro-2-nonyl-1H-imidazole-1-ethanol and 2-heptyl-4,5-dihydro-1H-imidazole-1-ethanol, disodium salts | 467589 | 11685
2-Propenoic acid, reaction products with 4,5-dihydro-2-nonyl-1H-imidazole-1-ethanol and 2-heptyl-4,5-dihydro-1H-imidazole-1-ethanol | 467571 | 11686
2-Propenoic acid, methyl ester, reaction products with 2-ethyl-1-hexanamine and sodium hydroxide | 467563 | 11687
2-Propenenitrile, reaction products with 4-(aminomethyl)-1,8-octanediamine | 467548 | 11688
2-Propenenitrile, polymer with 1,3-butadiene, carboxy-terminated, polymers with bisphenol A and epichlorohydrin | 467530 | 11689
Propanol, oxybis-, polymer with 1,3-diisocyanatomethylbenzene, isocyanate-terminated | 467522 | 11690
1-Propanesulfonic acid, 3-chloro-2-hydroxy-, sodium salt (1:1), reaction products with 2-heptyl-4,5-dihydro-1H-imidazole-1-ethanol | 467514 | 11691
1-Propanesulfonic acid, 3-chloro-2-hydroxy-, sodium salt (1:1), reaction products with 2-(8Z)-8-heptadecen-1-yl-4,5-dihydro-1H-imidazole-1-ethanol | 467506 | 11692
Propanenitrile, 3-(C20-30-alkyloxy) derivs. | 467498 | 11693
Propanenitrile, 3-(C12-15-alkyloxy) derivs. | 467480 | 11694
Propanenitrile, 3-amino-, N-C15-18-sec-alkyl derivs. | 467472 | 11695
Propanenitrile, 3-amino-, N-C11-14-sec-alkyl derivs. | 467464 | 11696
1,3-Propanediol, 2-ethyl-2-(hydroxymethyl)-, polymer with .alpha.-hydro-.omega.-hydroxypoly(oxy-1,4-butanediyl) and 1,1'-methylenebis[4-isocyanatobenzene], isocyanate-terminated | 467456 | 11697
Propanol, oxybis-, polymer with 1,1'-methylenebis[4-isocyanatobenzene], isocyanate-terminated | 467449 | 11698
1,3-Propanediol, 2-ethyl-2-(hydroxymethyl)-, polymer with 1,3-diisocyanatomethylbenzene and 2,2'-oxybis[ethanol], phenol-blocked | 467431 | 11699
1,3-Propanediamine, N1-octadecyl-, carboxymethyl derivs., sodium salts | 467423 | 11700
1,3-Propanediamine, N1-octadecyl-, carboxymethyl derivs., ammonium salts | 467415 | 11701
1,3-Propanediamine, N-octadecyl-, carboxymethyl derivs. | 467407 | 11702
1-Propanamine, 3-(C20-30-alkyloxy) derivs. | 467399 | 11703
1-Propanamine, 3-(C12-15-alkyloxy) derivs. | 467381 | 11704
Propanal, 3-amino-, N-rosin derivs., hydrochlorides | 467373 | 11705
Poly[oxy(methyl-1,2-ethanediyl)], .alpha.-hydro-.omega.-hydroxy-, ether with D-glucitol (6:1), polymer with 1,3-diisocyanatomethylbenzene and .alpha.,.alpha.',.alpha.''-1,2,3-propanetriyltris[.omega.-hydroxypoly[oxy(methyl-1,2-ethanediyl)], isocyanate-terminated | 467357 | 11706
Poly(oxy-1,2-ethanediyl), .alpha.-sulfo-.omega.-hydroxy-, C12-18-alkyl ethers, ammonium salts | 467340 | 11707
Poly(oxy-1,2-ethanediyl), .alpha.-hydro-.omega.-hydroxy-, mixed isostearate and oleate | 467324 | 11708
Poly(oxy-1,2-ethanediyl), .alpha.,.alpha.'-[[methyl[3-(tridecyloxy)propyl]iminio]di-2,1-ethanediyl]bis[.omega.-hydroxy-, branched, chlorides | 467316 | 11709
Poly(oxy-1,2-ethanediyl), .alpha.,.alpha.'-[[[3-(hexyloxy)propyl]methyliminio]di-2,1-ethanediyl]bis[.omega.-hydroxy-,branched, chlorides | 467308 | 11710
Plumbane, ethyl methyl derivs. | 467290 | 11711
Phosphorodithioic acid, mixed O,O-diesters with polyethylene glycol monodecyl ether and polyethylene glycol monooctyl ether | 467282 | 11712
Phosphoric acid, tallow alkyl esters | 467274 | 11713
Phosphoric acid, reaction products with glycerol and urea | 467266 | 11714
Phenol, 4,4'-(1-methylethylidene)bis-, reaction products with epichlorohydrin and formaldehyde-phenol polymer | 467241 | 11715
Phenol, 4,4'-(1-methylethylidene)bis-, reaction products with diethylenetriamine | 467233 | 11716
Phenol, 4,4'-(1-methylethylidene)bis-, polymer with 2-(chloromethyl)oxirane, reaction products with N1-(9Z)-9-octadecen-1-yl-1,3-propanediamine | 467225 | 11717
Formaldehyde, polymers with isobutylenated phenol | 467217 | 11718
Phenol, isobutylenated | 467209 | 11719
2-Oxiranemethanaminium, N,N,N-trimethyl-, chloride (1:1), reaction products with diethylene triamine-linoleic acid dimer polymer | 467191 | 11720
2-Oxiranemethanaminium, N,N,N-trimethyl-, chloride (1:1), reaction products with adipic acid-diethylenetriamine polymer | 467183 | 11721
1,3-Propanediamine, N1,N1-dimethyl-, reaction products with 2,2'-[(1-methyl-1,2-ethanediyl)bis(oxymethylene)]bis[oxirane] homopolymer | 467175 | 11722
Oxirane, 2-methyl-, polymer with oxirane, mono-C6-10-alkyl ethers, isooctyl phosphates, sodium salts | 467167 | 11723
Residual oils (petroleum), oxidized, calcium salts | 460931 | 11724
Petrolatum (petroleum), oxidized, ester with sorbitol | 460923 | 11725
Hydrocarbon waxes (petroleum), oxidized, Me esters, sodium salts | 460915 | 11726
Hydrocarbon waxes (petroleum), oxidized, Me esters, calcium salts | 460907 | 11727
Hydrocarbon waxes (petroleum), oxidized, Me esters, barium salts | 460899 | 11728
Hydrocarbon waxes (petroleum), oxidized, calcium salts | 460881 | 11729
Naphtha (petroleum), arom.-contg. | 460873 | 11730
Gas oils (petroleum), hydrotreated vacuum, sulfonated, ammonium salts | 460865 | 11731
Gas oils (petroleum), hydrotreated vacuum, sulfonated | 460857 | 11732
Gas oils (petroleum), heavy vacuum, sulfonated, ammonium salts | 460840 | 11733
Gas oils (petroleum), heavy vacuum, sulfonated | 460832 | 11734
Distillates (petroleum), thermal cracked naphtha and gas oil, extractive | 460824 | 11735
Distillates (petroleum), thermal cracked naphtha and gas oil, dimerized | 460816 | 11736
Distillates (petroleum), thermal cracked naphtha and gas oil, C5-dimer-contg. | 460808 | 11737
Distillates (petroleum), thermal cracked naphtha and gas oil | 460790 | 11738
Distillates (petroleum), oxidized light, strong acid-free | 460782 | 11739
Distillates (petroleum), oxidized light, strong acid components | 460774 | 11740
Distillates (petroleum), oxidized light, strong acid components, sodium salts | 460766 | 11741
Distillates (petroleum), oxidized light, strong acid components, compds. with diethanolamine | 460758 | 11742
Torula, dried | 460741 | 11743
Cashew, nutshell liq., polymer with aniline, formaldehyde and phenol | 460709 | 11744
Cashew, nutshell liq., polymd., reaction product with formaldehyde and furfural | 460691 | 11745
Hydrocarbon waxes (petroleum), oxidized, Me esters | 460667 | 11746
Gases (petroleum), secondary absorber off, fluidized catalytic cracker overheads fractionater | 460659 | 11747
Gases (petroleum), C1-5, wet | 460642 | 11748
Gases (petroleum), benzene unit hydrotreater depentenizer overheads | 460634 | 11749
Distillates, hydrocarbon resin prodn. higher boiling | 460626 | 11750
Distillates (petroleum), C12-30-arom. | 460618 | 11751
Distillates (petroleum), benzene unit hydrotreater dipentanizer overheads | 460600 | 11752
Fatty acids, tall-oil, esters with polyethylene glycol mono(dinonylphenyl) ether | 453423 | 11753
Fatty acids, tall-oil, esters with polyethylene glycol mono(4-nonylphenyl) ether | 453415 | 11754
Fatty acids, tall-oil, compds. with tallow alkyl amines | 453407 | 11755
Fatty acids, tall-oil, compds. with polyethylenepolyamines, hydrochlorides | 453399 | 11756
Fatty acids, tall-oil, barium salts, reaction products with sulfurized lard oil | 453381 | 11757
Fatty acids, soya, polymers with hydroxy-terminated Me Ph siloxanes, pentaerythritol and phthalic anhydride | 453373 | 11758
Fatty acids, soya, polymers with ethylene glycol, glycerol, pentaerythritol, phthalic anhydride and soybean oil | 453365 | 11759
Fatty acids, soya, polymers with benzoic acid, pentaerythritol, phthalic anhydride and trimethylolethane | 453357 | 11760
Fatty acids, soya, polymers with benzoic acid, isophthalic acid, trimellitic anhydride and trimethylolethane | 453340 | 11761
Fatty acids, soya, esters with sorbitol, ethoxylated | 453332 | 11762
Fatty acids, linseed-oil, polymers with isophthalic acid, linseed oil, phthalic anhydride, polymd. linseed oil and trimethylolpropane | 453324 | 11763
Fatty acids, linseed-oil, polymers with glycerol, menhaden oil, pentaerythritol and phthalic anhydride | 453316 | 11764
Fatty acids, linseed-oil, polymers with glycerol, linseed oil and 3a,4,7,7a-tetrahydro-4,7-methanoisobenzofuran-1,3-dione | 453308 | 11765
Fatty acids, linseed-oil, polymers with diethylene glycol, glycerol, linseed oil, pentaerythritol, phthalic anhydride and soybean oil | 453290 | 11766
Fatty acids, linseed-oil, polymers with bisphenol A, epichlorohydrin, rosin and tung oil | 453282 | 11767
Fatty acids, linseed-oil, ethoxylated | 453274 | 11768
Fatty acids, lard-oil, esters with sorbitol, ethoxylated | 453266 | 11769
Fatty acids, fish-oil, reaction products with tall-oil fatty acid barium salts | 453258 | 11770
Fatty acids, dehydrated castor-oil, polymers with pentaerythritol, phthalic anhydride, propylene oxide and trimethylolethane | 453241 | 11771
Fatty acids, dehydrated castor-oil, polymers with pentaerythritol, phthalic anhydride and tung oil | 453233 | 11772
Fatty acids, dehydrated castor-oil, polymers with isophthalic acid, neopentyl glycol and trimethylolpropane | 453225 | 11773
Fatty acids, dehydrated castor-oil, polymers with bisphenol A, p-tert-butylphenol, epichlorohydrin and formaldehyde | 453217 | 11774
Fatty acids, dehydrated castor-oil, polymers with bisphenol A, p-tert-butylbenzoic acid, epichlorohydrin and tall-oil fatty acids | 453209 | 11775
Fatty acids, C18-unsatd., dimers, reaction products with .alpha.-amino-2,3-dihydro-2-oxo-5-oxazoleacetic acid, 4,5-dihydro-1H-imidazole 2-nortall-oil alkyl derivs., oleylamine and tall-oil fatty acid triesters with sorbitan | 453191 | 11776
Fatty acids, C18-unsatd., dimers, polymers with N1-(9Z)-9-octadecen-1-yl-1,3-propanediamine | 453183 | 11777
Fatty acids, C18-unsatd., dimers, polymers with neopentyl glycol and propylene glycol | 453175 | 11778
Fatty acids, C18-unsatd., dimers, polymers with maleic anhydride, phthalic anhydride and propylene glycol | 453167 | 11779
Fatty acids, C18-unsatd., dimers, polymers with 2-ethylhexanol, neopentyl glycol and polyethylene glycol | 453159 | 11780
Fatty acids, C18-unsatd., dimers, polymers with 2-ethylhexanol and polyethylene glycol | 453142 | 11781
Fatty acids, C18-unsatd., dimers, polymers with 2-ethylhexanol and neopentyl glycol | 453134 | 11782
Fatty acids, C18-unsatd., dimers, polymers with ethylenediamine, 2-ethylhexanoic acid and propionic acid | 453126 | 11783
Fatty acids, C18-unsatd., dimers, polymers with ethylene glycol, maleic anhydride, phthalic anhydride and propylene glycol | 453118 | 11784
Fatty acids, C18-unsatd., dimers, polymers with ethylene glycol, linoleic acid, linolenic acid, maleic anhydride, oleic acid, pentaerythritol, phthalic anhydride and rosin | 453100 | 11785
Fatty acids, C18-unsatd., dimers, polymers with ethylene glycol, 1,6-hexanediol and terephthalic acid | 453092 | 11786
Fatty acids, C18-unsatd., dimers, polymers with ethylenediamine, sebacic acid and soya fatty acids | 453084 | 11787
Fatty acids, C18-unsatd., dimers, polymers with ethylenediamine, pentaerythritol, phthalic anhydride and soybean oil | 453076 | 11788
Fatty acids, C18-unsatd., dimers, polymers with ethylenediamine, isostearic acid and sebacic acid | 453068 | 11789
Fatty acids, C18-unsatd., dimers, polymers with ethylenediamine, maleic anhydride, pentaerythritol, phthalic anhydride, soybean oil and tall oil | 453050 | 11790
Fatty acids, C18-unsatd., dimers, polymers with ethylenediamine, lauric acid and sebacic acid | 453043 | 11791
Fatty acids, C18-unsatd., dimers, polymers with ethylenediamine, isophthalic acid, menhaden oil and pentaerythritol | 453035 | 11792
Fatty acids, C18-unsatd., dimers, polymers with ethylenediamine, isophthalic acid, linseed oil, pentaerythritol and soybean oil | 453027 | 11793
Fatty acids, C18-unsatd., dimers, polymers with ethylenediamine, hexamethylenediamine, propionic acid and triethylenetetramine | 453019 | 11794
Fatty acids, C18-unsatd., dimers, polymers with ethylenediamine, hexamethylenediamine and tall-oil fatty acids | 453001 | 11795
Fatty acids, C18-unsatd., dimers, polymers with ethylenediamine, 2-ethylhexanoic acid and tall-oil fatty acids | 452995 | 11796
Fatty acids, C18-unsatd., dimers, polymers with ethylenediamine and polyethylene glycol | 452987 | 11797
Fatty acids, C18-unsatd., dimers, polymers with diethylenetriamine and polypropylene glycol diamine | 452979 | 11798
Fatty acids, C18-unsatd., dimers, polymers with diethylenetriamine and oleic acid | 452961 | 11799
Fatty acids, C18-unsatd., dimers, polymers with diethylene glycol | 452953 | 11800
Fatty acids, C18-unsatd., dimers, polymers with 1,3-cyclohexanediamine | 452946 | 11801
Fatty acids, C18-unsatd., dimers, polymers with dehydrated castor oil, phthalic anhydride and trimethylolethane | 452938 | 11802
Fatty acids, C18-unsatd., dimers, polymers with dehydrated castor oil, Me methacrylate, phthalic anhydride, styrene and trimethylolethane | 452920 | 11803
Fatty acids, C18-unsatd., dimers, polymers with 1,4-cyclohexanedimethanol, 1,6-hexanediol, isophthalic acid, propylene glycol and 2,2,4-trimethyl-1,3-pentanediol | 452912 | 11804
Fatty acids, C18-unsatd., dimers, polymers with conjugated safflower oil, glycerol and phthalic anhydride | 452904 | 11805
Cashew, nutshell liq., polymer with formaldehyde and phenol, sodium salt | 446666 | 11806
Caseins, borated, polymers with protein hydrolyzates, ammonium salts, compds. with morpholine | 446658 | 11807
Brines, bittern | 446641 | 11808
Bleaching agents, clays | 446633 | 11809
Safflower oil, conjugated, polymer with glycerol, methylstyrene, phthalic anhydride, soybean oil and styrene | 446625 | 11810
Asphalt, sapon. products with lignin and rosin, potassium sodium salts | 446617 | 11811
Rosin, polymer with maleic anhydride, pentaerythritol, phthalic anhydride, soybean oil and tall oil | 446609 | 11812
Rosin, polymer with isophthalic acid and pentaerythritol | 446591 | 11813
Rosin, polymer with fumaric acid, isophthalic acid, methylstyrene, pentaerythritol, safflower oil, trimethylolpropane, tung oil and vinyltoluene | 446583 | 11814
Rosin, polymer with adipic acid, bisphenol A, formaldehyde and glycerol | 446575 | 11815
Rosin, polymer with bisphenol A, p-tert-butylphenol, formaldehyde and phenol | 446567 | 11816
Rosin, fumarated, polymer with benzoic acid and pentaerythritol | 446559 | 11817
Rosin, maleated, polymer with ethylene glycol and methanol | 446542 | 11818
Quaternary ammonium compounds, [(4-dodecylphenyl)methyl]bis(hydroxyethyl)tallow alkyl, ethoxylated, chlorides | 446534 | 11819
Quaternary ammonium compounds, di-C12-20-alkyldimethyl, chlorides | 446526 | 11820
Quaternary ammonium compounds, C8-18-alkylethylbis(hydroxyethyl), ethoxylated, Et sulfates (salts) | 446518 | 11821
1-Propanaminium, 3-amino-N,N,N-trimethyl-, N-C12-18 acyl derivs., Me sulfates | 446500 | 11822
1-Propanaminium, 2-hydroxy-N-(2-hydroxypropyl)-N-methyl-N-propyl-, 3-(C12-18-alkyloxy) deriv., Me sulfates (salts) | 446492 | 11823
Quaternary ammonium compounds, benzyl-C8-18-alkylbis(hydroxyethyl), ethoxylated, chlorides | 446484 | 11824
Polyphosphoric acids, tetrahydrofurfuryl esters | 446476 | 11825
Polyphosphoric acids, polymers with tall oil and triethanolamine, potassium salts | 446468 | 11826
Polyphosphoric acids, polymers with isopropanolamine, tall oil and triethanolamine | 446450 | 11827
Polyphosphoric acids, polymers with tall oil and triethanolamine, ammonium salts | 446443 | 11828
Polyphosphoric acids, polymers with tall oil and triethanolamine | 446435 | 11829
Polyphosphoric acids, pentyl esters, sodium salts | 446427 | 11830
Polyphosphoric acids, compds. with N1-(9Z)-9-octadecen-1-yl-1,3-propanediamine | 446419 | 11831
Polyphosphoric acids, 2-(2-butoxyethoxy)ethyl esters | 446401 | 11832
Polyphosphoric acids, 2-butoxyethyl esters | 446393 | 11833
Polyphenyls, biphenyl-free | 446385 | 11834
Polyphenyls, biphenyl- and terphenyl-free | 446377 | 11835
Petroleum products, hydrofiner-powerformer reformates | 446369 | 11836
Paraffin oils, sulfated, sodium salts | 446351 | 11837
Orange, peel, dried | 446344 | 11838
Oils, orange-juice | 446336 | 11839
Palm oil, hydrogenated | 446328 | 11840
Oils, mustard, iso-Bu esters, sulfated, sodium salts | 446310 | 11841
Oils, mustard, esters with diethylene glycol | 446302 | 11842
Fats and Glyceridic oils, herring, potassium salts | 446294 | 11843
Cod-liver oil, sulfated, ammonium salt | 446286 | 11844
Nitriles, tall-oil fatty | 446278 | 11845
Nitriles, soya | 446260 | 11846
Naphthenic acids, potassium salts, compds. with triethanolamine | 446252 | 11847
Naphthenic acids, compds. with morpholine | 446245 | 11848
Naphthenic acids, compds. with 3-methoxy-1-propanamine | 446237 | 11849
Naphthenic acids, cerium(4+) salts | 446229 | 11850
Naphthenic acids, barium salts, reaction products with carbon dioxide | 446211 | 11851
Milk, skim, hydrolyzed | 446203 | 11852
Linseed oil, polymer with rosin and tung oil, calcium salt | 446195 | 11853
Linseed oil, polymer with phthalic anhydride, soybean oil and trimethylolethane | 446187 | 11854
Linseed oil, polymer with pentaerythritol, phthalic anhydride, soybean oil and TDI | 446179 | 11855
Linseed oil, polymer with isophthalic acid, pentaerythritol, trimellitic anhydride and trimethylolethane | 446161 | 11856
Linseed oil, polymer with glycerol, phthalic anhydride, styrene and tung oil | 446153 | 11857
Linseed oil, polymer with glycerol, phthalic anhydride and TDI | 446146 | 11858
Linseed oil, polymer with glycerol, isophthalic acid and terephthalic acid | 446138 | 11859
Linseed oil, polymer with fumaric acid, glycerol, isophthalic acid, pentaerythritol, rosin and tung oil | 446120 | 11860
Linseed oil, polymer with fumaric acid, glycerol, isophthalic acid, pentaerythritol and rosin | 446112 | 11861
Linseed oil, polymer with fumaric acid and glycerol | 446104 | 11862
Linseed oil, polymer with dicyclopentadiene, isophthalic acid, pentaerythritol, rosin and tung oil | 446096 | 11863
Linseed oil, polymer with p-tert-butylphenol, 4-(1,1-dimethylpropyl)phenol, formaldehyde and tung oil | 446088 | 11864
Starch, hydrogen 1,2-benzenedicarboxylate, oxidized | 427690 | 11865
Starch, 2-hydroxypropyl ether, oxidized | 427674 | 11866
Sulfuric acid, mono-C8-30-alkyl esters, compds. with triethanolamine | 427658 | 11867
Sulfuric acid, mono-C8-30-alkyl esters, sodium salts | 427641 | 11868
1,3,5-Triazine-2,4,6(1H,3H,5H)-trione, reaction products with 2-methyl-1H-imidazole | 427633 | 11869
1,3,5-Triazine-2,4,6(1H,3H,5H)-trione, reaction products with 2-phenyl-1H-imidazole | 427625 | 11870
Fatty acids, C12-14-tertiary, glycidyl esters, reaction products with 4,4'-methylenebis[benzenamine] | 427609 | 11871
Palladium, chloro trichlorostannyl complexes | 427591 | 11872
Pentene, 2,4,4-trimethyl-, chlorinated | 427583 | 11873
1-Phenanthrenemethanol, 1,2,3,4,4a,4b,5,6,7,9,10,10a-dodecahydro-1,4a-dimethyl-7-(1-methylethyl)-, (1R,4aR,4bS,10aR)-, reaction products with TDI | 427567 | 11874
Phenol, 4-(1,1-dimethylethyl)-, reaction products with dicyclopentadiene | 427559 | 11875
Phenol, 3-methyl-, reaction products with aluminum isopropoxide | 427542 | 11876
Phenol, 4-(phenylamino)-, reaction products with sodium sulfide (Na2(Sx)) | 427534 | 11877
Phosphinic acid, bis(perfluoro-C6-12-alkyl) derivs. | 427526 | 11878
Phosphonic acid, perfluoro-C6-12-alkyl derivs. | 427518 | 11879
Phosphonic acid, P,P'-[iminobis(methylene)]bis-, N-coco alkyl derivs. | 427500 | 11880
Phosphonic acid, P,P'-[iminobis(methylene)]bis-, N-coco alkyl derivs., sodium salts | 427492 | 11881
Phosphoric acid, chloro fluoro derivs., strontium salts | 427484 | 11882
Phosphoric acid, 2-amino-2-methylpropyl C12-15-alkyl esters, potassium salts | 427476 | 11883
Phosphoric acid, C12-15-alkyl esters | 427468 | 11884
Phosphoric acid, mixed decyl and Et and octyl esters | 427450 | 11885
Phosphoric acid, mixed lauryl and myristyl esters | 427443 | 11886
Phosphorodithioic acid, mixed hexyl and iso-Pr esters, zinc salts | 427435 | 11887
Platinum, chloro octanol complexes | 427419 | 11888
Poly(oxy-1,2-ethanediyl), .alpha.-(carboxymethyl)-.omega.-(tridecyloxy)-, branched | 427401 | 11889
Poly(oxy-1,2-ethanediyl), .alpha.-(nonylphenyl)-.omega.-hydroxy-, branched | 427393 | 11890
Poly(oxy-1,2-ethanediyl), .alpha.-(nonylphenyl)-.omega.-hydroxy-, branched, phosphates | 427385 | 11891
Propanenitrile, 3,3'-iminobis-, N-tallow alkyl derivs. | 427377 | 11892
Propanoic acid, 3-[2-[(2-aminoethyl)(carboxymethyl)amino]ethoxy]-, monococo acyl derivs. disodium salts | 427369 | 11893
Propanoic acid, 3,3'-[(dibutylstannylene)bis(thio)]bis-, diisooctyl ester, reaction products with dibutyloxostannane | 427351 | 11894
Propanol, oxybis-, reaction products with epichlorohydrin | 427344 | 11895
2-Propanone, reaction products with diphenylamine | 427336 | 11896
2-Propenamide, N-(1,1-dimethyl-3-oxobutyl)-, reaction products with diethylenetriamine | 427328 | 11897
2-Propenenitrile, reaction products with glycidol and tetraethylenepentamine | 427310 | 11898
2-Propenenitrile, reaction products with tetraethylenepentamine | 427302 | 11899
2-Propenenitrile, reaction products with 2,4,8,10-tetraoxaspiro[5.5]undecane-3,9-dipropanamine | 427294 | 11900
2-Propenoic acid, reaction products with pentaerythritol and TDI | 427286 | 11901
2-Propyn-1-ol, ethers with epichlorohydrin | 427260 | 11902
Pyridine, chloro derivs. | 427252 | 11903
1H-Pyrrole-3-acetic acid, 1-[2-(2-carboxyethoxy)ethyl]-4,5-dihydro-, 2-C5-17-alkyl derivs., disodium salts | 427245 | 11904
Silicic acid (H4SiO4), tetraethyl ester, hydrolyzed | 427229 | 11905
Dodecanoic acid, 1,1'-(dibutylstannylene) ester, reaction products with hydrolyzed silicic acid (H4SiO4) tetra-Pr ester | 427211 | 11906
Starch, reaction products with magnesium sulfate | 427203 | 11907
Starch, acid-hydrolyzed, oxidized | 427195 | 11908
Starch, base-hydrolyzed | 427187 | 11909
Starch, hydrolyzed | 427179 | 11910
Magnesium hydroxide (Mg(OH)2), reaction products with silica | 427161 | 11911
Methanol, 1,1',1'',1''',1'''',1'''''-(1,3,5-triazine-2,4,6-triyltrinitrilo)hexakis-, Me stearyl ethers | 427153 | 11912
Tall oil, low-boiling fraction, C18-free | 420356 | 11913
Terpenes and Terpenoids, oligomers, polymers with turpentine-oil limonene fraction terpenes and turpentine-oil .beta.-pinene fraction terpenes | 420349 | 11914
Terpenes and Terpenoids, limonene fraction, polymers with terpene oligomers and turpentine-oil .beta.-pinene fraction terpenes | 420331 | 11915
Terpenes and Terpenoids, limonene fraction, distn. residues | 420323 | 11916
Soybean oil, polymer with adipic acid, 2-(dimethylamine)ethanol, neopentyl glycol and trimellitic anhydride | 420315 | 11917
Shale, expanded, aggregates | 420307 | 11918
Resin acids and Rosin acids, nickel salts | 420299 | 11919
Resin acids and Rosin acids, calcium zinc salts | 420281 | 11920
Quaternary ammonium compounds, bis(hydrogenated tallow alkyl)dimethyl, acetates | 420273 | 11921
Polyphosphoric acids, 2-ethylhexyl esters, sodium salts | 420265 | 11922
Fuels, diesel | 420257 | 11923
Fats and Glyceridic oils, vegetable, winterized | 420240 | 11924
Fats and Glyceridic oils, vegetable, hydrogenated | 420232 | 11925
Lard, oil, esterification products with tallow, calcium salts | 420224 | 11926
Linseed oil, polymer with petroleum resins and tung oil | 420216 | 11927
Linseed oil, polymer with pentaerythritol, phthalic anhydride, rosin, soybean oil and tall oil | 420208 | 11928
Linseed oil, polymer with maleic anhydride, petroleum resins and tung oil | 420190 | 11929
Lard, reaction products with naphthenic oils, chlorosulfurized | 420182 | 11930
Imidazolium compounds, 1-(carboxymethyl)-4,5-dihydro-1-(hydroxyethyl)-2-norcoco alkyl, inner salts | 420174 | 11931
Fatty acids, tallow, tallow esters | 420166 | 11932
Fatty acids, tall-oil, triesters with sorbitol | 420158 | 11933
Fatty acids, tall-oil, tetraesters with pentaerythritol | 420141 | 11934
Fatty acids, tall-oil, reaction products with diethylenetriamine, naphthenates | 420133 | 11935
Fatty acids, tall-oil, reaction products with diethylenetriamine, glycolates | 420125 | 11936
Fatty acids, tall-oil, reaction products with diethylenetriamine and linoleic acid dimer | 420117 | 11937
Fatty acids, tall-oil, 1-methylheptyl esters | 420109 | 11938
Fatty acids, tall-oil, 2-ethylhexyl esters | 420091 | 11939
Fatty acids, tall-oil, 2-ethylbutyl 2-ethylhexyl esters | 420083 | 11940
Fatty acids, tall oil, compds. with 2-[(2-hydroxyphenyl)methylene]hydrazinecarboximidamide | 420075 | 11941
Fatty acids, tall-oil, compds. with 2-(diethylamino)ethanol | 420067 | 11942
Fatty acids, tall-oil, 2,2-bis(hydroxymethyl)-1,3-propanediyl esters | 420059 | 11943
Fatty acids, sperm-oil, 2-sulfoethyl esters, sodium salts | 420042 | 11944
Fatty acids, linseed-oil, dimers, compds. with trisamides from tall-oil fatty acids and tetraethylenepentamine | 420034 | 11945
Fatty acids, C18-unsatd., dimers, reaction products with polyethylenepolyamines, glycolates | 420026 | 11946
Fatty acids, C18-unsatd., dimers, 2-ethylhexyl esters | 420018 | 11947
Fatty acids, C18-unsatd., dimers, compds. with piperazine deriv.-rich cyclic amines | 420000 | 11948
Fatty acids, C12-20 and C12-20-unsatd. | 419994 | 11949
Fatty acids, C12-20 | 419986 | 11950
Disulfides, alkylaryl dialkyl diaryl, petroleum refinery spent caustic oxidn. products | 419978 | 11951
Cottonseed oil, hydrogenated | 419960 | 11952
Cod-liver oil, oxidized | 419952 | 11953
Coconut oil, ester with polyethylene glycol mono(nonylphenyl) ether | 419945 | 11954
Fatty acids, linseed-oil, polymers with castor oil, glycerol and phthalic anhydride | 419937 | 11955
Cashew, nutshell liq., polymer with hexamethylenetetramine | 419929 | 11956
Cashew, nutshell liq., polymer with furfural and hexamethylenetetramine | 419911 | 11957
Cashew, nutshell liq., polymer with formaldehyde and hexamethylenetetramine | 419903 | 11958
Carnauba wax, compd. with morpholine | 419895 | 11959
Fatty acids, C7-13, perfluoro | 419887 | 11960
Bentonite, lime-activated | 419879 | 11961
Aromatic hydrocarbons, polycyclic, alkylnaphthalene-toluene thermal hydrodealkylation distn. residues | 419861 | 11962
Benzene, (1-methylethyl)-, oxidized, polyphenyl residues | 419853 | 11963
Aromatic hydrocarbons, C9-17 | 419846 | 11964
Amines, polyethylenepoly-, acetates | 419838 | 11965
Carbonic acid sodium salt (1:2), reaction products with aluminum sulfate (2:3), barium chloride, sodium carbonate (2:1) and sodium phosphate (2:1) | 434340 | 11966
Calcium, 2-ethylhexanoate 3,5,5-trimethylhexanoate complexes | 434332 | 11967
Calcium, carbonate dimethylhexanoate complexes | 434324 | 11968
2-Butenedioic acid (2E)-, reaction products with abietic acid, esters with glycerol and sorbitol | 434316 | 11969
2-Butenedioic acid (2E)-, reaction products with abietic acid, esters with glycerol | 434308 | 11970
2-Butenedioic acid (2E)-, reaction products with abietic acid, esters with ethylene glycol and glycerol | 434290 | 11971
2-Butenedioic acid (2E)-, reaction products with abietic acid, azelates, esters with glycerol | 434282 | 11972
2-Butenediamide, (2E)-, N1,N4-bis[2-(4,5-dihydro-2-nortall-oil alkyl-1H-imidazol-1-yl)ethyl] derivs. | 434274 | 11973
Boric acid (H3BO3), reaction products with aniline and 2-chloro-1,4-dihydroxy-9,10-anthracenedione | 434266 | 11974
Benzoic acid, 4-amino-, reaction products with propylene oxide | 434258 | 11975
Benzenesulfonic acid, dodecyl-, reaction products with ethanolamine | 434241 | 11976
Benzenesulfonic acid, chlorosulfurized | 434233 | 11977
1,2-Benzenedicarboxylic acid, mixed cetyl and stearyl esters | 434225 | 11978
Benzene, mono-C10-14-alkyl derivs. | 434217 | 11979
Benzenamine, N-phenyl-, styrenated | 434209 | 11980
Barium, carbonate 4-nonylphenol complexes | 434191 | 11981
Aluminum, alkali metal tetra-C3-4-alkyl complexes, reaction products with titanium trichloride | 434183 | 11982
Silicic acid, aluminum rare earth sodium salts | 434175 | 11983
Aluminate(1-), tetrachloro-, copper(1+) (1:1), toluene complexes | 434167 | 11984
Aluminate(1-), tetrachloro-, copper(1+) (1:1), benzene complexes | 434159 | 11985
Acetic acid, 2-hydroxy-, reaction products with triethanolamine | 434142 | 11986
Acetic acid, reaction products with formaldehyde and 2-octene | 434134 | 11987
Acetaldehyde, reaction products with formaldehyde, by-products from | 434126 | 11988
Urea, polymer with formaldehyde and 1,3,5-triazine-2,4,6-triamine, methylated | 434118 | 11989
Thiocyanic acid, ammonium salt (1:1), reaction products with acetophenone, formaldehyde, (1R,4aS,10aR)-1,2,3,4,4a,9,10,10a-octahydro-1,4a-dimethyl-7-(1-methylethyl)-1-phenanthrenemethanamine and sulfuric acid | 434100 | 11990
Starch, polymer with 2-propenenitrile, hydrolyzed, sodium salt | 434092 | 11991
2-Propenoic acid, 2-methyl-, polymer with 2-methylpropyl 2-methyl-2-propenoate, propylenimine-terminated, compd. with 2-(diethylamino)ethanol | 434084 | 11992
2-Propenoic acid, 2-methyl-, polymer with 2-methylpropyl 2-methyl-2-propenoate, ethylenimine-terminated, compd. with 2-(diethylamino)ethanol | 434076 | 11993
2-Propenoic acid, 2-methyl-, polymer with methyl 2-methyl-2-propenoate, 1-aziridineethanol-terminated | 434068 | 11994
2-Propenoic acid, 2-methyl-, polymer with ethyl 2-propenoate, methyl 2-methyl-2-propenoate and 2-propenamide, reaction products with formaldehyde, butylated | 434050 | 11995
2-Propenoic acid, 2-methyl-, polymer with ethenylbenzene and 2-propenamide, reaction products with formaldehyde, butylated | 434043 | 11996
2-Propenoic acid, polymer with 2-propenenitrile, reaction products with iodine, potassium iodide and 2-propanol | 434027 | 11997
2-Propenoic acid, polymer with 2-propenal, Cannizzaro reaction products, sodium salts | 434019 | 11998
2-Propenoic acid, 2-methyl-, polymer with ethenylbenzene, ethyl 2-propenoate and 2-propenamide, reaction products with formaldehyde, butylated | 434001 | 11999
2-Propenoic acid, polymer with ethenylbenzene, 2-ethylhexyl 2-propenoate and 2-propenamide, reaction products with formaldehyde, butylated | 433995 | 12000
2-Propenoic acid, polymer with 1,3-butadiene, reaction products with ethylenediamine | 433987 | 12001
2-Propenoic acid, polymer with 1,3-butadiene and 2-propenenitrile, reaction products with ethylenediamine | 433979 | 12002
2-Propenoic acid, ethyl ester, polymer with ethenylbenzene and 2-propenamide, reaction products with formaldehyde, butylated | 433961 | 12003
2-Propenenitrile, polymer with diethenylbenzene and 2-methyl-1,3-butadiene, reaction products with hydroxylamine | 433953 | 12004
2-Propenenitrile, polymer with diethenylbenzene and 2-methyl-1,3-butadiene, reaction products with diethylenetriamine | 433946 | 12005
2-Propenenitrile, polymer with diethenylbenzene and ethenylbenzene, sulfonated, sodium salt | 433938 | 12006
2-Propenenitrile, polymer with diethenylbenzene and ethenylbenzene, sulfonated, lithium salt | 433920 | 12007
2-Propenenitrile, polymer with diethenylbenzene and ethenylbenzene, sulfonated | 433912 | 12008
2-Propenenitrile, polymer with 1,3-butadiene, carboxy-terminated, polymer with bisphenol A, epichlorohydrin and 1,5-naphthalenediol | 433904 | 12009
1-Propene, homopolymer, chlorinated | 433896 | 12010
2-Propenamide, polymer with N-methyl-N-2-propen-1-yl-2-propen-1-amine hydrochloride (1:1), reaction products with glyoxal | 433888 | 12011
2-Propenamide, polymer with N-methyl-N-2-propen-1-yl-2-propen-1-amine acetate (1:1), reaction products with glyoxal | 433870 | 12012
1,3-Propanediol, 2-ethyl-2-(hydroxymethyl)-, polymer with .alpha.-hydro-.omega.-hydroxypoly[oxy(methyl-1,2-ethanediyl)] and 5-isocyanato-1-(isocyanatomethyl)-1,3,3-trimethylcyclohexane, 2-hydroxyethyl acrylate-blocked | 433862 | 12013
Poly[oxy(methyl-1,2-ethanediyl)], .alpha.-hydro-.omega.-hydroxy-, polymer with 1,1'-methylenebis[4-isocyanatocyclohexane], 2-hydroxyethyl acrylate-blocked | 433854 | 12014
Poly(oxy-1,2-ethanediyl), .alpha.-1-naphthalenyl-.omega.-hydroxy-, sulfate, sulfonated | 433847 | 12015
Poly[oxy(methyl-1,2-ethanediyl)], .alpha.-hydro-.omega.-hydroxy-, polymers with hydroxy-terminated polybutadiene and 1,1'-methylenebis[4-isocyanatobenzene] | 433839 | 12016
Poly(oxy-1,2-ethanediyl), .alpha.-hydro-.omega.-hydroxy-, polymer with 1,3-diisocyanatomethylbenzene, propylenimine-terminated | 433821 | 12017
Poly[oxy(methyl-1,2-ethanediyl)], .alpha.-hydro-.omega.-hydroxy-, polymer with 1,3-diisocyanatomethylbenzene, isocyanate-terminated | 433813 | 12018
Amines, N-(C14-18 and C16-18-unsatd. alkyl)trimethylenedi-, ethoxylated | 433805 | 12019
Amines, N-(C8-18 and C18-unsatd. alkyl)trimethylenedi-, ethoxylated | 433797 | 12020
Phosphorodithioic acid, mixed O,O-bis(2-ethylhexyl and iso-Bu) esters, zinc salts | 433789 | 12021
Molybdenum, bis(N,N-dibutylcarbamodithioato-.kappa.S,.kappa.S')di-.mu.-oxodioxodi-, sulfurized | 427146 | 12022
Naphthalene, di-C5-6-alkyl derivs. | 427138 | 12023
Naphthalene, 1,2,3,4-tetrahydro-, C1-4-alkyl derivs. | 427120 | 12024
Naphthalenesulfonic acid, di-C5-6-alkyl derivs. | 427112 | 12025
Naphthalenesulfonic acid, di-C5-6-alkyl derivs., ammonium salts | 427104 | 12026
Neodecanoic acid, rare earth salts | 427096 | 12027
Nickel, dextrin complexes | 427088 | 12028
Nickel, [29H,31H-phthalocyaninato(2-)-.kappa.N29,.kappa.N30,.kappa.N31,.kappa.N32]-, [(3-aminophenyl)amino]sulfonyl sulfo derivs. | 427070 | 12029
Nickel, [29H,31H-phthalocyaninato(2-)-.kappa.N29,.kappa.N30,.kappa.N31,.kappa.N32]-, sulfo [[4-[[2-(sulfooxy)ethyl]sulfonyl]phenyl]amino]sulfonyl derivs. | 427062 | 12030
Nitric acid, rare earth salts | 427054 | 12031
Octadecanamide, N-[2-[(2-hydroxyethyl)amino]ethyl]-, reaction products with urea | 427047 | 12032
Octadecanoic acid, reaction products with triethylenetetramine | 427039 | 12033
Octadecanoic acid, reaction products with 2-[(2-aminoethyl)amino]ethanol and urea | 427021 | 12034
Octadecanoic acid, reaction products with diethylenetriamine | 427013 | 12035
Octadecanoic acid, C12-14-alkyl esters | 427005 | 12036
9-Octadecenoic acid, 12-hydroxy-, 1,2,3-propanetriyl ester, (9Z,9'Z,9''Z,12R,12'R,12''R)-, reaction products with acetic anhydride and 2-methoxyethanol | 426999 | 12037
9-Octadecenoic acid (9Z)-, reaction products with tetraethylenepentamine | 426981 | 12038
9-Octadecenoic acid (9Z)-, reaction products with triethylenetetramine | 426973 | 12039
9-Octadecenoic acid (9Z)-, reaction products with triethylenetetramine, acetates | 426965 | 12040
9-Octadecenoic acid (9Z)-, sulfurized | 426957 | 12041
9-Octadecenoic acid (9Z)-, C12-15-alkyl esters | 426940 | 12042
9-Octadecenoic acid (9Z)-, propyl ester, sulfated, sodium salt | 426932 | 12043
1,6-Octadiene, 7-methyl-3-methylene-, acetylated | 426924 | 12044
Octanoyl chloride, chloro derivs. | 426916 | 12045
2,5-Furandione, dihydro-, mono-C11-13-alkenyl derivs. | 426908 | 12046
D-Glucitol, reaction products with epichlorohydrin | 426890 | 12047
Glycine, N-(carboxymethyl)-N-[2-[(2-hydroxyethyl)amino]ethyl]-, monococo acyl derivs. disodium salts | 426882 | 12048
Glycine, N-methyl-, N-(C12-18-alkylsulfonyl) derivs., sodium salts | 426874 | 12049
Glycine, N-methyl-, N-C10-18-fatty acyl derivs., sodium salts | 426866 | 12050
Glycine, N-methyl-, N-coco acyl derivs. | 426858 | 12051
Glycine, N-methyl-, N-coco acyl derivs., compds. with triethanolamine | 426841 | 12052
Guar gum, carboxymethyl ether, sodium salt, oxidized | 426833 | 12053
Guar gum, depolymd. | 426825 | 12054
Guar gum, hydroxypropyl ether, oxidized | 426817 | 12055
Guar gum, oxidized | 426809 | 12056
Hexadecanoic acid, C12-14-alkyl esters | 426791 | 12057
Hexanedinitrile, hydrogenated, high-boiling fraction | 426783 | 12058
Hexanedioic acid, reaction products with N-[2-[(2-hydroxyethyl)amino]ethyl]octadecanamide and urea, acetate (salt) | 426775 | 12059
Hexanedioic acid, polymer with 1,3-diisocyanatomethylbenzene and 1,2-ethanediol, Me Et ketone oxime-blocked | 426767 | 12060
Hexanedioic acid, polymer with 1,6-hexanediamine and 2-hydroxybenzoic acid, depolymd. | 426759 | 12061
Hexanoic acid, 2-ethyl-, C12-14-alkyl esters | 426742 | 12062
Hydrazinecarboximidamide, 2-[(2-hydroxyphenyl)methylene]-, reaction products with 2-undecanone | 426734 | 12063
Benzene, dimethyl-, chloromethylated | 426726 | 12064
1H-Imidazole, reaction products with ammonium hydroxide and epichlorohydrin | 426718 | 12065
1H-Imidazole, 1,1'-(1,2-ethanediyl)bis[4,5-dihydro-, 2,2'-bis(nortallow alkyl) derivs. | 426700 | 12066
2-Imidazolidinone, 4,5-dihydroxy-1,3-bis(hydroxymethyl)-, methylated | 426692 | 12067
1,3-Isobenzofurandione, oxidized | 426684 | 12068
1,3-Isobenzofurandione, 3a,4,7,7a-tetrahydro-, polymer with 1,2-ethanediol, 2,5-furandione and 4,5,6,7-tetrachloro-1,3-isobenzofurandione, brominated | 426676 | 12069
Lead oxide (PbO), lead-contg. | 426668 | 12070
Lignosulfonic acid, calcium magnesium salt, reaction products with calcium chloride and formaldehyde | 426650 | 12071
Cyclohexane, oxidized, non-volatile residue | 426643 | 12072
Dinaphtho[1,2,3-cd:1',2',3'-lm]perylene-9,18-dione, lauryl derivs. | 426635 | 12073
Anthra[9,1,2-cde]benzo[rst]pentaphene-5,10-dione, lauryl derivs. | 426627 | 12074
Dodecanoic acid, mixed esters with decanoic acid, octanoic acid and trimethylolethane | 426619 | 12075
Ethane, chloro derivs. | 426601 | 12076
1,2-Ethanediamine, N1-(2-aminoethyl)-, reaction products with bisphenol A diglycidyl ether homopolymer | 426593 | 12077
1,2-Ethanediamine, N1-(2-aminoethyl)-, reaction products with glycidyl p-tolyl ether | 426585 | 12078
1,2-Ethanediamine, N1-[2-(4,5-dihydro-1H-imidazol-1-yl)ethyl]-, mononortallow alkyl derivs. | 426577 | 12079
Ethanol, magnesium salt (2:1), reaction products with titanium tetrachloride | 426569 | 12080
Ethanol, 2-[2-(2-butoxyethoxy)ethoxy]-, reaction products with aluminum isopropoxide | 426551 | 12081
Ethanol, 2-chloro-, phosphate (3:1), hydrolyzed | 426544 | 12082
Formaldehyde, reaction products with acetone and ammonia | 426536 | 12083
Formaldehyde, reaction products with 6(or 7)-methyl-1H-benzotriazole and oleylamine | 426528 | 12084
Formaldehyde, reaction products with o-toluidine | 426510 | 12085
Naphthalenesulfonic acids, polymers with formaldehyde and 4,4'-sulfonylbis[phenol] | 426502 | 12086
Formic acid, reaction products with acetophenone, ammonium thiocyanate, ethylene glycol and formaldehyde | 426494 | 12087
Formic acid, reaction products with acetophenone, ethylene glycol, formaldehyde, hydrochloric acid and (1R,4aS,10aR)-1,2,3,4,4a,9,10,10a-octahydro-1,4a-dimethyl-7-(1-methylethyl)-1-phenanthrenemethanamine | 426486 | 12088
2-Furancarboxaldehyde, reaction products with heptanal, hydrogenated | 426478 | 12089
2,5-Furandione, 3-(dodecen-1-yl)dihydro-, reaction products with propylene oxide | 426460 | 12090
1,3-Propanediamine, N-[3-(C12-15-alkyloxy)propyl] derivs., acetates | 419820 | 12091
Propanol, iminobis-, N-tallow alkyl derivs. | 419812 | 12092
Amides, tallow, hydrogenated, N,N'-(iminodi-2,1-ethanediyl)bis- | 419804 | 12093
Amides, from coco fatty acids and triethylenetetramine | 419796 | 12094
Amides, coco, N-(2-hydroxypropyl) | 419788 | 12095
Alkanes, C4-12 | 419770 | 12096
Alcohols, C14-16 | 419762 | 12097
Polyphosphoric acids, ammonium salts | 419754 | 12098
Fatty acids, tall-oil, isooctyl esters | 419747 | 12099
Soybean oil, polymer with boron trifluoride-phenol complex, glycerol, phthalic anhydride, .beta.-pinene and turpentine oil | 419739 | 12100
Linseed oil, polymer with boron trifluoride-phenol complex, formaldehyde, phenol, .beta.-pinene, tung oil and turpentine oil | 419721 | 12101
Fatty acids, tall-oil, polymers with bisphenol A, butadiene, tert-dodecylmercaptan, epichlorohydrin, maleic anhydride and styrene, compd. with triethylamine | 419713 | 12102
Linseed oil, polymer with ethylene glycol, glycerol, pentaerythritol and phthalic anhydride | 419705 | 12103
Soybean oil, polymer with glycerol, maleic anhydride, phthalic anhydride and vinyltoluene | 419697 | 12104
Sunflower oil, polymer with isophthalic acid and pentaerythritol | 419689 | 12105
Fatty acids, linseed-oil, polymers with bisphenol A, Bu acrylate, methacrylic acid and styrene | 419671 | 12106
Fatty acids, soya, polymers with benzoic acid, pentaerythritol, phthalic anhydride and TDI | 419663 | 12107
Rosin, maleated, polymer with pentaerythritol | 419655 | 12108
Rosin, polymer with formaldehyde, methanol and phenol | 419648 | 12109
Resin acids and Rosin acids, manganese salts, polymers with formaldehyde, phenol and soybean oil | 419630 | 12110
Resin acids and Rosin acids, manganese salts, polymers with formaldehyde and soybean oil | 419622 | 12111
Tung oil, polymer with 4-biphenylol, formaldehyde and salicylanilide | 419614 | 12112
Tung oil, polymer with benzoic acid, isophthalic acid, trimellitic anhydride and trimethylolethane | 419606 | 12113
Linseed oil, polymer with trimellitic anhydride and trimethylolpropane | 419598 | 12114
Fatty acids, tall-oil, polymers with ethylene glycol, glycerol, isophthalic acid, pentaerythritol and propylene glycol | 419580 | 12115
Safflower oil, polymer with glycerol, isophthalic acid and trimethylolethane | 419572 | 12116
Fatty acids, dehydrated castor-oil, polymers with bisphenol A, p-tert-butylbenzoic acid, 2-(dimethylamino)ethanol, epichlorohydrin, fumaric acid and styrene | 419564 | 12117
Fatty acids, tall-oil, polymers with ethylene glycol, glycerol, isophthalic acid, pentaerythritol, phthalic anhydride and soybean oil | 419556 | 12118
Fatty acids, tall-oil, polymers with glycerol, lecithins, phthalic anhydride, soybean oil and tung oil | 419549 | 12119
Fatty acids, tall-oil, polymers with ethylene glycol, glycerol, linseed oil, pentaerythritol, phthalic anhydride and soybean oil | 419531 | 12120
Fatty acids, tall-oil, polymers with ethylene glycol, pentaerythritol, phthalic anhydride, soybean oil and tung oil | 419523 | 12121
Castor oil, dehydrated, polymer with glycerol, Me methacrylate, pentaerythritol, phthalic anhydride, soybean oil and styrene | 419515 | 12122
Fatty acids, tall-oil, polymers with ethylene glycol, glycerol, maleic anhydride, phthalic anhydride and soybean oil | 419507 | 12123
Fatty acids, tall-oil, polymers with glycerol, linseed oil, pentaerythritol, phthalic anhydride and TDI | 419499 | 12124
Fatty acids, tall-oil, polymers with linseed oil, maleic anhydride, pentaerythritol, phthalic anhydride, polyethylene glycol mono(nonylphenyl) ether and soybean oil | 419481 | 12125
Fatty acids, tall-oil, polymers with glycerol, pentaerythritol, phthalic anhydride, safflower oil and TDI | 419473 | 12126
Fatty acids, tall-oil, polymers with ethylene glycol, maleic anhydride, phthalic anhydride, rosin and tung oil | 419465 | 12127
Fatty acids, tall-oil, polymers with ethylene glycol, glycerol, pentaerythritol, phthalic anhydride and soybean oil | 419457 | 12128
Fatty acids, tall-oil, polymers with isophthalic acid, linseed oil, pentaerythritol and soybean oil | 419440 | 12129
Rosin, polymer with p-tert-butylphenol, formaldehyde, pentaerythritol, phthalic anhydride and soybean oil | 419432 | 12130
Fatty acids, tall-oil, polymers with adipic acid, pentaerythritol, phthalic anhydride, soybean oil and trimethylolethane | 419424 | 12131
Fatty acids, tall-oil, polymers with ethylene glycol, linseed oil, pentaerythritol and phthalic anhydride | 419416 | 12132
Fatty acids, tall-oil, polymers with glycerol, isophthalic acid, linseed oil and pentaerythritol | 419408 | 12133
Fatty acids, tall-oil, polymers with ethylene glycol, neopentyl glycol, phthalic anhydride, TDI and trimethylolethane | 419390 | 12134
Fatty acids, tall-oil, polymers with linseed oil, pentaerythritol and TDI | 419382 | 12135
Fatty acids, dehydrated castor-oil, polymers with isophthalic acid, Me methacrylate, styrene, tall-oil fatty acids and trimethylolethane | 419374 | 12136
Tung oil, polymer with boron trifluoride-phenol complex, formaldehyde, phenol, .beta.-pinene and turpentine oil | 419366 | 12137
Soybean oil, polymer with chlorendic anhydride, glycerol and maleic anhydride | 419358 | 12138
Fatty acids, tall-oil, polymers with glycerol, menhaden oil and phthalic anhydride | 419341 | 12139
Soybean oil, polymer with p-tert-butylphenol, formaldehyde, glycerol and phthalic anhydride | 419333 | 12140
Safflower oil, polymer with p-tert-butylphenol, formaldehyde, glycerol, phthalic anhydride and soybean oil | 419325 | 12141
Oils, walnut, polymers with pentaerythritol, phthalic anhydride and soybean oil | 419317 | 12142
1,4-Benzenedicarboxylic acid, dimethyl ester, polymer with 1,3-dihydro-1,3-dioxo-5-isobenzofurancarboxylic acid, 1,2-ethanediol, 4,4'-methylenebis[benzenamine], 1,3,5-tris(2-hydroxyethyl)-1,3,5-triazine-2,4,6(1H,3H,5H)-trione and 1,3,5-tris(3-isocyanatomethylphenyl)-1,3,5-triazine-2,4,6(1H,3H,5H)-trione, reaction products with 2-(2-methoxyethoxy)ethanol | 412080 | 12143
Ethanol, 2,2'-(methylimino)bis-, polymer with .alpha.-hydro-.omega.-hydroxypoly[oxy(methyl-1,2-ethanediyl)] ether with 2-ethyl-2-(hydroxymethyl)-1,3-propanediol (3:1) and 1,1'-methylenebis[4-isocyanatocyclohexane], reaction products with di-Me sulfate | 412072 | 12144
Keratins | 411959 | 12145
Phenol, 4,4'-(1-methylethylidene)bis-, polymer with 2-(chloromethyl)oxirane, reaction products with (1R,4aS,10aR)-1,2,3,4,4a,9,10,10a-octahydro-1,4a-dimethyl-7-(1-methylethyl)-1-phenanthrenemethanamine | 433771 | 12146
Phenol, 4,4'-(1-methylethylidene)bis-, polymer with 2-(chloromethyl)oxirane, reaction products with ethylamine | 433763 | 12147
Phenol, 4,4'-(1-methylethylidene)bis-, polymer with 2-(chloromethyl)oxirane, reaction products with hydrogen sulfide | 433755 | 12148
Phenol, polymer with formaldehyde, sulfonated, potassium sodium salt | 433748 | 12149
Phenol, polymer with formaldehyde, sulfomethylated, sodium salt | 433730 | 12150
Phenol, polymer with formaldehyde, sulfomethylated | 433722 | 12151
Oxirane, 2-methyl-, polymer with oxirane, reaction products with 5-isocyanato-1-(isocyanatomethyl)-1,3,3-trimethylcyclohexane and TDI | 433714 | 12152
Oxirane, 2-methyl-, polymer with 1,3-diisocyanatomethylbenzene and oxirane, isocyanate-terminated | 433706 | 12153
9-Octadecenoic acid (9Z)-, 2-mercaptoethyl ester, reaction products with dichlorodimethylstannane, sodium sulfide(Na2S) and trichloromethylstannane | 433698 | 12154
9,12-Octadecadienoic acid (9Z,12Z)-, dimer, compds. with 4,5-dihydro-1H-imidazole-1-ethanol 2-nortall-oil alkyl derivs. | 433680 | 12155
Naphthalenesulfonic acid, isopropylated, sodium salts | 433672 | 12156
Naphthalene, isopropylated | 433664 | 12157
Morpholine, compd. with oxidized polyethylene | 433656 | 12158
4,7-Methano-1H-indene, 3a,4,7,7a-tetrahydro-, polymer with ethenylbenzene, hydrogenated | 433649 | 12159
4,7-Methano-1H-indene, 3a,4,7,7a-tetrahydro-, polymer with ethenylbenzene, ethenylmethylbenzene, 1H-indene and (1-methylethenyl)benzene, hydrogenated | 433631 | 12160
4,7-Methano-1H-indene, 3a,4,7,7a-tetrahydro-, homopolymer, hydrogenated | 433623 | 12161
Isocyanic acid, polymethylenepolyphenylene ester, polymers with hydroxy-terminated polybutadiene | 433615 | 12162
Isocyanic acid, polymethylenepolyphenylene ester, polymers with hydroxy-terminated polybutadiene, polypropylene glycol and TDI | 433607 | 12163
Hexanedioic acid, polymer with 1,2-ethanediol and 1,1'-methylenebis[4-isocyanatobenzene], isocyanate-terminated | 433573 | 12164
Hexanedioic acid, polymer with 1,3-dihydro-1,3-dioxo-5-isobenzofurancarboxylic acid and 2,2'-oxybis[ethanol], reaction products with 2-(dimethylamino)ethanol | 433565 | 12165
Hexane, 1,6-diisocyanato-, polymer with hydroxy-terminated polybutadiene | 433540 | 12166
Heptanoic acid, mixed esters with pentaerythritol and valeric acid | 433532 | 12167
Heptanoic acid, mixed esters with dipentaerythritol and valeric acid | 433524 | 12168
Guanidine, N-cyano-, polymer with formaldehyde, methylated | 433516 | 12169
Urea, polymer with N1-(2-aminoethyl)-1,2-ethanediamine, N-cyanoguanidine and formaldehyde, methylated | 433508 | 12170
.alpha.-D-Glucopyranoside, .beta.-D-fructofuranosyl, polymer with 2-methyloxirane and oxirane, reaction products with diethylenetriamine | 433490 | 12171
.alpha.-D-Glucopyranoside, .beta.-D-fructofuranosyl, polymer with formaldehyde, D-glucitol and 1,3,5-triazine-2,4,6-triamine, 2-phenoxyethylated | 433482 | 12172
2,5-Furandione, reaction products with polybutadiene | 433474 | 12173
2,5-Furandione, polymer with ethene, hydrolyzed | 433458 | 12174
Formic acid, reaction products with acetophenone, allylthiourea, ethylene glycol, formaldehyde and sulfuric acid | 433441 | 12175
Urea, polymer with formaldehyde, sulfonated 2-methylphenol and sulfonated phenol, sodium salt | 433433 | 12176
Formaldehyde, polymer with 1-phenylethanone, hydrogenated | 433425 | 12177
Formaldehyde, polymer with oxybis[propanol] and phenol, methylated | 433417 | 12178
Formaldehyde, polymer with 2-methoxy-4-methylphenol and phenol, furfurylated | 433409 | 12179
Formaldehyde, polymer with 4-dodecylphenol and 1,2-ethanediamine, (dibutylamino)methylated | 433391 | 12180
Formaldehyde, polymer with 2-(chloromethyl)oxirane and 4,4'-(1-methylethylidene)bis[phenol], butylated | 433383 | 12181
Formaldehyde, polymer with 1-butanol aluminum salt (3:1), methylphenol and phenol, isobutylated | 433375 | 12182
Ethenol, homopolymer, reaction products with epichlorohydrin and ethylenimine polymer | 433367 | 12183
Ethenol, homopolymer, oxidized | 433359 | 12184
Ethene, homopolymer, oxidized, potassium salt | 433342 | 12185
Ethene, homopolymer, oxidized, calcium salt | 433334 | 12186
Ethanol, 2-(diethylamino)-, compd. with oxidized polyethylene | 433326 | 12187
1,2-Ethanediamine, polymer with 1,3-diisocyanatomethylbenzene, reaction products with oleylamine | 433318 | 12188
Decanoic acid, mixed esters with octanoic acid and pentaerythritol | 433300 | 12189
Decanoic acid, mixed esters with heptanoic acid, octanoic acid and pentaerythritol | 433292 | 12190
Decanoic acid, mixed esters with dipentaerythritol, octanoic acid and valeric acid | 433284 | 12191
Cuprate(3-), [.mu.-[7-[2-[3,3'-di(hydroxy-.kappa.O)-4'-[2-[2-(hydroxy-.kappa.O)-1-naphthalenyl]diazenyl-.kappa.N1][1,1'-biphenyl]-4-yl]diazenyl-.kappa.N1]-8-(hydroxy-.kappa.O)-1,3,6-naphthalenetrisulfonato(7-)]]di-, lithium salts, compds. with triethanolamine | 433268 | 12192
Cellulose, 2-hydroxyethyl methyl ether, reaction products with glyoxal | 433250 | 12193
2-Butyne-1,4-diol, polymer with 2-(chloromethyl)oxirane, brominated, dehydrochlorinated, methoxylated | 433243 | 12194
2-Butyne-1,4-diol, polymer with 2-(chloromethyl)oxirane, brominated, dehydrochlorinated | 433235 | 12195
2-Butenedioic acid (2E)-, polymer with 2,2-dimethyl-1,3-propanediol and 3a,4,7,7a-tetrahydro-1,3-isobenzofurandione, brominated | 433227 | 12196
1,4-Butanediol, polymer with .alpha.-hydro-.omega.-hydroxypoly(oxy-1,4-butanediyl) and 1,1'-methylenebis[4-isocyanatobenzene], Me Et ketone oxime-blocked | 433219 | 12197
1,3-Butadiene, 2-methyl-, homopolymer, chlorinated | 433201 | 12198
1,3-Butadiene, 2,3-dichloro-, homopolymer, brominated | 433193 | 12199
1,3-Butadiene, 2-chloro-, homopolymer, chlorinated | 433185 | 12200
1,3-Butadiene, homopolymer, silanetetrayl-branched | 433177 | 12201
.beta.-Alanine, N-(2-aminoethyl)-N-[2-(2-carboxyethoxy)ethyl]-, N-coco acyl derivs., disodium salts | 426452 | 12202
.beta.-Alanine, N-[2-[[2-(2-carboxyethoxy)ethyl]amino]ethyl]-, monococo acyl derivs., disodium salts | 426445 | 12203
Aluminum, triethyl-, reaction products with Et alc. magnesium salt and titanium tetrachloride | 426437 | 12204
Aluminum, tri-.mu.-oxotris(2-propanolato)tri-, cyclo, reaction products with benzoic acid and stearic acid | 426429 | 12205
Aluminum, tris(1-methylethenyl)-, reaction products with Et alc. magnesium salt and titanium tetrachloride | 426411 | 12206
Aluminum, tris(1-methylethenyl)-, reaction products with titanium tetrachloride | 426403 | 12207
Aluminum, tris(2-methylpropyl)-, reaction products with Et alc. magnesium salt and titanium tetrachloride | 426395 | 12208
Antimony, citric acid complexes | 426387 | 12209
Benzenamine, dodecyl-, branched | 426379 | 12210
Benzenamine, 4,4'-methylenebis-, 3-butoxy-2-hydroxypropyl derivs. | 426361 | 12211
Benzenamine, N-phenyl-, reaction products with 2,4,4-trimethylpentene | 426353 | 12212
Benzene, chloro derivs. | 426346 | 12213
Benzene, butyl-, branched and linear | 426338 | 12214
Benzene, diethyl-, reaction products with ethylvinylbenzene and iron oxide | 426320 | 12215
Benzene, diethyl-, reaction products with iron oxide | 426312 | 12216
Benzene, 1,3-diisocyanatomethyl-, reaction products with 1,6-diisocyanatohexane | 426304 | 12217
Benzene, 1,2-dimethyl-, reaction products with styrene | 426296 | 12218
Benzene, 1,4-dimethyl-, oxidized | 426288 | 12219
Benzene, 2-methoxy-1-(pentyloxy)-4-(1-propen-1-yl)-, branched | 426270 | 12220
Benzene, (1-methylethyl)-, oxidized, sulfurized by-products | 426262 | 12221
1,4-Benzenediamine, reaction products with sodium sulfide (Na2(Sx)) | 426254 | 12222
1,3-Benzenediol, reaction products with 4-chloro-2,6-dimethylphenol | 426247 | 12223
1,3-Benzenediol, reaction products with diethylenetriamine | 426239 | 12224
1,3-Benzenediol, 2-nitro-, lead salt, basic | 426221 | 12225
Benzenesulfonic acid, dodecyl-, branched | 426213 | 12226
Benzenesulfonic acid, C10-13-alkyl derivs., compds. with triethanolamine | 426205 | 12227
Benzenesulfonic acid, 2-[(4-aminophenyl)amino]-5-nitro-, reaction products with 2-methyl-2,5-cyclohexadiene-1,4-dione, oxidized | 426189 | 12228
Benzenesulfonic acid, 4-methyl-, reaction products with phenol and sulfuric acid, sodium salts | 426171 | 12229
Benzoic acid, C12-15-alkyl esters | 426163 | 12230
Bicyclo[2.2.1]heptan-2-one, 1,7,7-trimethyl-, reaction products with aluminum chloride, sodium bromide and titanium trichloride | 426155 | 12231
Bisbenzimidazobenzo[lmn][3,8]phenanthrolinedione, dichloro-, sulfothio derivs., sodium salts | 426148 | 12232
1,2-Propanediol, reaction products with boron sodium oxide (B4Na2O7) | 426130 | 12233
Phosphoric acid, reaction products with aluminum hydroxide and boric acid (H3BO3) | 426122 | 12234
1,2-Propanediol, reaction products with boron sodium oxide (B5NaO8) | 426114 | 12235
Butanal, reaction products with aniline | 426106 | 12236
Butanal, reaction products with butylamine | 426098 | 12237
Butanoic acid, 3-oxo-, reaction products with bromo-3-nonanone | 426080 | 12238
2-Butyne-1,4-diol, ethers with bis(2-chloroethyl) ether, sulfonated | 426072 | 12239
2-Butyne-1,4-diol, ethers with epichlorohydrin, hydrolyzed | 426064 | 12240
Calcium, acetate octanoate stearate complexes | 426056 | 12241
Calcium hydroxide (Ca(OH)2), reaction products with magnesium hydroxide and silicic acid (H4SiO4) zirconium salt (1:1) | 426049 | 12242
Calcium hydroxide (Ca(OH)2), reaction products with iron oxide (Fe2O3) and magnesium hydroxide | 426031 | 12243
Calcium hydroxide (Ca(OH)2), reaction products with iron oxide (Fe2O3), magnesium hydroxide and silica | 426023 | 12244
Carob gum, carboxymethyl ether, sodium salt, oxidized | 426015 | 12245
Cellulose, reaction products with phosphoric acid and urea, sodium salts | 426007 | 12246
Chromium, 1-[(5-chloro-2-hydroxy-4-nitrophenyl)azo]-2-naphthalenol 1-[(2-hydroxy-5-nitrophenyl)azo]-2-naphthalenol complexes | 425991 | 12247
Cobalt, dextrin complexes | 425983 | 12248
Copper, .beta.-resorcylate salicylate lead complexes | 425975 | 12249
Copper, [29H,31H-phthalocyaninato(2-)-.kappa.N29,.kappa.N30,.kappa.N31,.kappa.N32]-, (1,3-dihydro-1,3-dioxo-2H-isoindol-2-yl)methyl derivs. | 425967 | 12250
Copper, [29H,31H-phthalocyaninato(2-)-.kappa.N29,.kappa.N30,.kappa.N31,.kappa.N32]-, (dimethylamino)methyl derivs. | 425959 | 12251
Copper, [29H,31H-phthalocyaninato(2-)-.kappa.N29,.kappa.N30,.kappa.N31,.kappa.N32]-, [[3-(dimethylamino)propyl]amino]sulfonyl derivs. | 425942 | 12252
Copper, [29H,31H-phthalocyaninato(2-)-.kappa.N29,.kappa.N30,.kappa.N31,.kappa.N32]-, (sulfothio) derivs., sodium salts | 425934 | 12253
Ethanol, 2-amino-, reaction products with copper sulfide (CuS) and sulfur | 425926 | 12254
Boric acid (H3BO3), reaction products with propylene glycol | 425918 | 12255
Alkenes, C>8 | 425900 | 12256
Alkenes, polymd., chlorinated | 425892 | 12257
Distillates (petroleum), hydrotreated heavy naphtha, deisohexanizer overheads | 425884 | 12258
Distillates (petroleum), light distillate hydrotreating process, low-boiling | 425876 | 12259
Distillates (petroleum), hydrotreated middle, intermediate boiling | 425868 | 12260
Fats and Glyceridic oils, menhaden, polymers with ethylene glycol, pentaerythritol, phthalic anhydride and soybean oil | 419309 | 12261
Phenol, mixed di-Me and mono-Me derivs., isobutenylated, distn. residues | 419291 | 12262
Linseed oil, polymer with p-tert-butylphenol, formaldehyde, glycerol, phthalic anhydride and rosin | 419283 | 12263
Distillates (petroleum), oxidized heavy thermal cracked | 419275 | 12264
Residues (petroleum), light naphtha solvent extracts | 419267 | 12265
Distillates (petroleum), hydrodesulfurized heavy catalytic cracked | 419259 | 12266
Distillates (petroleum), hydrodesulfurized intermediate catalytic cracked | 419242 | 12267
Clarified oils (petroleum), hydrodesulfurized catalytic cracked | 419234 | 12268
Distillates (petroleum), hydrodesulfurized light catalytic cracked | 419226 | 12269
Hydrocarbon waxes (petroleum), oxidized, compds. with triethanolamine | 419218 | 12270
Naphtha (petroleum), heavy coker | 419200 | 12271
Residues (petroleum), atmospheric | 419192 | 12272
Residues, butadiene recovery solvent regeneration | 419184 | 12273
Hexanedioic acid, mixed 2-butoxyethyl and 2-ethylhexyl esters | 418871 | 12274
Aziridine, homopolymer, propoxylated, benzyl chloride-quaternized | 418863 | 12275
Formaldehyde, polymer with 4-(1,1-dimethylethyl)phenol and phenol, methylated | 418855 | 12276
Butanedioic acid, 2-sulfo-, 1,4-bis(mixed cetyl and stearyl) esters, sodium salts | 418848 | 12277
Poly(oxy-1,2-ethanediyl), .alpha.-hydro-.omega.-hydroxy-, mixed monodecyl and monohexyl ethers, phosphates | 418830 | 12278
Poly(oxy-1,2-ethanediyl), .alpha.-hydro-.omega.-hydroxy-, mixed monodecyl and monolauryl ethers, phosphates | 418822 | 12279
Linseed oil, polymer with pentaerythritol, safflower oil and TDI | 418814 | 12280
Rosin, polymer with isophthalic acid, soybean oil, terephthalic acid and trimethylolpropane | 418806 | 12281
Cadmium zinc sulfide ((Cd,Zn)S), copper and lead-doped | 418798 | 12282
1,3-Butadiene, homopolymer, propoxylated | 433169 | 12283
1,3-Butadiene, homopolymer, oxidized | 433151 | 12284
1,3-Butadiene, homopolymer, oligomeric | 433144 | 12285
1,3-Butadiene, homopolymer, ethoxylated | 433136 | 12286
Methanamine, N-methyl-, reaction products with hydrolyzed epoxidized polybutadiene | 433128 | 12287
1,3-Butadiene, homopolymer, epoxidized, cyclized | 433110 | 12288
1,3-Butadiene, homopolymer, carboxy-terminated | 433102 | 12289
1,3-Butadiene, homopolymer, brominated chlorinated | 433094 | 12290
1,3-Butadiene, homopolymer, brominated | 433086 | 12291
Boric acid (H3B3O6), trimethyl ester, reaction products with bisphenol A-epichlorohydrin polymer diglycidyl ether | 433078 | 12292
Boric acid, reaction products with ethylene glycol and polyethylene glycol mono-Me ether | 433060 | 12293
Bismuth, [.mu.-[carbonato(2-)-.kappa.O:.kappa.O']]dioxodi-, reaction products with acetylene, copper acetylide (Cu(C2)) and formaldehyde | 433052 | 12294
1,3-Benzenedicarboxylic acid, polymer with 2,2-dimethyl-1,3-propanediol, hexanedioic acid and 1,1'-methylenebis[4-isocyanatocyclohexane], reaction products with 3-(trimethoxysilyl)-1-propanamine | 433045 | 12295
1,3-Benzenedicarboxylic acid, polymer with 1,3-diisocyanatomethylbenzene, hexanedioic acid and 1,6-hexanediol, isocyanate-terminated | 433037 | 12296
Benzenediazonium, 4-(phenylamino)-, sulfate (1:1), polymer with formaldehyde, cadmium chloride complexes | 433029 | 12297
Benzene, ethenylmethyl-, polymer with (1-methylethenyl)benzene, hydrogenated | 433011 | 12298
Benzene, ethenyl-, polymer with (1-methylethenyl)benzene, hydrogenated | 433003 | 12299
Benzene, ethenyl-, polymer with 2-methyl-1,3-butadiene, epoxidized | 432997 | 12300
Benzene, ethenyl-, homopolymer, hydrogenated | 432989 | 12301
Benzene, 1,3-diisocyanatomethyl-, homopolymer, triethoxy(3-isocyanatopropyl)silane-terminated | 432971 | 12302
Benzene, diethenyl-, polymer with ethenylbenzene, sulfonated, sodium salts | 432963 | 12303
Benzene, diethenyl-, polymer with ethenylbenzene, sulfonated, calcium salts | 432955 | 12304
Benzene, diethenyl-, polymer with ethenylbenzene, dichlorophosphinated | 432948 | 12305
Benzene, diethenyl-, polymer with ethenylbenzene, chloromethylated, trimethylamine-quaternized | 432930 | 12306
Methanamine, N-methyl-, reaction products with chloromethylated divinylbenzene-styrene polymer | 432922 | 12307
Benzene, diethenyl-, polymer with ethenylbenzene, chloromethylated, 2-(dimethylamino)ethanol-quaternized | 432914 | 12308
Benzene, (chloromethyl)ethenyl-, polymer with diethenylbenzene, reaction products with dimethylamine | 432906 | 12309
Aziridine, homopolymer, reaction products with 1-isocyanatooctadecane | 432898 | 12310
Aziridine, homopolymer, reaction products with (chloromethyl)dodecylbenzene | 432880 | 12311
Amylodextrin, reaction products with formaldehyde-urea polymer and starch | 432872 | 12312
Acetic acid, mercapto-, isooctyl ester, reaction products with dichlorodimethylstannane, sodium sulfide (Na2S) and trichloromethylstannane | 432864 | 12313
Acetic acid, reaction products with acetophenone, ammonium thiocyanate, ethylene glycol, formaldehyde and sulfuric acid | 432856 | 12314
Acetic acid ethenyl ester, polymer with ethenylbenzene, N-methyl-N-2-propen-1-yl-2-propen-1-amine acetate (1:1) and 2-propenamide, reaction products with glyoxal | 432849 | 12315
Ethene, homopolymer, oxidized | 432831 | 12316
1,3-Butadiene, 2-methyl-, polymer with 2-methyl-1-propene, brominated | 432823 | 12317
1,3-Butadiene, 2-methyl-, homopolymer, of cis-1,4-configuration, cyclized | 432815 | 12318
1,3-Butadiene, homopolymer, cyclized | 432807 | 12319
Benzene, 1,3-diisocyanatomethyl-, homopolymer, 2-ethylhexanol-blocked | 432799 | 12320
Silicic acid, sodium salt, polymer with 2-propenenitrile, hydrolyzed | 432781 | 12321
Hydrocarbon waxes (petroleum), clay-treated microcryst., contg. polyethylene, oxidized | 432773 | 12322
Vinyl acetal polymers, butyrals, sulfonated, sodium salt | 432765 | 12323
Spinels, aluminum zinc zirconium | 432757 | 12324
Soybean oil, polymer with glycerol, phthalic anhydride and polyethylene-polypropylene glycol ether with glycerol (3:1) | 432740 | 12325
Fatty acids, tall-oil, polymers with boron trifluoride-phenol complex, p-tert-butylphenol, ethylene glycol, formaldehyde, linseed oil, pentaerythritol, phenol, phthalic anhydride, .beta.-pinene, rosin, tung oil and turpentine oil | 432732 | 12326
Steroids, hydroxy, ethoxylated | 432724 | 12327
Tallow, reaction products with diethanolamine and phthalic anhydride | 432716 | 12328
Tallow, hydrogenated, esters with diethylene glycol | 432708 | 12329
Tall oil, compds. with morpholine | 432690 | 12330
Sulfonic acids, petroleum, aluminum salts | 432682 | 12331
Soybean oil, polymer with adipic acid, neopentyl glycol, trimellitic anhydride and tung oil | 432674 | 12332
Soybean oil, ether with polyethylene glycol mono(4-nonylphenyl) ether | 432666 | 12333
Soybean oil, epoxidized, reaction products with diethylenetriamine, ethoxylated sorbitol and 2,2,4-trimethylpentanediol, dodecylbenzenesulfonates (salts) | 432658 | 12334
Soybean oil, epoxidized, reaction products with diethylenetriamine, ethoxylated sorbitol and 2,2,4-trimethylpentanediol | 432641 | 12335
Silsesquioxanes, vinyl, methoxy-terminated | 432633 | 12336
Siloxanes and Silicones, Me vinyl, hydrolysis products with tetraethyl silicate | 432625 | 12337
Siloxanes and Silicones, Me octyl | 432617 | 12338
Siloxanes and Silicones, Me hydrogen, reaction products with 3-chloro-1-propene, 1-decene and 4,4'-methylenebis[2,6-bis(1,1-dimethylethyl)phenol] | 432609 | 12339
Siloxanes and Silicones, di-Me, rearrangement products with N,N,N-trimethylmethanaminium hydroxide | 432591 | 12340
Siloxanes and Silicones, di-Me, rearrangement products with potassium hydroxide | 432583 | 12341
Hydrocarbon oils, polymers with linseed oil and petroleum resins | 425850 | 12342
Hydrocarbon waxes (petroleum), polymd., oxidized, sulfonated | 425843 | 12343
Linseed oil, polymer with petroleum resins | 425835 | 12344
Sulfonic acids, petroleum, iron salts | 425827 | 12345
Tung oil, polymer with p-tert-butylphenol, dicyclopentadiene and formaldehyde | 425819 | 12346
Tung oil, polymer with benzoic acid, phthalic anhydride, trimellitic anhydride and trimethylolethane | 425801 | 12347
Tung oil, polymer with benzoic acid, 2-(dimethylamino)ethanol, pentaerythritol, phthalic anhydride and trimethylolethane | 425793 | 12348
Safflower oil, polymer with adipic acid and ethylenediamine | 425785 | 12349
Schiff bases, benzylidene C14-24-alkyl | 425777 | 12350
Soybean oil, polymer with bisphenol A, p-tert-butylphenol, formaldehyde, isophthalic acid and trimethylolethane | 425769 | 12351
Soybean oil, polymer with p-tert-butylbenzoic acid, glycerol and isophthalic acid | 425751 | 12352
Sunflower oil, polymer with ethylene glycol, glycerol and phthalic anhydride | 425744 | 12353
Sulfite liquors and Cooking liquors, spent, alkali-sulfur dioxide-treated, manganese salts | 425736 | 12354
Soybean oil, polymer with isophthalic acid, maleic anhydride, pentaerythritol, phthalic anhydride and tung oil | 425728 | 12355
Soybean oil, polymer with glycerol, TDI and tung oil | 425710 | 12356
Soybean oil, polymer with glycerol, phthalic anhydride and sorbitol | 425702 | 12357
Soybean oil, polymer with glycerol, isophthalic acid and trimethylolethane | 425694 | 12358
Soybean oil, polymer with formaldehyde and phenol | 425686 | 12359
Rosin, polymer with ethylene glycol, glycerol, phthalic anhydride and tall oil | 425678 | 12360
Rosin, polymer with p-tert-butylphenol, formaldehyde, maleic anhydride, pentaerythritol and tung oil | 425660 | 12361
Resin acids and Rosin acids, compds. with diethanolamine | 425652 | 12362
Resins, fossil | 425645 | 12363
Residues (coal), solvent-refining (SRC) filtration | 425637 | 12364
Raffinates (petroleum), catalytic reformer ethylene glycol-water countercurrent exts. | 425629 | 12365
Quaternary ammonium compounds, benzylbis(hydroxyethyl)rosin alkyl, chlorides | 425611 | 12366
Poly(oxy-1,2-ethanediyl), .alpha.-[2-[bis(2-aminoethyl)methylammonio]ethyl]-.omega.-hydroxy-, N,N'-ditallow acyl derivs., Me sulfates (salts) | 425603 | 12367
Quaternary ammonium compounds, (hydroxyethyl)methyltallow alkyl(3-tallow amidopropyl), ethoxylated, Me sulfates (salts) | 425595 | 12368
Fats and Glyceridic oils, menhaden, polymers with glycerol and phthalic anhydride | 425579 | 12369
Natural gas, dried | 425561 | 12370
Naphthenic acids, ethoxylated | 425553 | 12371
Naphthenic acids, compds. with triethanolamine | 425546 | 12372
Naphtha (petroleum), light steam-cracked, light thermal treated stripped, polymers | 425538 | 12373
Meat, pate | 425520 | 12374
Linseed oil, polymer with oxidized linseed oil, calcium salt | 425512 | 12375
Linseed oil, polymer with isophthalic acid, pentaerythritol, phthalic acid and trimethylolethane | 425504 | 12376
Linseed oil, polymer with isophthalic acid, pentaerythritol, phthalic acid, TDI and trimethylolethane | 425496 | 12377
Linseed oil, polymer with glycerol, isophthalic acid and soybean oil | 425488 | 12378
Linseed oil, polymer with glycerol and TDI | 425470 | 12379
Linseed oil, polymer with fumaric acid, pentaerythritol and phthalic anhydride | 425462 | 12380
Linseed oil, polymer with fumaric acid, isophthalic acid, menhaden oil, pentaerythritol, rosin and trimethylolethane | 425454 | 12381
Linseed oil, polymer with formaldehyde, maleic anhydride, pentaerythritol, phenol and rosin | 425447 | 12382
Linseed oil, polymer with bisphenol A, p-tert-butylphenol, 4-(1,1-dimethylpropyl)phenol, formaldehyde and tung oil | 425439 | 12383
Linseed oil, polymer with benzoic acid, pentaerythritol, triethylamine, trimellitic anhydride and tung oil | 425421 | 12384
Gelatins, reaction products with glutaraldehyde | 425413 | 12385
Gelatins, hydrolyzates | 425405 | 12386
Fatty acids, vegetable-oil, polymers with maleic anhydride, pentaerythritol and safflower oil | 425397 | 12387
Fatty acids, vegetable-oil, polymers with isophthalic acid, linseed oil, phthalic anhydride and trimethylolethane | 425389 | 12388
Fatty acids, vegetable-oil, polymers with isophthalic acid, linseed oil, pentaerythritol, phthalic anhydride, polymd. linseed oil and trimethylolpropane | 425371 | 12389
Siloxanes and Silicones, di-Me, polymers with Me tetrachlorophenyl silsesquioxanes | 432575 | 12390
Siloxanes and Silicones, di-Me, polymers with Me silsesquioxanes, reaction products with boron oxide (B2O3) | 432567 | 12391
Siloxanes and Silicones, di-Me, polymers with Me silsesquioxanes, methoxy-terminated | 432559 | 12392
Siloxanes and Silicones, di-Me, polymers with Me silsesquioxanes, hydrolysis products with tetraethyl silicate | 432542 | 12393
Siloxanes and Silicones, di-Me, polymers with Me silsesquioxanes, 3-cyanopropyl group-terminated | 432534 | 12394
Siloxanes and Silicones, di-Me, polymers with Me Ph silsesquioxanes | 432526 | 12395
Siloxanes and Silicones, di-Me, polymers with heptyl Me silsesquioxanes, methoxy-terminated | 432518 | 12396
Siloxanes and Silicones, di-Me, polymers with bisphenol A, carbonic acid and 4,4'-(1-methylethylidene)bis[2,6-dibromophenol] | 432500 | 12397
Siloxanes and Silicones, di-Me, polymers with bisphenol A and carbonic acid | 432492 | 12398
Siloxanes and Silicones, di-Me, polymers with bisphenol A | 432484 | 12399
Siloxanes and Silicones, di-Me, monohydroxy-terminated, dihydrogen phosphates | 432476 | 12400
Siloxanes and Silicones, di-Me, [(methylsilylidyne)tris(oxy)]tris-, (2-carboxyethyl)-terminated, esters with polyethylene-polypropylene glycol mono-Bu ether | 432468 | 12401
Siloxanes and Silicones, di-Me, Me Ph, hydroxy-terminated, potassium salts | 432450 | 12402
Siloxanes and Silicones, di-Me, Me Ph, hydroxy-terminated | 432443 | 12403
Siloxanes and Silicones, di-Me, Me 3-(2-oxiranylmethoxy)propyl | 432435 | 12404
Siloxanes and Silicones, di-Me, hydroxy-terminated, reaction products with chlorotrimethylsilane, hydrochloric acid, iso-Pr alc. and sodium silicate | 432427 | 12405
Siloxanes and Silicones, di-Me, hydroxy-terminated, reaction products with chlorotrimethylsilane, di-Me siloxane-Me silsesquioxane polymer, hydrochloric acid, iso-Pr alc., sodium silicate, tetra-Bu titanate and tetrakis(2-ethylhexyl) titanate | 432419 | 12406
Siloxanes and Silicones, di-Me, hydroxy-terminated, reaction products with chlorotrimethylsilane, di-Me siloxane-Me silsesquioxane polymers, hydrochloric acid, iso-Pr alc., sodium silicate and tetraiso-Pr titanate | 432401 | 12407
Siloxanes and Silicones, di-Me, hydroxy-terminated, ion(2-), bis(tetrabutylphosphonium) | 432393 | 12408
Siloxanes and Silicones, di-Me, 3-hydroxypropyl Me, ethers with polypropylene glycol mono-Bu ether | 432385 | 12409
Siloxanes and Silicones, di-Me, di-Ph, polymers with Ph silsesquioxanes, methoxy-terminated | 432377 | 12410
Siloxanes and Silicones, di-Me, di-Ph, hydroxy-terminated, reaction products with chlorotrimethylsilane, hydrochloric acid, iso-Pr alc., sodium silicate and [(ethenyldimethylsilyl)oxy]-terminated di-Me, di-Ph siloxanes | 432369 | 12411
Siloxanes and Silicones, di-Me, di-Ph, hydroxy-terminated, reaction products with chlorotrimethylsilane, hydrochloric acid, iso-Pr alc. and sodium silicate | 432351 | 12412
Siloxanes and Silicones, di-Me, [[bis(acetyloxy)methylsilyl]oxy]-terminated | 432344 | 12413
Siloxanes and Silicones, di-Me, acetate-terminated | 432336 | 12414
Siloxanes and Silicones, 4-aminobutyl Me, di-Me | 432328 | 12415
Rosin, polymer with formaldehyde, magnesium salts | 432310 | 12416
Resin acids and Rosin acids, magnesium salts | 432302 | 12417
Rape oil, reaction products with diethylenetriamine, compds. with di-Et sulfate | 432294 | 12418
Quaternary ammonium compounds, trimethylsoya alkyl, Me sulfates | 432286 | 12419
Quaternary ammonium compounds, (2-hydroxypropyl)dimethylsoya alkyl, chlorides | 432278 | 12420
Polyphosphoric acids, esters with epoxidized soybean oil ether with ethoxylated sorbitol and 2,2,4-trimethylpentanediol, sodium salts | 432260 | 12421
Pitch, pine tar, calcium salt | 432252 | 12422
Peanut oil, ethoxylated | 432245 | 12423
Fats and Glyceridic oils, vegetable, maleated | 432237 | 12424
Sperm oil, polymd., oxidized | 432229 | 12425
Fatty acids, sperm-oil, Me esters | 432211 | 12426
Oils, pine, acetylated | 432203 | 12427
Lard, oil, mixed with vegetable oil deodorizer distillates, sulfated, sodium salts | 432195 | 12428
Lard, oil, mixed with sperm oil, sulfated, sodium salts | 432187 | 12429
Fats and Glyceridic oils, menhaden, polymd., oxidized | 432179 | 12430
Lard, oil, polymer with oleic acid and sulfur chloride | 432161 | 12431
Lard, oil, Me esters, sulfurized | 432153 | 12432
Lard, oil, chlorinated | 432146 | 12433
Butanoic acid, esters with guaiacwood-oil alcs. | 432138 | 12434
Glycerides, soya mono-, di- and tri-, polymers with allyl alc., pentaerythritol and styrene | 432120 | 12435
Glycerides, mixed soya and tung-oil mono-, di- and tri- | 432112 | 12436
Glycerides, linseed-oil mono-, di- and tri- | 432104 | 12437
Fatty acids, tallow, zinc salts | 432096 | 12438
Fatty acids, tallow, reaction products with isopropanolamine | 432088 | 12439
Fatty acids, tallow, reaction products with diethanolamine | 432070 | 12440
Fatty acids, tallow, Me esters, sulfonated, sodium salts | 432062 | 12441
Fatty acids, tallow, Me esters, chlorinated | 432054 | 12442
Fatty acids, tallow, esters with pentaerythritol | 432047 | 12443
Fatty acids, tall-oil, sulfurized | 432039 | 12444
Fatty acids, tall-oil, reaction products with isopropanolamine | 432021 | 12445
Fatty acids, tall-oil, reaction products with ethanolamine | 432013 | 12446
Fatty acids, tall-oil, 2-mercaptoethyl esters | 432005 | 12447
Fatty acids, tall-oil, 2,2-bis(hydroxymethyl)-1,3-propanediyl esters, polymers with adipic acid, butanediol, 3-hydroxy-2-(hydroxymethyl)-2-methylpropanoic acid, 1,1'-methylenebis[4-isocyanatocyclohexane] and neopentyl glycol, compds. with 2-(dimethylamino)ethanol and ethylenediamine | 431999 | 12448
Fatty acids, soya, compds. with diethanolamine | 431981 | 12449
Fatty acids, sesame-oil, sodium salts | 431973 | 12450
Fatty acids, safflower-oil, sodium salts | 431965 | 12451
Fatty acids, rape-oil, zinc salts | 431957 | 12452
Fatty acids, rape-oil, sodium salts | 431940 | 12453
Fatty acids, rape-oil, calcium salts | 431932 | 12454
Fatty acids, palm-oil | 431924 | 12455
Fatty acids, palm kernel-oil, sulfonated, sodium salts | 431916 | 12456
Fatty acids, palm kernel-oil, Me esters, sulfonated, sodium salts | 431908 | 12457
Fatty acids, Crambe-oil, sodium salts | 431890 | 12458
Fatty acids, mustard-oil, sodium salts | 431882 | 12459
Fatty acids, vegetable-oil, polymers with glycerol, maleic anhydride, phthalic anhydride, styrene and vinyltoluene | 425363 | 12460
Fatty acids, vegetable-oil, polymers with benzoic acid, maleic anhydride, phthalic anhydride and trimethylolpropane | 425355 | 12461
Fatty acids, tallow, polymers with menhaden oil, pentaerythritol and phthalic anhydride | 425348 | 12462
Fatty acids, tallow, hydrogenated, ethoxylated propoxylated | 425330 | 12463
Fatty acids, tall-oil, polymers with isophthalic acid, pentaerythritol and tall oil | 425322 | 12464
Fatty acids, tall-oil, polymers with isophthalic acid, neopentyl glycol, pentaerythritol, soybean oil, triethylamine and trimellitic anhydride | 425314 | 12465
Fatty acids, tall-oil, polymers with isophthalic acid, neopentyl glycol, pentaerythritol, soybean oil and trimethylolpropane | 425306 | 12466
Fatty acids, tall-oil, polymers with isophthalic acid, neopentyl glycol, pentaerythritol, soybean oil and trimellitic anhydride | 425298 | 12467
Fatty acids, tall-oil, polymers with ethylene glycol, formaldehyde, linseed oil, pentaerythritol, phenol, phthalic anhydride and rosin | 425280 | 12468
Fatty acids, tall-oil, polymers with diethylenetriamine, linoleic acid dimer, triethylenetetramine and 2,4,6-tris[(dimethylamino)methyl]phenol | 425272 | 12469
Fatty acids, tall-oil, polymers with diethylene glycol, isophthalic acid, soybean oil, trimellitic anhydride and trimethylolpropane | 425264 | 12470
Fatty acids, tall-oil, polymers with boron trifluoride-phenol complex, formaldehyde, glycerol, linseed oil, phenol, phthalic anhydride, .beta.-pinene and turpentine | 425256 | 12471
Fatty acids, tall-oil, polymers with bisphenol A, p-tert-butylphenol, formaldehyde, pentaerythritol and 4,5,6,7-tetrabromo-1,3-isobenzofurandione | 425249 | 12472
Fatty acids, tall-oil, polymers with benzoic acid, isophthalic acid, trimellitic anhydride and trimethylolpropane | 425231 | 12473
Fatty acids, tall-oil, dimers, polymers with adipic acid, phthalic anhydride and trimethylolpropane | 425223 | 12474
Zinc, oxo tall-oil fatty acid aluminum complexes | 425215 | 12475
Fatty acids, dehydrated castor-oil, polymers with bisphenol A, epichlorohydrin and vegetable-oil fatty acids | 425207 | 12476
Fatty acids, dehydrated castor-oil, polymers with bisphenol A, epichlorohydrin, maleic anhydride and vegetable-oil fatty acids | 425199 | 12477
Fatty acids, C18-unsatd., dimers, reaction products with polyethylenepolyamines | 425181 | 12478
Fatty acids, C18-unsatd., dimers, reaction products with diethylenetriamine | 425173 | 12479
Fatty acids, C18-unsatd., dimers, polymers with ethylenediamine and lauric acid | 425165 | 12480
Fatty acids, C18-unsatd., dimers, polymers with adipic acid, phthalic anhydride and trimethylolpropane | 425157 | 12481
Fatty acids, C18-unsatd., dimers, monoesters with polyethylene glycol hydrogen phthalate, esters with castor oil | 425140 | 12482
Fatty acids, C18-unsatd., dimers, compds. with tall-oil fatty acids and N-tallow alkyltrimethylenediamines | 425132 | 12483
Fatty acids, C18-unsatd., dimers, compds. with ethoxylated diethylenetriamine-formaldehyde-p-nonylphenol polymer and tall-oil fatty acids | 425124 | 12484
Distillates (petroleum), steam-cracked, polymers with light steam-cracked petroleum naphtha | 425116 | 12485
Distillates (petroleum), steam-cracked, C5-10 fraction, polymers with light steam-cracked petroleum naphtha C5 fraction | 425108 | 12486
Distillates (petroleum), steam-cracked, C5-12 fraction, polymd. | 425090 | 12487
Distillates (petroleum), steam-cracked, C5-10 fraction, high-temp. stripping products with light steam-cracked petroleum naphtha C5 fraction polymers | 425082 | 12488
Distillates (petroleum), steam-cracked, C5-18 cracked fraction, polymd. | 425074 | 12489
Distillates (coal), solvent-refining (SRC), wash | 425066 | 12490
Distillates (petroleum), straight-run light | 425058 | 12491
Distillates (petroleum), hydrotreated heavy naphthenic, reaction products with tallow, calcium salts | 425041 | 12492
Distillates (petroleum), hydrotreated heavy naphthenic, reaction products with stearic acid and tallow, sodium salts | 425033 | 12493
Distillates (petroleum), hydrotreated heavy naphthenic, reaction products with benzoic acid, docosanoic acid, hydrotreated petroleum residual oils and vacuum petroleum residues, aluminum salts | 425025 | 12494
Distillates (petroleum), heavy naphthenic, polymers with steam-cracked petroleum distillates C5-12 fraction | 425017 | 12495
Distillates (petroleum), crude oil | 425009 | 12496
Gases (petroleum), catalytic cracked overheads | 424994 | 12497
Coumarone-indene resins, polymers with linseed oil and tung oil | 424986 | 12498
Cottonseed oil, polymer with benzoic acid, glycerol and phthalic anhydride | 424978 | 12499
Coke (coal), semi- | 424960 | 12500
Castor oil, polymer with phthalic anhydride and trimethylolethane | 424952 | 12501
Castor oil, polymer with glycerol, linoleic acid and phthalic anhydride | 424945 | 12502
Castor oil, polymer with p-tert-butylphenol, formaldehyde and tung oil | 424937 | 12503
Fatty acids, lanolin, zinc salts | 431874 | 12504
Fatty acids, lanolin, esters with pentaerythritol | 431866 | 12505
Fatty acids, linseed-oil, reaction products with isopropanolamine | 431858 | 12506
Fatty acids, linseed-oil, reaction products with diethanolamine | 431841 | 12507
Fatty acids, C18-unsatd., dimers, hydrogenated, 2-ethylhexyl esters | 431833 | 12508
Fatty acids, coco, reaction products with isopropanolamine | 431825 | 12509
Fatty acids, coco, reaction products with diethanolamine | 431817 | 12510
Fatty acids, coco, Me esters, sulfonated, sodium salts | 431809 | 12511
Fatty acids, coco, hydrogenated, reaction products with isopropanolamine | 431791 | 12512
Fatty acids, coco, hydrogenated, reaction products with diethanolamine | 431783 | 12513
Fatty acids, C8-18, animal | 431775 | 12514
Fatty acids, C14-18 and C18-unsatd., reaction products with coconut oil, diethanolamine and sodium methylate | 431767 | 12515
Fatty acids, sunflower-oil, sodium salts | 431759 | 12516
Castor oil, mixed esters with lauryl alc. and phosphoric acid | 431742 | 12517
Cashew, nutshell liq., polymer with furfural | 431734 | 12518
Cashew, nutshell liq., polymer with formaldehyde, hexamethylenetetramine and tung oil | 431726 | 12519
Carnauba wax, reaction products with borax, morpholine and oleic acid | 431718 | 12520
Castor oil, polymd., oxidized | 431700 | 12521
Castor oil, mixed esters with ethylene glycol and neat's-foot oil | 431692 | 12522
Castor oil, ethoxylated, sodium salt | 431684 | 12523
1,2-Ethanediol, di-C27-47-carboxylates | 431676 | 12524
Carboxylic acids, C27-47 | 431668 | 12525
Bone, ash | 431650 | 12526
Ashes (residues), neutral sulfite semi-chem. pulp brown liq., fluidized-bed | 431643 | 12527
1-Octanamine, N,N-dioctyl-, branched | 431635 | 12528
Amines, hydrogenated tallow alkyl, compds. with C15-20-unsatd. alkylsuccinic anhydride | 431627 | 12529
Amines, polyethylenepoly-, reaction products with succinic anhydride polybutenyl derivs. | 431619 | 12530
Amines, polyalkylenepoly-, polymers with 1,1'-[1,6-hexanediylbis(oxy)]bis[3-chloro-2-propanol] | 431601 | 12531
Amines, polyalkylenepoly-, polymer with 1,2-dichloroethane | 431593 | 12532
Amines, polyalkylenepoly-, compds. with P,P',P''-(nitrilotri-2,1-ethanediyl) tris(dihydrogen phosphate) | 431585 | 12533
Amines, polyalkylenepoly-, 3-(C6-10-alkyloxy)-2-hydroxypropyl derivs., compds. with linoleic acid dimer | 431577 | 12534
Amines, di-C12-18-alkylmethyl | 431569 | 12535
Amines, di-C16-22-alkyl | 431551 | 12536
Amines, N-(C14-18 and C16-18-unsatd. alkyl)trimethylenedi- | 431544 | 12537
Amines, C8-18 and C18-unsatd. alkyl, ethoxylated | 431536 | 12538
Amines, N-C14-18-alkyltrimethylenedi- | 431528 | 12539
Amines, C12-16-alkyldimethyl | 431510 | 12540
Amides, tallow, N,N'-[[(2-hydroxymethylethyl)imino]di-2,1-ethanediyl]bis-, propoxylated | 431502 | 12541
Amides, tallow, N-[3-[(2-hydroxyethyl)tallow alkylamino]propyl], ethoxylated | 431494 | 12542
Amides, tallow, N,N'-[[(2-hydroxyethyl)imino]di-2,1-ethanediyl]bis-, ethoxylated | 431486 | 12543
Amides, tallow, hydrogenated, N-[2-[[2-(acetyloxy)ethyl]amino]ethyl], acetates | 431478 | 12544
Amides, naphthenic, N,N'-(iminodi-2,1-ethanediyl)bis- | 431460 | 12545
Amides, tallow, hydrogenated, N,N'-[[(2-hydroxyethyl)imino]di-2,1-ethanediyl]bis-, ethoxylated | 431452 | 12546
Amides, from C8-18 and C18-branched and C18-unsatd. fatty acids and diethylenetriamine | 431445 | 12547
Amides, C14-16, N,N-bis(hydroxyethyl) | 431437 | 12548
Amides, C6-12, N,N-bis(hydroxyethyl) | 431429 | 12549
Amides, C16 and C18-unsatd., N-(hydroxyethyl) | 431411 | 12550
Amides, C14-18 and C16-18-unsatd., N,N-bis(hydroxyethyl) | 431403 | 12551
Alcohols, C>10, .beta.-(methylamino)- | 431395 | 12552
Sulfonic acids, C14-16-alkane hydroxy and C14-16-alkene, sodium salts | 431387 | 12553
Castor oil, polymer with Bu alc., p-tert-butylphenol, cresol, formaldehyde, melamine and salicylic acid | 424929 | 12554
Castor oil, polymer with benzoic acid, phthalic anhydride and trimethylolethane | 424911 | 12555
Castor oil, dehydrated, polymer with 2-butoxyethanol, 2-ethoxyethanol, ethylene glycol, maleic anhydride, poly(vinyl ether), rosin and triethylamine | 424903 | 12556
Castor oil, dehydrated, polymer with bisphenol A, butylphenol, formaldehyde and tung oil | 424895 | 12557
Castor oil, dehydrated, polymer with adipic acid and ethylenediamine | 424887 | 12558
Castor oil, dehydrated, polymd., polymer with isophthalic acid, phthalic anhydride, safflower oil and trimethylolethane | 424879 | 12559
Castor oil, dehydrated, polymd., polymer with p-tert-butylphenol, formaldehyde, maleic anhydride, pentaerythritol, rosin and tung oil | 424861 | 12560
Castor oil, hydrogenated, reaction products with hydrotreated heavy naphthenic petroleum distillates, hydrotreated petroleum residual oils and tallow, lithium salt | 424853 | 12561
Fatty acids, C14-18, cadmium salts | 424846 | 12562
Fatty acids, C6-19-branched, cobalt(2+) salts | 424838 | 12563
Fatty acids, C6-19-branched, calcium salts | 424820 | 12564
Fatty acids, C8-10-branched, lead salts, basic | 424812 | 12565
Caseins, magnesium complexes | 424804 | 12566
Bone meal, steamed | 424796 | 12567
Bone meal | 424788 | 12568
Aromatic hydrocarbons, polycyclic, cyclohexanone-ext. residues | 424770 | 12569
Aromatic hydrocarbons, biphenyl-rich | 424762 | 12570
Aromatic hydrocarbons, anthracene-rich aq. slurries | 424754 | 12571
Animal tissue, hydrolyzates | 424747 | 12572
Amines, polyethylenepoly-, polymers with 1,2-dichloroethane | 424739 | 12573
Alcohols, C12-14, propoxylated | 424655 | 12574
Tallow, potassium salt | 417097 | 12575
Tallow, calcium salt | 417089 | 12576
Tall oil, reaction products with acrylic acid, potassium salts | 417071 | 12577
Tall oil, fumarated, potassium sodium salt | 417063 | 12578
Sunflower oil, polymer with glycerol and phthalic anhydride | 417055 | 12579
Soybean oil, polymer with vinyltoluene | 417048 | 12580
Soybean oil, polymer with pentaerythritol, phthalic anhydride and trimellitic anhydride | 417030 | 12581
Soybean oil, polymer with glycerol, phthalic anhydride and trimellitic anhydride | 417022 | 12582
Soybean oil, polymer with glycerol, phthalic anhydride and styrene | 417014 | 12583
Soybean oil, polymer with glycerol, isophthalic acid, terephthalic acid and trimethylolpropane | 417006 | 12584
Soybean oil, polymer with glycerol, isophthalic acid and propylene glycol | 416990 | 12585
Soybean oil, polymer with dicyclopentadiene and maleic anhydride | 416982 | 12586
Soybean oil, polymer with p-tert-butylbenzoic acid, glycerol, pentaerythritol and phthalic anhydride | 416974 | 12587
Soybean oil, polymer with p-tert-butylbenzoic acid, glycerol, maleic anhydride, phthalic anhydride and sorbitol | 416966 | 12588
Soybean oil, polymer with benzoic acid, isophthalic acid, terephthalic acid, trimethylolpropane and tung oil | 416958 | 12589
Soybean oil, polymer with benzoic acid, glycerol, isophthalic acid, pentaerythritol, phthalic anhydride and trimethylolpropane | 416941 | 12590
Tung oil, polymer with formaldehyde, phenol and styrene | 409615 | 12591
Tung oil, polymer with formaldehyde, nonylphenol and phenol | 409607 | 12592
Tung oil, polymer with cresol, formaldehyde, 4-(1-methylethyl)phenol and phenol | 409599 | 12593
Tung oil, polymer with p-tert-butylphenol, cresol, formaldehyde and phenol | 409581 | 12594
Soybean oil, polymer with dipentaerythritol, pentaerythritol and TDI | 409573 | 12595
Safflower oil, polymer with benzoic acid, glycerol, isophthalic acid and pentaerythritol | 409565 | 12596
Safflower oil, conjugated, polymer with glycerol, isophthalic acid, phthalic anhydride and tung oil | 409557 | 12597
Sulfonic acids, C13-18-alkane hydroxy and C13-18-alkene, sodium salts | 431379 | 12598
Alkenes, C24-44 .alpha.-, hydrogenated | 431361 | 12599
Alcohols, C11-13-branched, ethoxylated | 431353 | 12600
Alcohols, lanolin, propoxylated | 431346 | 12601
Alcohols, C12-14, ethoxylated propoxylated | 431338 | 12602
Alcohols, C12-14, ethoxylated | 431320 | 12603
Alcohols, C16-18, ethoxylated | 431312 | 12604
Alcohols, C20-30, ethoxylated | 431304 | 12605
Alcohols, C11-15, ethoxylated, compds. with iodine | 431296 | 12606
Alcohols, C9-11, ethoxylated | 431288 | 12607
Alcohols, C6-12, ethoxylated | 431270 | 12608
Calcium, 2-ethylhexanoate tall-oil complexes | 431262 | 12609
9-Octadecenoic acid (9Z)-, compd. with N-tallow alkyl-2,2'-iminobis[ethanol] | 431254 | 12610
Copper, [29H,31H-phthalocyaninato(2-)-.kappa.N29,.kappa.N30,.kappa.N31,.kappa.N32]-, [[4-phenyl-3-(phenylmethyl)-3-(4-sulfophenyl)butyl]amino]sulfonyl sulfo derivs., sodium salts | 431247 | 12611
Benzene, ethenyl-, polymer with 1,3-butadiene, sulfurized | 431007 | 12612
Soybean oil, epoxidized, ether with ethoxylated sorbitol and 2,2,4-trimethyl-1,5-pentanediol | 416933 | 12613
Safflower oil, polymer with isophthalic acid and pentaerythritol | 416925 | 12614
Safflower oil, polymer with glycerol, phthalic anhydride and soybean oil | 416917 | 12615
Safflower oil, conjugated, polymer with safflower oil, TDI and trimethylolpropane | 416909 | 12616
Safflower oil, conjugated, polymer with glycerol, methylstyrene, phthalic anhydride, safflower oil and styrene | 416891 | 12617
Safflower oil, polymer with p-tert-butylphenol, formaldehyde and tung oil | 416883 | 12618
Safflower oil, conjugated, polymer with pentaerythritol, phthalic anhydride, soybean oil and trimethylolethane | 416875 | 12619
Rosin, polymer with maleic anhydride, pentaerythritol and soybean oil | 416867 | 12620
Rosin, polymer with fumaric acid, glycerol, phthalic anhydride and soybean oil | 416859 | 12621
Rosin, polymer with butylphenol, formaldehyde and phenol | 416842 | 12622
Rosin, polymer with acrylic acid, glycerol and trimethylolpropane | 416834 | 12623
Rosin, maleated, polymer with glycerol and trimethylolpropane | 416826 | 12624
Linseed oil, polymer with glycerol and rosin | 416818 | 12625
Quaternary ammonium compounds, N,N,N,N',N'-pentamethyl-N'-tallow alkyltrimethylenedi-, bis(Me sulfates) | 416800 | 12626
1-Propanaminium, 3-amino-N-[2-(2-carboxyethoxy)ethyl]-N,N-dimethyl-, N-coco acyl derivs., inner salts | 416792 | 12627
Linseed oil, polymer with vinyltoluene | 416784 | 12628
Linseed oil, polymer with pentaerythritol | 416776 | 12629
Linseed oil, polymer with maleic anhydride and tung oil | 416768 | 12630
Linseed oil, polymer with isophthalic acid, triethanolamine and trimethylolpropane | 416750 | 12631
Linseed oil, polymer with isophthalic acid, soybean oil and trimethylolpropane | 416743 | 12632
Linseed oil, polymer with isophthalic acid, pentaerythritol and trimethylolpropane | 416735 | 12633
Linseed oil, polymer with isophthalic acid and trimethylolethane | 416727 | 12634
Linseed oil, polymer with glycerol, pentaerythritol and soybean oil | 416719 | 12635
Linseed oil, polymer with glycerol and pentaerythritol | 416701 | 12636
Linseed oil, polymer with fumaric acid, glycerol and phthalic anhydride | 416693 | 12637
Linseed oil, polymer with formaldehyde and phenol | 416685 | 12638
Linseed oil, polymer with bisphenol A, p-tert-butylphenol, formaldehyde, glycerol, rosin and tung oil | 416677 | 12639
Linseed oil, polymd., polymer with bisphenol A, p-tert-butylphenol, formaldehyde, fumaric acid, glycerol, linseed oil, pentaerythritol and rosin | 416669 | 12640
Linseed oil, polymer with benzoic acid, pentaerythritol, phthalic anhydride and rosin | 416651 | 12641
Linseed oil, maleated, compd. with morpholine | 416644 | 12642
Linseed oil, fumarated, compd. with triethylamine | 416636 | 12643
Lard, ethoxylated | 416628 | 12644
Imidazolium compounds, 1-(2-carboxyethyl)-4,5-dihydro-1-methyl-2-norcoco alkyl, Me sulfates | 416610 | 12645
Imidazolium compounds, 1-benzyl-4,5-dihydro-1-(hydroxyethyl)-2-nortall-oil alkyl, chlorides | 416602 | 12646
Tallow, hydrogenated, reaction products with 2-[(2-aminoethyl)amino]ethanol and diethanolamine | 416594 | 12647
Glycerides, tall-oil | 416586 | 12648
Gilsonite, polymer with linseed oil | 416578 | 12649
Fatty acids, tallow, hydrogenated, sodium salts | 416560 | 12650
Fatty acids, tallow, hydrogenated, reaction products with acetic acid, benzoic acid and cyclo tri-.mu.-oxotris(2-propanolato)trialuminum | 416552 | 12651
Fatty acids, tallow, monoesters with .alpha.,.alpha.'-1,4-butanediylbis[.omega.-hydroxypoly(oxy-1,2-ethanediyl)] | 416545 | 12652
Fatty acids, tall-oil, sulfonated, sodium salts | 416537 | 12653
Fatty acids, tall-oil, polymers with propylene oxide, tallow fatty acid Me esters, tetraethylenepentamine and triethylenetetramine | 416529 | 12654
Fatty acids, tall-oil, polymers with glycidyl 2,2-dimethylnonanoate | 416511 | 12655
Fatty acids, tall-oil, polymers with maleic anhydride | 416503 | 12656
Fatty acids, tall-oil, polymers with glycerol, pentaerythritol, phthalic anhydride and tall oil | 416495 | 12657
Fatty acids, tall-oil, polymers with glycerol, pentaerythritol and TDI | 416487 | 12658
Fatty acids, tall-oil, polymers with glycerol, isophthalic acid, terephthalic acid and trimethylolpropane | 416479 | 12659
Fatty acids, tall-oil, polymers with glycerol and pentaerythritol | 416461 | 12660
Fatty acids, tall-oil, polymers with bisphenol A, epichlorohydrin and linoleic acid | 416453 | 12661
Fatty acids, tall-oil, polymers with benzoic acid, ethylene glycol, isophthalic acid, pentaerythritol and phthalic anhydride | 416446 | 12662
Fatty acids, tall-oil, 2-(2-hydroxyethoxy)ethyl esters | 416438 | 12663
Fatty acids, tall-oil, esters with C8-12 alcs., diols and pyran derivs., sulfates, sodium salts | 416420 | 12664
Fatty acids, tall-oil, conjugated, polymers with bisphenol A and epichlorohydrin | 416412 | 12665
Fatty acids, tall-oil, compds. with 2-(dimethylamino)ethanol | 416404 | 12666
Fatty acids, soya, polymers with maleic anhydride, pentaerythritol, phthalic anhydride and tung oil | 416396 | 12667
Fatty acids, soya, polymers with glycerol, linseed oil, maleic anhydride and phthalic anhydride | 416388 | 12668
Fatty acids, soya, polymers with ethylene glycol, glycerol, maleic anhydride, pentaerythritol and phthalic anhydride | 416370 | 12669
Safflower oil, conjugated, polymer with ethylene glycol, phthalic anhydride, propylene glycol, sebacic acid and trimethylolethane | 409540 | 12670
Rosin, polymer with formaldehyde, phenol and tung oil | 409532 | 12671
Rosin, polymer with p-tert-butylphenol, formaldehyde and pentaerythritol | 409524 | 12672
Rosin, polymd., polymer with isophthalic acid and pentaerythritol | 409516 | 12673
Rosin, fumarated, polymer with formaldehyde, sodium salt | 409508 | 12674
Polyphosphoric acids, propoxylated | 409490 | 12675
Fats and Glyceridic oils, menhaden, polymd. | 409482 | 12676
Linseed oil, polymer with soybean oil and tung oil | 409474 | 12677
Linseed oil, polymer with glycerol, phthalic anhydride and polymd. linseed oil | 409466 | 12678
Linseed oil, polymer with dipentaerythritol, glycerol, isophthalic acid and pentaerythritol | 409458 | 12679
Linseed oil, polymer with dicyclopentadiene | 409441 | 12680
Linseed oil, polymer with conjugated safflower oil, glycerol, isophthalic acid, phthalic anhydride and tung oil | 409433 | 12681
Linseed oil, polymer with benzoic acid, glycerol, isophthalic acid, phthalic anhydride and tung oil | 409425 | 12682
Linseed oil, polymer with benzoic acid, ethylene glycol, glycerol, maleic anhydride, pentaerythritol and phthalic anhydride | 409417 | 12683
Fatty acids, vegetable-oil, polymers with glycerol, maleic anhydride and phthalic anhydride | 409409 | 12684
Fatty acids, tallow, polymers with benzoic acid, pentaerythritol and phthalic anhydride | 409391 | 12685
Fatty acids, tallow, polymers with benzoic acid, isophthalic acid and trimethylolpropane | 409383 | 12686
Fatty acids, tallow, hydrogenated, polymers with adipic acid, neopentyl glycol, phthalic anhydride and trimethylolpropane | 409375 | 12687
Fatty acids, tall-oil, propoxylated | 409367 | 12688
Fatty acids, tall-oil, polymers with linoleic acid dimer, maleic anhydride, pentaerythritol and phthalic anhydride | 409359 | 12689
Fatty acids, tall-oil, polymers with bisphenol A, bisphenol A diglycidyl ether and rosin | 409342 | 12690
Fatty acids, tall-oil, polymers with benzoic acid, glycerol, pentaerythritol, phthalic anhydride and tung oil | 409334 | 12691
Fatty acids, tall-oil, polymers with benzoic acid, p-tert-butylbenzoic acid, glycerol, isophthalic acid and pentaerythritol | 409326 | 12692
Fatty acids, tall-oil, polymers with allyl alc., ethylene glycol, glycerol and phthalic anhydride | 409318 | 12693
Fatty acids, sunflower-oil, polymers with fumaric acid, glycerol and phthalic anhydride | 409300 | 12694
Fatty acids, soya, polymers with bisphenol A, epichlorohydrin, 1,6-hexanediol and rosin | 409292 | 12695
Fatty acids, C18-unsatd., dimers, polymers with ethylene glycol, linseed-oil fatty acids, pentaerythritol, phthalic anhydride, rosin and tall-oil fatty acids | 409284 | 12696
Fatty acids, C18-unsatd., dimers, polymers with ethylenediamine, 4-hydroxy-.gamma.-(4-hydroxyphenyl)-.gamma.-methylbenzenebutanoic acid and oleic acid | 409276 | 12697
Fatty acids, C18-unsatd., dimers, polymers with ethylenediamine, hexamethylenediamine, isophthalic acid, oleic acid and propionic acid | 409268 | 12698
Fatty acids, C18-unsatd., dimers, polymers with benzoic acid, isophthalic acid, safflower oil and trimethylolethane | 409250 | 12699
Fatty acids, C18-unsatd., dimers, polymers with azelaic acid, diethylenetriamine, ethylenediamine and stearic acid | 409243 | 12700
Fatty acids, coco, polymers with p-tert-butylbenzoic acid, ethylene glycol, pentaerythritol and phthalic anhydride | 409235 | 12701
Castor oil, polymer with decanoic acid, glycerol and phthalic anhydride | 409227 | 12702
Castor oil, dehydrated, polymer with glycerol, phthalic anhydride and styrene | 409219 | 12703
Amines, tallow alkyl, ethoxylated propoxylated | 409201 | 12704
Amines, C16-22-tert-alkyl, compds. with polyethylene glycol mono[4-(1,1,3,3-tetramethylbutyl)phenyl] ether ester with linolenic acid trimer (1:1) | 409193 | 12705
Alcohols, C12-16, ethoxylated propoxylated | 409185 | 12706
Alcohols, C12-18, ethoxylated | 409177 | 12707
Residues (petroleum), catalytic reformer fractionator, sulfonated, polymers with formaldehyde, sodium salts | 430595 | 12708
Phosphoric acid, mixed decyl and octyl esters, compds. with diethanolamine | 430280 | 12709
Amines, N-tallow alkyltrimethylenedi-, phosphates | 430264 | 12710
Amines, tall-oil alkyl, dimers | 430256 | 12711
Amides, tallow, hydrogenated, N-[2-[(2-hydroxyethyl)amino]ethyl], acetates (salts) | 430249 | 12712
Amides, tallow, N-[3-(dimethylamino)propyl] | 430231 | 12713
Amides, sperm-oil, hydrogenated, N,N-bis(hydroxyethyl) | 430223 | 12714
Amines, C18-22-tert-alkyl, phosphates | 423533 | 12715
Cottonseed oil, polymer with pentaerythritol and phthalic anhydride | 423525 | 12716
Fatty acids, soya, polymers with castor oil, glycerol, pentaerythritol, phthalic anhydride and tung oil | 416362 | 12717
Fatty acids, soya, polymers with castor oil, glycerol, methylstyrene, pentaerythritol, phthalic anhydride, styrene and tung oil | 416354 | 12718
Fatty acids, soya, polymers with benzoic acid, pentaerythritol, phthalic anhydride and propylene glycol | 416347 | 12719
Fatty acids, soya, polymers with allyl alc., maleic anhydride and styrene, compds. with morpholine | 416339 | 12720
Fatty acids, soya, polymers with allyl alc. and styrene | 416321 | 12721
Fatty acids, linseed-oil, polymers with maleic anhydride | 416313 | 12722
Fatty acids, linseed-oil, polymers with glycerol and phthalic anhydride | 416305 | 12723
Fatty acids, linseed-oil, polymers with ethylene glycol, glycerol, linseed oil and phthalic anhydride | 416297 | 12724
Fatty acids, linseed-oil, polymers with bisphenol A, epichlorohydrin, rosin and soya fatty acids | 416289 | 12725
Fatty acids, dehydrated castor-oil, polymers with maleic anhydride, phthalic anhydride and trimethylolethane | 416271 | 12726
Fatty acids, dehydrated castor-oil, polymers with maleic anhydride, oiticica oil and soybean oil | 416263 | 12727
Fatty acids, dehydrated castor-oil, polymers with maleic anhydride and rosin | 416255 | 12728
Fatty acids, dehydrated castor-oil, polymers with ethylene glycol, glycerol and phthalic anhydride | 416248 | 12729
Fatty acids, dehydrated castor-oil, polymers with dicyclopentadiene | 416230 | 12730
Fatty acids, dehydrated castor-oil, polymers with cyclopentadiene, linseed oil, maleic anhydride and safflower oil | 416222 | 12731
Fatty acids, dehydrated castor-oil, polymers with azelaic acid, crotonic acid, glycerol, 2-hydroxyethyl methacrylate, iso-Bu acrylate, isophthalic acid, methacrylic acid, 1,1'-(1-methylethylidene)bis(4,1-phenyleneoxy)bis[2-propanol], phthalic anhydride and styrene | 416214 | 12732
Fatty acids, dehydrated castor-oil, polymers with acrylamide, azelaic acid, crotonic acid, formaldehyde, glycerol, iso-Bu acrylate, isophthalic acid, Me methacrylate, methacrylic acid, 1,1'-(1-methylethylidene)bis(4,1-phenyleneoxy)bis[2-propanol], phthalic anhydride and styrene, butylated | 416206 | 12733
Fatty acids, C18-unsatd., dimers, polymers with dipentaerythritol, maleic anhydride, tall oil, tall-oil fatty acids, and tripentaerythritol | 416198 | 12734
Fatty acids, C18-unsatd., dimers, ethoxylated propoxylated | 416180 | 12735
Coumarone-indene resins, polymers with glycerol, maleic anhydride and oiticica oil | 416172 | 12736
Cottonseed, flour | 416164 | 12737
Coconut oil, polymer with glycerol, isophthalic acid, terephthalic acid and trimethylolpropane | 416156 | 12738
Coconut oil, polymer with allyl alc., benzoic acid, ethylene glycol, pentaerythritol, phthalic anhydride and styrene | 416149 | 12739
Castor oil, polymer with Me methacrylate, pentaerythritol, phthalic anhydride, soybean oil, styrene and trimethylolethane | 416131 | 12740
Castor oil, polymer with maleic anhydride | 416123 | 12741
Castor oil, polymer with dicyclopentadiene, linseed oil and maleic anhydride | 416115 | 12742
Castor oil, polymer with p-tert-butylbenzoic acid, glycerol and phthalic anhydride | 416107 | 12743
Castor oil, polymer with adipic acid, isophthalic acid, neopentyl glycol, terephthalic acid and trimethylolpropane | 416099 | 12744
Castor oil, hydrogenated, sodium salt | 416081 | 12745
Castor oil, dehydrated, polymer with glycerol, maleic anhydride, phthalic anhydride, soybean oil, styrene and vinyltoluene | 416073 | 12746
Castor oil, dehydrated, polymer with glycerol, maleic anhydride, phthalic anhydride, soybean oil and vinyltoluene | 416065 | 12747
Castor oil, dehydrated, polymer with dicyclopentadiene, linseed oil and maleic anhydride | 416057 | 12748
Castor oil, dehydrated, polymer with p-tert-butylphenol, formaldehyde and tung oil | 416040 | 12749
Amides, tall-oil fatty, N,N-di-Me | 416032 | 12750
Amides, soya, N,N-bis[2-[[(9Z)-1-oxo-9-octadecen-1-yl]oxy]ethyl] | 416024 | 12751
Amides, coco, N-[3-(dimethylamino)propyl], acrylates | 416016 | 12752
Fatty acids, tallow, hydrogenated, esters with ethoxylated sorbitol | 416008 | 12753
Tall oil, maleated, potassium sodium salt | 415992 | 12754
Quaternary ammonium compounds, (hydrogenated tallow alkyl)triethyl, Et sulfates | 415984 | 12755
Quaternary ammonium compounds, ethyldimethylsoya alkyl, Et sulfates | 415976 | 12756
Quaternary ammonium compounds, ethylbis(hydroxyethyl)soya alkyl, Et sulfates (salts) | 415968 | 12757
Quaternary ammonium compounds, coco alkylglycidyldimethyl, chlorides | 415950 | 12758
Quaternary ammonium compounds, coco alkylethyldimethyl, Et sulfates | 415943 | 12759
Quaternary ammonium compounds, bis(3-chloro-2-hydroxypropyl)ethyl(hydrogenated tallow alkyl), Et sulfates (salts) | 415935 | 12760
Quaternary ammonium compounds, benzylcoco alkylbis(hydroxyethyl), ethoxylated, chlorides | 415927 | 12761
Polyphosphoric acids, esters with castor oil | 415919 | 12762
Lard, oil, mixed with palm oil, soybean oil and tallow oil, hydrogenated | 415901 | 12763
Linseed oil, polymer with butadiene, tung oil and vinyltoluene | 415893 | 12764
Tallow, hydrogenated, reaction products with diethanolamine, polyethylene glycol, polyethylene glycol mono(nonylphenyl) ether and trimethylolpropane | 415885 | 12765
Tallow, hydrogenated, reaction products with 2-[(2-aminoethyl)amino]ethanol, compds. with di-Me sulfate | 415877 | 12766
Tallow, hydrogenated, reaction products with 2-[(2-aminoethyl)amino]ethanol | 415869 | 12767
Glycerides, tallow mono-, di- and tri-, hydrogenated | 415851 | 12768
Fatty acids, soya | 415844 | 12769
Castor oil, dehydrated, polymer with pentaerythritol and phthalic anhydride | 415836 | 12770
Fatty acids, cottonseed-oil | 415828 | 12771
Fatty acids, corn-oil | 415810 | 12772
Tannins, sulfomethylated | 408831 | 12773
Rosin, polymer with formaldehyde, potassium salts | 408823 | 12774
Resin acids and Rosin acids, maleated, sodium salts | 408815 | 12775
Resin acids and Rosin acids, fumarated, sodium salts | 408807 | 12776
Rosin, fumarated, polymer with formaldehyde | 408799 | 12777
Rosin, fumarated, polymer with adipic acid and pentaerythritol | 408781 | 12778
Rape oil, potassium salt | 408773 | 12779
Betaines, coco alkyldimethyl(3-sulfopropyl) | 408765 | 12780
Paraffin oils, sulfurized | 408757 | 12781
Fats and Glyceridic oils, Oncorhynchus nerka | 408740 | 12782
Fats and Glyceridic oils, menhaden, polymers with maleic anhydride and pentaerythritol | 408732 | 12783
Fats and Glyceridic oils, menhaden, oxidized | 408724 | 12784
Lanolin, wax | 408716 | 12785
Glycerides, soya sesqui-, hydrogenated | 408708 | 12786
Glycerides, soya mono- | 408690 | 12787
Glycerides, coco mono- and di-, ethoxylated | 408682 | 12788
Fatty acids, tallow, hydrogenated, reaction products with aluminum isopropoxide and benzoic acid | 408674 | 12789
Fatty acids, tall-oil, Pr esters, sulfated, sodium salts | 408666 | 12790
Fatty acids, tall-oil, 2-ethylhexyl esters, sulfated, sodium salt | 408658 | 12791
Fatty acids, tall-oil, compds. with N1-[3-(isotridecyloxy)propyl]-1,3-propanediamine | 408641 | 12792
Fatty acids, soya, reaction products with diethylenetriamine and tall-oil fatty acids | 408633 | 12793
Fatty acids, dehydrated castor-oil, esters with pentaerythritol | 408625 | 12794
Fatty acids, coco, polymers with diethylenetriamine, acetates | 408617 | 12795
Octadecanoic acid, branched and linear | 408609 | 12796
Castor oil, phosphated, compds. with 2-(8Z)-8-heptadecen-1-yl-4,5-dihydro-1H-imidazole-1-ethanol | 408591 | 12797
Castor oil, reaction products with tetraethylenepentamine | 408583 | 12798
Castor oil, Me ester | 408575 | 12799
Castor oil, Bu esters | 408567 | 12800
Asphalt, sulfonated, sodium salt | 408559 | 12801
Asphalt, sapon. products with tall oil, aluminum salts | 408542 | 12802
Amines, hydrogenated tallow alkyl, ethoxylated, acetates (salts) | 408534 | 12803
Amines, C18-unsatd. alkyl, dimers | 408526 | 12804
1,3,5-Triazine-2,4,6-triamine, methoxymethyl (tallow alkyloxy)methyl derivs. | 408518 | 12805
Alcohols, C18-32, reaction products with tristearin | 408500 | 12806
Lignin, alkali, oxidized, reaction products with disodium sulfite and formaldehyde | 408492 | 12807
Lignosulfonic acid, sodium salt, reaction products with epichlorohydrin | 408484 | 12808
Lignin, alkali, reaction products with formaldehyde | 408476 | 12809
Lignin, alkali, oxidized, sodium salt | 408468 | 12810
Octadecanoic acid, C32-36-branched alkyl esters | 408450 | 12811
9-Octadecenoic acid (9Z)-, C32-36-branched alkyl esters | 408443 | 12812
Octadecanoic acid, C12-18-alkyl esters | 408435 | 12813
Barium, acetate tallow fatty acids complexes | 408427 | 12814
1H-Imidazole-1-ethanamine, 4,5-dihydro-, 2-norcoco alkyl derivs. | 408419 | 12815
Amides, soya, N,N-bis(hydroxyethyl) | 430215 | 12816
Amides, menhaden-oil, hydrogenated, N,N-bis(hydroxyethyl) | 430207 | 12817
Amides, from tallow fatty acids and tetraethylenepentamine | 430199 | 12818
Amides, coco, ethoxylated | 430181 | 12819
Amides, coco, N-[3-(dimethylamino)propyl], propionates | 430173 | 12820
Amides, coco, N-[3-(dimethylamino)propyl], lactates | 430165 | 12821
Amides, bone-oil, N,N-bis(hydroxyethyl) | 430157 | 12822
Alkenes, C>10 .alpha.-, oxidized | 430140 | 12823
Alcohols, rape-oil | 430132 | 12824
Alcohols, coco | 430124 | 12825
Peanut oil, hydrogenated | 430116 | 12826
Raffinates (petroleum), reformer, Lurgi unit-sepd. | 430108 | 12827
Petrolatum (petroleum), oxidized, calcium salt | 430090 | 12828
Petrolatum (petroleum), oxidized, barium salt | 430082 | 12829
Hydrocarbon waxes (petroleum), clay-treated microcryst., contg. polyethylene, oxidized, reaction products with 2,4-TDI | 430074 | 12830
Gasoline (natural gas), natural | 430066 | 12831
Distillates (petroleum), straight-run middle, reaction products with aluminum isopropoxide | 430058 | 12832
Distillates (petroleum), naphtha-raffinate pyrolyzate-derived, gasoline-blending | 430041 | 12833
Distillates (petroleum), medium steam cracked, polymd. | 430033 | 12834
Distillates (petroleum), steam cracked, polymer with maleic anhydride | 430025 | 12835
Waxes and Waxy substances, flax fiber | 430017 | 12836
Wastes, tankage | 430009 | 12837
Soaps, stocks, soya, acidulated | 429993 | 12838
Benzoic acid, hydroxydecarboxylated, distn. residues | 429985 | 12839
Tung oil, polymer with cresol, formaldehyde and phenol | 429977 | 12840
Turpentine, oil, mixed with Venice turpentine, sulfurized, tetrachloropalladates | 429969 | 12841
Turpentine, oil, reaction products with phenol | 429951 | 12842
Terpenes and Terpenoids, clove-oil, acetylated | 429944 | 12843
Tannins, compds. with 4,4'-[(4-methyl-1,3-phenylene)bis(2,1-diazenediyl)]bis[6-methyl-1,3-benzenediamine] | 429936 | 12844
Syrups, hydrolyzed starch, hydrogenated | 429928 | 12845
Polysulfides, di-tert-nonyl | 429910 | 12846
Polysulfides, di-tert-dodecyl | 429902 | 12847
1,3-Butadiene, 2-methyl-, homopolymer, of cis-1,4-configuration, depolymd. | 429894 | 12848
Calcium, resin acids and tall-oil fatty acids complexes | 429886 | 12849
Rosin, polymer with maleic anhydride, pentaerythritol, soybean oil and tung oil | 429878 | 12850
Rosin, polymer with glycerol, pentaerythritol, phthalic anhydride and tall oil | 429860 | 12851
Rosin, polymer with glycerol, isophthalic acid, pentaerythritol, tall oil and trimethylolpropane | 429852 | 12852
Rosin, distn. overheads | 429845 | 12853
Rosin, polymer with cresol, o-cresol, formaldehyde, phenol and tung oil | 429837 | 12854
Rosin, polymer with bisphenol A, p-tert-butylphenol, formaldehyde, glycerol and tung oil | 429829 | 12855
Rosin, polymer with acrylic acid and pentaerythritol | 429811 | 12856
Rosin, maleated, polymer with formaldehyde, pentaerythritol and phenol | 429803 | 12857
Resin acids and Rosin acids, hydrogenated, zinc salts | 429795 | 12858
Resin acids and Rosin acids, hydrogenated, esters with triethylene glycol, zinc salts | 429787 | 12859
Rosin, fumarated, polymer with glycerol and pentaerythritol | 429779 | 12860
Octadecanoic acid, reaction products with N1,N1-dimethyl-1,3-propanediamine and dodecanoic acid, 2-chloroacetic acid-quaternized | 429761 | 12861
Quaternary ammonium compounds, di-C16-22-alkyldimethyl, chlorides | 429753 | 12862
Quaternary ammonium compounds, di-C8-10-alkyldimethyl, chlorides | 429746 | 12863
Betaines, coco alkyldimethyl | 429738 | 12864
Quaternary ammonium compounds, C16-18-alkyltrimethyl, bromides | 429720 | 12865
Pyridine, alkyl derivs. | 422931 | 12866
Polyphosphoric acids, pentyl esters | 422923 | 12867
Sulfonic acids, C6-12-alkane, perfluoro, potassium salts | 422915 | 12868
Alcohols, C8-14, .gamma.-.omega.-perfluoro | 422907 | 12869
Amines, (C14-18 and C16-18-unsatd. alkyl)dimethyl | 422899 | 12870
Quaternary ammonium compounds, di-C6-12-alkyldimethyl, chlorides | 422881 | 12871
Amines, C12-18-alkyldimethyl | 422865 | 12872
Quaternary ammonium compounds, C12-18-alkyltrimethyl, chlorides | 422857 | 12873
Quaternary ammonium compounds, di-C12-18-alkyldimethyl, Me sulfates | 422840 | 12874
Quaternary ammonium compounds, benzyl-C12-18-alkyldimethyl, chlorides | 422832 | 12875
Amides, C14-18, N-(hydroxyethyl) | 422824 | 12876
Amines, C14-18-alkyldimethyl, N-oxides | 422816 | 12877
Quaternary ammonium compounds, benzyl-C14-18-alkyldimethyl, chlorides | 422808 | 12878
Amines, C16-18-alkyldimethyl | 422790 | 12879
Hydrocarbons, C3, chloro | 422782 | 12880
Carboxylic acids, di-, C16-18 and C18-unsatd., compds. with triethanolamine | 422774 | 12881
Fatty acids, C16-18 and C18-unsatd., Me esters, sulfurized | 422766 | 12882
Fatty acids, tallow, hydrogenated, reaction products with oleic acid and triethanolamine | 422758 | 12883
Fatty acids, tallow, hydrogenated, reaction products with 2-[2-(3-aminopropoxy)ethoxy]ethanol | 422741 | 12884
Castor oil, polymer with glycerol, maleic anhydride, methylstyrene, pentaerythritol, phthalic anhydride, soybean oil, styrene and tung oil | 422733 | 12885
Fatty acids, soya, polymers with castor oil, dipentaerythritol, glycerol, maleic anhydride, pentaerythritol, phthalic anhydride and soybean oil | 422725 | 12886
Soybean oil, polymer with glycerol, pentaerythritol, phthalic anhydride, styrene and vinyltoluene | 422717 | 12887
Fatty acids, tall-oil, polymers with glycerol, pentaerythritol, phthalic anhydride and polymd. linseed oil | 422709 | 12888
Safflower oil, polymer with glycerol, maleic anhydride, pentaerythritol and phthalic anhydride | 422691 | 12889
Soybean oil, polymer with benzoic acid, glycerol, pentaerythritol, phthalic anhydride and sunflower oil | 422683 | 12890
Soybean oil, polymer with benzoic acid, glycerol, phthalic anhydride and sunflower oil | 422675 | 12891
Castor oil, dehydrated, polymer with p-tert-butylphenol, formaldehyde and oiticica oil | 422667 | 12892
Fatty acids, tall-oil, polymers with 3-hydroxy-2-(hydroxymethyl)-2-methylpropanoic acid, pentaerythritol and phthalic anhydride | 422659 | 12893
Naphthenic acids, reaction products with polyalkylenepolyamines, compds. with dodecylbenzenesulfonic acid and linoleic acid dimers | 422642 | 12894
Rosin, fumarated, polymer with p-tert-butylphenol, formaldehyde and glycerol | 422634 | 12895
Fatty acids, vegetable-oil, polymers with acrylonitrile, glycerol, maleic anhydride, phthalic anhydride and styrene | 422626 | 12896
Fatty acids, C18-unsatd., dimers, polymers with diethylenetriamine, N1,N1'-1,2-ethanediylbis[1,3-propanediamine] and tall-oil fatty acids | 422618 | 12897
Amines, tallow alkyl, ethoxylated, phosphates | 415802 | 12898
Amides, from N1-(3-aminopropyl)-N1-methyl-1,3-propanediamine and hydrogenated tallow, di-Me sulfate-quaternized | 415794 | 12899
Amides, from diethylenetriamine and soya fatty acids | 415786 | 12900
Amides, from diethylenetriamine and hydrogenated tallow, di-Me sulfate-quaternized | 415778 | 12901
Amides, from coco fatty acids, diethylenetriamine and soya fatty acids | 415760 | 12902
Amides, coco, N-[2-[(2-hydroxyethyl)amino]ethyl] | 415752 | 12903
Tannins, compds. with 4-[(4-aminophenyl)(4-amino-2,5-cyclohexadien-1-ylidene)methyl]-2-methylbenzenamine | 415737 | 12904
Tannins, salts with N-[4-[[4-(diethylamino)phenyl][4-(ethylamino)-1-naphthalenyl]methylene]-2,5-cyclohexadien-1-ylidene]-N-ethylethanaminium | 415729 | 12905
Castor oil, sulfated, salts with N-[4-[[4-(diethylamino)phenyl][4-(ethylamino)-1-naphthalenyl]methylene]-2,5-cyclohexadien-1-ylidene]-N-ethylethanaminium | 415711 | 12906
Soybean meal | 415703 | 12907
Shellac, ammonium salt | 415695 | 12908
Shale oils | 415687 | 12909
Quaternary ammonium compounds, C16-18-alkyltrimethyl, di-Me phosphates | 415679 | 12910
Pulp, cellulose, reaction products with calcium silicate | 415661 | 12911
Polyphosphoric acids, compds. with triethanolamine | 415653 | 12912
Fatty acids, montan-wax, stearyl esters | 415646 | 12913
Fatty acids, montan-wax, monoesters with 1,3-butanediol | 415638 | 12914
Gelatins, succinated, sodium salts | 415620 | 12915
Fuel gases, refinery | 415612 | 12916
Clays, fire-, reaction products with hydrated lime and wheat flour | 415604 | 12917
Caseins, ext., fat- and vitamin-free | 415596 | 12918
Fatty acids, montan-wax, calcium salts | 415588 | 12919
Fatty acids, C10-19-neo-, manganese salts | 415570 | 12920
Fatty acids, C6-19-branched, iron salts | 415562 | 12921
Fatty acids, C6-19-branched, copper(2+) salts | 415554 | 12922
Amides, C18-unsatd., dimers, N,N,N',N'-tetra-Me | 415547 | 12923
Alkenes, C5, polymd. | 415539 | 12924
Alcohols, C12-18-secondary, 1,1'-iminobis- | 415521 | 12925
Tail gas (petroleum), vacuum gas oil hydrodesulfurizer, hydrogen sulfide-free | 415513 | 12926
Tail gas (petroleum), propane-propylene alkylation feed prep deethanizer | 415505 | 12927
Tail gas (petroleum), straight-run distillate hydrodesulfurizer, hydrogen sulfide-free | 415497 | 12928
Tail gas (petroleum), light straight-run naphtha stabilizer, hydrogen sulfide-free | 415489 | 12929
Tail gas (petroleum), isomerized naphtha fractionation stabilizer | 415471 | 12930
Tail gas (petroleum), hydrodesulfurized vacuum gas oil stripper, hydrogen sulfide-free | 415463 | 12931
Tail gas (petroleum), hydrodesulfurized distillate and hydrodesulfurized naphtha fractionator, acid-free | 415455 | 12932
Tail gas (petroleum), gas recovery plant deethanizer | 415448 | 12933
Tail gas (petroleum), gas recovery plant | 415430 | 12934
Tail gas (petroleum), gas oil catalytic cracking absorber | 415422 | 12935
Tail gas (petroleum), distn., hydrogen sulfide-free | 415414 | 12936
Tail gas (petroleum), cracked distillate hydrotreater stripper | 415406 | 12937
Phenol, 3(or 4)-methyl-, titanium(4+) salt, 2,8,9-trioxa-5-aza-1-borabicyclo[3.3.3]undecane complexes | 407973 | 12938
Fatty acids, tallow, aluminum salts | 407866 | 12939
Rape oil, sodium salt | 407858 | 12940
Amines, tallow alkyl, propoxylated | 407841 | 12941
Quaternary ammonium compounds, C14-18-alkyltrimethyl, bromides | 429712 | 12942
Quaternary ammonium compounds, bis(hydroxyethyl)methyltallow alkyl, ethoxylated, mono(2-carboxyethyl) ethers, Me sulfates (salts), potassium salts | 429704 | 12943
Quaternary ammonium compounds, bis(hydroxyethyl)methylsoya alkyl, ethoxylated, mono(2-carboxyethyl) ether, Me sulfates (salts), potassium salts | 429696 | 12944
Quaternary ammonium compounds, coco alkylbis(hydroxyethyl)methyl, ethoxylated, mono(2-carboxyethyl) ether, Me sulfates (salts), potassium salts | 429688 | 12945
Quaternary ammonium compounds, benzyldicoco alkylmethyl, chlorides | 429670 | 12946
Quaternary ammonium compounds, benzyldi-C10-16-alkylmethyl, chlorides | 429662 | 12947
Quaternary ammonium compounds, benzyl-C12-16-alkyldimethyl, chlorides | 429654 | 12948
Quaternary ammonium compounds, benzyl-C8-16-alkyldimethyl, chlorides | 429647 | 12949
Pulp, cellulose, ext., caustic | 429639 | 12950
Oils, pine, potassium salts | 429621 | 12951
Fats and Glyceridic oils, oiticica, polymers with cresol, o-cresol, formaldehyde, phenol, rosin and tung oil | 429613 | 12952
Fats and Glyceridic oils, oiticica, polymers with bisphenol A, formaldehyde, glycerol, maleic anhydride, pentaerythritol and rosin | 429605 | 12953
Oils, mustard, oxidized | 429597 | 12954
Fats and Glyceridic oils, menhaden, polymers with maleic anhydride and rosin, calcium salts | 429589 | 12955
Fats and Glyceridic oils, menhaden, lead salts | 429571 | 12956
Sulfonic acids, lard-oil, polymd., oxidized, sodium salts | 429563 | 12957
Lard, oil, Me esters, sulfated, sodium salts | 429555 | 12958
Nitriles, C10-16 | 429548 | 12959
Naphthenic acids, magnesium salts | 429530 | 12960
Linseed oil, polymer with pentaerythritol, phthalic anhydride and rosin | 429522 | 12961
Linseed oil, reaction products with tetraethylenepentamine | 429514 | 12962
Linseed oil, polymer with cresol, formaldehyde, phenol and tung oil | 429506 | 12963
Lanolin, hydroxylated | 429498 | 12964
Glycerides, tallow mono-, hydrogenated, esters with propylene glycol | 429480 | 12965
Glycerides, C14-18-unsatd. | 429472 | 12966
Glycerides, C16-18 and C18-unsatd. mono- and di- | 429464 | 12967
Glycerides, C16-22 and C18-unsatd. | 429456 | 12968
Glycerides, C14-22 and C16-22-unsatd. | 429449 | 12969
Fatty acids, tallow, compds. with isopropanolamine | 429431 | 12970
Fatty acids, tall-oil, polymers with pentaerythritol | 429423 | 12971
Fatty acids, tall-oil, polymers with ethylene glycol, glycerol, maleic anhydride, pentaerythritol, phthalic anhydride and soybean oil | 429415 | 12972
Fatty acids, tall-oil, polymers with ethylene glycol, glycerol, linseed oil, pentaerythritol and phthalic anhydride | 429407 | 12973
Fatty acids, tall-oil, polymers with dipentaerythritol | 429399 | 12974
Fatty acids, tall-oil, compds. with salicylic acid 2-(aminoiminomethyl)hydrazide | 429381 | 12975
Fatty acids, tall-oil, C12-15-alkyl esters, sulfated, sodium salts | 429373 | 12976
Fatty acids, soya, reaction products with diethylenetriamine, acetates | 429365 | 12977
Fatty acids, marine-oil, hydrogenated | 429357 | 12978
Fatty acids, linseed-oil, polymers with glycerol, menhaden oil, pentaerythritol, phthalic anhydride and soybean oil | 429340 | 12979
Fatty acids, linseed-oil, polymers with bisphenol A, p-tert-butylphenol and epichlorohydrin | 429332 | 12980
Fatty acids, linseed-oil | 429324 | 12981
Fatty acids, lanolin, calcium salts | 429316 | 12982
Fatty acids, lanolin | 429308 | 12983
Fatty acids, coco, zinc salts | 429290 | 12984
Fatty acids, C18-unsatd., dimers, polymers with triethylenetetramine, reaction products with poly(bisphenol A diglycidyl ether) | 429282 | 12985
Fatty acids, C18-unsatd., dimers, bis(2-ethylhexyl) esters | 429274 | 12986
Fatty acids, C14-18-unsatd. | 429266 | 12987
Fatty acids, C16-18, sodium salts | 429258 | 12988
Soybean oil, epoxidized, ether with ethoxylated sorbitol and 2,2,4-trimethyl-1,5-pentanediol, polymer with phosphorus oxide (P2O5), compd. with 2-(diethylamino)ethanol | 422600 | 12989
Imidazolium compounds, 1-(carboxymethyl)-4,5-dihydro-1-(hydroxyethyl)-2-norcoco alkyl, hydroxides, monosodium salts | 422592 | 12990
Polyphosphoric acids, esters with diethylene glycol | 422584 | 12991
Fatty acids, castor-oil, Me esters | 422576 | 12992
Fatty acids, coco, esters with triethylene glycol | 422568 | 12993
Fatty acids, C18-unsatd., dimers, compds. with 4,5-dihydro-2-nortall-oil alkyl-1H-imidazole-1-ethanamine | 422550 | 12994
Fatty acids, C18-unsatd., dimers, compds. with 4,5-dihydro-2-nortall-oil alkyl-1H-imidazole-1-ethanamine, acetates | 422543 | 12995
Fatty acids, tall-oil, compds. with 4,5-dihydro-2-nortall-oil alkyl-1H-imidazole-1-ethanamine | 422535 | 12996
Fatty acids, tall-oil, 1-methyl-1,2-ethanediyl esters | 422527 | 12997
Fatty acids, tall-oil, 1-methyl-1,2-ethanediyl esters, epoxidized | 422519 | 12998
Fatty acids, tallow, hydrogenated, dimers, diketene derivs. | 422501 | 12999
Cashew, nutshell liq., maleated, calcium salt | 422493 | 13000
Cashew, nutshell liq., polymer with epichlorohydrin and phenol | 422485 | 13001
Cashew, nutshell liq., reaction products with di-Et sulfate | 422477 | 13002
Cashew, nutshell liq., reaction products with phenol | 422469 | 13003
Amides, from coco fatty acids and triethylenetetramine, acetates | 422451 | 13004
Amides, tallow, N,N'-(iminodi-2,1-ethanediyl)bis- | 422444 | 13005
Amides, tallow, N-[3-(tallow alkylamino)propyl] | 422436 | 13006
Amines, N-tallow alkyltrimethylenedi-, ethoxylated, compds. with P,P',P''-(nitrilotri-2,1-ethanediyl) tris(dihydrogen phosphate) | 422428 | 13007
Fatty acids, coco, polymers with p-tert-butylbenzoic acid, ethylene glycol, glycerol, maleic anhydride, pentaerythritol and phthalic anhydride | 422410 | 13008
Cottonseed oil, polymer with nonanoic acid, phthalic anhydride and trimethylolethane | 422402 | 13009
Coconut oil, polymer with fumaric acid, glycerol and phthalic anhydride | 422394 | 13010
Castor oil, polymer with pentaerythritol and polypropylene glycol ether with sorbitol (6:1) | 422386 | 13011
Castor oil, polymer with ethylene glycol, fumaric acid, glycerol and phthalic anhydride | 422378 | 13012
Castor oil, mixed with soybean oil, polymd., oxidized | 422360 | 13013
Castor oil, mixed with neat's-foot oil, polymd., oxidized | 422352 | 13014
Castor oil, mixed with linseed oil, polymd., oxidized | 422345 | 13015
Castor oil, dehydrated, polymer with glycerol, Me methacrylate, pentaerythritol, phthalic anhydride, safflower oil and styrene | 422337 | 13016
Cashew, nutshell liq., polymd. | 422329 | 13017
Amines, tall-oil dimer di-, polymers with 1,12-dodecanediamine and pyromellitic dianhydride | 422311 | 13018
Alkyl iodides, C10-12, .gamma.-.omega.-perfluoro | 422303 | 13019
Alkyl iodides, C4-18, .gamma.-.omega.-perfluoro | 422295 | 13020
Linseed oil, polymer with bisphenol A, formaldehyde and tung oil | 422287 | 13021
Fatty acids, tall-oil, polymers with neopentyl glycol, pentaerythritol and phthalic anhydride | 422279 | 13022
Fatty acids, tall-oil, polymers with glycerol, pentaerythritol, phthalic anhydride and styrene | 422261 | 13023
Fatty acids, tall-oil, polymers with glycerol, isophthalic acid and linseed oil | 422253 | 13024
Fatty acids, tall-oil, polymers with pentaerythritol, polymd. dehydrated castor oil, rosin and tripentaerythritol | 422246 | 13025
Fatty acids, tall-oil, polymers with dehydrated castor oil, pentaerythritol and phthalic anhydride | 422238 | 13026
Fatty acids, tall-oil, polymers with castor oil, glycerol and phthalic anhydride | 422220 | 13027
Fatty acids, tall-oil, polymers with p-tert-butylbenzoic acid, dehydrated castor oil, pentaerythritol and phthalic anhydride | 422212 | 13028
Fatty acids, tall-oil, polymers with 2-(dimethylamino)ethanol, 3-hydroxy-2-(hydroxymethyl)-2-methylpropanoic acid, pentaerythritol and phthalic anhydride | 422204 | 13029
Fatty acids, tall-oil, polymers with allyl alc., pentaerythritol and styrene | 422196 | 13030
Fatty acids, sunflower-oil, polymers with adipic acid, caprolactam, diethylenetriamine, glycidyl Ph ether and triethylenetetramine | 422188 | 13031
Fatty acids, sunflower-oil, polymers with adipic acid, caprolactam, diethylenetriamine and triethylenetetramine | 422170 | 13032
Fatty acids, soya, polymers with glycerol, maleic anhydride, pentaerythritol and phthalic anhydride | 422162 | 13033
Fatty acids, soya, polymers with glycerol, maleic anhydride and phthalic anhydride | 422154 | 13034
Fatty acids, soya, polymers with fumaric acid, glycerol and phthalic anhydride | 422147 | 13035
Fatty acids, soya, polymers with ethylene glycol, glycerol, oiticica oil, phthalic anhydride and rosin | 422139 | 13036
Fatty acids, soya, polymers with dipentaerythritol and phthalic anhydride | 422121 | 13037
Fatty acids, dehydrated castor-oil, polymers with azelaic acid, crotonic acid, glycerol, isophthalic acid, 1,1'-[(1-methylethylidene)bis(4,1-phenyleneoxy)]bis[2-propanol] and phthalic anhydride | 422113 | 13038
Fatty acids, dehydrated castor-oil, polymers with acrylamide, azelaic acid, Bu acrylate, crotonic acid, Et acrylate, formaldehyde, glycerol, isophthalic acid, 1,1'-[(1-methylethylidene)bis(4,1-phenyleneoxy)]bis[2-propanol], phthalic anhydride and styrene, butylated | 422105 | 13039
Fatty acids, C18-unsatd., dimers, polymers with bisphenol A, formaldehyde, phenol, tall-oil fatty acids and triethylenetetramine | 422097 | 13040
Fatty acids, C18-unsatd., dimers, polymers with bisphenol A and diethylenetriamine | 422089 | 13041
Tung oil, polymer with cresol and formaldehyde | 422071 | 13042
Soybean oil, polymer with pentaerythritol | 422063 | 13043
Soybean oil, polymer with maleic anhydride, pentaerythritol, phthalic anhydride and trimethylolethane | 422055 | 13044
Soybean oil, polymer with glycerol, pentaerythritol, phthalic anhydride and styrene | 422048 | 13045
Tail gas (petroleum), catalytic reformed naphtha fractionation stabilizer, hydrogen sulfide-free | 415398 | 13046
Tail gas (petroleum), catalytic polymn. naphtha fractionation stabilizer | 415380 | 13047
Tail gas (petroleum), catalytic cracked distillate and catalytic cracked naphtha fractionation absorber | 415372 | 13048
Propanoic acid, 3-mercapto-, coco alkyl esters | 415364 | 13049
Poly(oxy-1,2-ethanediyl), .alpha.-hydro-.omega.-hydroxy-, mono-C8-10-alkyl ethers, phosphorotetrathioate | 415356 | 13050
Phosphoric acid, monoethyl ester, compd. with 2,2'-(coco alkylimino)bis[ethanol] | 415349 | 13051
Phosphoric acid, mono- and di-C6-10-alkyl esters | 415331 | 13052
Hexanedioic acid, mixed decyl and octyl esters | 415323 | 13053
4-Cyclohexene-1,2-dicarboxylic acid, monocastor oil alkyl esters | 415315 | 13054
2-Butenedioic acid (2Z)-, monocastor oil alkyl esters | 415307 | 13055
Aziridine, homopolymer, reaction products with epichlorohydrin, hydrochlorides | 415299 | 13056
Aziridine, homopolymer, reaction products with epichlorohydrin | 415281 | 13057
Calcium, acetate carbonate hydrogenated castor-oil fatty acids complexes | 415273 | 13058
Calcium, acetate hydrogenated tallow fatty acids complexes | 415265 | 13059
Stannane, dibutyl-, soybean oil derivs., epoxidized | 415257 | 13060
Fatty acids, C14-18-unsatd., compds. with diisopropanolamine | 407833 | 13061
Fatty acids, C14-18-unsatd., compds. with triisopropanolamine | 407825 | 13062
Fatty acids, C14-18-unsatd., compds. with ethylenediamine | 407817 | 13063
Rare earth chlorides | 407809 | 13064
Fatty acids, C6-12, compds. with triethanolamine | 407791 | 13065
Fatty acids, C16-18-unsatd., compds. with isopropanolamine | 407783 | 13066
Rare earth fluorides | 407775 | 13067
Rare earth metals, hydroxides | 407767 | 13068
Rare earth oxides | 407759 | 13069
Grease, sulfated, sodium salt | 407742 | 13070
Grease, poultry | 407734 | 13071
Tannins, salts with 2-[4-(dimethylamino)phenyl]-3,6-dimethylbenzothiazolium | 407726 | 13072
Tannins, salts with 2-[[2-cyano-3-[(4-diethylamino)phenyl]-1-oxo-2-propen-1-yl]oxy]-N,N,N-trimethylethanaminium | 407718 | 13073
Amines, polyalkylenepoly-, 3-(C6-10-alkyloxy)-2-hydroxypropyl derivs. | 407700 | 13074
Amines, polyalkylenepoly-, 3-(C12-18-alkyloxy)-2-hydroxypropyl derivs. | 407692 | 13075
Fatty acids, linseed-oil, polymers with benzoic acid, maleic anhydride, pentaerythritol and phthalic anhydride | 407684 | 13076
Linseed oil, polymer with ethylene glycol, isophthalic acid, pentaerythritol, phthalic anhydride and tung oil | 407676 | 13077
Rosin, polymer with glycerol, maleic anhydride, pentaerythritol, phthalic anhydride and soybean oil | 407668 | 13078
Fatty acids, soya, polymers with glycerol, isophthalic acid, linseed oil, pentaerythritol, phthalic anhydride, soybean oil and tall-oil fatty acids | 407650 | 13079
Fatty acids, tall-oil, polymers with glycerol, phthalic anhydride, soybean oil and tung oil | 407643 | 13080
Fatty acids, tall-oil, polymers with glycerol, pentaerythritol, phthalic anhydride, rosin, safflower oil and tung oil | 407635 | 13081
Fatty acids, tall-oil, polymers with glycerol and maleic anhydride | 407627 | 13082
Fatty acids, tall-oil, polymers with coconut oil, glycerol and phthalic anhydride | 407619 | 13083
Fatty acids, tall-oil, polymers with glycerol, pentaerythritol, phthalic anhydride and safflower oil | 407601 | 13084
Fatty acids, tall-oil, polymers with glycerol, isophthalic acid and pentaerythritol | 407593 | 13085
Fatty acids, tall-oil, polymers with glycerol, isophthalic acid, neopentyl glycol and pentaerythritol | 407585 | 13086
Fatty acids, tall-oil, polymers with bisphenol A, formaldehyde, glycerol, phthalic anhydride and rosin | 407577 | 13087
Rosin, maleated, polymer with bisphenol A and formaldehyde | 407569 | 13088
Linseed oil, polymer with glycerol, pentaerythritol, phthalic anhydride and tall oil | 407551 | 13089
Linseed oil, polymer with pentaerythritol, phthalic anhydride, soybean oil and tall oil | 407544 | 13090
Fatty acids, soya, polymers with 1,4-cyclohexanedimethanol, isophthalic acid, trimellitic anhydride and trimethylolpropane | 407536 | 13091
Fatty acids, soya, polymers with benzoic acid, 1,4-cyclohexanedimethanol, isophthalic acid, trimellitic anhydride and trimethylolethane | 407528 | 13092
Linseed oil, polymer with phthalic anhydride, tall oil and trimethylolethane | 407510 | 13093
Linseed oil, polymer with benzoic acid, maleic anhydride and pentaerythritol | 407502 | 13094
Naphthenic acids, reaction products with polyalkylenepolyamines | 407494 | 13095
Rosin, maleated, polymer with propylene glycol | 407486 | 13096
Rosin, fumarated, polymer with sorbitol | 407478 | 13097
Fatty acids, C18, esters with polyethylene glycol | 407460 | 13098
Tall oil, polymer with 2-amino-2-(hydroxymethyl)-1,3-propanediol and formaldehyde | 407452 | 13099
Alkenes, C24-28 .alpha.-, polymers with maleic anhydride, C20-28-alkyl esters | 407445 | 13100
Distillates (petroleum), steam-cracked, polymd., reaction products with maleic anhydride | 407437 | 13101
Distillates (coal-petroleum), condensed-ring arom. | 407429 | 13102
Alkenes, ethylene-manuf.-by-product dicyclopentadiene-conc., polymers with 1-methyl-4-(1-methylethenyl)cyclohexene and steam-cracked petroleum distillates | 407411 | 13103
Distillates (coal), chem. neutralized solvent naphtha and heavy arom. blended naphtha, nonhydrocarbon-free | 407403 | 13104
Sulfuric acid, mono-C>10-alkyl esters, sodium salts | 407395 | 13105
Resin acids and Rosin acids, compds. with ethanolamine | 407387 | 13106
1,3-Butanediol, polymer with 2-ethyl-2-(hydroxymethyl)-1,3-propanediol and 5-isocyanato-1-(isocyanatomethyl)-1,3,3-trimethylcyclohexane, dodecyl ether | 407379 | 13107
Fatty acids, tall-oil, reaction products with 3-[(1-methylethyl)amino]-1-phenyl-1-propanone | 407361 | 13108
Fatty acids, coco, reaction products with diethanolamine, sodium salts | 407353 | 13109
Fatty acids, tall-oil, reaction products with acetophenone, formaldehyde and thiourea, hydrochlorides | 407346 | 13110
Protein hydrolyzates, sodium salts | 407338 | 13111
Acid chlorides, coco, reaction products with protein hydrolyzates sodium salts | 407320 | 13112
Protein hydrolyzates, reaction products with 10-undecenoyl chloride, sodium salts | 407312 | 13113
Fatty acids, C14-22 | 429241 | 13114
Fatty acids, C9-15-neo-, manganese salts | 429233 | 13115
Fatty acids, C9-13-neo-, calcium salts | 429225 | 13116
Fatty acids, C5-10, mixed esters with pentaerythritol and valeric acid | 429217 | 13117
Carboxylic acids, C5-9, mixed esters with pentaerythritol and valeric acid | 429209 | 13118
Fatty acids, C5-10, mixed esters with 3-methylbutanoic acid and pentaerythritol | 429191 | 13119
Fatty acids, C5-10, esters with pentaerythritol | 429183 | 13120
Carboxylic acids, C5-9, esters with pentaerythritol | 429175 | 13121
Fatty acids, C16-18, compds. with diethanolamine | 429167 | 13122
Fatty acids, C6-12, compds. with diethanolamine | 429159 | 13123
Fatty acids, C16 and C18-unsatd., triesters with trimethylolpropane | 429142 | 13124
Fatty acids, C16-18 and C18-unsatd., sodium salts | 429134 | 13125
Fatty acids, C16 and C18-unsatd., sodium salts | 429126 | 13126
Fatty acids, C14-18 and C16-26-unsatd., sodium salts | 429118 | 13127
Fatty acids, C16-18 and C18-unsatd., potassium salts | 429100 | 13128
Fatty acids, C16 and C18-unsatd., potassium salts | 429092 | 13129
Fatty acids, C14-18 and C16-26-unsatd., potassium salts | 429084 | 13130
Fatty acids, C6-24 and C16-18-unsatd., glyceride-contg. | 429076 | 13131
Fatty acids, C16-18 and C18-unsatd., compds. with triethanolamine | 429068 | 13132
Fatty acids, C16 and C18-unsatd., compds. with diethanolamine | 429050 | 13133
Fatty acids, C14-18 and C16-18-unsatd., compds. with diethanolamine | 429043 | 13134
Fatty acids, C14-18 and C16-18-unsatd., calcium salts | 429035 | 13135
Fatty acids, C8-18 and C18-branched and C18-unsatd., Bu esters | 429027 | 13136
Fatty acids, C16 and C18-unsatd. and C18-unsatd. hydroxy | 429019 | 13137
Fatty acids, C16-22 and C18-unsatd. | 429001 | 13138
Decanoic acid, branched, reaction products with tetraethylenepentamine | 428995 | 13139
Cottonseed meal, ammoniated | 428987 | 13140
Cottonseed meal | 428979 | 13141
Castor oil, polymer with 1,1'-methylenebis[4-isocyanatobenzene] | 428961 | 13142
Castor oil, polymer with Me Et ketone oxime and TDI | 428953 | 13143
Sulfite liquors and Cooking liquors, spent, alkali-sulfur dioxide-treated | 428946 | 13144
Rosin, polymer with bisphenol A, epichlorohydrin and tall oil | 428938 | 13145
Butanoic acid, 3-oxo-, ethyl ester, reaction products with aluminum isopropoxide, 2-(2-butoxyethoxy)ethanol and p-toluenesulfonic acid | 428920 | 13146
Soybean oil, polymer with glycerol, maleic anhydride, phthalic anhydride and sorbitol | 422030 | 13147
Soybean oil, polymer with fumaric acid, glycerol, maleic anhydride and phthalic anhydride | 422022 | 13148
Soybean oil, polymer with fumaric acid, glycerol and phthalic anhydride | 422014 | 13149
Soybean oil, polymer with ethylene glycol, fumaric acid, glycerol, pentaerythritol and phthalic anhydride | 422006 | 13150
Soybean oil, polymer with ethylene glycol, fumaric acid, glycerol, maleic anhydride, pentaerythritol and phthalic anhydride | 421990 | 13151
Soybean oil, polymer with dihydroabietyl alc., pentaerythritol and phthalic anhydride | 421982 | 13152
Soybean oil, polymer with diethylene glycol, pentaerythritol and phthalic anhydride | 421974 | 13153
Soybean oil, polymer with p-tert-butylphenol, formaldehyde, glycerol, pentaerythritol, phenol, phthalic anhydride and tung oil | 421966 | 13154
Soybean oil, polymer with benzoic acid, ethylene glycol, glycerol, pentaerythritol and phthalic anhydride | 421958 | 13155
Soybean oil, polymer with allyl alc., glycerol, isophthalic acid and styrene | 421941 | 13156
Soybean oil, polymer with allyl alc., ethylene glycol, glycerol, isophthalic acid, Me methacrylate and styrene | 421933 | 13157
Rosin, polymer with glycerol, linoleic acid, pentaerythritol and phthalic anhydride | 421925 | 13158
Rosin, dimerized, polymer with pentaerythritol | 421917 | 13159
Quaternary ammonium compounds, (hydroxyethyl)methyltallow alkyl(3-tallow amidopropyl), ethoxylated, chlorides | 421909 | 13160
Poly(oxy-1,2-ethanediyl), .alpha.-[2-[bis(2-aminoethyl)methylammonio]ethyl]-.omega.-hydroxy-, N,N'-bis(hydrogenated tallow acyl) derivs., Me sulfates (salts) | 421891 | 13161
Poly(oxy-1,2-ethanediyl), .alpha.-[2-[bis(2-aminoethyl)methylammonio]ethyl]-.omega.-hydroxy-, N,N'-dicoco acyl derivs., Me sulfates (salts) | 421883 | 13162
Oils, walnut, polymers with glycerol and isophthalic acid | 421875 | 13163
Fats and Glyceridic oils, tunny, polymers with isophthalic acid and pentaerythritol | 421867 | 13164
Fats and Glyceridic oils, herring, oxidized | 421859 | 13165
Linseed oil, polymer with isophthalic acid, pentaerythritol and 3a,4,7,7a-tetrahydro-1,3-isobenzofurandione | 421842 | 13166
Linseed oil, polymer with glycerol, phthalic anhydride and styrene | 421834 | 13167
Linseed oil, polymer with glycerol, pentaerythritol, phthalic anhydride, soybean oil, styrene and vinyltoluene | 421826 | 13168
Linseed oil, polymer with glycerol, pentaerythritol, phthalic anhydride and tung oil | 421818 | 13169
Linseed oil, polymer with glycerol, maleic anhydride, pentaerythritol, phthalic anhydride, rosin and sorbitol | 421800 | 13170
Linseed oil, polymer with p-tert-butylphenol, formaldehyde, glycerol, pentaerythritol and phthalic anhydride | 421792 | 13171
Poly(oxy-1,2-ethanediyl), .alpha.,.alpha.'-[[[2-(4,5-dihydro-1H-imidazol-1-yl)ethyl]imino]di-2,1-ethanediyl]bis[.omega.-hydroxy-, 2-nortall-oil alkyl derivs., hydrochlorides | 421784 | 13172
Ethanol, 2,2',2''-nitrilotris-, tris(dihydrogen phosphate) (ester), compds. with ethoxylated 4,5-dihydro-1H-imidazole-1-ethanamine 2-nortall-oil alkyl derivs. | 421776 | 13173
Benzenesulfonic acid, dodecyl-, compds. with ethoxylated 4,5-dihydro-1H-imidazole-1-ethanamine 2-nortall-oil alkyl derivs. (2:1) | 421768 | 13174
Acetic acid, 2-hydroxy-, compds. with 4,5-dihydro-1H-imidazole-1-ethanamine 2-nortall-oil alkyl derivs. (2:1) | 421750 | 13175
Benzenemethanol, 4-amino-.alpha.,.alpha.-bis(4-aminophenyl)-, reaction products with aniline | 421511 | 13176
Acid chlorides, tallow, reaction products with protein hydrolyzates sodium salts | 407304 | 13177
Acid chlorides, linseed-oil, reaction products with protein hydrolyzates sodium salts | 407296 | 13178
Fatty acids, tall-oil, reaction products with 2-[(2-aminoethyl)amino]ethanol and glycerol | 407288 | 13179
Amides, castor-oil, N,N-bis(hydroxyethyl) | 407270 | 13180
Amines, N-tallow alkyltrimethylenedi-, reaction products with asphalt, hydrochlorides | 407262 | 13181
Acid chlorides, soya, reaction products with protein hydrolyzates sodium salts | 407254 | 13182
Amides, soya, N-[3-(dimethylamino)propyl] | 407247 | 13183
Amines, N-coco alkyltrimethylenedi-, benzoates | 407239 | 13184
Fatty acids, tall-oil, esters with pentaerythritol | 407221 | 13185
Amines, tallow alkyl, reaction products with asphalt, hydrochlorides | 407213 | 13186
Asphalt, sapon. products with alkali lignin and rosin, potassium salts | 407205 | 13187
Asphalt, sapon. products with tall oil, calcium salts | 407197 | 13188
Resin acids and Rosin acids, polymd., calcium zinc salts | 407189 | 13189
Soybean oil, polymer with adipic acid, glycerol, pentaerythritol and phthalic anhydride | 407171 | 13190
Soybean oil, polymer with pentaerythritol, phthalic anhydride and TDI | 407163 | 13191
Sunflower oil, polymer with adipic acid, glycerol, pentaerythritol and phthalic anhydride | 407155 | 13192
Paraffin waxes and Hydrocarbon waxes, chloro, chlorosulfonated | 407148 | 13193
Paraffin oils, chlorosulfonated, saponified | 407130 | 13194
Sulfonic acids, C8-18-alkane, chloro | 407122 | 13195
Siloxanes and Silicones, cyanopropyl Me, Me hydrogen | 407114 | 13196
Slimes and Sludges, papermaking, secondary | 407106 | 13197
Resin acids and Rosin acids, barium salts | 407098 | 13198
Alkyl iodides, C4-20, .gamma.-.omega.-perfluoro | 407080 | 13199
Glues, depolymd., reaction products with formaldehyde and sodium bisulfite | 407072 | 13200
Shellac, stearate | 407064 | 13201
Fatty acids, coco, .alpha.-sulfo, 1-Me esters, sodium salts | 407056 | 13202
Fatty acids, tall-oil, compds. with N-cyclohexyl-N-methylcyclohexanamine | 407049 | 13203
Terpenes and Terpenoids, clove-oil, reaction products with formaldehyde | 407031 | 13204
Oils, cabreuva | 407023 | 13205
Rosin, sulfonated, sodium salts | 407015 | 13206
Resin acids and Rosin acids, ethoxylated propoxylated | 407007 | 13207
Soybean oil, fumarated, ethoxylated | 406991 | 13208
Fatty acids, tall-oil, low-boiling, esters with pentaerythritol | 406983 | 13209
Fats and Glyceridic oils, fish, sulfated, compds. with triethanolamine | 406975 | 13210
Fats and Glyceridic oils, vegetable, sodium salts | 406967 | 13211
Fats and Glyceridic oils, neat's-foot, sodium salts | 406959 | 13212
Fats and Glyceridic oils, fish, sulfated, ammonium salts | 406942 | 13213
Acid chlorides, coco | 406934 | 13214
Acid chlorides, soya | 406926 | 13215
Fatty acids, tall-oil, mixed esters with glycerol and pentaerythritol | 406918 | 13216
Alcohols, C32-36-branched | 406900 | 13217
Tall oil, esters with ethylene glycol | 406892 | 13218
Castor oil, oxidized | 406884 | 13219
Acid chlorides, linseed-oil | 406876 | 13220
Sperm oil, bisulfited | 406868 | 13221
Rape oil, reaction products with diethanolamine | 406850 | 13222
Fats and Glyceridic oils, vegetable, sulfated, reaction products with diethanolamine | 406843 | 13223
Sperm oil, sulfated, compds. with diethanolamine | 406835 | 13224
Castor oil, sulfated, ammonium salt | 406827 | 13225
Castor oil, sulfated, sodium salt | 406819 | 13226
Fats and Glyceridic oils, fish, oxidized | 406801 | 13227
Acid chlorides, coco, hydrogenated | 406793 | 13228
Tallow, hydrogenated, reaction products with diethanolamine | 406785 | 13229
Acid chlorides, coco, hydrogenated, reaction products with protein hydrolyzates sodium salts | 406777 | 13230
Tall oil, calcium salt | 406769 | 13231
Quaternary ammonium compounds, (hydrogenated tallow alkyl)bis(hydroxyethyl)methyl, ethoxylated, chlorides | 406751 | 13232
Schiff bases, C12-14-alkyl methylene | 406744 | 13233
Amines, C12-14-alkyl, isooctyl phosphates | 406736 | 13234
Polyphosphoric acids, C6-10-alkyl esters | 406728 | 13235
Polyphosphoric acids, C12-18-alkyl esters | 406710 | 13236
Nepheline syenite, manganese zirconium brown | 406702 | 13237
1-Propanaminium, 2-hydroxy-N,N,N-trimethyl-, 3-(C12-15-alkyloxy) derivs., chlorides | 406694 | 13238
Amines, C12-14-alkyl, compds. with phosphoramidic acid C12-14-alkyl derivs. | 406686 | 13239
Hydrocarbons, C4, ethane-propane-cracked | 406678 | 13240
Coal, anthracite, calcined | 406660 | 13241
Quaternary ammonium compounds, (carboxymethyl)dimethylsoya alkyl, chlorides | 421495 | 13242
Phosphoric acid, mixed decyl and octyl esters, compds. with morpholine | 421057 | 13243
Pitch, petroleum, arom. | 406652 | 13244
Pitch, coal tar-petroleum | 406645 | 13245
Coal, brown, reaction products with sodium dichromate, neutralized | 406637 | 13246
Sulfuric acid, mono-C>10-alkyl esters, compds. with diethanolamine | 406629 | 13247
Poly(oxy-1,2-ethanediyl), .alpha.-sulfo-.omega.-hydroxy-, C14-18-alkyl ethers, sodium salts | 406595 | 13248
2-Propenoic acid, methyl ester, polymer with N1-(2-aminoethyl)-1,2-ethanediamine, reaction products with epichlorohydrin | 406553 | 13249
1-Propanesulfonic acid, 2-methyl-, 2-[[1-oxo-3-[(.gamma.-.omega.-perfluoro-C4-16-alkyl)thio]propyl]amino] derivs., sodium salts | 406546 | 13250
1,3-Propanediamine, N-[3-(C10-16-alkyloxy)propyl] derivs. | 406538 | 13251
1-Propanamine, 3-(C14-18-alkyloxy) derivs. | 406520 | 13252
1-Propanamine, 3-(C10-16-alkyloxy) derivs. | 406512 | 13253
1-Propanamine, 3-(C6-12-alkyloxy) derivs. | 406504 | 13254
Propanamide, 3-[(.gamma.-.omega.-perfluoro-C4-10-alkyl)thio] derivs. | 406496 | 13255
Phosphorodithioic acid, O,O-di-C1-14-alkyl esters | 406488 | 13256
Fatty acids, C12-14-tertiary, glycidyl esters, reaction products with triethylenetetramine | 406462 | 13257
Manganese, 2-ethylhexanoate tall-oil fatty acids complexes | 406454 | 13258
Lead, 2-ethylhexanoate tall-oil fatty acids complexes | 406447 | 13259
Iron, 2-ethylhexanoate tall-oil fatty acids complexes | 406439 | 13260
L-Glutamic acid, mixed N-coco acyl and N-tallow acyl derivs., monosodium salts | 406421 | 13261
L-Glutamic acid, mixed N-coco acyl and N-oleoyl derivs., monosodium salts | 406413 | 13262
L-Glutamic acid, N-coco acyl derivs., monosodium salts | 406405 | 13263
L-Glutamic acid, N-coco acyl derivs., monolithium salts | 406397 | 13264
L-Glutamic acid, N-coco acyl derivs., disodium salts | 406389 | 13265
L-Glutamic acid, N-coco acyl derivs., compds. with triethanolamine (1:1) | 406371 | 13266
1,2-Ethanediamine, N1,N2-bis(2-aminoethyl)-, 2-hydroxy-3-phenoxypropyl derivs. | 406363 | 13267
Distillates (petroleum), mixed heavy olefin vacuum, heart-cut | 440214 | 13268
Distillates (petroleum), light steam-cracked, C5-10 fraction, polymers with light steam-cracked petroleum naphtha C5 fraction oligomer conc. | 440206 | 13269
Distillates (petroleum), heavy naphthenic, polymers with steam-cracked petroleum distillates C5-12 fraction, post-polymd. | 440198 | 13270
Distillates (petroleum), heavy naphthenic, mixed with steam-cracked petroleum distillates C5-12 fraction | 440180 | 13271
Distillates (petroleum), heavy naphthenic, mixed with light steam-cracked petroleum naphtha C5 fraction-steam-cracked petroleum distillates C5-10 fraction polymers, post-polymd. | 440172 | 13272
Gases (petroleum), extractive, C3-5, butene-isobutylene-rich | 440164 | 13273
Gases (petroleum), extractive, C3-5, butadiene-butene-rich | 440156 | 13274
Distillates (petroleum), cracked stripped steam-cracked petroleum distillates, C10-12 fraction | 440149 | 13275
Distillates (petroleum), cracked stripped steam-cracked petroleum distillates, C8-10 fraction | 440131 | 13276
Distillates (petroleum), cracked steam-cracked petroleum distillates | 440123 | 13277
Distillates (petroleum), cracked steam-cracked, C5-18 fraction, polymd. | 440115 | 13278
Distillates (petroleum), cracked steam-cracked, C5-18 fraction | 440107 | 13279
Distillates (petroleum), C3-6, piperylene-rich | 440099 | 13280
Distillates (petroleum), C3-5, 2-methyl-2-butene-rich | 440081 | 13281
Gases (petroleum), C3-4, isobutane-rich | 440073 | 13282
Distillates (petroleum), C7-13, C8-rich | 440065 | 13283
Distillates (petroleum), catalytic reformer fractionator residue, low-boiling | 440057 | 13284
Distillates (petroleum), catalytic reformer fractionator residue, intermediate-boiling | 440040 | 13285
Distillates (petroleum), catalytic reformer fractionator residue, high-boiling | 440032 | 13286
Waxes and Waxy substances, rosin | 440024 | 13287
Waste solids, pulp mill | 440016 | 13288
Wastes, petroleum | 440008 | 13289
Waste gases, vent gas, C1-6 | 439992 | 13290
Waste gases, from acetylene manuf. | 439984 | 13291
Tar acids, residues, distillates, first-cut | 439976 | 13292
Benzene, ethenyl-, distn. residues, thermally cracked | 439968 | 13293
Tannins, salts with N-[4-[bis[4-(dimethylamino)phenyl]methylene]-2,5-cyclohexadien-1-ylidene]-N-methylmethanaminium | 439950 | 13294
Tannins, salts with N-[4-[(2-chlorophenyl)[4-(dimethylamino)phenyl]methylene]-2,5-cyclohexadien-1-ylidene]-N-methylmethanaminium | 439943 | 13295
Tall oil, polymer with formaldehyde, fumaric acid, glycerol, pentaerythritol and 4-(1,1,3,3-tetramethylbutyl)phenol | 439935 | 13296
Tall oil, polymer with formaldehyde, linoleic acid dimer, linoleic acid trimer, 4-nonylphenol and tripentaerythritol, ethoxylated propoxylated | 439927 | 13297
Tall oil, polymer with o-cresol, formaldehyde and phenol | 439919 | 13298
Tall oil, polymer with benzoic acid, ethylene glycol, glycerol, pentaerythritol and phthalic anhydride | 439901 | 13299
Sulfonic acids, alkanedi-, disodium salts | 439893 | 13300
Sulfonic acids, alkane, chloro | 439885 | 13301
Sulfite liquors and Cooking liquors, spent, alkali-sulfur dioxide treated, copper salts | 439877 | 13302
Sulfite liquors and Cooking liquors, pink | 439869 | 13303
Soybean oil, polymer with phthalic anhydride, trimellitic anhydride and trimethylolethane | 439851 | 13304
Soybean oil, polymer with glycerol and 4,5,6,7,8,8-hexachloro-3a,4,7,7a-tetrahydro-4,7-methanoisobenzofuran-1,3-dione | 439844 | 13305
Soybean oil, polymer with ethylene glycol, pentaerythritol, phthalic anhydride and trimethylolpropane | 439836 | 13306
Soybean oil, polymer with 2-(dimethylamino)ethanol, phthalic anhydride, trimellitic anhydride and trimethylolpropane | 439828 | 13307
Soybean oil, polymer with diethylene glycol, maleic anhydride, pentaerythritol and phthalic anhydride | 439810 | 13308
Soybean oil, polymer with p-tert-butylbenzoic acid, glycerol, isophthalic acid and tung oil | 439802 | 13309
Soybean oil, polymer with Bu methacrylate, glycerol, Me methacrylate, phthalic anhydride and styrene | 439794 | 13310
Soybean oil, polymer with benzoic acid, maleic anhydride, pentaerythritol and phthalic anhydride | 439786 | 13311
Soybean oil, polymer with benzoic acid, isophthalic acid, trimellitic anhydride and trimethylolpropane | 439778 | 13312
Slags, coal | 439760 | 13313
Shale, expanded | 439752 | 13314
Safflower oil, polymer with allyl alc., pentaerythritol, styrene and TDI | 439745 | 13315
Safflower oil, polymer with isophthalic acid and trimethylolethane | 439737 | 13316
Safflower oil, polymer with benzoic acid, isophthalic acid, soybean oil and trimethylolpropane | 439729 | 13317
Safflower oil, polymer with benzoic acid, glycerol, pentaerythritol and phthalic anhydride | 439711 | 13318
Safflower oil, polymer with acrylic acid, benzoic acid, tert-Bu peroxide, isophthalic acid, Me methacrylate, soybean oil, trimethylolpropane and vinyltoluene | 439703 | 13319
Rare earth metals, silicides | 439695 | 13320
Polyphosphoric acids, sodium tetraborate salts | 439687 | 13321
Petroleum refining residues, cracking, polymd. | 439679 | 13322
Petroleum gases, liquefied, sweetened | 439661 | 13323
Petroleum gases, liquefied | 439653 | 13324
Petroleum products, gases, inorg. | 439646 | 13325
Petroleum, chlorosulfurized | 439638 | 13326
Peanut meal | 439620 | 13327
Paraffin waxes and Hydrocarbon waxes, oxidized, calcium salts | 439612 | 13328
Fats and Glyceridic oils, vegetable, deodorizer distillates | 439604 | 13329
Naphtha (coal), solvent-refining | 439596 | 13330
Molasses | 439588 | 13331
Lubricating oils, refined used | 439570 | 13332
Linseed oil, polymer with pentaerythritol, phthalic anhydride and walnut oil | 439562 | 13333
Linseed oil, maleated, compd. with diethylamine | 439554 | 13334
Linseed oil, polymer with maleic anhydride and propylene glycol | 439547 | 13335
Linseed oil, polymer with isophthalic acid, pentaerythritol and trimellitic anhydride | 439539 | 13336
Linseed oil, polymer with dimerized rosin, isophthalic acid and pentaerythritol | 439521 | 13337
Linseed oil, polymer with glycerol, pentaerythritol, phthalic anhydride, sorbitol and soybean oil | 439513 | 13338
Linseed oil, polymer with formaldehyde, maleic anhydride, phenol, phthalic anhydride and rosin | 439505 | 13339
Linseed oil, polymer with formaldehyde, isophthalic acid, phenol, rosin, soybean oil and trimethylolethane | 439497 | 13340
Linseed oil, polymer with formaldehyde and tung oil | 439489 | 13341
Linseed oil, polymer with formaldehyde | 439471 | 13342
Linseed oil, polymer with 2,2-dimethylpropanoic acid, phthalic anhydride, TDI and trimethylolpropane | 439463 | 13343
Linseed oil, polymer with p-tert-butylphenol, cresol, formaldehyde and phenol | 439455 | 13344
Linseed oil, polymer with p-tert-butylphenol, cresol and formaldehyde | 439448 | 13345
Linseed oil, polymer with p-tert-butylbenzoic acid, glycerol, phthalic anhydride and soybean oil | 439430 | 13346
Linseed oil, polymer with 4-biphenylol, formaldehyde and tung oil | 439422 | 13347
Linseed oil, acidulated, polymer with pentaerythritol, phthalic anhydride and rosin | 439414 | 13348
Hydrocarbons, cyclic C5 and C6 | 439406 | 13349
Hydrocarbons, C5-rich | 439398 | 13350
Hydrocarbons, C3-5, polymn. unit feed | 439380 | 13351
Hydrocarbons, C.gtoreq.20, petroleum wastes | 439372 | 13352
Hydrocarbons, C4, ethylene-manuf.-by-product | 439364 | 13353
Hydrocarbons, C.gtoreq.5, C5-6-rich | 439356 | 13354
Hydrocarbons, C2-4, C3-rich | 439349 | 13355
Hydrocarbons, C2-6, chloro | 439331 | 13356
Hydrocarbons, C2-6, C6-8 catalytic reformer | 439323 | 13357
Hydrocarbons, C3-11, catalytic cracker distillates | 439315 | 13358
Hydrocarbons, C5-10 arom. conc., ethylene-manuf.-by-product | 439307 | 13359
Hydrocarbons, C>3 | 439299 | 13360
Hydrocarbons, C4-6, C5-rich | 439281 | 13361
Hydrocarbons, C4-5 | 439273 | 13362
Hydrocarbons, C3-4 | 439265 | 13363
Hydrocarbons, aliph.-arom.-C4-5-olefinic | 439257 | 13364
Glycerides, montan-wax | 439240 | 13365
Glues, depolymd. | 439232 | 13366
Globulins, blood plasma | 439224 | 13367
Fuels, diesel, no. 2 | 439216 | 13368
Fuel oil, residual | 439208 | 13369
Fuel oil, residues-straight-run gas oils, high-sulfur | 439190 | 13370
Fuel oil, no. 4 | 439182 | 13371
Fuel oil, no. 2 | 439174 | 13372
Fuel gases, crude oil distillates | 439166 | 13373
Fuel gases, C6-8 catalytic reformer | 439158 | 13374
Fuel gases, amine system residues | 439141 | 13375
Fuel gases | 439133 | 13376
Feldspar-group minerals | 439125 | 13377
Fatty acids, vegetable-oil, polymers with maleic anhydride, pentaerythritol and phthalic anhydride | 439117 | 13378
Fatty acids, vegetable-oil, polymers with isophthalic acid, phthalic anhydride, soybean oil, trimethylolethane and tung oil | 439109 | 13379
Fatty acids, vegetable-oil, polymers with isophthalic acid, phthalic anhydride, safflower oil and trimethylolethane | 439091 | 13380
Fatty acids, vegetable-oil, polymers with glycerol, pentaerythritol, phthalic anhydride and trimethylolethane | 439083 | 13381
Fatty acids, vegetable-oil, polymers with glycerol, pentaerythritol and phthalic anhydride | 439075 | 13382
Fatty acids, vegetable-oil, polymers with glycerol, maleic anhydride, pentaerythritol and phthalic anhydride | 439067 | 13383
Fatty acids, vegetable-oil, polymers with fumaric acid, glycerol and phthalic anhydride | 439059 | 13384
Fatty acids, vegetable-oil, polymers with bisphenol A, epichlorohydrin, pentaerythritol and rosin | 439042 | 13385
Fatty acids, vegetable-oil, polymers with bisphenol A, epichlorohydrin and rosin | 439034 | 13386
Fatty acids, tall-oil, reaction products with borax and 2-(dimethylamino)ethanol | 439026 | 13387
Fatty acids, tall-oil, polymers with linoleic acid dimer, linoleic acid trimer and tripentaerythritol, ethoxylated propoxylated | 439018 | 13388
Fatty acids, tall-oil, linoleic acid-rich, polymers with bisphenol A, epichlorohydrin and maleic anhydride, compds. with diethylamine | 439000 | 13389
Fatty acids, tall-oil, esters with tripentaerythritol, ethoxylated propoxylated | 438994 | 13390
Fatty acids, soya, polymers with isophthalic acid, trimellitic anhydride and trimethylolpropane | 438986 | 13391
Fatty acids, soya, polymers with isophthalic acid and trimethylolpropane | 438978 | 13392
Fatty acids, soya, polymers with glycerol, maleic anhydride, pentaerythritol, phthalic anhydride and soybean oil | 438960 | 13393
Fatty acids, montan-wax, 2-hydroxyethyl esters | 438952 | 13394
Fatty acids, montan-wax, ethoxylated | 438945 | 13395
Fatty acids, montan-wax | 438937 | 13396
Fatty acids, linseed oil, polymers with allyl alc. and styrene | 438929 | 13397
Fatty acids, dehydrated castor-oil, polymers with bisphenol A and bisphenol A diglycidyl ether | 438911 | 13398
Fatty acids, C18-unsatd., dimers, C20-32-alkyl esters | 438903 | 13399
Fatty acids, C18-unsatd., dimers, polymers with ethylenediamine, piperazine, sebacic acid and tall-oil fatty acids | 438895 | 13400
Fatty acids, C18-unsatd., dimers, polymers with ethylenediamine, piperazine, sebacic acid and soya fatty acids | 438887 | 13401
Fatty acids, C18-unsatd., dimers, polymers with ethylenediamine, lauric acid, piperazine and sebacic acid | 438879 | 13402
Fatty acids, C18-unsatd., dimers, polymers with diethylenetriamine, ethylenediamine, sebacic acid and tall-oil fatty acids | 438861 | 13403
Fatty acids, C18-unsatd., dimers, polymers with diethylenetriamine, ethylenediamine, sebacic acid and soya fatty acid | 438853 | 13404
Fatty acids, C18-unsatd., dimers, polymers with epichlorohydrin | 438846 | 13405
Fatty acids, C18-unsatd., dimers, polymers with azelaic acid, ethylenediamine, piperazine and tall-oil fatty acids | 438838 | 13406
Fatty acids, C18-unsatd., dimers, polymers with azelaic acid, ethylenediamine, piperazine and soya fatty acids | 438820 | 13407
Fatty acids, C18-unsatd., dimers, polymers with azelaic acid, ethylenediamine, lauric acid and piperazine | 438812 | 13408
Fatty acids, C18-unsatd., dimers, polymers with azelaic acid, diethylenetriamine, ethylenediamine and tall-oil fatty acids | 438804 | 13409
Fatty acids, C18-unsatd., dimers, polymers with azelaic acid, diethylenetriamine, ethylenediamine and soya fatty acids | 438796 | 13410
Fatty acids, C18-unsatd., dimers, polymers with azelaic acid, diethylenetriamine, ethylenediamine and lauric acid | 438788 | 13411
Fatty acids, C18-unsatd., dimers, polymers with azelaic acid, diethylenetriamine, ethylenediamine and isostearic acid | 438770 | 13412
Fatty acids, C18-unsatd., dimers, polymers with adipic acid, diethylenetriamine, ethylenediamine and tall-oil fatty acids | 438762 | 13413
Fatty acids, C18-unsatd., dimers, polymers with adipic acid, ethylenediamine, lauric acid and piperazine | 438754 | 13414
Fatty acids, C18-unsatd., dimers, polymers with adipic acid, diethylenetriamine, ethylenediamine and soya fatty acids | 438747 | 13415
Fatty acids, C18-unsatd., dimers, polymers with adipic acid, diethylenetriamine, ethylenediamine and lauric acid | 438739 | 13416
Fatty acids, coco, polymers with p-tert-butylbenzoic acid, glycerol and phthalic anhydride | 438721 | 13417
Fats and Glyceridic oils, vegetable, yellow grease | 438713 | 13418
Distillates (petroleum), light steam-cracked naphtha | 438705 | 13419
Distillates (petroleum), catalytic reformed depentanizer | 438697 | 13420
Gilsonite, polymer with cottonseed-oil pitch, linseed oil and tung oil | 438689 | 13421
Coconut oil, polymer with benzoic acid, glycerol, phthalic anhydride, soybean oil and trimethylolpropane | 438671 | 13422
Flue dust, portland cement | 438663 | 13423
Castor oil, polymer with p-tert-butylphenol, glycerol and phthalic anhydride | 438655 | 13424
Castor oil, dehydrated, polymer with allyl alc., glycerol, linseed oil and styrene | 438648 | 13425
Caseins, polymers with formaldehyde and phenol | 438630 | 13426
Carboxylic acids, C2-3 | 438622 | 13427
Aromatic hydrocarbons, C6-8, naphtha-raffinate pyrolyzate-derived | 438614 | 13428
Amines, N.alpha.-(C8-22 and C8-22-unsatd. alkyl)-N.omega.-[3-(5,6-dihydro-1(4H)-pyrimidinyl)propyl]polytrimethylenepoly- | 438606 | 13429
Amines, C12-16-alkyl, compds. with 6-methylheptyl dihydrogen phosphate (2:1) | 438598 | 13430
Amines, C12-16-alkyl, compds. with bis(6-methylheptyl) hydrogen phosphate | 438580 | 13431
Amines, benzyl-C12-16-alkyl, hydrochlorides | 438572 | 13432
Amides, C6-16, N-(hydroxypropyl) | 438564 | 13433
Amides, C14-18 and C16-18-unsatd., [[(2-hydroxypropyl)imino]di-2,1-ethanediyl]bis- | 438556 | 13434
Alkenes, C>10 .alpha.-, polymers with maleic anhydride, C22-30-alkyl esters | 438549 | 13435
Alkenes, C>10 .alpha.-, polymers with maleic anhydride | 438531 | 13436
Alkenes, C5, naphtha-raffinate pyrolyzate-derived | 438523 | 13437
Alkanes, C4-5 | 438515 | 13438
Alkanes, C3-4 | 438507 | 13439
Alkanes, C2-3 | 438499 | 13440
Alkanes, C1-2 | 438481 | 13441
Alcohols, C1-3 | 438473 | 13442
1,4-Benzenediol, branched nonyl derivs. | 438465 | 13443
Resin acids and Rosin acids, polymd., esters with ethylene glycol | 438366 | 13444
Resin acids and Rosin acids, polymd., esters with glycerol | 438358 | 13445
Rosin, polymer with bisphenol A, glycerol, pentaerythritol and tung oil | 438341 | 13446
Rosin, polymer with maleic acid, pentaerythritol and tung oil | 438333 | 13447
Linseed oil, polymer with glycerol, isophthalic acid and vinyltoluene | 438325 | 13448
Linseed oil, polymer with glycerol, isophthalic acid, pentaerythritol, soybean oil and terephthalic acid | 438317 | 13449
Linseed oil, polymer with diethylene glycol, pentaerythritol, phthalic anhydride and soybean oil | 438309 | 13450
Tall oil, polymer with bisphenol A, epichlorohydrin and tung oil | 438291 | 13451
Safflower oil, polymer with p-tert-butylbenzoic acid, glycerol, lauric acid and phthalic anhydride | 438283 | 13452
Safflower oil, polymer with adipic acid, glycerol and phthalic anhydride | 438275 | 13453
Alkenes, C24-28 .alpha.-, polymers with maleic anhydride | 437855 | 13454
Alkenes, C18-24 .alpha.-, dimers | 437848 | 13455
Castor oil, polymer with 1,1'-methylenebis[4-isocyanatocyclohexane] | 437830 | 13456
Castor oil, polymer with glycerol, phthalic anhydride and trimethylolethane | 437822 | 13457
Castor oil, polymer with glycerol, phthalic anhydride and tall oil | 437814 | 13458
Castor oil, polymer with glycerol, maleic anhydride, phthalic anhydride and rosin | 437806 | 13459
Castor oil, polymer with glycerol, maleic acid, pentaerythritol, phthalic anhydride, rosin and trimethylolethane | 437798 | 13460
Castor oil, polymer with ethylene glycol, oxidized | 437780 | 13461
Castor oil, polymer with dipropylene glycol and TDI | 437772 | 13462
Castor oil, polymer with dehydrated castor oil, glycerol, isophthalic acid, Me methacrylate and styrene | 437764 | 13463
Castor oil, polymer with cyclohexanone and formaldehyde | 437756 | 13464
Castor oil, ester with pentaerythritol | 437749 | 13465
Castor oil, ester with glycerol | 437731 | 13466
Castor oil, dehydrated, polymer with pentaerythritol, phthalic anhydride, safflower oil and vinyltoluene | 437723 | 13467
Castor oil, dehydrated, polymer with maleic anhydride and rosin | 437715 | 13468
Fatty acids, tall-oil, polymers with benzoic acid, glycerol, maleic anhydride and phthalic anhydride | 437707 | 13469
Fatty acids, tall-oil, polymers with benzoic acid, ethylene glycol, maleic anhydride, pentaerythritol, phthalic anhydride and soybean oil | 437699 | 13470
Fatty acids, tall-oil, polymers with benzoic acid, dipentaerythritol, pentaerythritol, phthalic anhydride and trimethylolethane | 437681 | 13471
Fatty acids, tall-oil, polymers with asphalt, maleic anhydride and tall-oil pitch | 437673 | 13472
Fatty acids, tall-oil, polymers with adipic acid, benzoic acid, glycerol, nonanoic acid and phthalic anhydride | 437665 | 13473
Fatty acids, tall-oil, polymers with acidulated linseed oil, glycerol, pentaerythritol, phthalic anhydride and rosin | 437657 | 13474
Fatty acids, soya, polymers with pentaerythritol, phthalic anhydride, trimellitic anhydride and trimethylolpropane | 437640 | 13475
Fatty acids, soya, polymers with ethylene glycol, maleic anhydride, pentaerythritol and phthalic anhydride | 437632 | 13476
Fatty acids, soya, polymers with ethylene glycol, fumaric acid, pentaerythritol and phthalic anhydride | 437624 | 13477
Fatty acids, soya, polymers with p-tert-butylphenol, formaldehyde, glycerol and phthalic anhydride | 437616 | 13478
Fatty acids, safflower-oil, diesters with polyethylene glycol | 437608 | 13479
Fatty acids, linseed-oil, polymers with rosin and tung oil | 437590 | 13480
Fatty acids, linseed-oil, polymers with pentaerythritol and phthalic anhydride | 437582 | 13481
Fatty acids, linseed-oil, polymers with glycerol, maleic anhydride, pentaerythritol and phthalic anhydride | 437574 | 13482
Fatty acids, lanolin, ethoxylated | 437566 | 13483
Fatty acids, dehydrated castor-oil, polymers with pentaerythritol, phthalic anhydride, tall-oil fatty acids and vinyltoluene | 437558 | 13484
Fatty acids, dehydrated castor-oil, polymers with pentaerythritol, phthalic anhydride, soybean oil and trimethylolethane | 437541 | 13485
Fatty acids, dehydrated castor-oil, polymers with pentaerythritol, phthalic anhydride and soya fatty acids | 437533 | 13486
Fatty acids, dehydrated castor-oil, polymers with bisphenol A, epichlorohydrin and rosin | 437525 | 13487
Fatty acids, dehydrated castor-oil, polymers with acrylic acid, bisphenol A, epichlorohydrin, 2-hydroxyethyl acrylate, styrene and tall-oil fatty acids | 437517 | 13488
Fatty acids, C18-unsatd., dimers, polymers with tetraethylenepentamine and triethylenetetramine | 437509 | 13489
Fatty acids, C18-unsatd., dimers, polymers with glycerol, rosin, tall-oil fatty acids and terephthalic acid | 437491 | 13490
Fatty acids, C18-unsatd., dimers, polymers with ethylenediamine, 2-ethylhexanoic acid, hexahydro-1,3-isobenzofurandione and 2-methylpropanoic acid | 437483 | 13491
Fatty acids, C18-unsatd., dimers, polymers with dipentaerythritol, ethylenediamine, fumaric acid, pentaerythritol, phthalic anhydride, polymd. soybean oil and tall oil | 437475 | 13492
Fatty acids, C18-unsatd., dimers, polymers with bisphenol A, ethylenediamine, formaldehyde, glycerol, isophthalic acid, linseed oil, maleic anhydride, rosin, tall-oil fatty acids, 1-tridecanol and trimethylolpropane | 437467 | 13493
Fatty acids, C18-unsatd., dimers, polymers with acetic acid, diethylenetriamine, ethylenediamine and piperazine | 437459 | 13494
Fatty acids, corn-oil, polymers with glycerol and phthalic anhydride | 437442 | 13495
Fatty acids, coco, polymers with ethylene glycol, pentaerythritol, phthalic anhydride and trimethylolethane | 437434 | 13496
Fatty acids, coco, polymers with 2,2-dimethylpropyl 2,2-dimethyl-3-hydroxypropanoate, pentaerythritol and phthalic anhydride | 437426 | 13497
Fatty acids, coco, polymers with castor oil-glycerol reaction products, glycerol and phthalic anhydride | 437418 | 13498
Fatty acids, coco, polymers with adipic acid, benzoic acid, glycerol, isophthalic acid, phthalic anhydride and trimethylolethane | 437400 | 13499
Fatty acids, C9-11-branched, glycidyl esters, polymers with glycerol, maleic anhydride and melamine | 437392 | 13500
Fatty acids, C9-11-branched, glycidyl esters, polymers with castor oil, formaldehyde, 6-phenyl-1,3,5-triazine-2,4-diamine and phthalic anhydride | 437384 | 13501
Coconut oil, polymer with pentaerythritol, phthalic anhydride and trimethylolethane | 437376 | 13502
Coconut oil, polymer with dipentaerythritol, ethylene glycol, pentaerythritol and phthalic anhydride | 437368 | 13503
Coconut oil, ester with polyethylene glycol mono-sec-pentadecyl ether | 437350 | 13504
Fatty acids, tall-oil, polymers with pentaerythritol, phthalic anhydride and propylene glycol | 437343 | 13505
Fatty acids, tall-oil, polymers with neopentyl glycol, pentaerythritol, petroleum resins and phthalic anhydride | 437335 | 13506
Fatty acids, tall-oil, polymers with maleic anhydride, pentaerythritol and rosin | 437327 | 13507
Fatty acids, tall-oil, polymers with glycerol, phthalic anhydride, rosin and soybean oil | 437319 | 13508
Fatty acids, tall-oil, polymers with glycerol, phthalic anhydride and propylene glycol | 437301 | 13509
Fatty acids, tall-oil, polymers with glycerol, hydrogenated rosin, pentaerythritol and phthalic anhydride | 437293 | 13510
Fatty acids, tall-oil, polymers with glycerol, maleic anhydride, phthalic anhydride, rosin and tung oil | 437285 | 13511
Fatty acids, tall-oil, polymers with glycerol, linseed oil, phthalic anhydride and rosin | 437277 | 13512
Fatty acids, tall-oil, polymers with glycerol, isophthalic acid, menhaden oil and pentaerythritol | 437269 | 13513
Fatty acids, tall-oil, polymers with glycerol, isophthalic acid, linseed oil, pentaerythritol and phthalic anhydride | 437251 | 13514
Fatty acids, tall-oil, polymers with ethylene glycol, glycerol, maleic anhydride, phthalic anhydride, rosin, soybean oil and tung oil | 437244 | 13515
Fatty acids, tall-oil, polymers with ethylenediamine, linoleic acid dimer, pentaerythritol, phthalic anhydride and soybean oil | 437236 | 13516
Fatty acids, tall-oil, polymers with dipropylene glycol, maleic anhydride and pitch | 437228 | 13517
Fatty acids, tall-oil, polymers with dehydrated castor oil, glycerol, pentaerythritol, phthalic anhydride and styrene | 437210 | 13518
Fatty acids, tall-oil, polymers with dehydrated castor oil, glycerol, isophthalic acid, Me methacrylate and styrene | 437202 | 13519
Fatty acids, tall-oil, polymers with dehydrated castor oil, glycerol, isophthalic acid and 1,1'-[(methylethylidene)bis(4,1-phenyleneoxy)]bis[2-propanol] | 437194 | 13520
Fatty acids, tall-oil, polymers with diethylene glycol, ethylene glycol, maleic anhydride, pentaerythritol, phthalic anhydride and soybean oil | 437186 | 13521
Fatty acids, tall-oil, polymers with p-tert-butylphenol, formaldehyde, fumaric acid, glycerol, phenol, phthalic anhydride and rosin | 437178 | 13522
Fatty acids, tall-oil, polymers with benzoic acid, glycerol, maleic anhydride, phthalic anhydride and soybean oil | 437160 | 13523
Linseed oil, polymer with conjugated safflower oil, pentaerythritol and rosin | 437152 | 13524
Linseed oil, polymer with p-tert-butylphenol, formaldehyde, pentaerythritol, phthalic anhydride, rosin and tung oil | 437145 | 13525
Linseed oil, polymer with p-tert-butylphenol, formaldehyde, glycerol, phthalic anhydride and soybean oil | 437137 | 13526
Linseed oil, polymer with p-tert-butylphenol, formaldehyde, glycerol, pentaerythritol, phthalic anhydride and rosin | 437129 | 13527
Linseed oil, polymd., polymer with p-tert-butylphenol, formaldehyde, glycerol, maleic anhydride, pentaerythritol and rosin | 437111 | 13528
Linseed oil, polymer with 2-[2-(2-butoxyethoxy)ethoxy]ethanol, isophthalic acid, maleic anhydride, pentaerythritol, rosin and trimethylolpropane | 437103 | 13529
Linseed oil, polymer with bisphenol A, butadiene, cyclopentadiene, formaldehyde, maleic anhydride, methylcyclopentadiene, pentadiene and phenol | 437095 | 13530
Linseed oil, polymer with bisphenol A, formaldehyde, glycerol, rosin and tung oil | 437087 | 13531
Linseed oil, polymer with bisphenol A, formaldehyde, glycerol, maleic anhydride, pentaerythritol, rosin and tung oil | 437079 | 13532
Resin acids and Rosin acids, Me esters, polymd., polymer with bisphenol A, formaldehyde, glycerol, isophthalic acid, linseed oil, rosin and trimethylolpropane | 437061 | 13533
Linseed oil, polymer with bisphenol A, formaldehyde, glycerol and rosin | 437053 | 13534
Linseed oil, polymer with bisphenol A, dipentaerythritol, formaldehyde, fumaric acid, glycerol, nonylphenol and rosin | 437046 | 13535
Linseed oil, polymer with bisphenol A, p-tert-butylphenol, formaldehyde, rosin and tung oil | 437038 | 13536
Linseed oil, polymer with 5-amino-1,3,3-trimethylcyclohexanemethanamine, maleated butadiene-cyclopentadiene-methylcyclopentadiene polymer, 1-[2-(2-methoxy-1-methylethoxy)-1-methylethoxy]-2-propanol and tung oil | 437020 | 13537
Linseed oil, polymer with adipic acid, isophthalic acid and trimethylolpropane | 437012 | 13538
Linseed oil, polymer with acidulated linseed oil, ethylene glycol, pentaerythritol and phthalic anhydride | 437004 | 13539
Linseed oil, polymd., polymer with bisphenol A, formaldehyde, glycerol, maleic anhydride, rosin and tung oil | 436998 | 13540
Lanolin, ethoxylated propoxylated | 436980 | 13541
Lactalbumins, hydrolyzates | 436972 | 13542
Ketones, C14 | 436964 | 13543
Glycerides, soya mono-, polymers with glycerol, phthalic anhydride and stearic acid | 436956 | 13544
Gelatins, polymers with 2,4,6-trihydroxybenzoic acid | 436949 | 13545
Gelatins, polymers with glyoxal | 436931 | 13546
Gelatins, polymers with formaldehyde | 436923 | 13547
Gelatins, polymers with (2Z)-2,3-dichloro-4-oxo-2-butenoic acid | 436915 | 13548
Gelatins, polymers with chromium potassium sulfate (1:1:2) | 436907 | 13549
Gelatins, polymers with N,N'-bis(hydroxymethyl)urea | 436899 | 13550
Fatty acids, vegetable-oil, polymers with isophthalic acid, terephthalic acid, trimellitic anhydride and trimethylolpropane | 436881 | 13551
Fatty acids, vegetable-oil, polymers with acrylic acid, allyl alc., hydroxypropyl methacrylate and styrene | 436873 | 13552
Fatty acids, tallow, polymers with benzoic acid, dipentaerythritol, pentaerythritol and phthalic anhydride | 436865 | 13553
Fatty acids, tall-oil, polymers with pentaerythritol, phthalic anhydride, soybean oil and TDI | 436857 | 13554
Fatty acids, tall-oil, polymers with pentaerythritol, phthalic anhydride and soybean oil | 436840 | 13555
Rosin, polymer with formaldehyde, glycerol, phenol, phthalic anhydride and tung oil | 436832 | 13556
Rosin, polymer with formaldehyde, glycerol, lactic acid, phenol, phthalic anhydride and tung oil | 436824 | 13557
Rosin, polymer with dicyclopentadiene, formaldehyde and nonylphenol | 436816 | 13558
Rosin, polymer with bisphenol A, formaldehyde, glycerol, and pentaerythritol | 436808 | 13559
Rosin, polymer with bisphenol A, formaldehyde, glycerol and tung oil | 436790 | 13560
Rosin, maleated, polymer with pentaerythritol and polymd. rosin | 436782 | 13561
Rosin, maleated, polymer with dihexyl phthalate, ethylene glycol and phthalic anhydride | 436774 | 13562
Rosin, maleated, polymer with diethylene glycol and ethanolamine | 436766 | 13563
Rosin, maleated, polymer with p-tert-butylphenol and formaldehyde, zinc salt | 436758 | 13564
Rosin, polymer with acrylic acid and maleic acid | 436741 | 13565
Rosin, polymer with dipentaerythritol, dodecylphenol, formaldehyde, fumaric acid, maleic anhydride and tung oil | 436733 | 13566
Rosin, fumarated, polymer with diethylene glycol and ethanolamine | 436725 | 13567
Rosin, polymd., maleated, polymer with dipentaerythritol | 436717 | 13568
Resin acids and Rosin acids, ethoxylated, reaction products with maleic anhydride, sodium hydrogen sulfate and sodium hydroxide | 436709 | 13569
Resin acids and Rosin acids, esters with oxidized menhaden oil | 436691 | 13570
Rosin, polymer with glycerol and pentaerythritol | 436683 | 13571
Rosin, fumarated, polymer with 2-(2-aminoethoxy)ethanol and pentaerythritol | 436675 | 13572
Resin acids and Rosin acids, calcium salts, polymers with linseed oil and tung oil | 436667 | 13573
Protein hydrolyzates, reaction products with oleoyl chloride | 436659 | 13574
Polyphosphoric acids, esters with polyethylene glycol nonylphenyl ether | 436642 | 13575
Polyphosphoric acids, esters with polyethylene glycol decyl ether | 436634 | 13576
Petroleum resins, polymers with tung oil | 436626 | 13577
Fatty acids, vegetable-oil, polymers with isophthalic acid and pentaerythritol | 436618 | 13578
Fats and Glyceridic oils, menhaden, polymers with pentaerythritol, phthalic anhydride and tall oil | 436600 | 13579
Fats and Glyceridic oils, menhaden, polymers with isophthalic acid, maleic anhydride and pentaerythritol | 436592 | 13580
Fats and Glyceridic oils, menhaden, polymers with glycerol, maleic anhydride, phthalic anhydride and vinyltoluene | 436584 | 13581
Fats and Glyceridic oils, menhaden, polymers with glycerol, isophthalic acid, maleic anhydride and pentaerythritol | 436576 | 13582
Fats and Glyceridic oils, menhaden, polymers with p-tert-butylphenol, formaldehyde, glycerol and phthalic anhydride | 436568 | 13583
Fats and Glyceridic oils, menhaden, polymers with benzoic acid, glycerol and isophthalic acid | 436550 | 13584
Linseed oil, polymer with pentaerythritol, phthalic anhydride and propylene glycol | 436543 | 13585
Linseed oil, polymer with butadiene-cyclopentadiene-maleic anhydride-methylcyclopentadiene polymer and tung oil | 436535 | 13586
Linseed oil, polymer with isophthalic acid, rosin and trimethylolethane | 436527 | 13587
Linseed oil, polymer with isophthalic acid, phthalic anhydride and trimethylolpropane | 436519 | 13588
Linseed oil, polymer with glycerol, phthalic anhydride, soybean oil and styrene | 436501 | 13589
Linseed oil, polymer with glycerol, isophthalic acid, rosin, soybean oil and tall oil | 436493 | 13590
Linseed oil, polymer with glycerol, isophthalic acid, pentaerythritol, soybean oil, terephthalic acid and vinyltoluene | 436485 | 13591
Linseed oil, polymer with glycerol, isophthalic acid, pentaerythritol and terephthalic acid | 436477 | 13592
Linseed oil, polymer with ethylene glycol, glycerol, maleic anhydride, pentaerythritol, phthalic anhydride and soybean oil | 436469 | 13593
Linseed oil, polymer with o-cresol, formaldehyde and phenol | 436451 | 13594
Tallow, hydrogenated, reaction products with polyethylene glycol | 436444 | 13595
Tall oil, polymer with pentaerythritol, phthalic anhydride, propylene glycol and vinyltoluene | 436436 | 13596
Tall oil, polymer with pentaerythritol, phthalic anhydride and styrene | 436428 | 13597
Tall oil, polymer with ethylene glycol, pentaerythritol, phthalic anhydride and vinyltoluene | 436410 | 13598
Tall oil, polymer with p-tert-butylphenol, formaldehyde, glycerol and phthalic anhydride | 436402 | 13599
Tall oil, polymer with benzoic acid, pentaerythritol and phthalic anhydride | 436394 | 13600
Tall oil, polymer with 2-amino-2-(hydroxymethyl)-1,3-propanediol, fumaric acid and tung oil | 436386 | 13601
Sunflower oil, polymer with Bu acrylate, maleic anhydride, Me methacrylate, methacrylic acid, neopentyl glycol and trimellitic anhydride | 436378 | 13602
Soybean oil, polymer with pentaerythritol, TDI and trimethylolpropane | 436360 | 13603
Safflower oil, polymer with pentaerythritol and terephthalic acid | 436352 | 13604
Soybean oil, polymer with glycerol, phthalic anhydride, styrene and vinyltoluene | 436345 | 13605
Safflower oil, polymer with glycerol, phthalic anhydride, soybean oil, styrene and vinyltoluene | 436337 | 13606
Soybean oil, polymer with glycerol, phthalic anhydride and vinyltoluene | 436329 | 13607
Soybean oil, polymer with glycerol, Me methacrylate, pentaerythritol, phthalic anhydride, styrene and sunflower oil | 436311 | 13608
Soybean oil, polymer with glycerol, maleic anhydride, pentaerythritol, phthalic anhydride and polymd. soybean oil | 436303 | 13609
Soybean oil, polymer with glycerol, isophthalic acid and phthalic anhydride | 436295 | 13610
Soybean oil, polymer with ethylene glycol, pentaerythritol, phthalic anhydride and TDI | 436287 | 13611
Soybean oil, polymer with ethylene glycol, oxidized | 436279 | 13612
Soybean oil, polymer with glycerol, 4,5,6,7,8,8-hexachloro-3a,4,7,7a-tetrahydro-4,7-methanoisobenzofuran-1,3-dione, and polymd. soybean oil | 436261 | 13613
Soybean oil, polymer with benzoic acid, maleic anhydride, pentaerythritol, phthalic anhydride and trimethylolethane | 436253 | 13614
Soybean oil, polymer with benzoic acid, glycerol, phthalic anhydride and TDI | 436246 | 13615
Soybean oil, polymer with benzoic acid, dipentaerythritol, glycerol, pentaerythritol, phthalic anhydride and sunflower oil | 436238 | 13616
Soybean oil, polymer with ethylenediamine, maleic anhydride and tung oil | 436220 | 13617
Siloxanes and Silicones, Ph Pr, hydroxy-terminated, polymer with adipic acid and neopentyl glycol | 436212 | 13618
Safflower oil, polymer with TDI and trimethylolpropane | 436204 | 13619
Safflower oil, polymer with pentaerythritol and TDI | 436196 | 13620
Safflower oil, polymer with glycerol, isophthalic acid, maleic anhydride and pentaerythritol | 436188 | 13621
Safflower oil, conjugated, polymer with p-tert-butylbenzoic acid, pentaerythritol, phthalic anhydride, soybean oil and trimethylolpropane | 436170 | 13622
Safflower oil, conjugated, polymer with benzoic acid, phthalic anhydride and trimethylolethane | 436162 | 13623
Safflower oil, conjugated, polymer with benzoic acid, isophthalic acid and trimethylolethane | 436154 | 13624
Rosin, polymer with pentaerythritol, phthalic anhydride, safflower oil and tall oil | 436147 | 13625
Rosin, polymer with formaldehyde, pentaerythritol and 4-(1,1,3,3-tetramethylbutyl)phenol | 436139 | 13626
Zirconium, carbonate dipropylene glycol 2-ethylhexanoate iso-Bu alc. oxo propionate cobalt complexes | 436121 | 13627
Zirconium, acetate carbonate dimethylhexanoate oxo complexes | 436113 | 13628
Thianthrene, dimethyl-, chloro derivs. | 436105 | 13629
1,3,5,7-Tetraazatricyclo[3.3.1.13,7]decane, reaction products with epichlorohydrin | 436097 | 13630
Sulfuric acid, esters, wastes | 436089 | 13631
Starch, reaction products with polyacrylamide | 436071 | 13632
Pyridine, 2-methyl-, 5-C4-8-alkyl derivs. | 436063 | 13633
2-Propen-1-ol, polymer with ethenylbenzene, hexanedioate, esters with tall-oil fatty acids, maleated | 436055 | 13634
2-Propen-1-ol, polymer with ethenylbenzene, esters with tall-oil fatty acids, maleated | 436048 | 13635
Propane, 1,2,3-tris(ethenyloxy)-, reaction products with nitrogen fluoride (N2F4) | 436030 | 13636
Phosphorodithioic acid, mixed O,O-bis(iso-Bu and pentyl) esters, zinc salts | 436022 | 13637
Phosphonic acid, [[(aminocarbonyl)amino]methyl]-, phosphonomethyl derivs., sodium salts | 436014 | 13638
Phosphonic acid, [[(aminocarbonyl)amino]methyl]-, phosphonomethyl derivs. | 436006 | 13639
Phenol, reaction products with isobutylene and 2,2,4-trimethylpentene | 435990 | 13640
Phenol, methyl-, isobutylenated styrenated | 435982 | 13641
Phenol, isobutylenated methylstyrenated | 435974 | 13642
1-Phenanthrenecarboxylic acid, 1,2,3,4,4a,4b,5,6,10,10a-decahydro-1,4a-dimethyl-7-(1-methylethyl)-, (1R,4aR,4bR,10aR)-, sulfurized | 435966 | 13643
1-Phenanthrenecarboxylic acid, 1,2,3,4,4a,4b,5,6,10,10a-decahydro-1,4a-dimethyl-7-(1-methylethyl)-, (1R,4aR,4bR,10aR)-, hydrogenated, sodium salt | 435958 | 13644
Oxirane, 2-methyl-, polymer with oxirane, ether with .alpha.-(2,3-dihydroxypropyl)-.omega.-hydroxypoly[oxy(methyl-1,2-ethanediyl)] (2:1), reaction products with .alpha.,.alpha.'-1,2-ethanediylbis[.omega.-hydroxypoly[oxy(methyl-1,2-ethanediyl)]], 5-isocyanato-1-(isocyanatomethyl)-1,3,3-trimethylcyclohexane and TDI | 435941 | 13645
Oxirane, 2-methyl-, polymer with oxirane, ether with .alpha.-(2,3-dihydroxypropyl)-.omega.-hydroxypoly[oxy(methyl-1,2-ethanediyl)] (2:1), reaction products with .alpha.,.alpha.'-1,2-ethanediylbis[.omega.-hydroxypoly[oxy(methyl-1,2-ethanediyl)]] and TDI | 435933 | 13646
Cobalt, borate neodecanoate complexes | 435867 | 13647
Fatty acids, tallow, sulfonated, sodium salts | 435859 | 13648
Fatty acids, tall-oil, reaction products with diethanolamine and rosin, phosphated | 435842 | 13649
Fatty acids, soya, reaction products with isopropanolamine | 435834 | 13650
Fatty acids, soya, reaction products with diethanolamine | 435826 | 13651
Benzene, ethenyl-, polymer with 1,3-butadiene, reaction products with zinc oxide | 435818 | 13652
Distillates (petroleum), hydrotreated middle, polymers with 2-[2-(2-butoxyethoxy)ethoxy]ethanol, isophthalic acid, linseed oil, maleic anhydride, pentaerythritol, rosin and trimethylolpropane | 434738 | 13653
Castor oil, dehydrated, polymer with glycerol, phthalic anhydride, soybean oil, styrene and vinyltoluene | 434720 | 13654
Castor oil, dehydrated, polymer with glycerol, phthalic anhydride, safflower oil, styrene and vinyltoluene | 434712 | 13655
Castor oil, dehydrated, polymer with glycerol, phthalic anhydride and safflower oil | 434704 | 13656
Castor oil, dehydrated, polymer with glycerol, methylstyrene, phthalic anhydride, soybean oil and vinyltoluene | 434696 | 13657
Castor oil, dehydrated, polymer with glycerol, Me methacrylate, phthalic anhydride, styrene and vinyltoluene | 434688 | 13658
Castor oil, dehydrated, polymer with glycerol, isophthalic acid, soybean oil, tung oil and vinyltoluene | 434670 | 13659
Castor oil, dehydrated, polymer with glycerol, isophthalic acid, Me methacrylate, styrene and sunflower oil | 434662 | 13660
Castor oil, dehydrated, polymer with glycerol and isophthalic acid | 434654 | 13661
Castor oil, dehydrated, polymer with ethylene glycol, isophthalic acid and pentaerythritol | 434647 | 13662
Castor oil, dehydrated, polymer with p-tert-butylbenzoic acid, pentaerythritol, phthalic anhydride and sunflower oil | 434639 | 13663
Castor oil, dehydrated, polymer with bisphenol A, p-tert-butylphenol, formaldehyde, fumaric acid, maleic acid, pentaerythritol and rosin | 434621 | 13664
Asphalt, polymer with linseed oil, maleic anhydride and tall-oil pitch | 434613 | 13665
Asphalt, polymer with linseed oil and tung oil | 434605 | 13666
Asphalt, polymer with linseed oil | 434597 | 13667
Amines, C18-22-tert-alkyl, ethoxylated | 434589 | 13668
Amines, C18-22-tert-alkyl, compds. with tungstic acid (H2WO4) | 434571 | 13669
Amides, from Me epoxyhydroxyoctadecanoate, tetraethylenepentamine and vegetable-oil fatty acids | 434563 | 13670
9-Octadecenoic acid (9Z)-, sulfurized, sodium salts | 434555 | 13671
9-Octadecenoic acid (9Z)-, sulfurized, calcium salts | 434548 | 13672
9-Octadecenoic acid (9Z)-, sulfonated, sodium salts | 434530 | 13673
9-Octadecenoic acid (9Z)-, 1,2,3-propanetriyl ester, sulfonated | 434522 | 13674
Octadecanoic acid, 1,2,3-propanetriyl ester, polymd., oxidized | 434514 | 13675
Manganese, 2-ethylhexanoate 3,5,5-trimethylhexanoate complexes | 434506 | 13676
Manganese, borate neodecanoate complexes | 434498 | 13677
Iron, borate neodecanoate complexes | 434480 | 13678
1H-Imidazole-1-ethanamine, 4,5-dihydro-, 2-nortall-oil alkyl derivs. | 434472 | 13679
Hydrofluoric acid, reaction products with alumina and cobalt chloride (CoCl2) | 434464 | 13680
Hexanoic acid, dimethyl-, lead(2+) salt, basic | 434456 | 13681
Guar gum, 2-hydroxypropyl ether, depolymd. | 434449 | 13682
Guar gum, carboxymethyl ether, sodium salt, depolymd. | 434431 | 13683
Formaldehyde, reaction products with glycerol | 434415 | 13684
Dodecanoyl chloride, chloro derivs. | 434407 | 13685
Docosanoic acid, reaction products with tetraethylenepentamine | 434399 | 13686
Docosanoic acid, reaction products with stearic acid and tetraethylenepentamine | 434381 | 13687
Dithionous acid, sodium salt (1:2), reaction products with 1,4-dihydroxy-9,10-anthracenedione, ethanolamine, ethylamine and methylamine | 434373 | 13688
Copper, [29H,31H-phthalocyaninato(2-)-.kappa.N29,.kappa.N30,.kappa.N31,.kappa.N32]-, chlorosulfonyl derivs. | 434365 | 13689
Cellulose, regenerated | 434357 | 13690
Amides, tall-oil fatty, N,N'-(iminodi-2,1-ethanediyl)bis-, ethoxylated | 428185 | 13691
Epoxides, C>8-alkyl | 428177 | 13692
Alcohols, C>10-secondary, .beta.-(2-hydroxyethoxy) | 428169 | 13693
Alcohols, C>10-secondary, .beta.-[(2-aminoethyl)amino] | 428151 | 13694
Alcohols, C>10-secondary, .beta.-[[3-(dimethylamino)propyl]amino] | 428144 | 13695
Alcohols, C>10-secondary, .beta.-(dimethylamino) | 428136 | 13696
Alcohols, C>10-secondary, .beta.-[bis(hydroxyethyl)amino] | 428128 | 13697
Quaternary ammonium compounds, bis(2-hydroxy-C>10-alkyl)dimethyl, chlorides | 428110 | 13698
Glycols, C>10, monoacetates | 428102 | 13699
Cashew, nutshell liq., polymer with formaldehyde and propylene oxide | 428094 | 13700
Cashew, nutshell liq., polymer with diethylenetriamine and formaldehyde | 428086 | 13701
Cashew, nutshell liq., polymer with ethylenediamine and formaldehyde | 428078 | 13702
Castor oil, polymer with adipic acid, benzoic acid, maleic anhydride and propylene glycol | 428060 | 13703
Cashew, nutshell liq., polymer with 4-biphenylol, formaldehyde and tung oil | 428052 | 13704
Cashew, nutshell liq., polymer with formaldehyde and furfural, reaction products with di-Et sulfate | 428045 | 13705
Cashew, nutshell liq., polymer with epichlorohydrin | 428037 | 13706
Cashew, nutshell liq., polymer with acrylonitrile, bisphenol A, bisphenol A diglycidyl ether, butadiene, itaconic acid and styrene | 428029 | 13707
Rosin, hydrogenated, polymer with acrylic acid, bisphenol A and epichlorohydrin | 428011 | 13708
Oils, walnut, polymers with glycerol, pentaerythritol and phthalic anhydride | 428003 | 13709
Fatty acids, tall-oil, polymers with isophthalic acid, pentaerythritol and safflower oil | 427997 | 13710
Soybean oil, polymer with Me methacrylate, pentaerythritol, phthalic anhydride and vinyltoluene | 427989 | 13711
Soybean oil, polymer with pentaerythritol, phthalic anhydride and vinyltoluene | 427971 | 13712
Fatty acids, tall-oil, polymers with isophthalic acid, pentaerythritol and walnut oil | 427963 | 13713
Oils, walnut, polymers with benzoic acid, isophthalic acid and pentaerythritol | 427955 | 13714
Safflower oil, polymd., polymer with glycerol, pentaerythritol, phthalic anhydride and soybean oil | 427948 | 13715
Linseed oil, polymer with dipropylene glycol, glycerol, polyethylene glycol and TDI | 427930 | 13716
Fatty acids, tall-oil, polymers with benzoic acid, neopentyl glycol, pentaerythritol, phthalic anhydride, rosin and tung oil | 427922 | 13717
Soybean oil, polymer with benzoic acid, bisphenol A, formaldehyde, glycerol, isophthalic acid and pentaerythritol | 427914 | 13718
Fatty acids, tall-oil, polymers with pentaerythritol, phthalic anhydride, rosin and soybean oil | 427906 | 13719
Coconut oil, polymer with ethylene glycol, glycerol and phthalic anhydride | 427898 | 13720
Coconut oil, polymer with neopentyl glycol, pentaerythritol and phthalic anhydride | 427880 | 13721
Linseed oil, polymer with glycerol, maleic anhydride, phthalic anhydride and tung oil | 427872 | 13722
Fatty acids, C7-10, esters with polypentaerythritol | 427864 | 13723
Rosin, polymer with formaldehyde, phenol and phthalic anhydride | 427856 | 13724
Quaternary ammonium compounds, (2-hydroxymethylethyl)methyltallow alkyl(3-tallow amidopropyl), propoxylated, Me sulfates (salts) | 427849 | 13725
Poly[oxy(methyl-1,2-ethanediyl)], .alpha.-[2-[bis(2-aminoethyl)methylammonio]methylethyl]-.omega.-hydroxy-, N,N'-ditallow acyl derivs., Me sulfates (salts) | 427831 | 13726
Alkenes, C2-18 .alpha.-, polymers with 4-methyl-1-pentene | 427823 | 13727
Castor oil, polymer with TDI and trimethylolpropane | 427815 | 13728
Fats and Glyceridic oils, fish, polymers with cyclopentadiene, dicyclopentadiene, pentaerythritol and polymd. soybean oil | 427807 | 13729
Fats and Glyceridic oils, fish, polymers with glycerol, hydrogenated fish oils, maleic anhydride, polymd. soybean oil and rosin, calcium salts | 427799 | 13730
Fats and Glyceridic oils, fish, polymers with glycerol, hydrogenated fish oils, maleic anhydride and rosin | 427781 | 13731
Fats and Glyceridic oils, fish, polymers with glycerol and tall oil | 427773 | 13732
Fats and Glyceridic oils, fish, polymers with tung oil | 427765 | 13733
Coumarone-indene resins, polymers with linseed oil, methylstyrene, pentaerythritol, rosin, styrene and tung oil | 427757 | 13734
Linseed oil, boiled, polymer with cyclopentadiene, dicyclopentadiene and pentaerythritol | 427740 | 13735
Tall oil, polymer with glycerol, pentaerythritol and TDI | 427732 | 13736
Safflower oil, polymd., polymer with glycerol, phthalic anhydride and soybean oil | 427724 | 13737
Coumarone-indene resins, polymers with 4-biphenylol, formaldehyde, linseed oil and tung oil | 427716 | 13738
Sulfuric acid, monotallow alkyl esters, sodium salts | 400366 | 13739
Alkenes, ethylene-manuf.-by-product dicyclopentadiene-conc., polymers with steam-cracked petroleum distillates, reaction products with steam-cracked petroleum distillate polymers | 400358 | 13740
Amides, tallow, N,N-bis(hydroxyethyl) | 400341 | 13741
Fatty acids, tall-oil, polymers with benzoic acid, ethylene glycol, pentaerythritol and phthalic anhydride | 400333 | 13742
Soybean oil, polymer with phthalic anhydride and trimethylolethane | 400325 | 13743
Polyphosphoric acids, esters with .alpha.,.alpha.',.alpha.''-(nitrilotri-2,1-ethanediyl)tris[.omega.-hydroxypoly(oxy-1,2-ethanediyl)], compds. with ethanolamine | 400317 | 13744
Polyphosphoric acids, esters with .alpha.,.alpha.',.alpha.''-(nitrilotri-2,1-ethanediyl)tris[.omega.-hydroxypoly(oxy-1,2-ethanediyl)] | 400309 | 13745
Rosin, maleated, polymer with p-tert-butylphenol, formaldehyde, glycerol and pentaerythritol | 400291 | 13746
Fatty acids, C18-unsatd., dimers, polymers with diethylenetriamine, ethylenediamine, isostearic acid and sebacic acid | 400283 | 13747
Amides, coco, N-[3-(dimethylamino)propyl] | 400275 | 13748
Amides, coco, N-(hydroxyethyl) | 400267 | 13749
Amides, coco, N-[2-[(2-hydroxyethyl)amino]ethyl], compds. with polyethylene glycol carboxymethyl tridecyl ether | 400259 | 13750
Amides, coco, N-[2-(4,5-dihydro-2-norcoco alkyl-1H-imidazol-1-yl)ethyl] | 400242 | 13751
Amides, tallow, N,N'-[[[2-[2-(2-hydroxyethoxy)ethoxy]ethyl]imino]di-2,1-ethanediyl]bis- | 400234 | 13752
Amides, tallow, N-[2-(4,5-dihydro-2-nortallow alkyl-1H-imidazol-1-yl)ethyl] | 400226 | 13753
Amines, tallow alkyl, compds. with linoleic acid trimer | 400218 | 13754
Amines, tallow alkyl, dodecylbenzenesulfonates | 400200 | 13755
Castor oil, reaction products with 2-[(2-aminoethyl)amino]ethanol | 400192 | 13756
Castor oil, reaction products with 2-[(2-aminoethyl)amino]ethanol and maleic anhydride | 400184 | 13757
Fatty acids, coco, diesters with polyethylene glycol | 400176 | 13758
Fatty acids, coco, [tetrahydro-4-hydroxy-3,5,5-tris(hydroxymethyl)-2H-pyran-3-yl]methyl esters, ethoxylated | 400168 | 13759
Fatty acids, tall-oil, maleated | 400150 | 13760
Fatty acids, tall-oil, esters with tripentaerythritol | 400143 | 13761
Fatty acids, tall-oil, compds. with diethylenetriamine-naphthenic acid reaction products | 400135 | 13762
Fatty acids, soya, polymers with p-tert-butylbenzoic acid, dipentaerythritol, pentaerythritol, phthalic anhydride and TDI | 400127 | 13763
Fatty acids, soya, polymers with benzoic acid, terephthalic acid and trimethylolpropane | 400119 | 13764
Fatty acids, C18-unsatd., dimers, polymers with soya fatty acids, tetraethylenepentamine and triethylenetetramine | 400101 | 13765
Fatty acids, C18-unsatd., dimers, polymers with piperazine and sebacic acid | 400093 | 13766
Fatty acids, C18-unsatd., dimers, reaction products with formaldehyde-phenol polymer glycidyl ether | 400085 | 13767
Fatty acids, C18-unsatd., dimers, polymers with ethylenediamine, piperazine and sebacic acid | 400077 | 13768
Fatty acids, C18-unsatd., dimers, polymers with ethylenediamine and tall-oil fatty acids | 400069 | 13769
Fatty acids, C18-unsatd., dimers, polymers with ethylenediamine and soya fatty acids | 400051 | 13770
Fatty acids, C18-unsatd., dimers, polymers with ethylenediamine and sebacic acid | 400044 | 13771
Fatty acids, C18-unsatd., dimers, polymers with ethylenediamine and isostearic acid | 400036 | 13772
Fatty acids, C18-unsatd., dimers, polymers with diethylenetriamine, ethylenediamine, lauric acid and sebacic acid | 400028 | 13773
Fatty acids, C18-unsatd., dimers, polymers with diethylenetriamine and tall-oil fatty acids | 400010 | 13774
Fatty acids, C18-unsatd., dimers, polymers with diethylenetriamine and soya fatty acids | 400002 | 13775
Fatty acids, C18-unsatd., dimers, polymers with azelaic acid, ethylenediamine, 4-octyl-N-(4-octylphenyl)benzenamine, piperazine and polypropylene glycol diamine | 399998 | 13776
Fatty acids, C18-unsatd., dimers, polymers with azelaic acid, ethylenediamine and tall-oil fatty acids | 399980 | 13777
Fatty acids, C18-unsatd., dimers, polymers with azelaic acid, ethylenediamine and soya fatty acids | 399972 | 13778
Fatty acids, C18-unsatd., dimers, polymers with azelaic acid, ethylenediamine and piperazine | 399964 | 13779
Fatty acids, C18-unsatd., dimers, polymers with azelaic acid and piperazine | 399956 | 13780
Fatty acids, C18-unsatd., dimers, polymers with azelaic acid and ethylenediamine | 399949 | 13781
Fatty acids, C18-unsatd., dimers, polymers with adipic acid, isophthalic acid and propylene glycol | 399931 | 13782
Fatty acids, C18-unsatd., dimers, polymers with adipic acid, ethylenediamine, piperazine and tall-oil fatty acids | 399923 | 13783
Fatty acids, C18-unsatd., dimers, polymers with adipic acid, ethylenediamine, piperazine and soya fatty acids | 399915 | 13784
Fatty acids, C18-unsatd., dimers, polymers with adipic acid, ethylenediamine and piperazine | 399907 | 13785
Fatty acids, C18-unsatd., dimers, polymers with adipic acid and piperazine | 399899 | 13786
Fatty acids, C18-unsatd., dimers, polymers with adipic acid and ethylenediamine | 399881 | 13787
Fatty acids, C18-unsatd., dimers, diesters with polyethylene glycol | 399873 | 13788
Fatty acids, tallow, hydrogenated, esters with polyethylene glycol mono-C11-15-alkyl ethers | 399865 | 13789
Fatty acids, tallow, hydrogenated, 1,4-cyclohexanediylbis(methylene) esters | 399857 | 13790
Fatty acids, tallow, 1,6-hexanediyl esters | 399840 | 13791
Fatty acids, tallow, 1,4-cyclohexanediylbis(methylene) esters | 399832 | 13792
Fatty acids, tall-oil, sulfated, compds. with triethanolamine | 399824 | 13793
Fatty acids, tall-oil, polymers with pentaerythritol, phthalic anhydride, trimethylolethane and 2,2,4-trimethyl-1,3-pentanediol | 399816 | 13794
Fatty acids, tall-oil, polymers with maleic anhydride, phthalic anhydride and trimethylolethane | 399808 | 13795
Fatty acids, tall-oil, polymers with linseed oil, pentaerythritol, phthalic anhydride and soybean oil | 399790 | 13796
Tall oil, polymer with pentaerythritol, phthalic anhydride and trimethylolpropane | 392902 | 13797
Tall oil, polymer with glycerol, phthalic anhydride, styrene and vinyltoluene | 392894 | 13798
Tall oil, polymer with glycerol, phthalic anhydride and vinyltoluene | 392886 | 13799
Tall oil, polymer with ethylene glycol, glycerol, pentaerythritol and phthalic anhydride | 392878 | 13800
Tall oil, polymer with ethylenediamine, glycerol, linoleic acid dimer, maleic anhydride and phthalic anhydride | 392860 | 13801
Tall oil, polymer with bisphenol A and epichlorohydrin | 392852 | 13802
Tall oil, polymer with benzoic acid, pentaerythritol, phthalic anhydride, trimellitic anhydride and trimethylolpropane | 392845 | 13803
Tall oil, polymer with benzoic acid, pentaerythritol, phthalic anhydride and trimethylolpropane | 392837 | 13804
Tall oil, polymer with benzoic acid, pentaerythritol, phthalic anhydride and trimellitic anhydride | 392829 | 13805
Tall oil, polymer with benzoic acid, glycerol, pentaerythritol and phthalic anhydride | 392811 | 13806
Tall oil, polymer with allyl alc., maleic anhydride and styrene | 392803 | 13807
Tall oil, compd. with triethanolamine | 392795 | 13808
Tall oil, compd. with diethanolamine | 392787 | 13809
Sunflower oil, polymer with pentaerythritol, phthalic anhydride and TDI | 392779 | 13810
Soybean oil, polymer with pentaerythritol, phthalic anhydride and 1,3,5-trimethoxy-1,5-dimethyl-1,3,5-triphenyltrisiloxane | 392761 | 13811
Soybean oil, polymer with isophthalic acid, pentaerythritol and polyethylene glycol | 392753 | 13812
Soybean oil, polymer with glycerol, maleic anhydride, pentaerythritol, phthalic anhydride and tung oil | 392746 | 13813
Soybean oil, polymer with fumaric acid, glycerol, pentaerythritol and phthalic anhydride | 392738 | 13814
Soybean oil, polymer with ethylene glycol, glycerol, phthalic anhydride and vinyltoluene | 392720 | 13815
Soybean oil, polymer with ethylene glycol, glycerol and isophthalic acid | 392712 | 13816
Soybean oil, polymer with ethylene glycol, 2-ethylhexyl acrylate, glycerol, Me methacrylate, phthalic anhydride and vinyltoluene | 392704 | 13817
2H-Pyran-3-acetic acid, tetrahydro-2-oxo-, 5-polyisobutenyl deriv. | 385260 | 13818
Ethanol, 2,2'-iminobis-, compds. with oxidized polyethylene | 385252 | 13819
2-Propenenitrile, polymer with 1,3-butadiene, 3-carboxy-1-cyano-1-methylpropyl-terminated, polymer with 2,2'-[methylenebis(2,1-phenyleneoxy)]bis[oxirane] | 385237 | 13820
Formaldehyde, polymer with 6-phenyl-1,3,5-triazine-2,4-diamine, ethylated methylated | 385229 | 13821
Formaldehyde, polymers with sulfonated phenol, sodium salts | 385211 | 13822
Poly(oxy-1,2-ethanediyl), .alpha.-sulfo-.omega.-hydroxy-, C6-10-alkyl ethers | 385203 | 13823
Poly(oxy-1,2-ethanediyl), .alpha.-sulfo-.omega.-hydroxy-, C6-10-alkyl ethers, ammonium salts | 385195 | 13824
Acetic acid ethenyl ester, polymer with ethenol, cyclic acetal with butanal and 2-propenal | 385187 | 13825
Acetic acid ethenyl ester, polymer with ethenol, reaction products with 1-isocyanatohexadecane | 385179 | 13826
1-Decene, homopolymer, hydrogenated | 385161 | 13827
Oxirane, 2-(chloromethyl)-, polymer with ammonia, reaction products with chloromethane | 385153 | 13828
Imidazo[4,5-d]imidazole-2,5(1H,3H)-dione, tetrahydro-, polymer with formaldehyde, butylated | 385146 | 13829
1,3,5-Triazine-2,4,6-triamine, polymer with formaldehyde, butylated methylated | 385138 | 13830
Siloxanes and Silicones, Me hydrogen, reaction products with polyethylene glycol and polyethylene-polypropylene glycol hydrogen 2-(dodecen-1-yl)butanedioate allyl ethers | 385088 | 13831
Platinate(2-), hexachloro-, (OC-6-11)-, hydrogen (1:2), reaction products with tributylphosphine hydrochloride (1:1) and N1-[3-(trimethoxysilyl)propyl]-1,2-ethanediamine | 377218 | 13832
Fatty acids, tall-oil, polymers with isophthalic acid, trimellitic anhydride and trimethylolethane | 399782 | 13833
Fatty acids, tall-oil, polymers with isophthalic acid, linseed oil and pentaerythritol | 399774 | 13834
Fatty acids, tall-oil, polymers with fumaric acid, pentaerythritol, phthalic anhydride and tall oil | 399766 | 13835
Fatty acids, tall-oil, polymers with ethylene glycol, pentaerythritol, phthalic anhydride and tall oil | 399758 | 13836
Fatty acids, tall-oil, polymers with ethylene glycol, fumaric acid, glycerol and phthalic anhydride | 399741 | 13837
Fatty acids, tall-oil, polymers with dipentaerythritol, pentaerythritol, phthalic anhydride and soybean oil | 399733 | 13838
Fatty acids, tall-oil, polymers with dipentaerythritol, glycerol, pentaerythritol and phthalic anhydride | 399725 | 13839
Fatty acids, tall-oil, polymers with dipentaerythritol, ethylene glycol, pentaerythritol and phthalic anhydride | 399717 | 13840
Fatty acids, tall-oil, polymers with dipentaerythritol, ethylene glycol, maleic anhydride, pentaerythritol and phthalic anhydride | 399709 | 13841
Fatty acids, tall-oil, polymers with dipentaerythritol, ethylene glycol, fumaric acid, pentaerythritol, phthalic anhydride and trimethylolethane | 399691 | 13842
Fatty acids, tall-oil, polymers with C16-18 and C18-unsatd. glycerides, isophthalic acid and pentaerythritol | 399683 | 13843
Fatty acids, tall-oil, polymers with p-tert-butylbenzoic acid, glycerol, pentaerythritol and phthalic anhydride | 399675 | 13844
Fatty acids, tall-oil, polymers with bisphenol A, epichlorohydrin and trimellitic anhydride | 399667 | 13845
Fatty acids, tall-oil, polymers with benzoic acid, pentaerythritol, phthalic anhydride, trimellitic anhydride and trimethylolethane | 399659 | 13846
Fatty acids, tall-oil, polymers with benzoic acid, maleic anhydride, pentaerythritol, phthalic anhydride and trimethylolethane | 399642 | 13847
Fatty acids, tall-oil, polymers with benzoic acid, glycerol, phthalic anhydride and tung oil | 399634 | 13848
Fatty acids, tall-oil, polymers with benzoic acid, dipentaerythritol, pentaerythritol and phthalic anhydride | 399626 | 13849
Fatty acids, tall-oil, polymers with benzoic acid, diethylene glycol, pentaerythritol and phthalic anhydride | 399618 | 13850
Fatty acids, tall-oil, polymers with benzoic acid, p-tert-butylphenol, formaldehyde, glycerol and phthalic anhydride | 399600 | 13851
Rosin, fumarated, polymer with pentaerythritol, ammonium salt | 399592 | 13852
Ethanaminium, 2-amino-N-(2-aminoethyl)-N-[2-[2-(2-hydroxyethoxy)ethoxy]ethyl]-N-methyl-, N,N'-ditallow acyl derivs., Me sulfates (salts) | 399584 | 13853
1-Propanaminium, N-(3-aminopropyl)-2-hydroxy-N,N-dimethyl-3-sulfo-, N-coco acyl derivs., inner salts | 399576 | 13854
Polyoxymethylenes, butylated | 399568 | 13855
Oils, walnut, polymd., calcium salts | 399550 | 13856
Resin acids and Rosin acids, calcium salts, polymers with lead resinates and sapond. linseed oil | 399543 | 13857
Linseed oil, polymer with rosin | 399535 | 13858
Linseed oil, polymer with menhaden oil | 399527 | 13859
Linseed oil, polymer with isophthalic acid, terephthalic acid and trimethylolpropane | 399519 | 13860
Linseed oil, polymer with isophthalic acid, pentaerythritol and tall oil | 399501 | 13861
Linseed oil, polymer with glycerol, phthalic anhydride, trimethylolethane and tung oil | 399493 | 13862
Linseed oil, polymer with fumaric acid, phthalic anhydride, tall oil and trimethylolethane | 399485 | 13863
Linseed oil, polymer with ethylene glycol, pentaerythritol, phthalic anhydride, safflower oil and soybean oil | 399477 | 13864
Linseed oil, polymer with dipentaerythritol, maleic anhydride, pentaerythritol, phthalic anhydride and soybean oil | 399469 | 13865
2-Propenoic acid, 2-methyl-, 2-hydroxyethyl ester, polymer with butyl 2-propenoate, methyl 2-methyl-2-propenoate and 2-propenoic acid, 2,2'-azobis[2-methylpropanenitrile]-initiated | 391789 | 13866
2-Propenoic acid, polymer with butyl 2-propenoate, 2,2'-azobis[2-methylpropanenitrile]-initiated | 391771 | 13867
2-Propenoic acid, 2-methyl-, 2-ethylhexyl ester, polymer with ethenylbenzene, 2-ethylhexyl 2-propenoate, 2-hydroxypropyl 2-methyl-2-propenoate, methyl 2-methyl-2-propenoate and 2-propenoic acid, 2,2'-azobis[2-methylpropanenitrile]-initiated | 391763 | 13868
2-Propenoic acid, polymer with butyl 2-propenoate and ethenylbenzene, 2,2'-azobis[2-methylpropanenitrile]-initiated | 391755 | 13869
Fatty acids, C16-18 and C18-hydroxy | 384594 | 13870
Sunflower oil, polymer with benzoic acid, pentaerythritol and phthalic anhydride | 376376 | 13871
Soybean oil, polymer with pentaerythritol, phthalic anhydride and sunflower oil | 376368 | 13872
Soybean oil, polymer with maleic anhydride, pentaerythritol and vinyltoluene | 376350 | 13873
Soybean oil, polymer with maleic anhydride and pentaerythritol | 376343 | 13874
Soybean oil, polymer with ethylene glycol, pentaerythritol, phthalic anhydride and vinyltoluene | 376335 | 13875
Soybean oil, polymer with ethylene glycol, maleic anhydride, pentaerythritol, phthalic anhydride and vinyltoluene | 376327 | 13876
Soybean oil, polymer with ethylene glycol, maleic anhydride, pentaerythritol, phthalic anhydride and sunflower oil | 376319 | 13877
Soybean oil, polymer with ethylene glycol, maleic anhydride, Me methacrylate, pentaerythritol, phthalic anhydride and vinyltoluene | 376301 | 13878
Soybean oil, polymer with ethylene glycol, glycerol, maleic anhydride, pentaerythritol and phthalic anhydride | 376293 | 13879
Soybean oil, polymer with ethylenediamine, linoleic acid dimer, pentaerythritol, phthalic anhydride and tall oil | 391441 | 13880
Soybean oil, polymer with p-tert-butylphenol, formaldehyde, glycerol, pentaerythritol, phthalic anhydride and tung oil | 391433 | 13881
Soybean oil, polymer with p-tert-butylbenzoic acid, pentaerythritol and phthalic anhydride | 391425 | 13882
Rosin, polymer with p-tert-butylbenzoic acid, 2-(dimethylamino)ethanol, glycerol, pentaerythritol, phthalic anhydride and soybean oil | 391417 | 13883
Soybean oil, polymer with benzoic acid, pentaerythritol, phthalic anhydride and trimethylolethane | 391409 | 13884
Soybean oil, polymer with benzoic acid, maleic anhydride, pentaerythritol, phthalic anhydride and trimethylolpropane | 391391 | 13885
Soybean oil, polymer with benzoic acid, isophthalic acid and trimethylolethane | 391383 | 13886
Siloxanes and Silicones, Me vinyl, hydroxy-terminated | 391375 | 13887
Siloxanes and Silicones, di-Me, vinyl group-terminated | 391367 | 13888
Siloxanes and Silicones, di-Me, Me vinyl, vinyl group-terminated | 391359 | 13889
Siloxanes and Silicones, di-Me, Me vinyl, acetate-terminated | 391342 | 13890
Siloxanes and Silicones, di-Me, [(methylsilylidyne)tris(oxy)]tris-, ethoxy-terminated | 391334 | 13891
Siloxanes and Silicones, di-Me, Me Ph, Me vinyl, hydroxy-terminated | 391326 | 13892
Siloxanes and Silicones, di-Me, di-Ph | 391318 | 13893
Safflower oil, polymer with pentaerythritol, phthalic anhydride and soybean oil | 391300 | 13894
Safflower oil, polymer with Me methacrylate, pentaerythritol, phthalic anhydride, soybean oil and vinyltoluene | 391292 | 13895
Safflower oil, polymer with maleic anhydride, Me methacrylate, pentaerythritol, phthalic anhydride, soybean oil and vinyltoluene | 391284 | 13896
Safflower oil, polymer with fumaric acid, Me methacrylate, pentaerythritol, phthalic anhydride, soybean oil and vinyltoluene | 391276 | 13897
Safflower oil, polymer with ethylene glycol, maleic anhydride, Me methacrylate, pentaerythritol, phthalic anhydride, soybean oil and vinyltoluene | 391268 | 13898
Safflower oil, polymer with conjugated safflower oil, glycerol, Me methacrylate, pentaerythritol, phthalic anhydride and styrene | 391250 | 13899
Safflower oil, polymer with benzoic acid, pentaerythritol and phthalic anhydride | 391243 | 13900
Safflower oil, conjugated, polymer with glycerol, phthalic anhydride and styrene | 391235 | 13901
Safflower oil, conjugated, polymer with glycerol, phthalic anhydride and soybean oil | 391227 | 13902
Safflower oil, conjugated, polymer with benzoic acid, isophthalic acid, pentaerythritol, phthalic anhydride and soybean oil | 391219 | 13903
Rosin, polymer with phenol | 391201 | 13904
2-Propenoic acid, ethyl ester, polymer with ethenylbenzene, 2,5-furandione and 2-methyloxirane, isobutylated | 383927 | 13905
Castor oil, polymer with conjugated linoleic acid, glycerol and phthalic anhydride | 383919 | 13906
Castor oil, polymer with glycerol, phthalic anhydride and soybean oil | 383901 | 13907
Castor oil, polymer with linoleic acid, pentaerythritol and phthalic anhydride | 383893 | 13908
Fatty acids, dehydrated castor-oil, polymers with dehydrated castor oil, glycerol, phthalic anhydride, soya fatty acids and soybean oil | 383885 | 13909
Fatty acids, tall-oil, polymers with benzoic acid, glycerol and phthalic anhydride | 383877 | 13910
Fatty acids, tall-oil, polymers with benzoic acid, glycerol, maleic anhydride, phthalic anhydride and propylene glycol | 383869 | 13911
Fatty acids, tall-oil, polymers with benzoic acid, glycerol, pentaerythritol, phthalic anhydride and walnut oil | 383851 | 13912
Fatty acids, tall-oil, polymers with p-tert-butylbenzoic acid, glycerol, isophthalic acid and phthalic anhydride | 383844 | 13913
Fatty acids, tall-oil, polymers with epoxidized soybean oil, polyethylene glycol mono(nonylphenyl) ether, styrene and trimethylolethane | 383836 | 13914
Fatty acids, tall-oil, polymers with ethylene glycol, glycerol and phthalic anhydride | 383828 | 13915
Fatty acids, tall-oil, polymers with fumaric acid, glycerol, pentaerythritol and phthalic anhydride | 383810 | 13916
Fatty acids, tall-oil, polymers with glycerol, maleic anhydride, pentaerythritol and soybean oil | 383802 | 13917
Fatty acids, tall-oil, polymers with glycerol, maleic anhydride, phthalic anhydride and rosin | 383794 | 13918
Fatty acids, tall-oil, polymers with glycerol, maleic anhydride, phthalic anhydride and soybean oil | 383786 | 13919
Fatty acids, tall-oil, polymers with glycerol, maleic anhydride, phthalic anhydride and tall oil | 383778 | 13920
Fatty acids, tall-oil, polymers with glycerol, phthalic anhydride and rosin | 383760 | 13921
Glycerides, C16-18-and C18-unsatd., polymers with p-tert-butylbenzoic acid, isophthalic acid, pentaerythritol, phthalic anhydride and polyethylene glycol | 383752 | 13922
Glycerides, C16-18-and C18-unsatd., polymers with p-tert-butylbenzoic acid, isophthalic acid, pentaerythritol, phthalic anhydride, polyethylene glycol and TDI | 383745 | 13923
Glycerides, C16-18 and C18-unsatd., polymers with ethylene glycol, pentaerythritol and phthalic anhydride | 383737 | 13924
Linseed oil, polymer with benzoic acid, glycerol, pentaerythritol, phthalic anhydride and soybean oil | 383729 | 13925
Linseed oil, polymer with cresol, formaldehyde and phenol | 383711 | 13926
Linseed oil, polymer with ethylene glycol, fumaric acid, pentaerythritol, phthalic anhydride and soybean oil | 383703 | 13927
Linseed oil, polymer with ethylene glycol, menhaden oil, pentaerythritol and phthalic anhydride | 383695 | 13928
Linseed oil, polymer with glycerol, pentaerythritol and TDI | 383687 | 13929
Linseed oil, polymer with glycerol, pentaerythritol, phthalic anhydride and rosin | 383679 | 13930
Linseed oil, polymer with glycerol, phthalic anhydride and sorbitol | 383661 | 13931
Linseed oil, polymer with glycerol, phthalic anhydride, rosin and tung oil | 383653 | 13932
Linseed oil, polymer with pentaerythritol, phthalic anhydride, rosin and soybean oil | 383646 | 13933
Linseed oil, polymer with pentaerythritol, phthalic anhydride, rosin and tall oil | 383638 | 13934
Fats and Glyceridic oils, menhaden, polymers with ethylene glycol, pentaerythritol, phthalic anhydride and rosin | 383620 | 13935
Fats and Glyceridic oils, menhaden, polymers with pentaerythritol, phthalic anhydride, rosin and tall oil | 383612 | 13936
Oils, walnut, polymers with ethylene glycol, maleic anhydride, pentaerythritol, phthalic anhydride and trimethylolethane | 383604 | 13937
Oils, walnut, polymers with fumaric acid, pentaerythritol, phthalic anhydride and trimethylolethane | 383596 | 13938
Soybean oil, polymer with benzoic acid, pentaerythritol, phthalic anhydride and trimethylolpropane | 376285 | 13939
Soybean oil, polymer with benzoic acid, maleic anhydride, phthalic anhydride, trimethylolethane and trimethylolpropane | 376277 | 13940
Soybean oil, polymer with benzoic acid, isophthalic acid, pentaerythritol, phthalic anhydride and tung oil | 376269 | 13941
Soybean oil, polymer with benzoic acid, isophthalic acid, maleic anhydride and trimethylolethane | 376251 | 13942
Soybean oil, polymer with benzoic acid, diethylene glycol, maleic anhydride, pentaerythritol and phthalic anhydride | 376244 | 13943
Soybean oil, polymer with adipic acid, neopentyl glycol, phthalic anhydride and trimethylolpropane | 376236 | 13944
Siloxanes and Silicones, Me hydrogen, Me 3,3,3-trifluoropropyl | 376228 | 13945
Siloxanes and Silicones, Me hydrogen, Me 3-(2-oxiranylmethoxy)propyl, Me 2-(triethoxysilyl)ethyl | 376210 | 13946
Siloxanes and Silicones, di-Me, hydroxy- and methoxy-terminated | 376202 | 13947
Siloxanes and Silicones, di-Me, [(triethoxysilyl)oxy]-terminated | 376194 | 13948
Siloxanes and Silicones, di-Me, [[[3-[[(9Z)-1-oxo-9-octadecen-1-yl][2-[[(9Z)-1-oxo-9-octadecen-1-yl]amino]ethyl]amino]propyl]silylidyne]tris(oxy)]tris- | 376186 | 13949
Siloxanes and Silicones, di-Me, Me vinyl, hydroxy-terminated | 376178 | 13950
Siloxanes and Silicones, di-Me, [[[3-[(2-methyl-1-oxo-2-propen-1-yl)oxy]propyl]silylidyne]tris(oxy)]tris- | 376160 | 13951
Siloxanes and Silicones, di-Me, [[[3-[(2-methyl-1-oxo-2-propen-1-yl)oxy]propyl]silylidyne]tris(oxy)]tris-, methoxy-terminated | 376152 | 13952
Siloxanes and Silicones, di-Me, hydroxy-terminated, polymers with Bu acrylate and styrene | 376145 | 13953
Siloxanes and Silicones, di-Me, hydroxy-terminated, ion(2-), bis(tetramethylammonium) | 376137 | 13954
Siloxanes and Silicones, di-Me, chlorine-terminated | 376129 | 13955
Siloxanes and Silicones, di-Me, [[(chlorinated phenyl)silylidyne]tris(oxy)]tris- | 376111 | 13956
Siloxanes and Silicones, di-Me, [[[3-[(3-carboxy-1-oxopropyl)[2-[(3-carboxy-1-oxopropyl)amino]ethyl]amino]propyl]silylidyne]tris(oxy)]tris-, ester with polyethylene glycol Me ether (1:2) | 376103 | 13957
Siloxanes and Silicones, di-Me, [[(3-aminopropyl)silylidyne]tris(oxy)]tris- | 376095 | 13958
Siloxanes and Silicones, di-Me, [[[3-[(2-aminoethyl)amino]propyl]silylidyne]tris(oxy)]tris-, dioleate | 376087 | 13959
Siloxanes and Silicones, di-Me, [[[3-[(2-aminoethyl)amino]propyl]silylidyne]tris(oxy)]tris- | 376079 | 13960
Siloxanes and Silicones, di-Me, [[[3-[(2-aminoethyl)amino]propyl]silylidyne]tris(oxy)]tris-, methoxy-terminated | 376061 | 13961
Safflower oil, polymer with pentaerythritol and phthalic anhydride | 376053 | 13962
Safflower oil, polymer with isophthalic acid and trimethylolpropane | 376046 | 13963
Safflower oil, polymer with glycerol, isophthalic acid and propylene glycol | 376038 | 13964
Safflower oil, conjugated, polymer with glycerol and phthalic anhydride | 376020 | 13965
Resin acids and Rosin acids, esters, polymers with linseed oil and pentaerythritol | 376012 | 13966
Resin acids and Rosin acids, dimers, polymers with maleic anhydride, pentaerythritol and tall-oil rosin | 376004 | 13967
Paraffin waxes and Hydrocarbon waxes, polymers with rape oil, soybean oil and sulfur | 375998 | 13968
Linseed oil, polymer with maleic anhydride, pentaerythritol and vinyltoluene | 375980 | 13969
Linseed oil, polymer with maleic anhydride and pentaerythritol | 375972 | 13970
Linseed oil, polymer with ethylene glycol, pentaerythritol, phthalic anhydride and vinyltoluene | 375964 | 13971
Linseed oil, polymer with ethylene glycol, maleic anhydride, pentaerythritol, phthalic anhydride, soybean oil and vinyltoluene | 375956 | 13972
Linseed oil, polymer with ethylene glycol, maleic anhydride, pentaerythritol, phthalic anhydride and vinyltoluene | 375949 | 13973
Linseed oil, polymer with ethylene glycol, maleic anhydride, Me methacrylate, pentaerythritol, phthalic anhydride and vinyltoluene | 375931 | 13974
Linseed oil, polymer with benzoic acid, pentaerythritol and phthalic anhydride | 375923 | 13975
Fatty acids, tallow, polymers with pentaerythritol, phthalic anhydride and propylene glycol | 375915 | 13976
Fatty acids, tall-oil, polymers with phthalic anhydride, polypropylene glycol and trimethylolpropane | 375907 | 13977
Fatty acids, tall-oil, polymers with pentaerythritol, phthalic anhydride, soybean oil and vinyltoluene | 375899 | 13978
Fatty acids, tall-oil, polymers with neopentyl glycol, phthalic anhydride, TDI and trimethylolethane | 375881 | 13979
Fatty acids, tall-oil, polymers with glycerol, pentaerythritol, phthalic anhydride and vinyltoluene | 375873 | 13980
Fatty acids, tall-oil, polymers with glycerol, linseed oil and phthalic anhydride | 375865 | 13981
Fatty acids, tall-oil, polymers with glycerol, isophthalic acid, pentaerythritol and soybean oil | 375857 | 13982
Fatty acids, tall-oil, polymers with ethylene glycol, methylstyrene, pentaerythritol, phthalic anhydride and styrene | 375840 | 13983
Fatty acids, tall-oil, polymers with o-cresol, formaldehyde and phenol | 375832 | 13984
Fatty acids, tall-oil, polymers with bisphenol A, conjugated linoleic acid, epichlorohydrin and maleic anhydride | 375824 | 13985
Fatty acids, tall-oil, polymers with acrylonitrile and butadiene | 375816 | 13986
Fatty acids, soya, polymers with isophthalic acid, tall-oil fatty acids and trimethylolpropane | 375808 | 13987
Fatty acids, soya, polymers with isophthalic acid, rosin and trimethylolpropane | 375790 | 13988
Fatty acids, soya, polymers with isophthalic acid, maleic anhydride, pentaerythritol and tall-oil fatty acids | 375782 | 13989
Fatty acids, soya, polymers with benzoic acid, pentaerythritol and phthalic anhydride | 375774 | 13990
Coconut oil, polymer with ethylene glycol and phthalic anhydride | 375766 | 13991
Coconut oil, polymer with p-tert-butylbenzoic acid, glycerol and phthalic anhydride | 375758 | 13992
Castor oil, polymer with hydrazine and TDI | 375741 | 13993
Rosin, polymer with pentaerythritol, phthalic anhydride and soybean oil | 391193 | 13994
Rosin, polymer with formaldehyde, sodium salt | 391185 | 13995
Rosin, polymer with 5-amino-1,3,3-trimethylcyclohexanemethanamine and di-Me 1,4-cyclohexanedicarboxylate | 391177 | 13996
Rosin, polymer with maleic anhydride, pentaerythritol and polymd. rosin | 391169 | 13997
Rosin, maleated, polymer with formaldehyde, glycerol, pentaerythritol and (1,1,3,3-tetramethylbutyl)phenol | 391151 | 13998
Rosin, maleated, polymer with ethylene glycol, pentaerythritol and phthalic anhydride | 391144 | 13999
Rosin, maleated, polymer with p-tert-butylphenol, formaldehyde and pentaerythritol | 391136 | 14000
Rosin, maleated, polymer with bisphenol A, formaldehyde, glycerol and pentaerythritol | 391128 | 14001
Rosin, fumarated, polymer with trimethylolethane | 391110 | 14002
Rosin, fumarated, polymer with formaldehyde, potassium salt | 391102 | 14003
Rosin, fumarated, polymer with formaldehyde, potassium sodium salt | 391094 | 14004
Resin acids and Rosin acids, calcium salts, polymers with linseed oil | 391086 | 14005
Peanut oil, polymd., oxidized | 391078 | 14006
Oils, walnut, polymers with fumaric acid, glycerol and phthalic anhydride | 391060 | 14007
Oils, walnut, polymers with benzoic acid, pentaerythritol and phthalic anhydride | 391052 | 14008
Fats and Glyceridic oils, oiticica, polymers with formaldehyde, phenol and tung oil | 391045 | 14009
Fats and Glyceridic oils, oiticica, polymers with bisphenol A, formaldehyde, glycerol, maleic anhydride, rosin and tung oil | 391037 | 14010
Oils, mustard, potassium salts | 391029 | 14011
Oils, mustard, polymd., oxidized | 391011 | 14012
Fats and Glyceridic oils, menhaden, polymers with pentaerythritol, phthalic anhydride and TDI | 391003 | 14013
Lard, oil, polymd., oxidized | 390997 | 14014
Lard, oil, Me esters | 390989 | 14015
Fats and Glyceridic oils, herring, polymd., oxidized | 390971 | 14016
Cod-liver oil, polymd., oxidized | 390963 | 14017
Linseed oil, polymer with isophthalic acid, pentaerythritol and 1,3,5-trimethoxy-1,5-dimethyl-1,3,5-triphenyltrisiloxane | 390955 | 14018
Linseed oil, polymer with isophthalic acid, pentaerythritol and soybean oil | 390948 | 14019
Linseed oil, polymer with glycerol, methylstyrene, phthalic anhydride and styrene | 390930 | 14020
Linseed oil, polymer with glycerol, maleic anhydride, pentaerythritol and phthalic anhydride | 390922 | 14021
Linseed oil, polymer with glycerol, isophthalic acid, phthalic anhydride and tung oil | 390914 | 14022
Linseed oil, polymer with glycerol and isophthalic acid | 390906 | 14023
Linseed oil, polymer with p-tert-butylphenol, formaldehyde, glycerol, phthalic anhydride and tall oil | 390898 | 14024
Linseed oil, polymer with benzoic acid, glycerol, pentaerythritol and phthalic anhydride | 390880 | 14025
Linseed oil, polymer with benzoic acid, ethylene glycol, pentaerythritol, phthalic anhydride, safflower oil and soybean oil | 390872 | 14026
Linseed oil, polymer with benzoic acid, ethylene glycol, pentaerythritol and phthalic anhydride | 390864 | 14027
Gilsonite, polymer with linseed oil and tung oil | 390856 | 14028
Fatty acids, vegetable-oil, sodium salts | 390849 | 14029
Fatty acids, vegetable-oil, polymers with bisphenol A and epichlorohydrin | 390831 | 14030
Fatty acids, vegetable-oil, polymers with benzoic acid, phthalic anhydride and trimethylolethane | 390823 | 14031
Fatty acids, tall-oil, sulfated, sodium salts | 390815 | 14032
Fatty acids, tall-oil, polymers with tetraethylenepentamine, triethylenetetramine and tung oil | 390807 | 14033
Fatty acids, tall-oil, polymers with isophthalic acid, neopentyl glycol, pentaerythritol, phthalic anhydride, soybean oil and trimellitic anhydride | 390799 | 14034
Fatty acids, tall-oil, polymers with glycerol, methylstyrene, pentaerythritol and phthalic anhydride | 390781 | 14035
Fatty acids, tall-oil, polymers with formaldehyde, phenol and urea | 390773 | 14036
Fatty acids, tall-oil, polymers with formaldehyde, glycerol, pentaerythritol and phthalic anhydride | 390765 | 14037
Fatty acids, tall-oil, polymers with formaldehyde and urea | 390757 | 14038
Fatty acids, tall-oil, polymers with ethylene glycol, pentaerythritol, phthalic anhydride and soybean oil | 390740 | 14039
Fatty acids, tall-oil, polymers with p-tert-butylbenzoic acid, ethylene glycol, glycerol, pentaerythritol and phthalic anhydride | 390732 | 14040
Fatty acids, tall-oil, polymers with bisphenol A, bisphenol A diglycidyl ether and trimellitic anhydride | 390724 | 14041
Fatty acids, tall-oil, polymers with bisphenol A and bisphenol A diglycidyl ether | 390716 | 14042
Fatty acids, tall-oil, polymers with benzoic acid, phthalic anhydride and trimethylolethane | 390708 | 14043
Fatty acids, tall-oil, polymers with benzoic acid, glycerol, isophthalic acid, pentaerythritol and tung oil | 390690 | 14044
Fatty acids, tall-oil, polymers with benzoic acid, conjugated safflower oil, isophthalic acid, pentaerythritol, phthalic anhydride and tung oil | 390682 | 14045
Fatty acids, tall-oil, polymers with benzoic acid, bisphenol A and epichlorohydrin | 390674 | 14046
Fatty acids, tall-oil, polymers with acrylic acid, glycerol, phthalic anhydride, styrene and TDI | 390666 | 14047
Rosin, polymer with benzoic acid, ethylene glycol, pentaerythritol, phthalic anhydride and tall oil | 383588 | 14048
Rosin, polymer with conjugated safflower oil, glycerol, phthalic anhydride and tall oil | 383570 | 14049
Rosin, polymer with ethylene glycol, pentaerythritol, phthalic anhydride and tall oil | 383562 | 14050
Rosin, polymer with fumaric acid, glycerol, maleic anhydride, phthalic anhydride and tall oil | 383554 | 14051
Rosin, polymer with maleic anhydride, pentaerythritol and tall oil | 383547 | 14052
Rosin, polymer with pentaerythritol, phthalic anhydride, sorbitol and soybean oil | 383539 | 14053
Soybean oil, polymer with ethylene glycol, fumaric acid, pentaerythritol and phthalic anhydride | 383521 | 14054
Soybean oil, polymer with glycerol, phthalic anhydride and TDI | 383513 | 14055
Soybean oil, polymer with glycerol, phthalic anhydride, propylene glycol and TDI | 383505 | 14056
Soybean oil, polymer with isophthalic acid, pentaerythritol and TDI | 383497 | 14057
Soybean oil, polymer with pentaerythritol, phthalic anhydride and tall oil | 383489 | 14058
Oils, walnut, polymers with pentaerythritol, phthalic anhydride, soybean oil and TDI | 383471 | 14059
Sunflower oil, polymer with isophthalic acid, pentaerythritol and TDI | 383463 | 14060
Tall oil, polymer with benzoic acid, ethylene glycol, pentaerythritol and phthalic anhydride | 383455 | 14061
Tall oil, polymer with bisphenol A, epichlorohydrin, glycerol, pentaerythritol and phthalic anhydride | 383448 | 14062
Tall oil, polymer with diethylene glycol, glycerol, pentaerythritol and phthalic anhydride | 383430 | 14063
Tall oil, polymer with ethylene glycol, glycerol, maleic anhydride, pentaerythritol and phthalic anhydride | 383422 | 14064
Tall oil, polymer with ethylene glycol, glycerol, pentaerythritol, phthalic anhydride and sorbitol | 383414 | 14065
Tall oil, polymer with ethylene glycol, pentaerythritol and phthalic anhydride | 383406 | 14066
Tall oil, polymer with glycerol and isophthalic acid | 383398 | 14067
Castor oil, polymer with ethylene glycol, glycerol and phthalic anhydride | 375733 | 14068
Castor oil, polymer with Bu alc. | 375725 | 14069
Castor oil, dehydrated, polymer with glycerol, linseed oil, phthalic anhydride, soybean oil and vinyltoluene | 375717 | 14070
Castor oil, dehydrated, polymer with glycerol, linseed oil, phthalic anhydride and vinyltoluene | 375709 | 14071
Castor oil, dehydrated, polymer with glycerol, linseed oil, maleic anhydride, phthalic anhydride, soybean oil and vinyltoluene | 375691 | 14072
Castor oil, dehydrated, polymer with benzoic acid, pentaerythritol, phthalic anhydride and tung oil | 375683 | 14073
Soybean oil, polymer with benzoic acid, pentaerythritol and phthalic anhydride | 375675 | 14074
Distillates (petroleum), oxidized light, compds. with 4,5-dihydro-2-nortall-oil alkyl-1H-imidazole-1-ethanamine | 397646 | 14075
Amines, tallow alkyl, ethoxylated, hydrochlorides | 397638 | 14076
Amines, N-tallow alkyltrimethylenedi-, ethoxylated, bis(dodecylbenzenesulfonates) (salts) | 397620 | 14077
Amines, N-tallow alkyltrimethylenedi-, ethoxylated, diglycolates (salts) | 397612 | 14078
Castor oil, dehydrated, polymer with glycerol, isophthalic acid and salicylic acid | 397604 | 14079
Castor oil, dehydrated, polymer with glycerol, phthalic anhydride and soybean oil | 397596 | 14080
Castor oil, dehydrated, polymer with pentaerythritol, phthalic anhydride, soybean oil and trimethylolethane | 397588 | 14081
Castor oil, polymer with hexahydro-1,3-isobenzofurandione | 397570 | 14082
Coconut oil, polymer with benzoic acid, pentaerythritol and phthalic anhydride | 397562 | 14083
Coconut oil, polymer with glycerol and isophthalic acid | 397554 | 14084
Fatty acids, coco, diesters with 3-hydroxy-2,2-dimethylpropyl 3-hydroxy-2,2-dimethylpropanoate | 397547 | 14085
Fatty acids, coco, polymers with phthalic anhydride and trimethylolpropane | 397539 | 14086
Fatty acids, coco, reaction products with diethylenetriamine, acetates | 397521 | 14087
Fatty acids, coco, reaction products with diethanolamine and tallow fatty acids | 397513 | 14088
Fatty acids, tallow, compds. with morpholine | 397505 | 14089
Fatty acids, dehydrated castor-oil, polymers with conjugated tall-oil fatty acids, glycerol, maleic anhydride, phthalic anhydride and rosin | 397497 | 14090
Fatty acids, C18-unsatd., dimers, compds. with 4,5-dihydro-2-nortall-oil alkyl-1H-imidazole-1-ethanamine glycolate (1:1:1) | 397489 | 14091
Fatty acids, C18-unsatd., dimers, compds. with 4,5-dihydro-2-nortall-oil alkyl-1H-imidazole-1-ethanol | 397471 | 14092
Fatty acids, tall-oil, compds. with N-[2-(4,5-dihydro-2-nortall-oil alkyl-1H-imidazol-1-yl)ethyl]tall-oil fatty amides | 397463 | 14093
Fatty acids, C18-unsatd., dimers, compds. with ethoxylated tall-oil fatty acid-polyethylenepolyamine reaction products | 397455 | 14094
Fatty acids, C18-unsatd., dimers, reaction products with pentaethylenehexamine, glycolates | 397448 | 14095
1,3-Propanediol, 2,2-bis(hydroxymethyl)-, tall-oil carboxylates | 390658 | 14096
Fatty acids, tall-oil, dimers, polymers with bisphenol A and bisphenol A diglycidyl ether | 390641 | 14097
Fatty acids, soya, epoxidized, Me esters | 390633 | 14098
Fatty acids, soya, epoxidized, 2-ethylhexyl esters | 390625 | 14099
Fatty acids, linseed-oil, polymers with maleic anhydride, neopentyl glycol and trimethylolpropane | 390617 | 14100
Fatty acids, linseed-oil, polymers with ethylene glycol, fumaric acid, phthalic anhydride and trimethylolpropane | 390609 | 14101
Fatty acids, linseed-oil, polymers with allyl alc., glycerol, styrene, TDI and trimethylolpropane | 390591 | 14102
Fatty acids, C18-unsatd., dimers, polymers with tall-oil fatty acids and triethylenetetramine | 390583 | 14103
Fatty acids, C18-unsatd., dimers, polymers with ethylene glycol | 390575 | 14104
Fatty acids, C18-unsatd., dimers, polymers with ethylene glycol, neopentyl glycol, pentaerythritol and phthalic anhydride | 390567 | 14105
Fatty acids, C14-18-unsatd., ammonium salts | 390559 | 14106
Fatty acids, C14-18 and C16-18-unsatd., compds. with triethanolamine | 390542 | 14107
Fatty acids, C16-18 and C18-hydroxy, sodium salts | 390534 | 14108
Cyclosiloxanes, Me vinyl | 390526 | 14109
Coconut oil, polymer with phthalic anhydride and trimethylolethane | 390518 | 14110
Coconut oil, polymer with pentaerythritol and phthalic anhydride | 390500 | 14111
Coconut oil, polymer with ethylene glycol, glycerol, phthalic anhydride and soybean oil | 390492 | 14112
Coconut oil, polymer with adipic acid, maleic anhydride, phthalic anhydride and trimethylolethane | 390484 | 14113
Castor oil, polymer with glycerol, pentaerythritol, phthalic anhydride, soybean oil and styrene | 390476 | 14114
Castor oil, polymer with pentaerythritol, phthalic anhydride and soybean oil | 390468 | 14115
Castor oil, polymer with glycerol, pentaerythritol and phthalic anhydride | 390450 | 14116
Castor oil, polymer with benzoic acid, glycerol, phthalic anhydride and soybean oil | 390443 | 14117
Castor oil, polymer with benzoic acid, glycerol and isophthalic acid | 390435 | 14118
Castor oil, dehydrated, polymer with pentaerythritol, phthalic anhydride, soybean oil and vinyltoluene | 390427 | 14119
Castor oil, dehydrated, polymer with glycerol, phthalic anhydride and tall oil | 390419 | 14120
Castor oil, dehydrated, polymer with glycerol, pentaerythritol and phthalic anhydride | 390401 | 14121
Castor oil, dehydrated, polymer with glycerol, menhaden oil, phthalic anhydride, styrene and vinyltoluene | 390393 | 14122
Castor oil, dehydrated, polymer with glycerol, menhaden oil, phthalic anhydride and styrene | 390385 | 14123
Castor oil, dehydrated, polymer with glycerol, menhaden oil and phthalic anhydride | 390377 | 14124
Castor oil, dehydrated, polymer with glycerol, Me methacrylate, pentaerythritol, phthalic anhydride and styrene | 390369 | 14125
Castor oil, dehydrated, polymer with glycerol, linseed oil and phthalic anhydride | 390351 | 14126
Castor oil, dehydrated, polymer with gilsonite and tung oil | 390344 | 14127
Castor oil, dehydrated, polymer with ethylene glycol, pentaerythritol and phthalic anhydride | 390336 | 14128
Castor oil, dehydrated, polymer with ethylene glycol, glycerol and phthalic anhydride | 390328 | 14129
Castor oil, acetylated, epoxidized | 390310 | 14130
Fatty acids, C6-12, polymers with pentaerythritol, phthalic anhydride and trimethylolethane | 390302 | 14131
Phosphoric acid, diethyl ester, compds. with 2,2'-(coco alkylimino)bis[ethanol] | 390294 | 14132
Amides, coco, reaction products with phthalic anhydride | 390286 | 14133
Sulfuric acid, mono-C14-18-alkyl esters, sodium salts | 390278 | 14134
Sulfuric acid, mono-C10-16-alkyl esters, magnesium salts | 390260 | 14135
Sulfuric acid, mono-C10-16-alkyl esters, ammonium salts | 390252 | 14136
1-Propanesulfonic acid, 2,3-dihydroxy-, mono-C10-16-alkyl ethers, sodium salts | 390245 | 14137
2-Propanol, 1-chloro-, 3-(C6-12-alkyloxy) derivs. | 390237 | 14138
Poly[oxy(methyl-1,2-ethanediyl)], .alpha.-hydro-.omega.-hydroxy-, polymer with 1,1'-methylenebis[4-isocyanatobenzene], isocyanate-terminated | 390229 | 14139
1,3-Propanediol, 2-ethyl-2-(hydroxymethyl)-, polymer with 1,3-diisocyanatomethylbenzene and .alpha.-hydro-.omega.-hydroxypoly[oxy(methyl-1,2-ethanediyl)], Me Et ketone oxime-blocked | 390211 | 14140
Tall oil, polymer with glycerol and phthalic anhydride | 382887 | 14141
Tall oil, polymer with glycerol, isophthalic acid, pentaerythritol and phthalic anhydride | 382879 | 14142
Tall oil, polymer with pentaerythritol | 382861 | 14143
Tall oil, polymer with pentaerythritol and phthalic anhydride | 382853 | 14144
Tall oil, polymer with phthalic anhydride and trimethylolpropane | 382846 | 14145
Alcohols, C10-16, ethoxylated | 382838 | 14146
Alcohols, C14-22 and C16-22-unsatd. | 382812 | 14147
Alcohols, C16-18 and C18-unsatd. | 382804 | 14148
Fatty acids, C14-26 | 382788 | 14149
Fatty acids, C16-22 | 382770 | 14150
Fatty acids, C14-18 and C16-22-unsatd. | 382762 | 14151
Fatty acids, C14-18 and C16-26-unsatd. | 382754 | 14152
Fatty acids, C14-22 and C16-22-unsatd. | 382747 | 14153
Fatty acids, C18 and C18-unsatd. | 382739 | 14154
Fatty acids, C16 and C18-unsatd. and C18-unsatd. hydroxy, compds. with isopropanolamine | 382721 | 14155
Fatty acids, C16-18 and C18-unsatd., compds. with diethanolamine | 382713 | 14156
Fatty acids, C14-18 and C16-18-unsatd., compds. with morpholine | 382705 | 14157
Fatty acids, C14-18 and C16-18-unsatd., potassium salts | 382697 | 14158
Fatty acids, C14-18 and C16-18-unsatd., triesters with trimethylolpropane | 382689 | 14159
Fatty acids, tall-oil, compds. with morpholine | 382671 | 14160
Fatty acids, tall-oil, esters with neopentyl glycol | 382663 | 14161
Fatty acids, tallow, esters with neopentyl glycol | 382655 | 14162
Fatty acids, tallow, hydrogenated, compds. with 2-amino-2-methyl-1-propanol | 382648 | 14163
Fatty acids, vegetable-oil, calcium salts | 382630 | 14164
Glycerides, C14-26 | 382622 | 14165
Glycerides, C16-18 | 382614 | 14166
Fatty acids, dehydrated castor-oil, polymers with formaldehyde, glycerol, phenol, phthalic anhydride and rosin | 397430 | 14167
Fatty acids, dehydrated castor-oil, polymers with glycerol, maleic anhydride, phthalic anhydride and rosin | 397422 | 14168
Fatty acids, dehydrated castor-oil, polymers with glycerol, Me methacrylate, phthalic anhydride, soybean oil and styrene | 397414 | 14169
Fatty acids, dehydrated castor-oil, polymers with pentaerythritol, phthalic anhydride and tall-oil fatty acids | 397406 | 14170
Fatty acids, dehydrated castor-oil, polymers with pentaerythritol, phthalic anhydride, styrene and tall-oil fatty acids | 397398 | 14171
Fatty acids, soya, polymers with isophthalic acid and 1,3,5-tris(2-hydroxyethyl)-1,3,5-triazine-2,4,6(1H,3H,5H)-trione | 397380 | 14172
Fatty acids, soya, polymers with phthalic anhydride, tall-oil fatty acids and trimethylolpropane | 397372 | 14173
Fatty acids, tall-oil, ammonium salts | 397364 | 14174
Fatty acids, tall-oil, compds. with N-butyl-1-butanamine | 397356 | 14175
Fatty acids, tall-oil, compds. with 4,5-dihydro-2-nortall-oil alkyl-1H-imidazole-1-ethanol | 397349 | 14176
Fatty acids, tall-oil, compds. with ethanolamine | 397331 | 14177
Fatty acids, tall-oil, compds. with triethanolamine | 397323 | 14178
Fatty acids, tall-oil, polymers with allyl alc. and styrene | 397315 | 14179
Fatty acids, tall-oil, polymers with allyl alc., bisphenol A, epichlorohydrin and styrene | 397307 | 14180
Fatty acids, tall-oil, polymers with bisphenol A, epichlorohydrin and polypiperylene | 397299 | 14181
Fatty acids, tall-oil, polymers with glycerol, phthalic anhydride and vinyltoluene | 397281 | 14182
Fatty acids, tall-oil, polymers with polymd. rosin, rosin and tripentaerythritol | 397273 | 14183
Fatty acids, tall-oil, compds. with 2-[(2-aminoethyl)amino]ethanol-tall-oil fatty acid reaction products | 397265 | 14184
Fatty acids, tall-oil, reaction products with polyethylenepolyamines, ethoxylated, acetates (salts) | 397257 | 14185
Fatty acids, tall-oil, reaction products with triethanolamine, polymd., hydrochlorides | 397240 | 14186
Fatty acids, tall-oil, reaction products with triethanolamine, polymd., reaction products with 1,1'-oxybis[2-chloroethane] | 397232 | 14187
Fatty acids, tall-oil, sulfonated, potassium salts | 397224 | 14188
Fatty acids, tallow, compds. with dibutylamine | 397216 | 14189
Fatty acids, vegetable-oil, polymers with dipentaerythritol, 3-hydroxy-2-(hydroxymethyl)-2-methylpropanoic acid and phthalic anhydride | 397208 | 14190
Fatty acids, vegetable-oil, polymers with dipentaerythritol, 3-hydroxy-2-(hydroxymethyl)-2-methylpropanoic acid, 2-methyl-2,4-pentanediol and phthalic anhydride | 397190 | 14191
Fatty acids, vegetable-oil, polymers with glycerol, linseed oil, pentaerythritol, phthalic anhydride and sorbitol | 397182 | 14192
Fatty acids, vegetable-oil, polymers with glycerol, pentaerythritol, phthalic anhydride and sorbitol | 397174 | 14193
Fatty acids, vegetable-oil, polymers with pentaerythritol, phthalic anhydride, sorbitol and soybean oil | 397166 | 14194
Glycerides, C10-12 | 397158 | 14195
Tallow, hydrogenated, ethoxylated | 397141 | 14196
Imidazolium compounds, 1,1'-(1,2-ethanediyl)bis[4,5-dihydro-1-methyl-2-nortallow alkyl, bis(Me sulfates) | 397133 | 14197
Linseed oil, polymer with p-tert-butylphenol, cresol, formaldehyde, maleic anhydride and pentaerythritol | 397125 | 14198
Linseed oil, polymer with fumaric acid, glycerol and rosin | 397117 | 14199
Linseed oil, polymer with maleic anhydride, pentaerythritol and tung oil | 397109 | 14200
Linseed oil, polymer with rosin, calcium salt | 397091 | 14201
Fats and Glyceridic oils, menhaden, polymers with glycerol, maleic anhydride and phthalic anhydride | 397083 | 14202
Oils, perilla | 397075 | 14203
Sperm oil, sulfonated, potassium salts | 397067 | 14204
Polyphosphoric acids, compds. with ethoxylated coco alkylamines | 397059 | 14205
Quaternary ammonium compounds, [1,2-ethanediylbis(oxy-2,1-ethanediyl)]bis[coco alkyldimethyl, dichlorides | 397042 | 14206
Rosin, polymer with glycerol, maleic anhydride and soybean oil | 397034 | 14207
Safflower oil, polymer with benzoic acid, phthalic anhydride and trimethylolethane | 397026 | 14208
Safflower oil, polymer with glycerol, isophthalic acid and pentaerythritol | 397018 | 14209
Soybean oil, polymer with glycerol, pentaerythritol, phthalic anhydride, sorbitol and tung oil | 397000 | 14210
Tall oil, polymer with glycerol, maleic anhydride and phthalic anhydride | 396994 | 14211
Tar acids, cresylic, polymers with o-cresol, formaldehyde, linseed oil and phenol | 396986 | 14212
Siloxanes and Silicones, di-Me, [[[3-[(2-aminoethyl)amino]propyl]silylidyne]tris(oxy)]tris-, compds. with polyethylene glycol hydrogen succinate Me ether (1:2) | 396978 | 14213
Tar acids, cresylic, reaction products with ethylene-manuf.-by-product dicyclopentadiene-conc. alkenes | 396960 | 14214
Tar acids, cresylic, reaction products with coal solvent naphtha | 396952 | 14215
Solvent naphtha (coal), polymd., reaction products with coal naphtha-methylstyrene polymers | 396945 | 14216
Solvent naphtha (coal), polymer with methylstyrene | 396937 | 14217
Solvent naphtha (coal), polymd. | 396929 | 14218
Naphtha (petroleum), light steam-cracked, debenzenized, polymers, hydrogenated | 396911 | 14219
Naphtha (petroleum), light steam-cracked, debenzenized, polymers | 396903 | 14220
Leather, scrap | 396895 | 14221
Extracts (petroleum), paraffinic distillate solvent, sulfonated, sodium salts | 396887 | 14222
Poly(oxy-1,2-ethanediyl), .alpha.-sulfo-.omega.-hydroxy-, C12-18-alkyl ethers, sodium salts | 390203 | 14223
Poly(oxy-1,4-butanediyl), .alpha.-hydro-.omega.-hydroxy-, polymer with 1,1'-methylenebis[4-isocyanatobenzene], isocyanate-terminated | 390187 | 14224
Poly(oxy-1,4-butanediyl), .alpha.-hydro-.omega.-hydroxy-, polymer with 5-isocyanato-1-(isocyanatomethyl)-1,3,3-trimethylcyclohexane, isocyanate-terminated | 390179 | 14225
Phenol, nonyl derivs., phosphosulfurized, reaction products with styrene | 390161 | 14226
Phenol, nonyl derivs. | 390153 | 14227
Oxirane, 2-methyl-, polymer with oxirane, ether with 2-ethyl-2-(hydroxymethyl)-1,3-propanediol (3:1), polymer with 1,1'-methylenebis[4-isocyanatobenzene], isocyanate-terminated | 390146 | 14228
Oxirane, 2-[(C10-16-alkyloxy)methyl] derivs. | 390138 | 14229
Carbamic acid, N,N'-(4-methyl-1,3-phenylene)bis-, bis[2-[ethyl[(perfluoro-C4-8-alkyl)sulfonyl]amino]ethyl] ester | 390120 | 14230
1,3-Butadiene, 2-methyl-, polymer with 2-methyl-1-propene, chlorinated | 390112 | 14231
Benzenesulfonic acid, mono-C10-16-alkyl derivs., sodium salts | 390104 | 14232
Benzene, 1,2-dimethyl-, polypropene derivs., sulfonated | 390096 | 14233
Benzene, polypropene derivs., sulfonated | 390088 | 14234
Benzene, polypropene derivs. | 390070 | 14235
Sunflower oil, polymer with glycerol, pentaerythritol, phthalic anhydride and TDI | 389775 | 14236
Sunflower oil, polymer with glycerol, pentaerythritol and phthalic anhydride | 389767 | 14237
Soybean oil, polymer with TDI and trimethylolpropane | 389759 | 14238
Soybean oil, polymer with phthalic anhydride, TDI and trimethylolpropane | 389742 | 14239
Soybean oil, polymer with pentaerythritol, phthalic anhydride and trimethylolethane | 389734 | 14240
Soybean oil, polymer with maleic anhydride, pentaerythritol, phthalic anhydride and vinyltoluene | 389726 | 14241
Soybean oil, polymer with maleic anhydride, Me methacrylate, pentaerythritol, phthalic anhydride and vinyltoluene | 389718 | 14242
Glycerides, C16-22 | 382606 | 14243
Glycerides, C16-18 and C18-hydroxy | 382598 | 14244
Nitriles, C6-12 | 382580 | 14245
Nitriles, C14-18 | 382572 | 14246
Nitriles, C16-18 | 382564 | 14247
Nitriles, C16 and C18-unsatd. | 382556 | 14248
Quaternary ammonium compounds, C14-18-alkyltrimethyl, chlorides | 382549 | 14249
Quaternary ammonium compounds, C16-18-alkyltrimethyl, chlorides | 382531 | 14250
Quaternary ammonium compounds, (C16-18 and C18-unsatd. alkyl)trimethyl, chlorides | 382523 | 14251
Quaternary ammonium compounds, coco alkyltrimethyl, Me sulfates | 382515 | 14252
Quaternary ammonium compounds, di-C14-18-alkyldimethyl, chlorides | 382507 | 14253
Quaternary ammonium compounds, di-C14-18-alkyldimethyl, Me sulfates | 382499 | 14254
Rosin, reaction products with triethanolamine | 382481 | 14255
Tall oil, compd. with ethanolamine | 382473 | 14256
Acetic acid ethenyl ester, polymer with ethenol, cyclic acetal with acetaldehyde | 382465 | 14257
Ethanol, 2,2'-(methylimino)bis-, polymer with .alpha.-hydro-.omega.-hydroxypoly[oxy(methyl-1,2-ethanediyl)] and 1,1'-methylenebis[4-isocyanatocyclohexane], hydroxypropyl acrylate-blocked | 382440 | 14258
Ethanol, 2,2'-(methylimino)bis-, polymer with .alpha.-hydro-.omega.-hydroxypoly[oxy(methyl-1,2-ethanediyl)] and 1,1'-methylenebis[4-isocyanatocyclohexane], isocyanate-terminated | 382432 | 14259
Hexanedioic acid, polymer with 5-amino-1,3,3-trimethylcyclohexanemethanamine, 1,3-diisocyanatomethylbenzene and 2,2'-oxybis[ethanol], amine-terminated | 382424 | 14260
Hexanedioic acid, polymer with 1,3-diisocyanatomethylbenzene, 2-ethyl-2-(hydroxymethyl)-1,3-propanediol and 2,2'-oxybis[ethanol], isocyanate-terminated | 382416 | 14261
Hexanedioic acid, polymer with 1,3-diisocyanatomethylbenzene, .alpha.-hydro-.omega.-hydroxypoly[oxy(methyl-1,2-ethanediyl)]ether with 2,2-bis(hydroxymethyl)-1,3-propanediol (4:1), 3-hydroxy-2,2-dimethylpropyl 3-hydroxy-2,2-dimethylpropanoate and 2,2'-oxybis[ethanol], isocyanate-terminated | 382408 | 14262
Phenol, 4,4'-(1-methylethylidene)bis-, polymer with 2-(chloromethyl)oxirane, 2-methyl-2-propenoate, reaction products with formaldehyde-phenol polymer | 382382 | 14263
Phenol, 4,4'-(1-methylethylidene)bis-, polymer with 2-(chloromethyl)oxirane, reaction products with 2-methyl-1H-imidazole | 382374 | 14264
Poly[oxy(methyl-1,2-ethanediyl)], .alpha.-hydro-.omega.-hydroxy-, ether with 2,2-bis(hydroxymethyl)-1,3-propanediol (4:1), polymer with 1,3-diisocyanatomethylbenzene and .alpha.,.alpha.'-[(methyl-1,3-phenylene)bis(iminocarbonyl)]bis[.omega.-hydroxypoly[oxy(methyl-1,2-ethanediyl)]], isocyanate-terminated | 382366 | 14265
Poly[oxy(methyl-1,2-ethanediyl)], .alpha.-hydro-.omega.-hydroxy-, ether with 2,2-bis(hydroxymethyl)-1,3-propanediol (4:1), polymer with 1,3-diisocyanatomethylbenzene, isocyanate-terminated | 382358 | 14266
Poly[oxy(methyl-1,2-ethanediyl)], .alpha.-hydro-.omega.-hydroxy-, polymer with 1,3-diisocyanatomethylbenzene, hydroxy-terminated | 382341 | 14267
1,3-Propanediol, 2-ethyl-2-(hydroxymethyl)-, polymer with 1,3-diisocyanatomethylbenzene and 2,2'-oxybis[ethanol], isocyanate-terminated | 382333 | 14268
2-Propenoic acid, ethyl ester, polymer with ethenylbenzene, formaldehyde and 2-propenamide, butylated | 382325 | 14269
2-Propenoic acid, ethyl ester, polymer with ethenylbenzene, 2,5-furandione and 2-methyloxirane, butylated | 382317 | 14270
2-Propenoic acid, 1,1'-[2-ethyl-2-[[(1-oxo-2-propen-1-yl)oxy]methyl]-1,3-propanediyl] ester, reaction products with diethylamine | 382309 | 14271
2-Propenoic acid, polymer with 2,2-bis(hydroxymethyl)-1,3-propanediol, 2-(chloromethyl)oxirane and 4,4'-(1-methylethylidene)bis[phenol], reaction products with diethylamine | 382291 | 14272
2-Propenoic acid, polymer with ethenylbenzene, 2-ethylhexyl 2-propenoate, formaldehyde and 2-propenamide, butylated | 382283 | 14273
2-Propenoic acid, polymer with ethenylbenzene, 2-ethylhexyl 2-propenoate, formaldehyde and 2-propenamide, isobutylated | 382275 | 14274
2-Propenoic acid, polymer with ethenylbenzene, 2-ethylhexyl 2-propenoate, formaldehyde and 2-propenamide, pentylated | 382267 | 14275
2-Propenoic acid, 2-methyl-, methyl ester, polymer with butyl 2-propenoate, ethenylbenzene, formaldehyde, 2-propenamide, 2-propenenitrile and 2-propenoic acid, butylated | 382259 | 14276
2-Propenoic acid, 2-methyl-, methyl ester, polymer with ethenylbenzene, 2-ethylhexyl 2-propenoate, formaldehyde, 2-propenamide and 2-propenoic acid, butylated | 382242 | 14277
Formaldehyde, polymer with 6-phenyl-1,3,5-triazine-2,4-diamine, butylated | 382234 | 14278
1,3,5-Triazine-2,4,6-triamine, polymer with formaldehyde, butylated | 382226 | 14279
1,3,5-Triazine-2,4,6-triamine, polymer with formaldehyde, butylated isobutylated | 382218 | 14280
1,3,5-Triazine-2,4,6-triamine, polymer with formaldehyde, 2-ethoxyethyl Me ethers | 382200 | 14281
1,3,5-Triazine-2,4,6-triamine, polymer with formaldehyde, ethylated methylated | 382192 | 14282
1,3,5-Triazine-2,4,6-triamine, polymer with formaldehyde, isobutylated | 382184 | 14283
1,3,5-Triazine-2,4,6-triamine, polymer with formaldehyde, methylated | 382176 | 14284
Extracts (petroleum), paraffinic distillate solvent, sulfonated | 396879 | 14285
Extracts (petroleum), heavy naphthenic distillate solvent, sulfonated, sodium salts | 396861 | 14286
Extracts (petroleum), heavy naphthenic distillate solvent, sulfonated | 396853 | 14287
Extract residues, acidified pigskin, light layer | 396846 | 14288
Extract residues, acidified pigskin, heavy layer | 396838 | 14289
Alkenes, ethylene-manuf.-by-product dicyclopentadiene-conc., polymers with phenol and 2,4,4-trimethylpentene, reaction products with ethylene-manuf.-by-product piperylene-cut alkene-steam-cracked petroleum distillate polymers | 396820 | 14290
Alkenes, ethylene-manuf.-by-product dicyclopentadiene-conc., polymers with nonene and phenol, reaction products with ethylene-manuf.-by-product piperylene-cut alkene-steam-cracked petroleum distillate polymers | 396812 | 14291
Alkenes, ethylene-manuf.-by-product piperylene-cut, polymers with steam-cracked petroleum distillates | 396804 | 14292
Alkenes, ethylene-manuf.-by-product dicyclopentadiene-conc., polymers with ethylene-manuf.-by-product piperylene-cut alkenes and steam-cracked petroleum distillates | 396796 | 14293
Alkenes, ethylene-manuf.-by-product dicyclopentadiene-conc., polymers with steam-cracked petroleum distillates | 396788 | 14294
Alkenes, ethylene-manuf.-by-product C5-cut, oligomers, polymers with ethylene-manuf.-by-product dicyclopentadiene-conc. alkenes and steam-cracked petroleum distillates, reaction products with coal naphtha polymers | 396770 | 14295
Alkenes, ethylene-manuf.-by-product C5-cut, oligomers, polymers with ethylene-manuf.-by-product dicyclopentadiene-conc. alkenes and steam-cracked petroleum distillates | 396762 | 14296
Distillates (petroleum), steam-cracked, polymers with coal solvent naphtha and phenol | 396754 | 14297
Distillates (petroleum), steam-cracked, polymers with coal solvent naphtha and methylstyrene | 396747 | 14298
Distillates (petroleum), steam-cracked, polymers with coal solvent naphtha | 396739 | 14299
Distillates (petroleum), steam-cracked, polymers with acid-treated coal solvent naphtha and phenol | 396721 | 14300
Distillates (petroleum), steam-cracked, polymers with acid-treated coal solvent naphtha | 396713 | 14301
Distillates (petroleum), steam-cracked, polymd. | 396705 | 14302
Alkenes, ethylene-manuf.-by-product C5-cut, oligomers, polymers with steam-cracked petroleum distillates | 396697 | 14303
Gases (petroleum), C3-4 | 396689 | 14304
Ashes (residues) | 396671 | 14305
Amines, polyethylenepoly- | 396663 | 14306
Polyphosphoric acids, esters with triethanolamine, sodium salts | 396655 | 14307
Polyphosphoric acids, esters with triethanolamine | 396648 | 14308
Licorice, ext., residue | 396630 | 14309
Fatty acids, tall-oil, polymers with ethylene glycol, glycerol, maleic anhydride, pentaerythritol and phthalic anhydride | 396622 | 14310
Fatty acids, tall-oil, polymers with ethylene glycol and phthalic anhydride | 396614 | 14311
Fatty acids, tall-oil, polymers with p-tert-butylphenol, ethylene glycol, formaldehyde, linseed oil, pentaerythritol, phthalic anhydride and tung oil | 396606 | 14312
Fatty acids, soya, polymers with allyl alc., pentaerythritol and styrene | 396598 | 14313
Fatty acids, soya, calcium salts | 396580 | 14314
Fatty acids, dehydrated castor-oil, polymers with maleic anhydride, pentaerythritol, phthalic anhydride and soya fatty acids | 396572 | 14315
Fatty acids, dehydrated castor-oil, polymers with glycerol, linoleic acid and phthalic anhydride | 396564 | 14316
Fatty acids, dehydrated castor-oil, polymers with benzoic acid, phthalic anhydride and trimethylolethane | 396556 | 14317
Fatty acids, C12-18, zinc salts | 396549 | 14318
Fatty acids, C12-18, lead salts | 396531 | 14319
Fatty acids, C12-18, cadmium salts | 396523 | 14320
Fatty acids, C10-18, cadmium salts | 396515 | 14321
Fatty acids, C12-18, barium salts | 396507 | 14322
Castor oil, polymer with pentaerythritol and phthalic anhydride | 396499 | 14323
Castor oil, polymer with glycerol and sebacic acid | 396481 | 14324
Caseins, potassium complexes | 396473 | 14325
Caseins, potassium zinc complexes | 396465 | 14326
Caseins, carboxymethyl derivs. | 396457 | 14327
Caseins, borated | 396440 | 14328
Carboxylic acids, di-, C9-14, sodium salts | 396432 | 14329
Aromatic hydrocarbons, C6-10, acid-treated, neutralized | 396424 | 14330
Alkenes, ethylene-manuf.-by-product piperylene-cut, polymers with methylstyrene | 396416 | 14331
Alkenes, ethylene-manuf.-by-product piperylene-cut, polymd. | 396408 | 14332
Alkenes, ethylene-manuf.-by-product dicyclopentadiene-conc., polymers with phenol and 2,4,4-trimethylpentene | 396390 | 14333
Alkenes, ethylene-manuf.-by-product dicyclopentadiene-conc., polymers with nonene and phenol | 396382 | 14334
Alkenes, ethylene-manuf.-by-product dicyclopentadiene-conc., polymers with ethylene-manuf.-by-product piperylene-cut alkenes | 396374 | 14335
Alkenes, ethylene-manuf.-by-product dicyclopentadiene-conc., polymd. | 396366 | 14336
Alkenes, ethylene-manuf.-by-product C5-cut, oligomers, polymers with ethylene-manuf.-by-product dicyclopentadiene-conc. alkenes and ethylene-manuf.-by-product piperylene-cut alkenes | 396358 | 14337
Alkenes, ethylene-manuf.-by-product C5-cut, oligomers, polymers with ethylene-manuf.-by-product dicyclopentadiene-conc. alkenes | 396341 | 14338
Soybean oil, polymer with isophthalic acid, pentaerythritol and terephthalic acid | 389700 | 14339
Soybean oil, polymer with glycerol, pentaerythritol, phthalic anhydride and tung oil | 389692 | 14340
Soybean oil, polymer with glycerol | 389684 | 14341
Soybean oil, polymer with dipentaerythritol, maleic anhydride, pentaerythritol and phthalic anhydride | 389676 | 14342
Soybean oil, polymer with p-tert-butylbenzoic acid, isophthalic acid and trimethylolpropane | 389668 | 14343
Soybean oil, polymer with benzoic acid, isophthalic acid, pentaerythritol, propylene glycol and terephthalic acid | 389650 | 14344
Soybean oil, polymer with benzoic acid, glycerol and phthalic anhydride | 389643 | 14345
Safflower oil, polymer with phthalic anhydride, TDI and trimethylolpropane | 389635 | 14346
Safflower oil, polymer with pentaerythritol, phthalic anhydride, soybean oil and vinyltoluene | 389627 | 14347
Safflower oil, polymer with maleic anhydride, pentaerythritol, phthalic anhydride, soybean oil and vinyltoluene | 389619 | 14348
Safflower oil, polymer with glycerol, maleic anhydride, pentaerythritol, phthalic anhydride, soybean oil and vinyltoluene | 389601 | 14349
Safflower oil, polymer with glycerol, maleic anhydride, Me methacrylate, pentaerythritol, phthalic anhydride, soybean oil and vinyltoluene | 389593 | 14350
Safflower oil, polymer with glycerol and TDI | 389585 | 14351
Safflower oil, polymer with fumaric acid, pentaerythritol, phthalic anhydride, soybean oil and vinyltoluene | 389577 | 14352
Safflower oil, polymer with benzoic acid, ethylene glycol, pentaerythritol, phthalic anhydride and soybean oil | 389569 | 14353
Safflower oil, polymer with ethylene glycol, maleic anhydride, pentaerythritol, phthalic anhydride, soybean oil and vinyltoluene | 389551 | 14354
Safflower oil, conjugated, polymer with glycerol, phthalic anhydride, soybean oil, styrene and vinyltoluene | 389544 | 14355
Safflower oil, conjugated, polymer with glycerol, phthalic anhydride, soybean oil and vinyltoluene | 389536 | 14356
Safflower oil, conjugated, polymer with glycerol, phthalic anhydride, soybean oil and styrene | 389528 | 14357
Safflower oil, conjugated, polymer with glycerol, Me methacrylate, phthalic anhydride, soybean oil and vinyltoluene | 389510 | 14358
Safflower oil, conjugated, polymer with cyclopentadiene, pentaerythritol, phthalic anhydride, soybean oil, styrene and vinyltoluene | 389502 | 14359
Safflower oil, conjugated, polymer with acrylonitrile, glycerol, phthalic anhydride, soybean oil and vinyltoluene | 389494 | 14360
Quaternary ammonium compounds, ethyl(hydrogenated tallow alkyl)bis(hydroxyethyl), ethoxylated, Et sulfates (salts), compds. with iodine | 389486 | 14361
Quaternary ammonium compounds, ethyl(hydrogenated tallow alkyl)bis(hydroxyethyl), ethoxylated, Et sulfates (salts) | 389478 | 14362
Quaternary ammonium compounds, ethyl(hydrogenated coco alkyl)bis(hydroxyethyl), ethoxylated, Et sulfates (salts), compds. with iodine | 389460 | 14363
Quaternary ammonium compounds, ethyl(hydrogenated coco alkyl)bis(hydroxyethyl), ethoxylated, Et sulfates (salts) | 389452 | 14364
Quaternary ammonium compounds, ethylbis(hydroxyethyl)tallow alkyl, ethoxylated, Et sulfates (salts) | 389445 | 14365
Quaternary ammonium compounds, ethylbis(hydroxyethyl)soya alkyl, ethoxylated, Et sulfates (salts) | 389437 | 14366
Quaternary ammonium compounds, ethylbis(hydroxyethyl)tallow alkyl, ethoxylated, Et sulfates (salts), compds. with iodine | 389429 | 14367
Quaternary ammonium compounds, coco alkylethylbis(hydroxyethyl), ethoxylated, Et sulfates (salts), compds. with iodine | 389411 | 14368
Quaternary ammonium compounds, coco alkylethylbis(hydroxyethyl), ethoxylated, Et sulfates (salts) | 389403 | 14369
Oils, walnut, polymers with benzoic acid, pentaerythritol, phthalic anhydride and soybean oil | 389395 | 14370
Oils, walnut, polymers with benzoic acid, maleic anhydride, pentaerythritol, phthalic anhydride and soybean oil | 389387 | 14371
Oils, walnut, polymers with benzoic acid, ethylene glycol, maleic anhydride, pentaerythritol, phthalic anhydride and soybean oil | 389379 | 14372
Fats and Glyceridic oils, menhaden, polymers with pentaerythritol and phthalic anhydride | 389361 | 14373
Linseed oil, polymer with pentaerythritol and TDI | 389353 | 14374
Linseed oil, polymer with glycerol, maleic anhydride and phthalic anhydride | 389346 | 14375
Linseed oil, polymer with conjugated safflower oil, glycerol, phthalic anhydride and vinyltoluene | 389338 | 14376
Linseed oil, polymer with conjugated safflower oil, glycerol, isophthalic acid, pentaerythritol, soybean oil, terephthalic acid and vinyltoluene | 389320 | 14377
Linseed oil, polymer with bisphenol A, butadiene, cyclopentadiene, formaldehyde, maleic anhydride, methylcyclopentadiene and phenol | 389312 | 14378
Linseed oil, polymer with benzoic acid, maleic anhydride, pentaerythritol, phthalic anhydride and soybean oil | 389304 | 14379
Linseed oil, polymer with benzoic acid, glycerol, maleic anhydride, pentaerythritol, phthalic anhydride and soybean oil | 389296 | 14380
Linseed oil, polymer with benzoic acid, ethylene glycol, maleic anhydride, pentaerythritol, phthalic anhydride and soybean oil | 389288 | 14381
Linseed oil, polymer with benzoic acid, conjugated safflower oil, glycerol, isophthalic acid, terephthalic acid and vinyltoluene | 389270 | 14382
Fatty acids, tallow, polymers with glycerol, pentaerythritol and phthalic anhydride | 389262 | 14383
Fatty acids, tallow, polymers with ethylene glycol, pentaerythritol and phthalic anhydride | 389254 | 14384
Fatty acids, tall-oil, polymers with triethylenetetramine and tung oil | 389247 | 14385
Fatty acids, tall-oil, polymers with glycerol, linoleic acid and phthalic anhydride | 389239 | 14386
Fatty acids, tall-oil, polymers with formaldehyde, glycerol and phthalic anhydride | 389221 | 14387
Fatty acids, tall-oil, polymers with ethylene glycol, fumaric acid, pentaerythritol and phthalic anhydride | 389213 | 14388
Urea, polymer with formaldehyde, butylated | 382168 | 14389
Urea, polymer with formaldehyde, isobutylated | 382150 | 14390
Alcohols, C11-15-secondary, ethoxylated | 396333 | 14391
Alcohols, C12-15, ethoxylated | 396325 | 14392
Alkenes, ethylene-manuf.-by-product dicyclopentadiene-conc., polymers with ethylene-manuf.-by-product C5-cut alkene oligomers and tall oil, maleated | 396317 | 14393
Syrups, hydrolyzed starch, dehydrated | 396309 | 14394
Sunflower oil, polymer with ethylene glycol, pentaerythritol and phthalic anhydride | 396291 | 14395
Sunflower oil, polymer with dipropylene glycol, glycerol, polypropylene glycol and TDI | 396283 | 14396
Sunflower oil, polymer with allyl alc., pentaerythritol, styrene and TDI | 396275 | 14397
Sulfite liquors and Cooking liquors, white | 396267 | 14398
Sulfite liquors and Cooking liquors, spent, fermented | 396259 | 14399
Sulfite liquors and Cooking liquors, spent, alkali-treated | 396242 | 14400
Sulfite liquors and Cooking liquors, green | 396234 | 14401
Soybean oil, polymer with phthalic anhydride, trimellitic anhydride and trimethylolpropane | 396226 | 14402
Soybean oil, polymer with glycerol, maleic anhydride, phthalic anhydride and styrene | 396218 | 14403
Soybean oil, polymer with ethylene glycol, pentaerythritol, phthalic anhydride and tung oil | 396200 | 14404
Soybean oil, polymer with ethylenediamine, linoleic acid, pentaerythritol and phthalic anhydride | 396192 | 14405
Rosin, reaction products with diethanolamine | 396184 | 14406
Palm oil, polymers with glycerol, neopentyl glycol and phthalic anhydride | 396176 | 14407
Oils, walnut, polymers with pentaerythritol and phthalic anhydride | 396168 | 14408
Oils, walnut, polymers with isophthalic acid and pentaerythritol | 396150 | 14409
Oils, walnut, polymers with ethylene glycol, pentaerythritol and phthalic anhydride | 396143 | 14410
Oils, walnut, polymers with dipropylene glycol, glycerol, polypropylene glycol and TDI | 396135 | 14411
Oils, walnut, polymers with benzoic acid, ethylene glycol, pentaerythritol and phthalic anhydride | 396127 | 14412
Oils, walnut, polymers with allyl alc., pentaerythritol, styrene and TDI | 396119 | 14413
Fats and Glyceridic oils, menhaden, polymers with maleic anhydride, pentaerythritol, phthalic anhydride, rosin and tung oil | 396101 | 14414
Naphthenic acids, reaction products with diethylenetriamine | 396093 | 14415
Meat, meal | 396085 | 14416
Linseed oil, polymer with pentaerythritol and rosin | 396077 | 14417
Linseed oil, polymer with maleic anhydride, pentaerythritol, soybean oil and styrene | 396069 | 14418
Linseed oil, polymer with glycerol, maleic anhydride, phthalic anhydride, soybean oil and vinyltoluene | 396051 | 14419
Linseed oil, polymer with formaldehyde, glycerol, pentaerythritol, phenol, phthalic anhydride and rosin | 396044 | 14420
Linseed oil, polymer with dipropylene glycol, glycerol, polypropylene glycol and TDI | 396036 | 14421
Linseed oil, polymer with allyl alc., pentaerythritol, styrene and TDI | 396028 | 14422
Hydrocarbon oils, process blends | 396010 | 14423
Humic acids, sodium salts | 396002 | 14424
Gelatins, polymers with Bu acrylate, styrene and succinic anhydride | 395996 | 14425
Gelatins, phthalated | 395988 | 14426
Fatty acids, tall-oil, polymers with ethylene glycol, pentaerythritol, phthalic anhydride and tung oil | 395970 | 14427
Acetic acid, 2-hydroxy-, compds. with ethoxylated 4,5-dihydro-1H-imidazole-1-ethanol 2-nortall-oil alkyl derivs. | 395962 | 14428
Aziridine, homopolymer, ethoxylated | 395954 | 14429
Aziridine, homopolymer, ethoxylated, phosphonomethylated | 395947 | 14430
Aziridine, homopolymer, reaction products with 1,2-dichloroethane | 395939 | 14431
Benzenesulfonic acid, dodecyl-, compds. with 4,5-dihydro-1H-imidazole-1-ethanamine 2-nortall-oil alkyl derivs. (2:1) | 395921 | 14432
2-Butanone, oxime, reaction products with 1,6-diisocyanatohexane and TDI | 395913 | 14433
1,2-Ethanediol, reaction products with N1-[2-(dimethylamino)ethyl]-N2-[2-[[2-(dimethylamino)ethyl]methylamino]ethyl]-N1,N2-dimethyl-1,2-ethanediamine, formate (salt) | 395905 | 14434
Ethanol, 2-(C10-18-alkyloxy) derivs., hydrogen sulfates, sodium salts, compds. with aluminum sulfate (2:3) | 395897 | 14435
Hexanedioic acid, mixed isodecyl and isooctyl esters | 395889 | 14436
Hexanoic acid, 2-ethyl-, reaction products with triethanolamine | 395871 | 14437
Poly(oxy-1,2-ethanediyl), .alpha.-hydro-.omega.-hydroxy-, mono[2-(4,5-dihydro-2-norcoco alkyl-1H-imidazol-1-yl)ethyl] ethers | 395863 | 14438
Nonanedioic acid, reaction products with diethanolamine | 395855 | 14439
Nonanedioic acid, reaction products with triethanolamine | 395848 | 14440
9-Octadecenoic acid (9Z)-, sulfurized, compds. with diethanolamine | 395830 | 14441
Oxirane, 2,2'-[1,4-butanediylbis(oxymethylene)]bis-, homopolymer, reaction products with 4,4'-methylenebis[benzenamine] | 395822 | 14442
Formaldehyde, polymers with phenol 1-(methylphenyl)ethyl derivs. | 395814 | 14443
Formaldehyde, polymers with methylstyrenated phenol | 395806 | 14444
Formaldehyde, polymers with N1,N3-dimethyl-1,3-propanediamine and isobutylenated phenol | 395798 | 14445
Phenol, 4,4'-(1-methylethylidene)bis-, polymer with 2-(chloromethyl)oxirane, monoesters with C18-unsatd. fatty acid dimers | 395780 | 14446
Fatty acids, tall-oil, polymers with ethylene glycol, fumaric acid, maleic anhydride, pentaerythritol and phthalic anhydride | 389205 | 14447
Fatty acids, tall-oil, polymers with diethylene glycol, maleic anhydride and phthalic anhydride | 389197 | 14448
Fatty acids, dehydrated castor-oil, polymers with p-tert-butylbenzoic acid, glycerol and phthalic anhydride | 389189 | 14449
Fatty acids, C18-unsatd., dimers, polymers with tall-oil fatty acids, tetraethylenepentamine and triethylenetetramine | 389171 | 14450
Fatty acids, C18-unsatd., dimers, polymers with pentaerythritol, phthalic anhydride and soybean oil | 389163 | 14451
Fatty acids, C18-unsatd., dimers, polymers with glycerol, linoleic acid and phthalic anhydride | 389155 | 14452
Fatty acids, C18-unsatd., dimers, polymers with diethylene glycol and maleic anhydride | 389148 | 14453
Coconut oil, polymer with glycerol, phthalic anhydride and soybean oil | 389130 | 14454
Coconut oil, polymer with ethylene glycol, glycerol, pentaerythritol and phthalic anhydride | 389122 | 14455
Castor oil, polymer with polyethylene glycol and TDI | 389114 | 14456
Castor oil, polymer with neopentyl glycol and succinic anhydride | 389106 | 14457
Castor oil, dehydrated, polymer with vinyltoluene | 389098 | 14458
Castor oil, dehydrated, polymer with glycerol, phthalic anhydride, soybean oil and vinyltoluene | 389080 | 14459
Castor oil, dehydrated, polymer with glycerol, phthalic anhydride, soybean oil and styrene | 389072 | 14460
Castor oil, dehydrated, polymer with p-tert-butylbenzoic acid, glycerol and phthalic anhydride | 389064 | 14461
Castor oil, dehydrated, polymer with allyl alc., glycerol, linseed oil, styrene and TDI | 389056 | 14462
Castor oil, dehydrated, polymer with acrylonitrile, glycerol, phthalic anhydride, soybean oil and vinyltoluene | 389049 | 14463
Amines, tallow alkyl, ethoxylated, N-oxides | 389031 | 14464
Amines, soya alkyl, ethoxylated, N-oxides | 389023 | 14465
Amines, hydrogenated tallow alkyl, ethoxylated, N-oxides | 389015 | 14466
Amines, coco alkyl, ethoxylated, N-oxides | 389007 | 14467
Distillates (petroleum), hydrotreated middle, polymers with dicyclopentadiene, dipentaerythritol, formaldehyde, fumaric acid, indene, isophthalic acid, linseed oil, maleic anhydride, methyldicyclopentadiene, methylstyrene, nonylphenol, oleylamine, 1-propen-1-ylbenzene, rosin, trimethylolpropane and vinyltoluene | 388991 | 14468
Urea, polymer with formaldehyde, methylated | 388983 | 14469
Urea, polymer with formaldehyde, butylated isobutylated | 388975 | 14470
Urea, polymer with formaldehyde and phenol, methylated | 388967 | 14471
Starch, oxidized, [(1-oxo-2-propen-1-yl)amino]methyl ether | 388959 | 14472
Starch, oxidized, polymer with acrylamide | 388942 | 14473
2-Propenoic acid, esters with 3-(C12-16-alkyloxy)-1,2-propanediol | 388934 | 14474
Poly[oxy(methyl-1,2-ethanediyl)], .alpha.-hydro-.omega.-hydroxy-, polymer with .alpha.-hydro-.omega.-hydroxypoly(oxy-1,2-ethanediyl) and 5-isocyanato-1-(isocyanatomethyl)-1,3,3-trimethylcyclohexane, 2-hydroxyethyl methacrylate-blocked | 388926 | 14475
9-Octadecenoic acid (9Z)-, 1,2,3-propanetriyl ester, reaction products with polyethylene glycol | 388918 | 14476
Poly(oxy-1,2-ethanediyl), .alpha.-hydro-.omega.-hydroxy-, mono-C12-15-alkyl ethers, phosphates, potassium salts | 388900 | 14477
Ethanol, 2,2',2''-nitrilotris-, compds. with polyethylene glycol mono-C12-15-alkyl ethers phosphates | 388892 | 14478
Poly(oxy-1,2-ethanediyl), .alpha.-hydro-.omega.-hydroxy-, mono-C12-15-alkyl ethers, phosphates | 388884 | 14479
Poly(oxy-1,2-ethanediyl), .alpha.-acetyl-.omega.-(dinonylsulfophenoxy)-, branched, sodium salts | 388876 | 14480
Poly(oxy-1,2-ethanediyl), .alpha.-acetyl-.omega.-(dinonylsulfophenoxy)-, branched | 388868 | 14481
Phenol, 4,4'-(1-methylethylidene)bis-, polymer with 2-(chloromethyl)oxirane, reaction products with diisopropanolamine | 388850 | 14482
Ethenol, homopolymer, degraded | 388843 | 14483
1,3-Butadiene, 2-methyl-, homopolymer, phenol-modified | 388835 | 14484
Safflower oil, conjugated, polymer with p-tert-butylbenzoic acid, glycerol, pentaerythritol and phthalic anhydride | 381269 | 14485
Soybean oil, polymer with ethylene glycol, isophthalic acid and pentaerythritol | 381251 | 14486
Coconut oil, polymer with pentaerythritol, phthalic anhydride and propylene glycol | 381244 | 14487
Castor oil, polymer with adipic acid, diethylene glycol, glycerol and phthalic anhydride | 381236 | 14488
Soybean oil, polymer with glycerol, isophthalic acid, pentaerythritol and phthalic anhydride | 381228 | 14489
Coconut oil, polymer with glycerol, pentaerythritol and phthalic anhydride | 381210 | 14490
Safflower oil, polymer with pentaerythritol, phthalic anhydride and styrene | 381202 | 14491
Coconut oil, polymer with glycerol, isophthalic acid, maleic anhydride, phthalic anhydride and trimethylolpropane | 381194 | 14492
Linseed oil, polymer with ethylene glycol, pentaerythritol and phthalic anhydride | 381186 | 14493
Linseed oil, polymer with isophthalic acid and pentaerythritol | 381178 | 14494
Fats and Glyceridic oils, menhaden, polymers with isophthalic acid and pentaerythritol | 381160 | 14495
Fats and Glyceridic oils, menhaden, polymers with ethylene glycol, pentaerythritol and phthalic anhydride | 381152 | 14496
Fatty acids, linseed-oil, polymers with isophthalic acid, 4,4'-(1-methylethylidene)bis[cyclohexanol], trimellitic anhydride and trimethylolethane | 381145 | 14497
Fatty acids, dehydrated castor-oil, polymers with azelaic acid and trimethylolpropane | 381137 | 14498
Fatty acids, dehydrated castor-oil, polymers with azelaic acid, pentaerythritol and trimethylolpropane | 381129 | 14499
Fatty acids, linseed-oil, polymers with benzoic acid, pentaerythritol and phthalic anhydride | 381111 | 14500
Fatty acids, dehydrated castor-oil, polymers with glycerol and phthalic anhydride | 381103 | 14501
Fatty acids, tallow, hydrogenated, polymers with ethylene glycol, pentaerythritol and phthalic anhydride | 381095 | 14502
Fatty acids, C18-unsatd., dimers, polymers with bisphenol A and epichlorohydrin | 381087 | 14503
Fatty acids, cottonseed-oil, polymers with glycerol and phthalic anhydride | 381079 | 14504
Soybean oil, polymer with p-tert-butylphenol, formaldehyde, glycerol, phthalic anhydride and tung oil | 381061 | 14505
Castor oil, dehydrated, polymer with pentaerythritol, phthalic anhydride and safflower oil | 381053 | 14506
Castor oil, dehydrated, polymer with pentaerythritol, phthalic anhydride and soybean oil | 381046 | 14507
Safflower oil, polymer with glycerol and phthalic anhydride | 381038 | 14508
Castor oil, dehydrated, polymer with glycerol, linseed oil, pentaerythritol, phthalic anhydride and styrene | 381020 | 14509
Soybean oil, polymer with pentaerythritol, phthalic anhydride and styrene | 381012 | 14510
Soybean oil, polymer with pentaerythritol, phthalic anhydride and tung oil | 381004 | 14511
Soybean oil, polymer with pentaerythritol, phthalic anhydride, styrene and tung oil | 380998 | 14512
Phenol, 4,4'-(1-methylethylidene)bis-, polymer with 2-(chloromethyl)oxirane, reaction products with 4,4'-methylenebis[benzenamine] | 395772 | 14513
Phenol, nonyl-, reaction products with diethylenetriamine | 395764 | 14514
Formaldehyde, polymer with 4-(1,1-dimethylethyl)phenol, morpholine-modified | 395756 | 14515
Phosphoric acid, C14-18 and C16-18-unsatd. alkyl esters, sodium salts | 395749 | 14516
Phosphoric acid, reaction products with borax | 395731 | 14517
Poly(oxy-1,2-ethanediyl), .alpha.-[1,1'-biphenyl]yl-.omega.-hydroxy-, benzylated | 395723 | 14518
Poly(oxy-1,2-ethanediyl), .alpha.-sulfo-.omega.-hydroxy-, ether with phenol 1-(methylphenyl)ethyl derivs., ammonium salts | 395715 | 14519
1-Propanamine, 3-(C12-18-alkyloxy) derivs. | 395707 | 14520
1-Propanamine, 3-(C16-22-alkyloxy) derivs. | 395699 | 14521
1,3-Propanediamine, N-[3-(C12-18-alkyloxy)propyl] derivs. | 395681 | 14522
Propanenitrile, 3-(C12-18-alkyloxy) derivs. | 395673 | 14523
Propanenitrile, 3-amino-, N-[3-(C12-18-alkyloxy)propyl] derivs. | 395665 | 14524
Propanenitrile, 3-amino-, N-C11-13-isoalkyl derivs. | 395657 | 14525
1,2,3-Propanetriol, polymer with 1,3-diisocyanatomethylbenzene, phenol-blocked | 395640 | 14526
2-Propenamide, homopolymer, reaction products with dimethylamine and formaldehyde | 395632 | 14527
2-Propenamide, polymer with ethenylbenzene, ethyl 2-propenoate and formaldehyde, butylated | 395624 | 14528
2-Propenoic acid, 2-methylpropyl ester, polymer with ethenylbenzene, formaldehyde and 2-propenamide, butylated | 395616 | 14529
2-Propenoic acid, 2-methyl-, polymer with ethenylbenzene, ethyl 2-propenoate and N-(hydroxymethyl)-2-propenamide, butylated | 395608 | 14530
Sulfuric acid, mono-C10-18-alkyl esters, ammonium salts, compds. with aluminum sulfate (2:3) | 395590 | 14531
Sulfuric acid, mono-C10-18-alkyl esters, compds. with aluminum sulfate (2:3) and triethanolamine | 395582 | 14532
Sulfuric acid, mono-C10-18-alkyl esters, sodium salts, compds. with aluminum sulfate (2:3) | 395574 | 14533
Formaldehyde, polymer with 6-phenyl-1,3,5-triazine-2,4-diamine, methylated | 395566 | 14534
Hexanedioic acid, mixed esters with decanoic acid, heptanoic acid, octanoic acid and pentaerythritol | 395558 | 14535
Decanoic acid, mixed esters with heptanoic acid, octanoic acid and trimethylolpropane | 395541 | 14536
Decanoic acid, mixed esters with hexanoic acid, octanoic acid and trimethylolpropane | 395533 | 14537
Decanoic acid, mixed esters with heptanoic acid, isovaleric acid, octanoic acid and pentaerythritol | 395525 | 14538
1,2,4-Benzenetricarboxylic acid, mixed decyl and hexyl and octyl esters | 395517 | 14539
1,2-Benzenedicarboxylic acid, mixed cyclohexyl and 2-ethylhexyl esters | 395509 | 14540
Octanoic acid, mixed diesters with hexanoic acid and triethylene glycol | 395491 | 14541
Poly(oxy-1,2-ethanediyl), .alpha.-hydro-.omega.-hydroxy-, mono-C8-10-alkyl ethers, phosphates | 395483 | 14542
Poly(oxy-1,2-ethanediyl), .alpha.-hydro-.omega.-hydroxy-, mono-C12-13-alkyl ethers, phosphates, magnesium salts | 395475 | 14543
Poly(oxy-1,2-ethanediyl), .alpha.-hydro-.omega.-hydroxy-, mono-C12-13-alkyl ethers, phosphates | 395467 | 14544
Poly(oxy-1,2-ethanediyl), .alpha.-hydro-.omega.-hydroxy-, mono-C12-13-alkyl ethers, phosphates, potassium salts | 395459 | 14545
Sulfuric acid, mono-C8-18-alkyl esters, sodium salts | 395442 | 14546
Urea, polymer with formaldehyde and 1,3,5,7-tetraazatricyclo[3.3.1.13,7]decane, butylated, propylated | 395434 | 14547
1,3-Propanediol, 2-ethyl-2-(hydroxymethyl)-, polymer with .alpha.-hydro-.omega.-hydroxypoly[oxy(methyl-1,2-ethanediyl)] and 1,1'-methylenebis[4-isocyanatobenzene], Me Et ketone oxime-blocked | 395426 | 14548
Poly[oxy(methyl-1,2-ethanediyl)], .alpha.-hydro-.omega.-hydroxy-, polymer with .alpha.-hydro-.omega.-hydroxypoly[oxy(methyl-1,2-ethanediyl)] ether with 2-ethyl-2-(hydroxymethyl)-1,3-propanediol (3:1), and 1,1'-methylenebis[4-isocyanatobenzene], isocyanate-terminated | 395418 | 14549
Ethanol, 2,2'-iminobis-, N-coco alkyl derivs., phosphates (salts) | 395400 | 14550
Coconut oil, polymer with adipic acid, glycerol, phthalic anhydride and trimethylolpropane | 380980 | 14551
Fatty acids, coco, polymers with adipic acid, dipropylene glycol, glycerol, phthalic anhydride and sebacic acid | 380972 | 14552
Alcohols, C11-15-secondary | 380964 | 14553
Fatty acids, tall-oil, polymers with formaldehyde, hexakis(methoxymethyl)melamine, maleic anhydride, phthalic anhydride, trimethylolethane and urea | 380956 | 14554
Fatty acids, C18-unsatd., dimers, polymers with ethylenediamine, propylenediamine and propionic acid | 380949 | 14555
Coconut oil, polymer with 3-hydroxy-2,2-dimethylpropyl 3-hydroxy-2,2-dimethylpropanoate, phthalic anhydride, trimellitic anhydride and trimethylolpropane | 380931 | 14556
Coconut oil, polymer with glycerol, 3-hydroxy-2,2-dimethylpropyl 3-hydroxy-2,2-dimethylpropanoate, phthalic anhydride, trimellitic anhydride and trimethylolpropane | 380923 | 14557
Rosin, polymer with glycerol, pentaerythritol, phthalic anhydride and soybean oil | 380915 | 14558
Fatty acids, vegetable-oil, polymers with phthalic anhydride, trimethylolethane and tung oil | 380907 | 14559
Castor oil, polymer with dehydrated castor oil, pentaerythritol and rosin | 380899 | 14560
Linseed oil, polymer with p-tert-butylphenol, formaldehyde, glycerol, phthalic anhydride, rosin and tung oil | 380881 | 14561
Fatty acids, tall-oil, polymers with isophthalic acid, trimellitic anhydride, trimethylolethane and trimethylpentanediol | 380873 | 14562
Fatty acids, C18-unsatd., dimers, polymers with ethylenediamine, hexamethylenediamine and propionic acid | 380865 | 14563
Safflower oil, polymer with bisphenol A, epichlorohydrin, pentaerythritol and phthalic anhydride | 380857 | 14564
Soybean oil, polymer with pentaerythritol, TDI and tung oil | 380840 | 14565
Naphthenic acids, compds. with diisopropanolamine | 371922 | 14566
Hydrocarbon waxes (petroleum), oxidized, compds. with diisopropanolamine | 371914 | 14567
Hydrocarbon waxes (petroleum), oxidized, compds. with triisopropanolamine | 371906 | 14568
Naphthenic acids, compds. with isopropanolamine | 371898 | 14569
Hydrocarbon waxes (petroleum), oxidized, compds. with isopropanolamine | 371880 | 14570
Hydrocarbon waxes (petroleum), oxidized, compds. with ethanolamine | 371872 | 14571
Distillates (petroleum), oxidized light, potassium salts | 371864 | 14572
Distillates (petroleum), light arom. | 371856 | 14573
Distillates (petroleum), heavy arom. | 371849 | 14574
Distillates (petroleum), heart cut, polymers with light steam-cracked arom. petroleum naphtha and light steam-cracked petroleum naphtha piperylene conc. | 371831 | 14575
Naphtha (petroleum), light steam-cracked, piperylene conc., polymer | 371823 | 14576
Alkenes, C>10 .alpha.-, oxidized, reaction products with ethanolamine and 2,4-TDI | 371815 | 14577
Alkenes, C>10 .alpha.-, oxidized, reaction products with 2,4-TDI | 371807 | 14578
Fatty acids, tall-oil, polymers with adipic acid, linoleic acid dimer, linoleic acid trimer and tripentaerythritol, ethoxylated propoxylated | 395152 | 14579
1,3-Isobenzofurandione, polymer with 1,2-ethanediol, mixed isodecyl and isooctyl esters | 371740 | 14580
Linseed oil, polymer with dipentaerythritol, glycerol, pentaerythritol, phthalic anhydride and soybean oil | 394478 | 14581
Linseed oil, polymer with p-tert-butylphenol, formaldehyde, pentaerythritol, phthalic anhydride, soybean oil and tung oil | 394460 | 14582
Linseed oil, polymer with p-tert-butylphenol, ethylene glycol, formaldehyde, pentaerythritol, phthalic anhydride and rosin | 394452 | 14583
Linseed oil, polymer with p-tert-butylbenzoic acid, phthalic anhydride, soybean oil and trimethylolethane | 394445 | 14584
Linseed oil, polymer with 1,3-butanediol, pentaerythritol and TDI | 394437 | 14585
Linseed oil, polymer with bisphenol A, 4-butylphenol, formaldehyde, glycerol, oiticica oil and tung oil | 394429 | 14586
Linseed oil, polymer with benzoic acid, glycerol, phthalic anhydride and trimethylolethane | 394411 | 14587
Linseed oil, polymd., polymer with azelaic acid, ethylenediamine, glycerol, pentaerythritol, phthalic anhydride and soybean oil | 394403 | 14588
Linseed oil, polymd., polymer with azelaic acid and ethylenediamine | 394395 | 14589
Linseed oil, polymd., calcium salt | 394387 | 14590
Linseed oil, oxidized, polymer with p-tert-butylphenol, formaldehyde and phenol | 394379 | 14591
Imidazolium compounds, 4,5-dihydro-1-methyl-2-nortallow alkyl-1-(2-tallow amidoethyl), Me sulfates | 394361 | 14592
Glycerides, tallow mono-, hydrogenated, ethoxylated | 394353 | 14593
Glycerides, C16-18 and C18-unsatd., polymers with isophthalic acid and pentaerythritol | 394346 | 14594
Fatty acids, tallow, tridecyl esters | 394338 | 14595
Fatty acids, tallow, myristyl esters | 394320 | 14596
Fatty acids, tallow, pentadecyl esters | 394312 | 14597
Soybean oil, polymer with isophthalic acid, trimellitic anhydride and trimethylolpropane | 394304 | 14598
Soybean oil, polymer with isophthalic acid, pentaerythritol and tung oil | 394296 | 14599
Soybean oil, polymer with glycerol, phthalic anhydride, tall oil and tung oil | 394288 | 14600
Soybean oil, polymer with glycerol, phenol, phthalic anhydride, .beta.-pinene and turpentine oil | 394270 | 14601
Rosin, polymer with fumaric acid, pentaerythritol, phthalic anhydride and soybean oil | 394262 | 14602
Soybean oil, polymer with dipentaerythritol, pentaerythritol and phthalic anhydride | 394254 | 14603
Soybean oil, polymer with dipentaerythritol, glycerol, pentaerythritol and phthalic anhydride | 394247 | 14604
Soybean oil, polymer with dipentaerythritol, fumaric acid, pentaerythritol and phthalic anhydride | 394239 | 14605
Soybean oil, polymer with dipentaerythritol, ethylene glycol, pentaerythritol and phthalic anhydride | 394221 | 14606
Soybean oil, polymer with dipentaerythritol, ethylene glycol, maleic anhydride, pentaerythritol, phthalic anhydride and tripentaerythritol | 394213 | 14607
Soybean oil, polymer with dipentaerythritol, ethylene glycol, maleic anhydride, pentaerythritol and phthalic anhydride | 394205 | 14608
Soybean oil, polymer with diethylene glycol, dipentaerythritol, pentaerythritol and phthalic anhydride | 394197 | 14609
Soybean oil, polymer with 1,3-butanediol, pentaerythritol and TDI | 394189 | 14610
Soybean oil, polymer with benzoic acid, ethylene glycol, isophthalic acid, pentaerythritol and phthalic anhydride | 394171 | 14611
Soybean oil, polymer with benzoic acid, dipentaerythritol, pentaerythritol, phthalic anhydride and trimethylolethane | 394163 | 14612
Soybean oil, polymd. | 394155 | 14613
Soybean oil, chlorosulfurized | 394148 | 14614
Safflower oil, polymer with isophthalic acid, pentaerythritol and soybean oil | 394130 | 14615
Safflower oil, polymer with benzoic acid, glycerol and phthalic anhydride | 394122 | 14616
Tung oil, polymd. | 386557 | 14617
Soybean oil, polymer with pentaerythritol and TDI | 386540 | 14618
Soybean oil, polymer with maleic anhydride, pentaerythritol, phthalic anhydride and trimethylolpropane | 386532 | 14619
Soybean oil, polymer with glycerol, maleic anhydride, Me methacrylate, pentaerythritol and phthalic anhydride | 386524 | 14620
Soybean oil, polymer with benzoic acid, pentaerythritol, phthalic anhydride and sunflower oil | 386516 | 14621
Soybean oil, polymer with benzoic acid, dipentaerythritol, ethylene glycol, pentaerythritol, phthalic anhydride and sunflower oil | 386508 | 14622
Safflower oil, polymer with isophthalic acid, pentaerythritol and trimethylolpropane | 386490 | 14623
Safflower oil, polymer with benzoic acid, pentaerythritol, phthalic anhydride and soybean oil | 386482 | 14624
Safflower oil, polymer with benzoic acid, dipentaerythritol, pentaerythritol, phthalic anhydride and soybean oil | 386474 | 14625
Rosin, maleated, polymer with glycerol | 386466 | 14626
Rosin, polymer with ethylene glycol, glycerol, maleic anhydride and soybean oil | 386458 | 14627
Polyphosphoric acids, polymers with diethylene glycol and isophthalic acid | 386441 | 14628
Petrolatum, maleated, reaction products with tetraethylenepentamine | 386433 | 14629
Linseed oil, polymer with isophthalic acid, maleic anhydride and pentaerythritol | 386425 | 14630
Linseed oil, polymer with glycerol, maleic anhydride, pentaerythritol, phthalic anhydride and soybean oil | 386417 | 14631
Linseed oil, polymer with fumaric acid, maleic anhydride and phthalic anhydride | 386409 | 14632
Linseed oil, polymer with fumaric acid, isophthalic acid and trimethylolpropane | 386391 | 14633
Linseed oil, polymer with 4-biphenylol | 386383 | 14634
Fatty acids, vegetable-oil, esters with neopentyl glycol | 386375 | 14635
Fatty acids, tall-oil, polymers with pentaerythritol, phthalic anhydride and rosin | 386367 | 14636
Safflower oil, polymer with benzoic acid, glycerol and isophthalic acid | 394114 | 14637
Safflower oil, conjugated, polymd., polymer with pentaerythritol, phthalic anhydride, soybean oil, styrene and vinyltoluene | 394106 | 14638
Rosin, polymer with fumaric acid, glycerol, pentaerythritol, phthalic anhydride and soybean oil | 394098 | 14639
Rosin, polymer with p-tert-butylphenol, formaldehyde, pentaerythritol and tung oil | 394080 | 14640
Tung oil, polymer with formaldehyde, phenol, .beta.-pinene and turpentine oil | 394072 | 14641
Tallow, ethoxylated | 394064 | 14642
Tall oil, polymer with isophthalic acid and pentaerythritol | 394056 | 14643
Tall oil, polymer with glycerol, isophthalic acid and pentaerythritol | 394049 | 14644
Tall oil, polymer with dipentaerythritol, fumaric acid, pentaerythritol and phthalic anhydride | 394031 | 14645
Soybean oil, polymer with phthalic anhydride, propylene glycol and trimethylolethane | 394023 | 14646
Fatty acids, tall-oil, polymers with maleic anhydride, pentaerythritol, phthalic anhydride and rosin | 386359 | 14647
Fatty acids, tall-oil, polymers with glycerol, maleic anhydride, pentaerythritol, phthalic anhydride and soybean oil | 386342 | 14648
Fatty acids, tall-oil, polymers with glycerol, maleic anhydride, pentaerythritol and phthalic anhydride | 386334 | 14649
Fatty acids, tall-oil, polymers with fumaric acid, glycerol, maleic anhydride, pentaerythritol and phthalic anhydride | 386326 | 14650
Fatty acids, tall-oil, polymers with ethylene glycol, pentaerythritol, phthalic anhydride and rosin | 386318 | 14651
Fatty acids, tall-oil, polymers with ethylene glycol, glycerol, pentaerythritol and phthalic anhydride | 386300 | 14652
Fatty acids, tall-oil, polymers with dipentaerythritol, maleic anhydride, pentaerythritol, phthalic anhydride and rosin | 386292 | 14653
Fatty acids, tall-oil, polymers with bisphenol A, epichlorohydrin and rosin | 386284 | 14654
Fatty acids, tall-oil, polymers with benzoic acid, dipentaerythritol, pentaerythritol, phthalic anhydride and rosin | 386276 | 14655
Fatty acids, tall-oil, polymers with benzoic acid, maleic anhydride, phthalic anhydride and trimethylolethane | 386268 | 14656
Fatty acids, tall-oil, polymers with benzoic acid, maleic acid, phthalic anhydride and trimethylolpropane | 386250 | 14657
Fatty acids, C18-unsatd., dimers, compds. with ethoxylated N-tallow alkyltrimethylenediamines and tall-oil fatty acids | 386243 | 14658
Fatty acids, C18-unsatd., dimers, compds. with diethylenetriamine-formaldehyde-p-nonylphenol polymer and tall-oil fatty acids | 386235 | 14659
Fatty acids, C18-unsatd., dimers, compds. with 4,5-dihydro-2-nortall-oil alkyl-1H-imidazole-1-ethanamine and tall-oil fatty acids | 386227 | 14660
Fatty acids, soya, polymers with pentaerythritol and phthalic anhydride | 386219 | 14661
Fatty acids, soya, polymers with isophthalic acid, pentaerythritol, soybean oil and trimethylolpropane | 386201 | 14662
Fatty acids, linseed-oil, polymers with isophthalic acid, tall-oil fatty acids and trimethylolpropane | 386193 | 14663
Fatty acids, linseed-oil, polymers with isophthalic acid, maleic anhydride, soya fatty acids and trimethylolpropane | 386185 | 14664
Fatty acids, dehydrated castor-oil, polymers with isophthalic acid, linseed-oil fatty acids, tall-oil fatty acids and trimethylolpropane | 386177 | 14665
Fatty acids, C18-unsatd., dimers, polymers with dipentaerythritol, pentaerythritol, rosin, tall-oil fatty acids and tripentaerythritol | 386169 | 14666
Fatty acids, C18-unsatd., dimers, polymers with bisphenol A, epichlorohydrin and tall-oil fatty acids | 386151 | 14667
Fatty acids, C18-unsatd., dimers, polymers with bisphenol A, epichlorohydrin and linseed-oil fatty acids | 386144 | 14668
Fatty acids, C18-unsatd., dimers, polymers with benzoic acid, dipentaerythritol, pentaerythritol, phthalic anhydride, tall-oil fatty acids and tripentaerythritol | 386136 | 14669
Fatty acids, C16 and C18-unsatd. and C18-unsatd. hydroxy, compds. with diisopropanolamine | 386128 | 14670
Coconut oil, polymer with benzoic acid, glycerol and phthalic anhydride | 386110 | 14671
Castor oil, polymer with glycerol, maleic anhydride, phthalic anhydride and trimethylolethane | 386102 | 14672
Castor oil, polymer with benzoic acid, ethylene glycol and phthalic anhydride | 386094 | 14673
Castor oil, dehydrated, polymd. | 386086 | 14674
Amines, tri-C6-12-alkyl | 386078 | 14675
Amines, N-tallow alkyltrimethylenedi-, compds. with oxidized petroleum hydrocarbon waxes | 386060 | 14676
Amines, di-C14-18-alkyl | 386052 | 14677
Amines, N-(C16 and C18-unsatd. alkyl)trimethylenedi- | 386045 | 14678
Amines, (C16-18 and C18-unsatd. alkyl)dimethyl | 386037 | 14679
Amines, C16-18 and C18-unsatd. alkyl | 386029 | 14680
Amines, C8-18 and C18-unsatd. alkyl | 386011 | 14681
Amines, C14-18-alkyldimethyl | 386003 | 14682
Amines, C16-22-alkyl | 385997 | 14683
Amines, C14-18-alkyl | 385989 | 14684
Silsesquioxanes, Ph Pr | 385971 | 14685
Siloxanes and Silicones, Me 3,3,3-trifluoropropyl, [(ethenyldimethylsilyl)oxy]-terminated | 385963 | 14686
Siloxanes and Silicones, Me vinyl | 385955 | 14687
Siloxanes and Silicones, methoxy 2,4,4-trimethylpentyl, polymers with 2,4,4-trimethylpentylsilsesquioxanes | 385948 | 14688
Siloxanes and Silicones, Me methoxy, polymers with Me silsesquioxanes | 385930 | 14689
Siloxanes and Silicones, di-Me, Me Ph, methoxy Me, methoxy Ph, polymers with Me Ph silsesquioxanes | 385922 | 14690
Siloxanes and Silicones, Me Ph, polymers with Me Ph silsesquioxanes | 385914 | 14691
Bicyclo[2.2.1]heptane, 3-[(2-methoxyphenoxy)methylene]-2,2-dimethyl-, hydrogenated | 370106 | 14692
2-Propenenitrile, polymer with 1,3-butadiene, carboxy-terminated, polymer with bisphenol A, epichlorohydrin and N-[4-(oxiranylmethoxy)phenyl]-N-(oxiranylmethyl)oxiranemethanamine | 370098 | 14693
Poly[oxy(methyl-1,2-ethanediyl)], .alpha.-hydro-.omega.-hydroxy-, polymer with 1,3-diisocyanatomethylbenzene, 2-(dimethylamino)ethanol- and 2-hydroxyethyl acrylate-blocked | 370080 | 14694
Ethanol, 2,2'-[(1-methylethylidene)bis[(2,6-dibromo-4,1-phenylene)oxy]]bis-, polymer with 1,3-diisocyanatomethylbenzene, 2-hydroxyethyl acrylate-blocked | 370072 | 14695
Silane, triethoxy[2-(methylphenyl)ethyl]-, sulfurized | 370064 | 14696
1,3-Propanediol, 2-ethyl-2-(hydroxymethyl)-, polymer with 1,3-diisocyanatomethylbenzene, 2-ethyl-1-hexanol-blocked | 370056 | 14697
2-Butenedioic acid (2Z)-, mixed Bu and cyclohexyl esters | 406348 | 14698
Butanoic acid, 4-[[3-(dimethylamino)propyl]amino]-4-oxo-, 2(or 3)-[(.gamma.-.omega.-perfluoro-C6-20-alkyl)thio] derivs. | 406330 | 14699
1,4-Butanediol, 2,3-bis[(.gamma.-.omega.-perfluoro-C6-20-alkyl)thio] derivs. | 406322 | 14700
1,4-Benzenedicarboxylic acid, polymer with 1,3-dihydro-1,3-dioxo-5-isobenzofurancarboxylic acid, 1,2-ethanediol, 4,4'-methylenebis[benzenamine] and 1,3,5-tris(2-hydroxyethyl)-1,3,5-triazine-2,4,6(1H,3H,5H)-trione, reaction products with 2-(dimethylamino)ethanol | 406314 | 14701
1,4-Benzenedicarboxylic acid, polymer with N1,N2-bis(2-aminoethyl)-1,2-ethanediamine, cyclized, Me sulfates | 406306 | 14702
1,2-Benzenedicarboxylic acid, mixed isooctyl and 2-phenoxyethyl esters | 406298 | 14703
2-Propanol, 1-chloro-, 3-(C12-15-alkyloxy) derivs. | 406280 | 14704
2-Propanol, 1-chloro-, 3-(C12-18-alkyloxy) derivs. | 406272 | 14705
Sulfuric acid, mono-C6-10-alkyl esters, ammonium salts | 406264 | 14706
2-Propanol, 1-chloro-, 3-(C6-10-alkyloxy) derivs. | 406256 | 14707
Poly(oxy-1,2-ethanediyl), .alpha.-(1-oxoisooctadecyl)-.omega.-hydroxy-, C11-15-alkyl ethers | 406231 | 14708
Zircon, iron coral | 406223 | 14709
Starch, acetate, oxidized | 406173 | 14710
2-Butenedioic acid (2Z)-, 2-[[(9Z)-1-oxo-9-octadecen-1-yl]amino]ethyl ester, sulfonated, sodium salt | 406165 | 14711
Naphthalenesulfonic acid, di-C5-6-alkyl derivs., compds. with butylamine | 406157 | 14712
Spinels, cobalt tin grey | 406140 | 14713
Naphthalenesulfonic acid, di-C5-6-alkyl derivs., compds. with cyclohexylamine | 406132 | 14714
5-Isobenzofurancarboxylic acid, 1,3-dihydro-1,3-dioxo-, reaction products with caprolactam | 406124 | 14715
Spinels, chromium iron manganese zinc brown | 406066 | 14716
Resin acids and Rosin acids, Me esters | 405449 | 14717
Amines, N-coco alkyltrimethylenedi-, reaction products with oleic acid | 404335 | 14718
Amines, N-coco alkyltrimethylenedi-, glycolates | 404327 | 14719
Amines, N-coco alkyltrimethylenedi-, adipates | 404319 | 14720
Amines, C16-18 and C18-unsatd. alkyl, ethoxylated | 404301 | 14721
Amines, C14-18 and C16-18-unsatd. alkyl, ethoxylated | 404293 | 14722
Amines, C14-18 and C16-18-unsatd. alkyl | 404285 | 14723
Amines, N-C12-18-alkyltrimethylenedi- | 404277 | 14724
Amines, C18-22-alkyl, phosphates | 404269 | 14725
Amines, C12-14-tert-alkyl, mono-Me phosphates | 404251 | 14726
Amines, C15-23-sec-alkyl, 7-hydroxy-8-[2-[4-(2-phenyldiazenyl)phenyl]diazenyl]-1,3,6-naphthalenetrisulfonate (3:1) | 404244 | 14727
Amines, C14-18-alkyl, ethoxylated | 404236 | 14728
Amines, C12-14-tert-alkyl, di-Me phosphates | 404228 | 14729
Amines, C15-23-sec-alkyl, compds. with 9-[(2-methoxyphenyl)amino]-7-phenyl-5-(phenylamino)-4,10-disulfobenzo[a]phenazinium inner salt (2:1) | 404210 | 14730
Amines, C15-23-sec-alkyl, 7-hydroxy-8-[2-[4-(2-phenyldiazenyl)phenyl]diazenyl]-1,3-naphthalenedisulfonate (2:1) | 404202 | 14731
Amines, C15-23-sec-alkyl, compds. with 7-phenyl-5,9-bis(phenylamino)-4,10-disulfobenzo[a]phenazinium inner salt (2:1) | 404194 | 14732
Amines, C15-23-sec-alkyl, compds. with 9-amino-7-phenyl-5-(phenylamino)-4,10-disulfobenzo[a]phenazinium inner salt (2:1) | 404186 | 14733
Amines, C12-18-alkyl | 404178 | 14734
Amides, vegetable-oil, N,N-bis(hydroxyethyl) | 404160 | 14735
Amides, tallow, N-(hydroxyethyl), maleated, sulfonated, sodium salts | 404152 | 14736
Amides, tallow, hydrogenated, ethoxylated | 404145 | 14737
Amides, tallow, hydrogenated, N,N-bis(hydroxyethyl) | 404137 | 14738
Amides, tall-oil fatty, N-(hydroxyethyl) | 404129 | 14739
Amides, tall-oil fatty, N,N'-ethylenebis- | 404111 | 14740
Amides, tall-oil fatty, N,N-bis(hydroxyethyl) | 404103 | 14741
Amides, tall-oil fatty, N-[2-(4,5-dihydro-2-nortall-oil alkyl-1H-imidazol-1-yl)ethyl] | 404095 | 14742
Amides, mixed castor-oil and lard-oil, N,N'-[(ethylimino)di-2,1-ethanediyl]bis-, Et sulfates | 404087 | 14743
Amides, from tall-oil fatty acids and tetraethylenepentamine | 404079 | 14744
Amides, from ethanolamine and hydrogenated tallow, maleated, sulfonated, sodium salts | 404061 | 14745
Amides, from 2-[(2-aminoethyl)amino]ethanol and hydrogenated tallow, acetates (salts) | 404053 | 14746
Amides, from 2-[(2-aminoethyl)amino]ethanol and hydrogenated tallow | 404046 | 14747
Amides, from 2-[(2-aminoethyl)amino]ethanol and hydrogenated tallow fatty acids | 404038 | 14748
Amides, tallow, N,N'-(iminodi-2,1-ethanediyl)bis-, phosphates | 404020 | 14749
Amides, mustard-oil, N,N'-(iminodi-2,1-ethanediyl)bis-, phosphates | 404012 | 14750
Amides, coco, N-[3-(dimethylamino)propyl], N-oxides | 404004 | 14751
Amides, C16 and C18-unsatd., N,N-bis(hydroxyethyl) | 403998 | 14752
Amides, C8-18 and C18-unsatd., N,N-bis(hydroxyethyl) | 403980 | 14753
Amides, C12-18, N,N-bis(hydroxyethyl) | 403972 | 14754
Amides, C10-16, N,N-bis(hydroxyethyl) | 403964 | 14755
Alkenes, C4-20 .alpha.-, .gamma.-.omega.-perfluoro | 403956 | 14756
Alcohols, C20-32, oxidized | 403949 | 14757
Alcohols, C16 and C18-unsatd., ethoxylated | 403931 | 14758
Alcohols, C14-18 and C16-18-unsatd. | 403923 | 14759
Alcohols, C8-10, ethers with polyethylene-polypropylene glycol monobenzyl ether | 403915 | 14760
Alcohols, C14-18, ethoxylated propoxylated | 403907 | 14761
Alcohols, C10-12, ethoxylated propoxylated | 403899 | 14762
Alcohols, C14-18, ethoxylated | 403881 | 14763
Naphtha (petroleum), light catalytic cracked, maleated | 403873 | 14764
Fatty acids, tall-oil, oxidized, calcium sodium salts | 403865 | 14765
Fatty acids, tall-oil, low boiling, reaction products with diethylenetriamine, acetates | 403857 | 14766
Fatty acids, tall-oil, low boiling, reaction products with diethylenetriamine | 403840 | 14767
Fatty acids, tall-oil, compds. with triethylamine | 403832 | 14768
Fatty acids, tall-oil, compds. with 3-methoxy-1-propanamine | 403824 | 14769
Fatty acids, tall-oil, compds. with diethylamine | 403816 | 14770
Fatty acids, tall-oil, C12-18-alkyl esters | 403808 | 14771
Fatty acids, tall-oil, C11-18-alkyl esters | 403790 | 14772
Fatty acids, tall-oil, calcium salts | 403782 | 14773
Fatty acids, soya, polymers with p-tert-butylbenzoic acid, pentaerythritol, phthalic anhydride and TDI | 403774 | 14774
Fatty acids, soya, reaction products with diethanolamine and dodecylbenzenesulfonic acid | 403766 | 14775
Fatty acids, soya, polymers with glycerol, phthalic anhydride and stearic acid | 403758 | 14776
Fatty acids, soya, polymers with glycerol and phthalic anhydride | 403741 | 14777
Fatty acids, soya, polymers with bisphenol A and bisphenol A diglycidyl ether | 403733 | 14778
Fatty acids, soya, polymers with benzaldehyde, pentaerythritol and phthalic anhydride | 403725 | 14779
Fatty acids, safflower-oil, polymers with isophthalic acid, neopentyl glycol, trimellitic anhydride and trimethylolpropane, ammonium salts | 403717 | 14780
Fatty acids, olive-oil, potassium salts | 403709 | 14781
Fatty acids, linseed-oil, sodium salts | 403691 | 14782
Fatty acids, linseed-oil, polymers with p-tert-butylphenol, castor oil, formaldehyde, glycerol, linseed oil, oiticica oil, soybean oil and 3a,4,7,7a-tetrahydro-4,7-methanoisobenzofuran-1,3-dione | 403683 | 14783
Fatty acids, linseed-oil, polymers with bisphenol A, epichlorohydrin and rosin | 403675 | 14784
Fatty acids, linseed-oil, dimers, polymers with diethylene glycol and trimethylolpropane | 403667 | 14785
Fatty acids, lanolin, lithium salts | 403659 | 14786
Fatty acids, fish-oil, sodium salts | 403642 | 14787
Fatty acids, fish-oil, potassium salts | 403634 | 14788
Fatty acids, fish-oil, hydrogenated, sodium salts | 403626 | 14789
Fatty acids, fish-oil, hydrogenated, potassium salts | 403618 | 14790
Fatty acids, fish-oil, hydrogenated, compds. with triethanolamine | 403600 | 14791
Fatty acids, fish-oil, compds. with triethanolamine | 403592 | 14792
Fatty acids, dehydrated castor-oil, polymers with 2-ethylhexyl acrylate, glycidyl methacrylate and styrene | 403584 | 14793
Fatty acids, dehydrated castor-oil, polymers with acrylamide, azelaic acid, Bu acrylate, crotonic acid, formaldehyde, glycerol, isophthalic acid, 1,1'-[(1-methylethylidene)bis(4,1-phenyleneoxy)]bis[2-propanol], phthalic anhydride and styrene, butylated | 403576 | 14794
Fatty acids, C18-unsatd., dimers, polymers with oleic acid and triethylenetetramine | 403568 | 14795
Fatty acids, C18-unsatd., dimers, polymers with maleic anhydride, phthalic anhydride and trimethylolpropane | 403550 | 14796
Fatty acids, C18-unsatd., dimers, polymers with hexamethylenediamine | 403543 | 14797
Fatty acids, C18-unsatd., dimers, polymers with propionic acid and trimethylenediamine | 403535 | 14798
Fatty acids, C18-unsatd., dimers, polymers with ethylenediamine, propionic acid and propylenediamine | 403527 | 14799
Fatty acids, C18-unsatd., dimers, polymers with ethylenediamine, tall-oil fatty acids and trimethylenediamine | 403519 | 14800
Fatty acids, C18-unsatd., dimers, polymers with ethylenediamine and oleic acid | 403501 | 14801
Fatty acids, C18-unsatd., dimers, polymers with diethylenetriamine, ethylenediamine and oleic acid | 403493 | 14802
Fatty acids, C18-unsatd., dimers, polymers with p-tert-butylbenzoic acid, ethanolamine, ethylenediamine, hexamethylenediamine and propionic acid | 403485 | 14803
Fatty acids, C18-unsatd., dimers, polymers with azelaic acid, neopentyl glycol and propylene glycol | 403477 | 14804
Fatty acids, C18-unsatd., dimers, polymers with azelaic acid, ethylenediamine, hexamethylenediamine and stearic acid | 403469 | 14805
Fatty acids, C18-unsatd., dimers, polymers with acetic acid, ethylenediamine and trimethylenediamine | 403451 | 14806
Fatty acids, C18-unsatd., dimers, polymers with acetic acid, ethylenediamine and propylenediamine | 403444 | 14807
Fatty acids, C18-unsatd., dimers, compds. with N-tallow alkyltrimethylenediamines | 403436 | 14808
Fatty acids, C18-unsatd., dimers, compds. with ethoxylated N-tallow alkyltrimethylenediamines | 403428 | 14809
Fatty acids, C18-unsatd., dimers, compds. with ethoxylated rosin amines | 403410 | 14810
Fatty acids, C18-unsatd., dimers, compds. with diethylamine | 403402 | 14811
Fatty acids, C18-unsatd., dimers, compds. with N-coco alkyltrimethylenediamines | 403394 | 14812
Fatty acids, C14-18-unsatd., compds. with triethanolamine | 403386 | 14813
Fatty acids, cottonseed-oil, polymers with maleic anhydride, pentaerythritol and phthalic anhydride | 403378 | 14814
Fatty acids, coco, [tetrahydro-4-hydroxy-3,5,5-tris(hydroxymethyl)-2H-pyran-3-yl]methyl esters | 403360 | 14815
Fatty acids, coco, [dihydro-4-hydroxy-5-(hydroxymethyl)-2H-pyran-3,3,5(4H)-triyl]tris(methylene) esters | 403352 | 14816
Fatty acids, coco, [tetrahydro-4-hydroxy-3,5-bis(hydroxymethyl)-2H-pyran-3,5-diyl]bis(methylene) esters | 403345 | 14817
Fatty acids, coco, reaction products with 2-(diethylamino)ethanol | 403337 | 14818
Fatty acids, coco, polymers with benzoic acid, glycerol and phthalic anhydride | 403329 | 14819
Fatty acids, coco, polymers with 2-(dimethylamino)ethanol, 2-ethylhexanoic acid, 3-hydroxy-2-(hydroxymethyl)-2-methylpropanoic acid, phthalic anhydride and trimethylolethane | 403311 | 14820
Fatty acids, coco, monoesters with sorbitan | 403303 | 14821
Fatty acids, coco, 2-[(2-hydroxyethyl)amino]ethyl esters | 403295 | 14822
Fatty acids, coco, esters with sorbitan, ethoxylated | 403287 | 14823
Fatty acids, coco, esters with polyethylene glycol mono(nonylphenyl) ether | 403279 | 14824
Fatty acids, C14-18, ethoxylated propoxylated | 403261 | 14825
Fatty acids, C14-18, ethoxylated | 403253 | 14826
Fatty acids, C12-18, ethoxylated | 403246 | 14827
Fatty acids, C18, Bu esters | 403238 | 14828
Fatty acids, C14-18 and C16-18-unsatd., ethoxylated propoxylated | 403220 | 14829
Fatty acids, C16 and C18-unsatd., ethoxylated | 403212 | 14830
Fatty acids, C14-18 and C16-18-unsatd., ethoxylated | 403204 | 14831
Fatty acids, C8-18 and C18-unsatd., compds. with triethanolamine | 403196 | 14832
Fatty acids, C16-18 and C18-unsatd., compds. with isopropanolamine | 403188 | 14833
Castor oil, sulfated, compd. with diethanolamine | 403170 | 14834
Castor oil, polymer with polypropylene glycol and TDI | 403162 | 14835
Castor oil, polymer with phthalic acid and TDI | 403154 | 14836
Castor oil, polymer with 2-methyl-2,4-pentanediol and TDI | 403147 | 14837
Castor oil, polymer with 1,1'-methylenebis[4-isocyanatobenzene], 1,1'-[(1-methyl-1,2-ethanediyl)bis(oxy)]bis[2-propanol] and hydroxy-terminated polybutadiene | 403139 | 14838
Castor oil, polymer with benzoic acid, isophthalic acid, trimellitic anhydride and trimethylolethane | 403121 | 14839
Castor oil, dehydrated, polymer with linseed oil, pentaerythritol, phthalic anhydride and polymd. linseed oil | 403113 | 14840
Castor oil, dehydrated, polymer with glycerol, maleic anhydride, phthalic anhydride and soybean oil | 403105 | 14841
Castor oil, dehydrated, polymer with p-tert-butylphenol, formaldehyde, maleic anhydride, pentaerythritol, rosin and tung oil | 403097 | 14842
Castor oil, dehydrated, polymer with p-tert-butylphenol, formaldehyde, linseed oil and tung oil | 403089 | 14843
Castor oil, dehydrated, polymer with bisphenol A, p-tert-butylphenol, formaldehyde, linseed oil and tung oil | 403071 | 14844
Castor oil, dehydrated, polymer with bisphenol A, p-tert-butylphenol, formaldehyde and tung oil | 403063 | 14845
Castor oil, dehydrated, polymer with 4-biphenylol, formaldehyde, linseed oil and phenol | 403055 | 14846
Castor oil, dehydrated, polymd., polymer with pentaerythritol and rosin | 403048 | 14847
Resin acids and Rosin acids, dimers, calcium salts, polymers with maleic anhydride, pentaerythritol, polymd. dehydrated castor oil, rosin and tung oil | 403030 | 14848
Carboxylic acids, C6-18 and C9-15-di-, polymers with adipic acid, azelaic acid, phthalic anhydride and propylene glycol | 403022 | 14849
Carboxylic acids, di-, C5-12, polymers with 1,4-butanediol and propylene glycol, 2-ethylhexyl esters | 403014 | 14850
Asphalt, sapon. products with tall oil, sodium salts | 403006 | 14851
Asphalt, sapon. products with rosin, sodium salts | 402990 | 14852
Asphalt, sapon. products with lignin sodium salt and rosin, sodium salts | 402982 | 14853
Asphalt, sapon. products with lignin sodium salt and rosin, potassium salts | 402974 | 14854
Amines, N-tallow alkyltrimethylenedi-, ethoxylated, compds. with sulfurized tall oil | 402966 | 14855
Amines, N-tallow alkyltrimethylenedi-, dodecylbenzenesulfonates | 402958 | 14856
Amines, N-tallow alkyltrimethylenedi-, dioleates | 402941 | 14857
Amines, N-tallow alkyltrimethylenedi-, compds. with sulfurized tall oil | 402933 | 14858
Amines, soya alkyl, ethoxylated propoxylated | 402925 | 14859
2-Propanol, 1,1'-iminobis-, N-(hydrogenated tallow alkyl) derivs. | 402917 | 14860
Amines, di-C12-18-alkyl | 402909 | 14861
Linseed oil, polymer with maleic anhydride, pentaerythritol, rosin and tung oil | 402891 | 14862
Linseed oil, polymer with glycerol and maleic anhydride | 402883 | 14863
Linseed oil, polymer with formaldehyde, pentaerythritol, phenol, rosin and tung oil | 402875 | 14864
Linseed oil, polymer with dicyclopentadiene, pentaerythritol, rosin and tung oil | 402867 | 14865
Linseed oil, polymer with di-Bu phthalate, formaldehyde, glycerol, isophthalic acid, pentaerythritol, phenol and rosin | 402859 | 14866
Linseed oil, polymer with Bu acrylate, maleic anhydride, styrene and vinyltoluene | 402842 | 14867
Linseed oil, polymer with bisphenol A, p-tert-butylphenol, formaldehyde and tung oil | 402834 | 14868
Linseed oil, polymer with bisphenol A, p-tert-butylphenol and formaldehyde | 402826 | 14869
Linseed oil, polymer with abietic acid and pentaerythritol | 402818 | 14870
Linseed oil, polymd., polymer with maleic anhydride, pentaerythritol and rosin | 402800 | 14871
Linseed oil, maleated, reaction products with diethylamine | 402792 | 14872
Linseed oil, maleated | 402784 | 14873
Humic acids, sulfonated, sodium salts | 402776 | 14874
Grease | 402768 | 14875
Glycerides, tall-oil mono-, ethoxylated | 402750 | 14876
Glycerides, soya sesqui-, hydrogenated, ethoxylated | 402743 | 14877
Glycerides, corn-oil sesqui-, ethoxylated | 402735 | 14878
Glycerides, C14-18 mono- and di-, ethoxylated | 402727 | 14879
Glycerides, C16-18, C35 and C18-unsatd. | 402719 | 14880
Fatty acids, vegetable-oil, reaction products with diethylenetriamine, acetates | 402701 | 14881
Fatty acids, vegetable-oil, reaction products with diethylenetriamine | 402693 | 14882
Fatty acids, vegetable-oil, polymers with C>10 .alpha.-alkenes, cottonseed oil and lard oil, sulfurized | 402685 | 14883
Fatty acids, vegetable-oil, polymers with C>10 .alpha.-alkenes and lard oil, sulfurized | 402677 | 14884
Fatty acids, tallow, reaction products with diethanolamine, lauric acid and triethanolamine | 402669 | 14885
Fatty acids, tallow, hydrogenated, reaction products with 2-(ethylamino)ethanol | 402651 | 14886
Fatty acids, tallow, hydrogenated, reaction products with 2-[(2-aminoethyl)amino]ethanol | 402644 | 14887
Fatty acids, tallow, hydrogenated, potassium salts | 402636 | 14888
Fatty acids, tallow, hydrogenated, ethoxylated | 402628 | 14889
Fatty acids, tallow, ethoxylated | 402610 | 14890
Fatty acids, tallow, compds. with ethanolamine | 402602 | 14891
Zirconium, oxo tall-oil fatty acid complexes | 402594 | 14892
Fatty acids, tall-oil, sulfonated | 402586 | 14893
Fatty acids, tall-oil, reaction products with diethylenetriamine, acetates | 402578 | 14894
Fatty acids, tall-oil, reaction products with diethanolamine and pentadecylbenzenesulfonic acid | 402560 | 14895
Fatty acids, tall-oil, reaction products with diethanolamine and dodecylbenzenesulfonic acid | 402552 | 14896
Fatty acids, tall-oil, reaction products with diethanolamine | 402545 | 14897
Fatty acids, tall-oil, Pr esters | 402537 | 14898
Fatty acids, tall-oil, polymers with rosin | 402529 | 14899
Fatty acids, tall-oil, polymers with maleic anhydride, pentaerythritol, phthalic anhydride and TDI | 402511 | 14900
Fatty acids, tall-oil, polymers with maleic anhydride and rosin | 402503 | 14901
Fatty acids, tall-oil, polymers with isophthalic acid, 4,4'-methylenebis[benzenamine], trimellitic anhydride and 1,3,5-tris(2-hydroxyethyl)-1,3,5-triazine-2,4,6(1H,3H,5H)-trione | 402495 | 14902
Fatty acids, tall-oil, polymers with ethylenediamine and linoleic acid dimer | 402487 | 14903
Fatty acids, tall-oil, polymers with castor oil, ethylene glycol, pentaerythritol and phthalic anhydride | 402479 | 14904
Fatty acids, tall-oil, polymers with 3-hydroxy-2-(hydroxymethyl)-2-methylpropanoic acid, pentaerythritol, phthalic anhydride and triethylamine | 402461 | 14905
Fatty acids, tall-oil, polymers with benzaldehyde, pentaerythritol and phthalic anhydride | 402453 | 14906
Fatty acids, tall-oil, polymers with azelaic acid and ethylenediamine | 402446 | 14907
Rosin, fumarated maleated, polymer with glycerol | 402438 | 14908
Resin acids and Rosin acids, esters with diethylene glycol | 402420 | 14909
Rape oil, sulfurized | 402412 | 14910
Rape oil, chlorosulfurized | 402404 | 14911
Ethanaminium, 2-amino-N-(2-aminoethyl)-N-(2-hydroxyethyl)-N-methyl-, N,N'-ditallow acyl derivs., Me sulfates (salts) | 402396 | 14912
Quaternary ammonium compounds, (hydrogenated tallow alkyl)trimethyl, salts with bentonite | 402388 | 14913
Quaternary ammonium compounds, di-C10-16-alkyldimethyl, chlorides | 402370 | 14914
Quaternary ammonium compounds, bis(C14-18 and C16-18-unsatd. alkyl)dimethyl, chlorides | 402362 | 14915
Quaternary ammonium compounds, coco alkylethylbis(hydroxyethyl), Et sulfates (salts) | 402354 | 14916
Quaternary ammonium compounds, benzylbis(hydrogenated tallow alkyl)methyl, salts with bentonite | 402347 | 14917
Quaternary ammonium compounds, benzyl[3-(benzyldimethylammonio)propyl]methyltallow alkyl, dichlorides | 402339 | 14918
Polyphosphoric acids, esters with ethoxylated castor oil | 402321 | 14919
Peanut oil, sulfated, compd. with diethanolamine | 402313 | 14920
Peanut oil, polymer with maleic anhydride, phthalic anhydride and trimethylolpropane | 402305 | 14921
Peanut oil, glycerol trioleate-enriched, sulfated, sodium salt | 402297 | 14922
Paraffin waxes and Hydrocarbon waxes, oxidized | 402289 | 14923
Olive oil, sulfated, sodium salt | 402271 | 14924
Oils, walnut, polymd. | 402263 | 14925
Oils, rice bran, sulfated, sodium salts, reaction products with diethylene glycol, sapond., potassium salts | 402255 | 14926
Fats and Glyceridic oils, rice bran, sulfated, compds. with triethanolamine | 402248 | 14927
Fats and Glyceridic oils, rice bran, sulfated, compds. with diethanolamine | 402230 | 14928
Terpenes and Terpenoids, Ocotea cymbarum-oil | 402222 | 14929
Oils, mustard, sulfurized | 402214 | 14930
Oils, mustard, chlorosulfurized | 402206 | 14931
Lard, oil, sulfurized, potassium salts | 402198 | 14932
Lard, oil, sulfated, sodium salts | 402180 | 14933
Lard, oil, sodium salts | 402172 | 14934
Lard, oil, compds. with triethanolamine | 402164 | 14935
Lard, oil, calcium salts | 402156 | 14936
Fats and Glyceridic oils, herring | 402149 | 14937
Oils, flaxseed grain screenings, polymd., oxidized | 402131 | 14938
Oils, flaxseed grain screenings | 402123 | 14939
Nitriles, C16-22 | 402115 | 14940
Naphthalenesulfonic acids | 402107 | 14941
Linseed oil, reaction products with vinyltoluene | 402099 | 14942
Linseed oil, reaction products with lead oxide (Pb3O4) and mastic | 402081 | 14943
Linseed oil, polymer with tung oil | 402073 | 14944
Linseed oil, polymer with pentaerythritol, phthalic anhydride, TDI and trimethylolpropane | 402065 | 14945
Linseed oil, polymer with pentaerythritol, phthalic anhydride and tall oil | 402057 | 14946
Linseed oil, polymer with pentaerythritol, phthalic anhydride and polymd. linseed oil | 402040 | 14947
Tall oil, polymd. | 402032 | 14948
Tall oil, maleated | 402024 | 14949
Tall oil, disproportionated | 402016 | 14950
Tall oil, cobalt salt | 402008 | 14951
Soybean oil, sulfurized | 401992 | 14952
Soybean oil, polymer with tung oil | 401984 | 14953
Soybean oil, polymer with pentaerythritol, phthalic anhydride and polymd. soybean oil | 401976 | 14954
Soybean oil, polymer with linoleic acid dimer, pentaerythritol and phthalic anhydride | 401968 | 14955
Soybean oil, polymer with isophthalic acid, pentaerythritol and trimethylolethane | 401950 | 14956
Soybean oil, polymer with benzoic acid, pentaerythritol, phthalic anhydride and TDI | 401943 | 14957
Soybean oil, polymer with benzoic acid, isophthalic acid, trimellitic anhydride and trimethylolethane | 401935 | 14958
Soybean oil, polymer with benzoic acid, 1,3-butanediol, pentaerythritol, phthalic anhydride and TDI | 401927 | 14959
Soybean oil, polymer with 2-amino-2-ethyl-1,3-propanediol, glycerol, pentaerythritol and phthalic anhydride | 401919 | 14960
Soybean oil, polymd., oxidized | 401901 | 14961
Soybean oil, 2-[(2-hydroxyethyl)amino]ethyl ester | 401893 | 14962
Safflower oil, conjugated, reaction products with trimethylolethane | 401885 | 14963
Resin acids and Rosin acids, strontium salts | 401877 | 14964
Rosin, polymer with pentaerythritol and tripentaerythritol | 401869 | 14965
Rosin, polymer with maleic anhydride and safflower oil | 401851 | 14966
Rosin, polymer with formaldehyde, pentaerythritol, phenol and tung oil | 401844 | 14967
Rosin, polymer with conjugated safflower oil and maleic anhydride | 401836 | 14968
Rosin, polymer with bisphenol A, formaldehyde and glycerol | 401828 | 14969
Rosin, polymer with bisphenol A, p-tert-butylphenol and formaldehyde | 401810 | 14970
Rosin, polymer with bisphenol A and formaldehyde | 401802 | 14971
Rosin, maleated, polymer with tripentaerythritol | 401794 | 14972
Rosin, maleated, polymer with palmitic acid and pentaerythritol | 401786 | 14973
Rosin, maleated, polymer with glycerol and pentaerythritol | 401778 | 14974
Naphthenic acids, polymers with glycerol and maleated rosin | 401760 | 14975
Rosin, maleated, polymer with formaldehyde, nonylphenol and pentaerythritol | 401752 | 14976
Rosin, maleated, polymer with bisphenol A, formaldehyde and pentaerythritol | 401745 | 14977
Rosin, maleated, polymer with bisphenol A, formaldehyde and glycerol | 401737 | 14978
Rosin, fumarated, polymer with pentaerythritol and tripentaerythritol | 401729 | 14979
Rosin, fumarated, polymer with glycerol and sorbitol | 401711 | 14980
Rosin, fumarated, polymer with ethylene glycol and pentaerythritol | 401703 | 14981
Rosin, fumarated, polymer with ethylene glycol and glycerol | 401695 | 14982
Rosin, fumarated, polymer with ethylene glycol | 401687 | 14983
Rosin, fumarated, polymer with dodecylphenol, formaldehyde, pentaerythritol and tripentaerythritol | 401679 | 14984
Rosin, fumarated, polymer with dipropylene glycol | 401661 | 14985
Rosin, fumarated, polymer with dipentaerythritol, formaldehyde and nonylphenol | 401653 | 14986
Rosin, fumarated, polymer with dipentaerythritol, dodecylphenol and formaldehyde | 401646 | 14987
Rosin, fumarated, polymer with diethylene glycol and pentaerythritol | 401638 | 14988
Rosin, fumarated, polymer with diethylene glycol and ethylene glycol | 401620 | 14989
Rosin, fumarated, polymer with diethylene glycol | 401612 | 14990
Rosin, fumarated, polymer with bisphenol A, formaldehyde and pentaerythritol | 401604 | 14991
Rosin, fumarated, polymer with bisphenol A, p-tert-butylphenol, formaldehyde and pentaerythritol | 401596 | 14992
Rosin, fumarated, polymer with azelaic acid and glycerol | 401588 | 14993
Turpentine, oil, sulfurized | 400473 | 14994
Thiols, C10-20, .gamma.-.omega.-perfluoro | 400465 | 14995
Thiols, C6-12, .gamma.-.omega.-perfluoro | 400457 | 14996
Thiols, C4-20, .gamma.-.omega.-perfluoro | 400440 | 14997
Thiols, C4-10, .gamma.-.omega.-perfluoro | 400432 | 14998
Tall-oil pitch, sodium salt | 400424 | 14999
Tall oil, sulfonated, sodium salt | 400416 | 15000
Tall oil, reaction products with diethylenetriamine | 400408 | 15001
Tall oil, polymer with glycerol, oleic acid, pentaerythritol and phthalic anhydride | 400390 | 15002
Tall oil, polymer with ethanolamine and formaldehyde | 400382 | 15003
1H-Imidazole-1-ethanamine, 4,5-dihydro-, 2-nortall-oil alkyl derivs., acetates | 400374 | 15004
Oils, walnut, polymers with glycerol, pentaerythritol, phthalic anhydride and tung oil | 393215 | 15005
Siloxanes and Silicones, Me Ph, Ph vinyl, [(ethenylmethylphenylsilyl)oxy]-terminated | 385906 | 15006
Siloxanes and Silicones, di-Ph, Me Ph, polymers with Me Ph silsesquioxanes | 385898 | 15007
Siloxanes and Silicones, Me hydrogen, Me 2-phenylpropyl | 385880 | 15008
Siloxanes and Silicones, di-Ph, Me hydrogen | 385872 | 15009
Siloxanes and Silicones, cetyl Me, di-Me, Me stearyl | 385864 | 15010
Siloxanes and Silicones, Et Me, Me 2-phenylpropyl | 385856 | 15011
Siloxanes and Silicones, lauryl Me, Me 2-phenylpropyl | 385849 | 15012
Siloxanes and Silicones, di-Ph, polymers with Me Ph silsesquioxanes | 385831 | 15013
Siloxanes and Silicones, di-Me, polymers with Me silsesquioxanes | 385823 | 15014
Cyclosiloxanes, di-Me, polymers with di-Me siloxanes, Me Ph cyclosiloxanes and Me vinyl cyclosiloxanes | 385815 | 15015
Cyclosiloxanes, di-Me, polymers with di-Me siloxanes and Me vinyl cyclosiloxanes | 385807 | 15016
Cyclosiloxanes, di-Me, polymers with di-Me siloxanes and Me Ph cyclosiloxanes | 385799 | 15017
Siloxanes and Silicones, di-Me, Me vinyl, reaction products with 2-mercaptoacetic acid | 385781 | 15018
Siloxanes and Silicones, di-Me, Me vinyl, polymers with Me Ph silsesquioxanes | 385773 | 15019
Siloxanes and Silicones, di-Me, di-Ph, Me vinyl, polymers with Ph silsesquioxanes | 385765 | 15020
Siloxanes and Silicones, di-Me, Me Ph, polymers with Ph silsesquioxanes | 385757 | 15021
Siloxanes and Silicones, di-Me, Me Ph, polymers with Me Ph silsesquioxanes | 385740 | 15022
Siloxanes and Silicones, di-Me, di-Ph, Me Ph, polymers with Me Ph silsesquioxanes | 385732 | 15023
Siloxanes and Silicones, di-Me, Me hydrogen, reaction products with polyethylene-polypropylene glycol monoacetate allyl ether | 385724 | 15024
Siloxanes and silicones, di-Me, Me hydrogen, reaction products with polyethylene glycol monoacetate allyl ether and polyethylene-polypropylene glycol monoacetate allyl ether | 385716 | 15025
Siloxanes and Silicones, di-Me, di-Ph, Me hydrogen | 385708 | 15026
Siloxanes and Silicones, di-Me, Me hydrogen | 385690 | 15027
Siloxanes and Silicones, di-Me, [(dimethoxymethylsilyl)oxy]-terminated | 385682 | 15028
Siloxanes and Silicones, 3-[(2-aminoethyl)amino]propyl methoxy, di-Me, polymers with 3-[(2-aminoethyl)amino]propyl silsesquioxanes | 385666 | 15029
Siloxanes and Silicones, acetyloxy vinyl, methoxy 3-(2-oxiranylmethoxy)propyl, polymers with 3-(2-oxiranylmethoxy)propyl vinyl silsesquioxanes | 385658 | 15030
Cyclosiloxanes, Me Ph | 385641 | 15031
Cyclosiloxanes, Me hydrogen | 385633 | 15032
Cyclosiloxanes, di-Me, polymers with 1,3-diethenyl-1,3-dimethyl-1,3-diphenyldisiloxane | 385625 | 15033
Amines, N-tallow alkyltrimethylenedi-, ethoxylated, compds. with oxidized light petroleum distillates | 385617 | 15034
Vinyl acetal polymers, butyrals, polymers with ethylene glycol and silicic acid (H4SiO4) tetra-Et ester | 385609 | 15035
Sulfonic acids, C10-18-alkane, sodium salts | 385591 | 15036
2-Propanol, 1-(methylamino)-, N-C16-18-alkyl derivs. | 385583 | 15037
2-Propenoic acid, methyl ester, polymer with ethenylbenzene, reaction products with diethylenetriamine | 385575 | 15038
2-Propenoic acid, methyl ester, homopolymer, hydrolyzed, sodium salt | 385567 | 15039
1,3-Propanediol, 2-ethyl-2-(hydroxymethyl)-, polymer with 1,3-diisocyanatomethylbenzene, phenol-blocked | 385559 | 15040
Poly(oxy-1,2-ethanediyl), .alpha.-[1,1'-biphenyl]-4-yl-.omega.-hydroxy-, styrenated | 385542 | 15041
Phenol, 4,4'-(1-methylethylidene)bis-, polymer with 2,2'-[(1-methylethylidene)bis(4,1-phenyleneoxymethylene)]bis[oxirane], reaction products with diethanolamine | 385534 | 15042
Formaldehyde, polymer with 4-(1,1-dimethylethyl)phenol, magnesium oxide complex | 385526 | 15043
Hexanedioic acid, polymer with 1,4-butanediol, 1,6-diisocyanatohexane and 1,6-hexanediol, 2-[(2-aminoethyl)amino]ethanesulfonic acid-modified, sodium salt | 385518 | 15044
2,5-Furandione, polymer with ethenylbenzene, sulfonated, sodium salt | 385500 | 15045
Ethene, homopolymer, chlorinated, chlorosulfonated | 385492 | 15046
Fatty acids, C8-10, oxybis(2,1-ethanediyloxy-2,1-ethanediyl) esters | 385484 | 15047
Dicarbonic acid, polymer with diethyl dicarbonate and polymethylenepolyphenylene diisocyanate, dodecylbenzenesulfonic acid-modified | 385476 | 15048
Copper, [29H,31H-phthalocyaninato(2-)-kN29,kN30,kN31,kN32]-, sulfonated | 385468 | 15049
Copper, [C,C-dichloro-29H,31H-phthalocyaninato(2-)-.kappa.N29,.kappa.N30,.kappa.N31,.kappa.N32]-, sulfonated | 385450 | 15050
Copper, [C-chloro-29H,31H-phthalocyaninato(2-)-.kappa.N29,.kappa.N30,.kappa.N31,.kappa.N32]-, sulfonated | 385443 | 15051
Carbonic acid, rare earth salts | 385435 | 15052
2-Butenedioic acid (2E)-, reaction products with linoleic acid, sodium salts | 385427 | 15053
2-Butenedioic acid (2E)-, reaction products with linoleic acid, potassium salts | 385419 | 15054
2-Butenedioic acid (2E)-, reaction products with linoleic acid | 385401 | 15055
1,3-Butanediol, polymer with 1,3-diisocyanatomethylbenzene and 2-ethyl-2-(hydroxymethyl)-1,3-propanediol, phenol-blocked | 385393 | 15056
Benzene, diethenyl-, polymer with ethenylbenzene, sulfonated | 385385 | 15057
1,3-Isobenzofurandione, 3a,4,7,7a-tetrahydro-, polymer with 1,2-ethanediol and 2,5-furandione, brominated | 385377 | 15058
Ethanol, 2,2'-iminobis-, compds. with polyethylene glycol mono[1-(methoxycarbonyl)-1-tridecanesulfonate] C16-18-alkyl ethers | 385369 | 15059
1,4-Butanediol, 2,3-bis[(.gamma.-.omega.-perfluoro-C6-20-alkyl)thio] derivs., polymers with 1,6-diisocyanatotrimethylhexane and 2,2'-(methylimino)bis[ethanol] | 385351 | 15060
2-Butenedioic acid (2E)-, bis(.gamma.-.omega.-perfluoro-C4-20-alkyl) esters, polymers with 1-(ethenyloxy)butanol, ethylene, 1,4-hexadiene and propene | 385344 | 15061
Guanidine, N-cyano-, polymer with N1-(2-aminoethyl)-1,2-ethanediamine and 2-(chloromethyl)oxirane, reaction products with dimethylamine | 385336 | 15062
Formaldehyde, reaction products with polyethylenimine | 385328 | 15063
5-Isobenzofurancarboxylic acid, 1,3-dihydro-1,3-dioxo-, polymer with 2,2-dimethyl-1,3-propanediol, dodecanoate, tridecyl ether | 385310 | 15064
2-Propenamide, polymer with ethenylbenzene, reaction products with formaldehyde, dimethylamine-modified | 385302 | 15065
Phenol, 4,4'-(1-methylethylidene)bis-, polymer with 2-(chloromethyl)oxirane, reaction products with 2,4,4-trimethyl-1,6-hexanediamine | 385294 | 15066
1-Propene, 2-methyl-, homopolymer, chlorinated | 385286 | 15067
1-Propene, 2-methyl-, trimer, sulfurized | 385278 | 15068
Polyphosphoric acids, esters with diethylene glycol, sodium salts | 378265 | 15069
Polyoxymethylenes | 356071 | 15070
Alcohols, C9-11 | 356063 | 15071
Alcohols, C10-14, ethoxylated | 356055 | 15072
Alcohols, C12-13, ethoxylated | 356048 | 15073
Ceramic materials and wares, chemicals | 355958 | 15074
1,3-Butanediol, polymer with 1,3-diisocyanatomethylbenzene and .alpha.-hydro-.omega.-hydroxypoly(oxy-1,4-butanediyl), Me Et ketone oxime-blocked | 349795 | 15075
Poly(oxy-1,4-butanediyl), .alpha.-hydro-.omega.-hydroxy-, polymer with 1,3-diisocyanatomethylbenzene and .alpha.-hydro-.omega.-hydroxypoly[oxy(methyl-1,2-ethanediyl)], O,O'-bis[(1-methylpropylidene)amino] deriv. | 349787 | 15076
Poly(oxy-1,4-butanediyl), .alpha.-hydro-.omega.-hydroxy-, polymer with 1,3-diisocyanatomethylbenzene, Me Et ketone oxime-blocked | 349779 | 15077
Sludges (petroleum), chemically neutralized | 342303 | 15078
Extracts (petroleum), gas oil solvent | 342295 | 15079
Coke (petroleum), calcined | 342287 | 15080
Coke (petroleum), recovery | 342279 | 15081
Phenols (petroleum) | 342261 | 15082
Alkenes, C>10 .alpha.- | 342253 | 15083
Petrolatum (petroleum), oxidized | 342246 | 15084
Hydrocarbon waxes (petroleum), oxidized | 342238 | 15085
Residual oils (petroleum), oxidized | 342220 | 15086
Distillates (petroleum), oxidized light | 342212 | 15087
Distillates (petroleum), oxidized heavy | 342204 | 15088
Solvent naphtha (petroleum), heavy aliph. | 342196 | 15089
Solvent naphtha (petroleum), light arom. | 342188 | 15090
Solvent naphtha (petroleum), heavy arom. | 342170 | 15091
Asphalt, oxidized | 342162 | 15092
Petroleum resins, oxidized | 342154 | 15093
Distillates (petroleum), steam-cracked | 342147 | 15094
Residues (petroleum), steam-cracked | 342139 | 15095
Fatty acids, tall-oil, polymers with glycerol, maleic anhydride and phthalic anhydride, compds. with triethylamine | 362699 | 15096
Fatty acids, tall-oil, polymers with glycerol, maleic anhydride and phthalic anhydride | 362681 | 15097
Fatty acids, tall-oil, polymers with ethylene glycol, pentaerythritol and phthalic anhydride | 362673 | 15098
Fatty acids, tall-oil, polymers with ethylene glycol, maleic anhydride, pentaerythritol and phthalic anhydride | 362665 | 15099
Fatty acids, tall-oil, polymers with diethylene glycol, pentaerythritol and phthalic anhydride | 362657 | 15100
Fatty acids, tall-oil, polymers with benzoic acid, pentaerythritol, phthalic anhydride and trimethylolpropane | 362640 | 15101
Fatty acids, tall-oil, polymers with benzoic acid, maleic anhydride, pentaerythritol and phthalic anhydride | 362632 | 15102
Fatty acids, tall-oil, polymers with benzoic acid, glycerol, pentaerythritol, phthalic anhydride and trimethylolpropane | 362624 | 15103
Fatty acids, soya, polymers with pentaerythritol, phthalic anhydride, soybean oil and tall-oil fatty acids | 362616 | 15104
Fatty acids, soya, polymers with glycerol, pentaerythritol, phthalic anhydride and tall-oil fatty acids | 362608 | 15105
Fatty acids, soya, polymers with ethylene glycol, maleic anhydride, pentaerythritol, phthalic anhydride and tall-oil fatty acids | 362590 | 15106
Coconut oil, polymer with ethylene glycol, maleic anhydride, pentaerythritol and phthalic anhydride | 362582 | 15107
1,2-Benzenedicarboxylic acid, monotridecyl ester, reaction products with aluminum isopropoxide | 362434 | 15108
Castor oil, dehydrated, polymer with glycerol, Me methacrylate, phthalic anhydride and styrene | 362426 | 15109
Tung oil, polymer with o-cresol and formaldehyde | 362418 | 15110
Fatty acids, tallow, polymers with glycerol and phthalic anhydride | 362400 | 15111
Rosin, polymer with castor oil, copals and glycerol | 362392 | 15112
Fatty acids, coco, polymers with p-tert-butylbenzoic acid, neopentyl glycol, pentaerythritol and phthalic anhydride | 362384 | 15113
Rosin, polymer with formaldehyde, glycerol and phenol | 362376 | 15114
Fatty acids, dehydrated castor-oil, polymers with bisphenol A, epichlorohydrin and phthalic anhydride | 362368 | 15115
Fatty acids, dehydrated castor-oil, polymers with bisphenol A, epichlorohydrin and succinic anhydride | 362350 | 15116
Tung oil, polymer with p-tert-butylphenol and formaldehyde | 362343 | 15117
Soybean oil, polymer with maleic anhydride, pentaerythritol, phthalic anhydride and propylene glycol | 362335 | 15118
Fatty acids, dehydrated castor-oil, polymers with ethylene glycol, glycerol, pentaerythritol, phthalic anhydride and soya fatty acids | 362327 | 15119
Tung oil, polymer with 4-biphenylol and formaldehyde | 362319 | 15120
Fatty acids, linseed-oil, polymers with bisphenol A and epichlorohydrin | 362301 | 15121
Linseed oil, polymd. | 362293 | 15122
Fatty acids, tall-oil, polymers with fumaric acid and tripentaerythritol | 362285 | 15123
Safflower oil, polymer with fumaric acid and trimethylolpropane | 362277 | 15124
Fatty acids, tall-oil, polymers with isophthalic acid and pentaerythritol | 362269 | 15125
Fatty acids, soya, polymers with bisphenol A, epichlorohydrin and phthalic anhydride | 362251 | 15126
Fatty acids, castor-oil, polymers with castor oil, glycerol, phthalic anhydride, soya fatty acids and soybean oil | 362244 | 15127
Fatty acids, coco, polymers with glycerol and phthalic anhydride | 362236 | 15128
Fatty acids, safflower-oil, polymers with bisphenol A, epichlorohydrin and phthalic anhydride | 362228 | 15129
Fatty acids, soya, polymers with dehydrated castor oil, glycerol and phthalic anhydride | 362210 | 15130
Tall oil, polymer with bisphenol A, epichlorohydrin, glycerol and phthalic anhydride | 362202 | 15131
Fatty acids, coco, polymers with glycerol, pentaerythritol and phthalic anhydride | 362194 | 15132
Solvent naphtha (petroleum), light aliph. | 342121 | 15133
Solvent naphtha (petroleum), medium aliph. | 342113 | 15134
Gas oils (petroleum), hydrodesulfurized light vacuum | 342105 | 15135
Gas oils (petroleum), hydrodesulfurized heavy vacuum | 342097 | 15136
Residues (petroleum), hydrodesulfurized vacuum | 342089 | 15137
Naphtha (petroleum), light steam-cracked | 342071 | 15138
Naphtha (petroleum), hydrodesulfurized heavy | 342063 | 15139
Kerosine (petroleum), hydrodesulfurized | 342055 | 15140
Distillates (petroleum), hydrodesulfurized middle | 342048 | 15141
Gas oils (petroleum), hydrodesulfurized | 342030 | 15142
Residues (petroleum), hydrodesulfurized atmospheric tower | 342022 | 15143
Naphthenic oils (petroleum), complex dewaxed light | 342014 | 15144
Naphthenic oils (petroleum), complex dewaxed heavy | 342006 | 15145
Naphtha (petroleum), hydrodesulfurized light | 341990 | 15146
Distillates (petroleum), catalytic dewaxed middle | 341982 | 15147
Paraffin oils (petroleum), catalytic dewaxed light | 341974 | 15148
Slimes and Sludges, copper refining | 361907 | 15149
Leach residues, dore furnace slags | 361899 | 15150
Slags, dore furnace | 361881 | 15151
Black metal, copper electrolytic slime smelting | 361873 | 15152
Slags, copper electrolytic slime smelting | 361865 | 15153
Slimes and Sludges, copper electrolytic | 361857 | 15154
Slags, copper fire-refining | 361840 | 15155
Slags, copper-converter | 361832 | 15156
Slags, copper smelting | 361824 | 15157
Matte, copper | 361816 | 15158
Flue dust, copper-refining | 361808 | 15159
Calcines, copper roasting | 361790 | 15160
Paraffin oils (petroleum), catalytic dewaxed heavy | 341966 | 15161
Naphthenic oils (petroleum), catalytic dewaxed light | 341958 | 15162
Naphthenic oils (petroleum), catalytic dewaxed heavy | 341941 | 15163
Foots oil (petroleum) | 341933 | 15164
Distillates (petroleum), solvent-dewaxed heavy paraffinic | 341925 | 15165
Distillates (petroleum), solvent-dewaxed light naphthenic | 341917 | 15166
Distillates (petroleum), solvent-dewaxed heavy naphthenic | 341909 | 15167
Residual oils (petroleum), solvent-dewaxed | 341891 | 15168
Slack wax (petroleum) | 341883 | 15169
Hydrocarbon waxes (petroleum), hydrotreated microcryst. | 341875 | 15170
Gas oils (petroleum), hydrotreated vacuum | 341867 | 15171
Lubricating oils (petroleum), hydrotreated spent | 341859 | 15172
Residual oils (petroleum), hydrotreated | 341842 | 15173
Distillates (petroleum), solvent-dewaxed light paraffinic | 341834 | 15174
Distillates (petroleum), hydrotreated light paraffinic | 341826 | 15175
Distillates (petroleum), hydrotreated heavy paraffinic | 341818 | 15176
Distillates (petroleum), hydrotreated light naphthenic | 341800 | 15177
Cement copper | 361782 | 15178
Leach solutions, copper oxide ore, acid | 361774 | 15179
Glycerides, C14-18 mono- and di- | 361659 | 15180
Glycerides, C14-18 and C16-18-unsatd. mono- and di- | 361642 | 15181
Glycerides, C8-18 and C18-unsatd. mono- and di- | 361634 | 15182
Glycerides, C16-18 and C18-unsatd. | 361626 | 15183
Glycerides, C14-18 and C16-18-unsatd. | 361618 | 15184
Glycerides, C8-18 and C18-unsatd. | 361600 | 15185
Glycerides, C14-18 | 361592 | 15186
Glycerides, C12-18 | 361584 | 15187
Fatty acids, tallow, compds. with diethanolamine | 361576 | 15188
Fatty acids, tallow, compds. with 2-amino-2-methyl-1-propanol | 361568 | 15189
Fatty acids, tall-oil, magnesium salts | 361550 | 15190
Fatty acids, tall-oil, compds. with isopropanolamine | 361543 | 15191
Fatty acids, tall-oil, compds. with 2-amino-2-methyl-1-propanol | 361535 | 15192
Fatty acids, C18-unsatd., dimers, sodium salts | 361527 | 15193
Fatty acids, C18-unsatd., dimers, potassium salts | 361519 | 15194
Fatty acids, C18-unsatd., dimers, compds. with triethanolamine | 361501 | 15195
Fatty acids, C18-unsatd., dimers, compds. with diethanolamine | 361493 | 15196
Fatty acids, C18-unsatd., dimers, compds. with isopropanolamine | 361485 | 15197
Fatty acids, C18-unsatd., dimers, compds. with 2-amino-2-methyl-1-propanol | 361477 | 15198
Fatty acids, C14-26, sodium salts | 361469 | 15199
Fatty acids, C16-18 and C18-unsatd., zinc salts | 361451 | 15200
Fatty acids, C14-18 and C16-18-unsatd., zinc salts | 361444 | 15201
Fatty acids, C14-18 and C16-18-unsatd., sodium salts | 361436 | 15202
Fatty acids, C8-18 and C18-unsatd., sodium salts | 361428 | 15203
Fatty acids, C8-18 and C18-unsatd., potassium salts | 361410 | 15204
Siloxanes and Silicones, di-Me, hydroxy-terminated, polymers with azelaic acid, hydroxy-terminated Me phenethyl siloxanes, isophthalic acid, trimethylolethane and trimethylolpropane | 354233 | 15205
Siloxanes and Silicones, di-Me, hydroxy-terminated, polymers with hydroxy-terminated Me phenethyl siloxanes, isophthalic acid, trimethylolethane and trimethylolpropane | 354225 | 15206
Siloxanes and Silicones, di-Me, hydroxy-terminated, polymers with azelaic acid, hydroxy-terminated Me phenethyl siloxanes, isophthalic acid, neopentyl glycol, trimethylolethane and trimethylolpropane | 354217 | 15207
Siloxanes and Silicones, di-Me, hydroxy-terminated, polymers with adipic acid, hydroxy-terminated Me phenethyl siloxanes, neopentyl glycol, phthalic anhydride and trimethylolpropane | 354209 | 15208
Distillates (petroleum), hydrotreated heavy naphthenic | 341792 | 15209
Paraffin waxes (petroleum), hydrotreated | 341784 | 15210
Lubricating oils (petroleum), clay-treated spent | 341776 | 15211
Naphtha (petroleum), hydrotreated light | 341768 | 15212
Naphtha (petroleum), hydrotreated heavy | 341750 | 15213
Distillates (petroleum), hydrotreated light | 341743 | 15214
Distillates (petroleum), hydrotreated middle | 341735 | 15215
Distillates (petroleum), clay-treated light naphthenic | 341727 | 15216
Distillates (petroleum), clay-treated heavy naphthenic | 341719 | 15217
Paraffin waxes (petroleum), clay-treated | 341701 | 15218
Hydrocarbon waxes (petroleum), clay-treated microcryst. | 341693 | 15219
Residual oils (petroleum), clay-treated | 341685 | 15220
Neutralizing agents (petroleum), spent sodium hydroxide | 341677 | 15221
Neutralizing agents (petroleum), spent sodium carbonate | 341669 | 15222
Distillates (petroleum), clay-treated middle | 341651 | 15223
Distillates (petroleum), clay-treated light paraffinic | 341644 | 15224
Fatty acids, C16-18 and C18-unsatd. | 361402 | 15225
Fatty acids, C16 and C18-unsatd. | 361394 | 15226
Fatty acids, C14-18 and C16-18-unsatd. | 361386 | 15227
Fatty acids, C8-18 and C18-unsatd. | 361378 | 15228
Fatty acids, castor-oil, compds. with 2-amino-2-methyl-1-propanol | 361360 | 15229
Fatty acids, C16-18 | 361352 | 15230
Fatty acids, C14-18 | 361345 | 15231
Fatty acids, C12-18 | 361337 | 15232
Amines, tri-C14-18-alkyl | 361329 | 15233
Amines, di-C14-18-alkylmethyl | 361311 | 15234
Amines, C10-16-alkyldimethyl | 361303 | 15235
Amides, C10-16 | 361295 | 15236
Alcohols, C8-18 and C18-unsatd. | 361287 | 15237
Fatty acids, linseed-oil, polymers with fumaric acid, glycerol, maleic anhydride, phthalic anhydride, rosin and tung oil | 361279 | 15238
Castor oil, polymer with styrene | 361261 | 15239
Fatty acids, tall-oil, polymers with ethylene glycol, pentaerythritol, phthalic anhydride and safflower oil | 361253 | 15240
Fatty acids, tall-oil, polymers with pentaerythritol and phthalic anhydride | 361246 | 15241
Fatty acids, tall-oil, polymers with castor oil, pentaerythritol and phthalic anhydride | 361238 | 15242
Fatty acids, tall-oil, polymers with allyl alc., styrene and trimellitic anhydride | 361220 | 15243
Fatty acids, C18-unsatd., dimers, polymers with allyl alc., styrene, tall-oil fatty acids and trimellitic anhydride | 361212 | 15244
Fatty acids, tallow, polymers with phthalic anhydride and trimethylolpropane | 361204 | 15245
Fatty acids, tall-oil, polymers with fumaric acid, glycerol, phthalic anhydride and soybean oil | 361196 | 15246
Fatty acids, tall-oil, polymers with bisphenol A, epichlorohydrin and maleic anhydride | 361188 | 15247
Fatty acids, tall-oil, polymers with p-tert-butylphenol, formaldehyde, glycerol, pentaerythritol, phthalic anhydride and rosin | 361170 | 15248
Fatty acids, tall-oil, polymers with p-tert-butylphenol, ethylene glycol, formaldehyde, pentaerythritol, phthalic anhydride and rosin | 361162 | 15249
Fatty acids, tall-oil, polymers with bisphenol A, formaldehyde, glycerol and phthalic anhydride | 361154 | 15250
Linseed oil, polymer with pentaerythritol, phthalic anhydride and soybean oil | 361147 | 15251
Linseed oil, polymer with isophthalic acid and trimethylolpropane | 361139 | 15252
Castor oil, polymer with fumaric acid, glycerol, phthalic anhydride and rosin | 361121 | 15253
Fatty acids, castor-oil, polymers with bisphenol A and epichlorohydrin | 361113 | 15254
Coconut oil, polymer with glycerol, maleic anhydride and phthalic anhydride | 361105 | 15255
Soybean oil, polymer with ethylene glycol, glycerol and phthalic anhydride | 361097 | 15256
Soybean oil, polymer with ethylene glycol, pentaerythritol and phthalic anhydride | 361089 | 15257
Soybean oil, polymer with glycerol, phthalic anhydride and tung oil | 361071 | 15258
Linseed oil, polymer with ethylene glycol, glycerol, pentaerythritol, phthalic anhydride and soybean oil | 361063 | 15259
Linseed oil, polymer with ethylene glycol, pentaerythritol, phthalic anhydride and soybean oil | 361055 | 15260
Linseed oil, polymer with p-tert-butylphenol, formaldehyde, glycerol, oiticica oil, phthalic anhydride and rosin | 361048 | 15261
Fatty acids, tall-oil, polymers with maleic anhydride, pentaerythritol and phthalic anhydride | 361030 | 15262
Linseed oil, polymer with p-tert-butylphenol, formaldehyde and tung oil | 361022 | 15263
2-Propenoic acid, 2-methyl-, telomer with butyl 2-methyl-2-propenoate, tert-dodecanethiol, ethenylbenzene, ethyl 2-propenoate, methyl 2-methyl-2-propenoate and 1,2-propanediol mono-2-propenoate, 1-aziridineethanol-terminated | 354076 | 15264
Benzene, 1,1'-methylenebis[4-isocyanato-, polymers with hydroxy-terminated polybutadiene | 353995 | 15265
Castor oil, hydrogenated, calcium salt | 353987 | 15266
Naphthenic acids, potassium salts | 353979 | 15267
Fatty acids, palm-oil, potassium salts | 353961 | 15268
Fatty acids, lard-oil, sodium salts | 353953 | 15269
Fatty acids, lard-oil, potassium salts | 353946 | 15270
Fatty acids, lard-oil, compds. with triethanolamine | 353938 | 15271
Fatty acids, lard-oil, compds. with ethanolamine | 353920 | 15272
Glutens, corn | 353912 | 15273
Fatty acids, cottonseed-oil, sodium salts | 353904 | 15274
Corn, steep liquor | 353896 | 15275
Fatty acids, cottonseed-oil, potassium salts | 353888 | 15276
Sulfite liquors and Cooking liquors, spent | 353870 | 15277
Fatty acids, castor-oil, compds. with triethanolamine | 353862 | 15278
Soybean oil, polymer with isophthalic acid and pentaerythritol | 353854 | 15279
Fatty acids, castor-oil, compds. with ethanolamine | 353847 | 15280
Fatty acids, castor-oil, compds. with 2-[(1-methylethyl)amino]ethanol | 353839 | 15281
Fatty acids, tallow, hydrogenated, lithium salts | 353821 | 15282
Fatty acids, tallow, hydrogenated, calcium salts | 353813 | 15283
Fatty acids, coco, compds. with ethanolamine | 353805 | 15284
Fatty acids, tall-oil, polymers with glycerol, pentaerythritol, phthalic anhydride and rosin | 353797 | 15285
Linseed oil, polymer with glycerol, isophthalic acid, pentaerythritol, styrene and vinyltoluene | 353789 | 15286
Linseed oil, polymer with glycerol, phthalic anhydride and vinyltoluene | 353771 | 15287
Tung oil, polymer with dicyclopentadiene, formaldehyde and phenol | 353763 | 15288
Castor oil, dehydrated, polymer with Me methacrylate, pentaerythritol, phthalic anhydride, styrene and trimethylolethane | 353755 | 15289
Safflower oil, polymer with ethylene glycol, Me methacrylate, pentaerythritol, phthalic anhydride and styrene | 353748 | 15290
Castor oil, dehydrated, polymer with p-tert-butylbenzoic acid, glycerol, linseed oil, pentaerythritol and phthalic anhydride | 353730 | 15291
Tung oil, polymer with 4-biphenylol, formaldehyde and phenol | 353722 | 15292
Rosin, polymer with glycerol, phthalic anhydride and safflower oil | 353714 | 15293
Safflower oil, polymer with glycerol, 1,1'-[(1-methylethylidene)bis(4,1-phenyleneoxy)]bis[2-propanol] and phthalic anhydride | 353706 | 15294
Fatty acids, dehydrated castor-oil, polymers with dicyclopentadiene, maleic anhydride and rosin | 353698 | 15295
Gilsonite, polymer with 4-biphenylol, formaldehyde, phenol and tung oil | 353680 | 15296
Linseed oil, polymer with glycerol, pentaerythritol, phthalic anhydride and styrene | 353672 | 15297
Castor oil, dehydrated, polymer with p-tert-butylbenzoic acid, glycerol, linseed oil, pentaerythritol, phthalic anhydride and styrene | 353664 | 15298
Fatty acids, dehydrated castor-oil, polymers with adipic acid, bisphenol A, epichlorohydrin and trimellitic anhydride, ammonium salts | 353656 | 15299
Rosin, polymer with isophthalic acid, linoleic acid, trimellitic anhydride and trimethylolpropane | 353649 | 15300
Castor oil, dehydrated, polymer with glycerol, pentaerythritol, phthalic anhydride, soybean oil and styrene | 353631 | 15301
Distillates (petroleum), clay-treated heavy paraffinic | 341636 | 15302
Distillates (petroleum), chemically neutralized light naphthenic | 341628 | 15303
Distillates (petroleum), chemically neutralized heavy naphthenic | 341610 | 15304
Hydrocarbon waxes (petroleum), chemically neutralized | 341602 | 15305
Lubricating oils (petroleum), chemically neutralized spent | 341594 | 15306
Distillates (petroleum), chemically neutralized light | 341586 | 15307
Distillates (petroleum), chemically neutralized middle | 341578 | 15308
Gas oils (petroleum), chemically neutralized | 341560 | 15309
Distillates (petroleum), chemically neutralized light paraffinic | 341552 | 15310
Distillates (petroleum), chemically neutralized heavy paraffinic | 341545 | 15311
Hydrocarbon waxes (petroleum), acid-treated | 341537 | 15312
Lubricating oils (petroleum), acid-treated spent | 341529 | 15313
Sludges (petroleum), acid | 341511 | 15314
Naphtha (petroleum), chem. neutralized light | 341503 | 15315
Naphtha (petroleum), chem. neutralized heavy | 341495 | 15316
Distillates (petroleum), acid-treated light paraffinic | 341487 | 15317
Distillates (petroleum), acid-treated heavy paraffinic | 341479 | 15318
Distillates (petroleum), acid-treated light naphthenic | 341461 | 15319
Castor oil, polymer with polymethylenepolyphenylene isocyanate | 361014 | 15320
Fatty acids, soya, polymers with benzoic acid, glycerol and isophthalic acid | 361006 | 15321
Fatty acids, soya, polymers with ethylene glycol, pentaerythritol and phthalic anhydride | 360990 | 15322
Soybean oil, polymer with isophthalic acid, neopentyl glycol, trimellitic anhydride and trimethylolpropane | 360982 | 15323
Soybean oil, polymer with isophthalic acid and trimethylolpropane | 360974 | 15324
Linseed oil, polymer with glycerol, isophthalic acid, rosin and tall oil | 360966 | 15325
Soybean oil, polymer with glycerol, pentaerythritol and TDI | 360958 | 15326
Fatty acids, vegetable-oil, polymers with formaldehyde, glycerol, phenol, phthalic anhydride and tung oil | 360941 | 15327
Linseed oil, polymer with glycerol, phthalic anhydride and rosin | 360933 | 15328
Linseed oil, polymer with glycerol, maleic anhydride and rosin | 360925 | 15329
Castor oil, polymer with glycerol, maleic anhydride and rosin | 360917 | 15330
Tall oil, polymer with pentaerythritol, phthalic anhydride and tung oil | 360909 | 15331
Fatty acids, tall-oil, polymers with glycerol, linseed oil, pentaerythritol and phthalic anhydride | 360891 | 15332
Fatty acids, tall-oil, polymers with castor oil, pentaerythritol, phthalic anhydride and styrene | 360883 | 15333
Oils, walnut, polymers with maleic anhydride, pentaerythritol, phthalic anhydride and safflower oil | 360875 | 15334
Safflower oil, polymer with p-tert-butylbenzoic acid, isophthalic acid, pentaerythritol, phthalic anhydride and polyethylene glycol | 360867 | 15335
Oils, walnut, polymers with maleic anhydride, pentaerythritol, phthalic anhydride and trimethylolethane | 360859 | 15336
Safflower oil, polymer with ethylene glycol, pentaerythritol and phthalic anhydride | 360842 | 15337
Linseed oil, polymer with glycerol, phthalic anhydride and soybean oil | 360834 | 15338
Linseed oil, polymer with maleic anhydride, pentaerythritol and rosin | 360826 | 15339
Rosin, polymer with p-tert-butylphenol, formaldehyde and glycerol | 360818 | 15340
Caseins, polymers with formaldehyde and phenol, sodium salts | 360800 | 15341
Tung oil, polymer with m-cresol, p-cresol, formaldehyde, hexamethylenetetramine and 2,6-xylenol | 360792 | 15342
Rosin, polymer with formaldehyde, 4-octylphenol and pentaerythritol | 360784 | 15343
Rosin, polymer with formaldehyde and phenol | 360776 | 15344
Safflower oil, polymer with p-tert-butylbenzoic acid, isophthalic acid, pentaerythritol, phthalic anhydride, polyethylene glycol and TDI | 360768 | 15345
Castor oil, polymer with TDI | 360750 | 15346
Cashew, nutshell liq., polymer with formaldehyde and phenol | 360743 | 15347
Cashew, nutshell liq., polymer with formaldehyde, 2-(hydroxymethyl)-2-nitro-1,3-propanediol and phenol | 360735 | 15348
Castor oil, dehydrated, polymer with glycerol, pentaerythritol, phthalic anhydride and soybean oil | 353623 | 15349
Linseed oil, polymer with isophthalic acid, pentaerythritol and rosin | 353615 | 15350
Safflower oil, polymer with itaconic acid, phthalic anhydride, styrene, trimethylolethane and tung oil | 353607 | 15351
Soybean oil, polymer with pentaerythritol and phthalic anhydride, hydroabietyl ester | 353599 | 15352
Fatty acids, soya, polymers with benzoic acid, di-Me phthalate, glycerol and phthalic anhydride | 353581 | 15353
Fatty acids, dehydrated castor-oil, polymers with benzoic acid, isophthalic acid, Me methacrylate and trimethylolethane | 353573 | 15354
Castor oil, dehydrated, polymer with glycerol and phthalic anhydride | 353565 | 15355
Castor oil, dehydrated, polymer with formaldehyde, phenol and rosin | 353557 | 15356
Safflower oil, polymer with glycerol, itaconic acid, pentaerythritol, phthalic anhydride and styrene | 353540 | 15357
Castor oil, dehydrated, polymer with fumaric acid, glycerol, phthalic anhydride, rosin and soybean oil | 353532 | 15358
Soybean oil, polymer with dicyclopentadiene, formaldehyde, phenol and tung oil | 353524 | 15359
Safflower oil, polymer with glycerol, itaconic acid, pentaerythritol and phthalic anhydride | 353516 | 15360
Castor oil, dehydrated, polymer with p-tert-butylbenzoic acid, phthalic anhydride and trimethylolethane | 353508 | 15361
Fatty acids, tall-oil, polymers with dicyclopentadiene, glycerol, linseed oil, pentaerythritol and phthalic anhydride | 353490 | 15362
Fatty acids, soya, polymers with p-tert-butylbenzoic acid, castor oil, pentaerythritol, phthalic anhydride and trimethylolethane | 353482 | 15363
Linseed oil, polymer with formaldehyde, oiticica oil and phenol | 353474 | 15364
Fatty acids, tall-oil, polymers with bisphenol A, dicyclopentadiene and epichlorohydrin | 353466 | 15365
Safflower oil, polymer with benzoic acid, isophthalic acid and pentaerythritol | 353458 | 15366
Fatty acids, dehydrated castor-oil, polymers with maleic anhydride, pentaerythritol, rosin and soybean oil | 353441 | 15367
Soybean oil, polymer with formaldehyde, glycerol, phenol, phthalic anhydride and tung oil | 353433 | 15368
Soybean oil, polymer with di-Me Me phenethyl siloxanes, pentaerythritol and phthalic anhydride | 353425 | 15369
Tung oil, polymer with formaldehyde and phenol | 353417 | 15370
Fatty acids, tall-oil, polymers with formaldehyde, glycerol, linseed oil, pentaerythritol, phenol and phthalic anhydride | 353409 | 15371
Linseed oil, polymer with formaldehyde, phenol and tung oil | 353391 | 15372
Tall oil, polymer with glycerol, pentaerythritol and phthalic anhydride | 353383 | 15373
Fatty acids, tall-oil, polymers with allyl alc., formaldehyde, oiticica oil, phenol, rosin and styrene | 353375 | 15374
Fatty acids, dehydrated castor-oil, polymers with glycerol, linseed oil, phthalic anhydride and rosin | 353367 | 15375
Fatty acids, soya, polymers with p-tert-butylbenzoic acid, pentaerythritol and phthalic anhydride | 353359 | 15376
Coconut oil, polymer with benzoic acid, phthalic anhydride and trimethylolethane | 353342 | 15377
Resin acids and Rosin acids, esters with pentaerythritol, polymers with oiticica oil | 353334 | 15378
Soybean oil, polymer with p-tert-butylbenzoic acid, phthalic anhydride and trimethylolethane | 353326 | 15379
Linseed oil, polymer with glycerol, rosin, soybean oil and tung oil | 353318 | 15380
Rosin, polymer with tung oil | 353300 | 15381
Linseed oil, polymer with glycerol, phthalic anhydride and tung oil | 353292 | 15382
Fatty acids, tall-oil, polymers with glycerol and isophthalic acid | 353284 | 15383
Soybean oil, polymer with maleic anhydride | 353276 | 15384
Fatty acids, linseed-oil, polymers with allyl alc., maleic anhydride and styrene | 353268 | 15385
Fatty acids, tall-oil, polymers with glycerol, maleic anhydride, pentaerythritol and polyethylene glycol | 353250 | 15386
Fatty acids, linseed-oil, polymers with pentaerythritol, phthalic anhydride, tung oil and tung-oil fatty acids | 353243 | 15387
Castor oil, polymer with 2,4-TDI | 353235 | 15388
Linseed oil, polymer with formaldehyde, maleic anhydride, phenol and tung oil | 353227 | 15389
Tung oil, polymer with m-cresol and formaldehyde | 353219 | 15390
Fatty acids, C18-unsatd., dimers, polymers with aniline, bisphenol A, cyclohexylamine and epichlorohydrin | 353201 | 15391
Fatty acids, tall-oil, polymers with isophthalic acid, trimellitic anhydride and trimethylolpropane | 353193 | 15392
Safflower oil, polymer with glycerol, pentaerythritol and phthalic anhydride | 353185 | 15393
Fatty acids, soya, polymers with bisphenol A, dicyclopentadiene, epichlorohydrin and maleic anhydride | 353177 | 15394
Fatty acids, dehydrated castor-oil, polymers with adipic acid, bisphenol A, epichlorohydrin and trimellitic anhydride | 353169 | 15395
Fatty acids, dehydrated castor-oil, polymers with azelaic acid, bisphenol A, epichlorohydrin and trimellitic anhydride | 353151 | 15396
Linseed oil, polymd., oxidized | 353144 | 15397
Soybean oil, polymer with pentaerythritol, phthalic anhydride and trimethylolpropane | 353136 | 15398
Safflower oil, polymer with pentaerythritol, phthalic anhydride, soybean oil and trimethylolethane | 353128 | 15399
Distillates (petroleum), acid-treated heavy naphthenic | 341453 | 15400
Petroleum resins | 341446 | 15401
Naphtha (petroleum), acid-treated | 341438 | 15402
Distillates (petroleum), acid-treated light | 341420 | 15403
Distillates (petroleum), acid-treated middle | 341412 | 15404
Gas oils (petroleum), acid-treated | 341404 | 15405
Extracts (petroleum), heavy naphthenic distillate solvent | 341396 | 15406
Extracts (petroleum), residual oil solvent | 341388 | 15407
Raffinates (petroleum), heavy paraffinic distillate decarbonization | 341370 | 15408
Raffinates (petroleum), heavy naphthenic distillate decarbonization | 341362 | 15409
Raffinates (petroleum), residual oil decarbonization | 341354 | 15410
Extracts (petroleum), middle distillate solvent | 341347 | 15411
Extracts (petroleum), light paraffinic distillate solvent | 341339 | 15412
Extracts (petroleum), heavy paraffinic distillate solvent | 341321 | 15413
Extracts (petroleum), light naphthenic distillate solvent | 341313 | 15414
Residual oils (petroleum), solvent-refined | 341305 | 15415
Extracts (petroleum), light naphtha solvent | 341297 | 15416
Extracts (petroleum), heavy naphtha solvent | 341289 | 15417
Distillates (petroleum), oxidized light, Bu esters | 360107 | 15418
Distillates (petroleum), oxidized light, compds. with triethanolamine | 360099 | 15419
Hydrocarbon waxes (petroleum), oxidized, partially deacidified | 360081 | 15420
Petrolatum (petroleum), oxidized, Me ester | 360073 | 15421
Petrolatum (petroleum), oxidized, lead salt | 360065 | 15422
Petrolatum (petroleum), oxidized, partially deacidified | 360057 | 15423
Residual oils (petroleum), oxidized, compds. with triethanolamine | 360040 | 15424
Fatty acids, cottonseed-oil, polymers with phthalic anhydride and trimethylolethane | 353110 | 15425
Fatty acids, soya, polymers with glycerol, pentaerythritol and phthalic anhydride | 353102 | 15426
Fatty acids, tall-oil, polymers with glycerol, pentaerythritol, phthalic anhydride and soybean oil | 353094 | 15427
Linseed oil, polymer with glycerol, isophthalic acid and pentaerythritol | 353086 | 15428
Linseed oil, polymer with dipentaerythritol, pentaerythritol and phthalic anhydride | 353078 | 15429
Fatty acids, tall-oil, polymers with isophthalic acid, pentaerythritol and soybean oil | 353060 | 15430
Soybean oil, polymer with glycerol, pentaerythritol and phthalic anhydride | 353052 | 15431
Cottonseed oil, polymer with glycerol, pentaerythritol and phthalic anhydride | 353045 | 15432
Soybean oil, polymer with glycerol and isophthalic acid | 353037 | 15433
Soybean oil, polymer with glycerol and 1,4,5,6,7,7-hexachlorobicyclo[2.2.1]hept-5-ene-2,3-dicarboxylic acid | 353029 | 15434
Coconut oil, polymer with ethylene glycol, pentaerythritol and phthalic anhydride | 353011 | 15435
Castor oil, polymer with glycerol and phthalic anhydride | 353003 | 15436
Coconut oil, polymer with glycerol and phthalic anhydride | 352997 | 15437
Fatty acids, tall-oil, polymers with phthalic anhydride and trimethylolpropane | 352989 | 15438
Fatty acids, tall-oil, polymers with benzoic acid, glycerol, pentaerythritol and phthalic anhydride | 352971 | 15439
Fatty acids, tall-oil, polymers with benzoic acid, pentaerythritol and phthalic anhydride | 352963 | 15440
Fatty acids, tall-oil, polymers with phthalic anhydride and trimethylolethane | 352955 | 15441
Fats and Glyceridic oils, oiticica, polymers with glycerol, phthalic anhydride and soybean oil | 352948 | 15442
Fatty acids, C18-unsatd., dimers, polymers with bisphenol A, epichlorohydrin and soya fatty acids | 352930 | 15443
Fatty acids, linseed-oil, polymers with bisphenol A, epichlorohydrin and soya fatty acids | 352922 | 15444
Fatty acids, C18-unsatd., dimers, polymers with bisphenol A, dehydrated castor-oil fatty acids and epichlorohydrin | 352914 | 15445
Fatty acids, dehydrated castor-oil, polymers with bisphenol A and epichlorohydrin | 352906 | 15446
Fatty acids, soya, polymers with bisphenol A and epichlorohydrin | 352898 | 15447
Fatty acids, tall-oil, polymers with bisphenol A and epichlorohydrin | 352880 | 15448
Fatty acids, tall-oil, polymers with benzoic acid, pentaerythritol, phthalic anhydride and tall oil | 352872 | 15449
Fatty acids, soya, polymers with benzoic acid, glycerol and phthalic anhydride | 352864 | 15450
Linseed oil, polymer with benzoic acid, glycerol, phthalic anhydride and soybean oil | 352856 | 15451
Fatty acids, tall-oil, polymers with glycerol and phthalic anhydride | 352849 | 15452
Linseed oil, polymer with glycerol, phthalic anhydride, rosin, soybean oil and tung oil | 352831 | 15453
Fatty acids, tall-oil, polymers with glycerol, phthalic anhydride and soybean oil | 352823 | 15454
Linseed oil, polymer with formaldehyde, glycerol, phenol, phthalic anhydride, rosin and tung oil | 352815 | 15455
Safflower oil, polymer with itaconic acid, phthalic anhydride, trimethylolethane and tung oil | 352807 | 15456
Linseed oil, polymer with glycerol, pentaerythritol and phthalic anhydride | 352799 | 15457
Linseed oil, polymer with glycerol, pentaerythritol, phthalic anhydride and soybean oil | 352781 | 15458
Linseed oil, polymer with pentaerythritol and phthalic anhydride | 352773 | 15459
Soybean oil, polymer with isophthalic acid and trimethylolethane | 352765 | 15460
Fatty acids, tall-oil, polymers with glycerol, pentaerythritol and phthalic anhydride | 352757 | 15461
Soybean oil, polymer with glycerol and phthalic anhydride | 352740 | 15462
Soybean oil, polymer with pentaerythritol and phthalic anhydride | 352732 | 15463
Linseed oil, polymer with glycerol and phthalic anhydride | 352724 | 15464
Benzene, ethenyl-, polymer with 1,3-butadiene, hydrogenated | 352716 | 15465
1-Decene, polymer with 1-octene, hydrogenated | 352708 | 15466
2-Propenoic acid, 2-methyl-, polymer with butyl 2-methyl-2-propenoate, ethenylbenzene, 2-ethylhexyl 2-propenoate, 2-hydroxyethyl 2-methyl-2-propenoate, methyl 2-methyl-2-propenoate and 1,2-propanediol mono-2-propenoate, 1-aziridineethanol-terminated | 352641 | 15467
Distillates (petroleum), solvent-refined light naphthenic | 341271 | 15468
Distillates (petroleum), solvent-refined heavy naphthenic | 341263 | 15469
Residual oils (petroleum), solvent deasphalted | 341255 | 15470
Naphtha (petroleum), solvent-refined heavy | 341248 | 15471
Distillates (petroleum), solvent-refined middle | 341230 | 15472
Gas oils (petroleum), solvent-refined | 341222 | 15473
Distillates (petroleum), solvent-refined light paraffinic | 341214 | 15474
Distillates (petroleum), solvent-refined heavy paraffinic | 341206 | 15475
Naphtha (petroleum), sweetened | 341198 | 15476
Distillates (petroleum), sweetened middle | 341180 | 15477
Raffinates (petroleum), sorption process | 341172 | 15478
Naphtha (petroleum), solvent-refined light | 341164 | 15479
Naphtha (petroleum), heavy thermal cracked | 341156 | 15480
Distillates (petroleum), light thermal cracked | 341149 | 15481
Distillates (petroleum), heavy thermal cracked | 341131 | 15482
Residues (petroleum), thermal cracked | 341123 | 15483
2-Propenoic acid, 2-methyl-, butyl ester, polymer with ethenylbenzene, 2-ethylhexyl 2-propenoate, 1,2-propanediol mono(2-methyl-2-propenoate) and 2-propenoic acid, 1-aziridineethanol-terminated | 352476 | 15484
2-Propenoic acid, 2-methyl-, polymer with butyl 2-methyl-2-propenoate, ethenylbenzene and 2-hydroxyethyl 2-propenoate, 1-aziridineethanol-terminated | 352443 | 15485
2-Propenoic acid, 2-methyl-, polymer with 2-ethylhexyl 2-propenoate, 2-hydroxyethyl 2-propenoate and methyl 2-methyl-2-propenoate, 1-aziridineethanol-terminated | 352393 | 15486
2-Propenoic acid, 2-methyl-, polymer with butyl 2-methyl-2-propenoate, ethenylbenzene, 2-ethylhexyl 2-propenoate, 2-hydroxyethyl 2-propenoate, methyl 2-methyl-2-propenoate and 2-propenenitrile, 1-aziridineethanol-terminated | 352344 | 15487
1,3-Benzenedicarboxylic acid, polymer with 2-ethyl-2-(hydroxymethyl)-1,3-propanediol, hexanedioic acid and 1,6-hexanediol, 1-aziridineethanol-terminated | 352336 | 15488
Coke (petroleum) | 341115 | 15489
Naphtha (petroleum), heavy hydrocracked | 341107 | 15490
Distillates (petroleum), light hydrocracked | 341099 | 15491
Distillates (petroleum), heavy hydrocracked | 341081 | 15492
Residues (petroleum), hydrocracked | 341073 | 15493
Naphtha (petroleum), light thermal cracked | 341065 | 15494
Distillates (petroleum), alkylate | 341057 | 15495
Naphtha (petroleum), polymn. | 341040 | 15496
Polymers (petroleum), viscous | 341032 | 15497
Naphtha (petroleum), isomerization | 341024 | 15498
Naphtha (petroleum), light hydrocracked | 341016 | 15499
Naphtha (petroleum), heavy catalytic reformed | 341008 | 15500
Residues (petroleum), catalytic reformer fractionator | 340992 | 15501
Naphtha (petroleum), light alkylate | 340984 | 15502
Naphtha (petroleum), heavy alkylate | 340976 | 15503
Naphtha (petroleum), full-range alkylate | 340968 | 15504
2-Oxepanone, polymer with .alpha.-hydro-.omega.-hydroxypoly(oxy-1,2-ethanediyl) and 1,1'-methylenebis[4-isocyanatocyclohexane], 2-hydroxyethyl acrylate-blocked | 358986 | 15505
2-Propenoic acid, 2-methyl-, polymer with butyl 2-methyl-2-propenoate, ethenylbenzene, 2-ethylhexyl 2-propenoate, methyl 2-methyl-2-propenoate and 1,2-propanediol mono-2-propenoate, ethylenimine-terminated | 351924 | 15506
Tannins, recovered | 351866 | 15507
Steel manufacture, chemicals | 351858 | 15508
Frits, chemicals | 351841 | 15509
Glass, oxide, chemicals | 351833 | 15510
Cement, alumina, chemicals | 351825 | 15511
Naphtha (petroleum), light catalytic reformed | 340950 | 15512
Clarified oils (petroleum), catalytic cracked | 340943 | 15513
Distillates (petroleum), heavy catalytic cracked | 340935 | 15514
Distillates (petroleum), intermediate catalytic cracked | 340927 | 15515
Distillates (petroleum), light catalytic cracked | 340919 | 15516
Gas oils (petroleum), light vacuum | 340901 | 15517
Gas oils (petroleum), heavy vacuum | 340893 | 15518
Residues (petroleum), vacuum | 340885 | 15519
Naphtha (petroleum), light catalytic cracked | 340877 | 15520
Naphtha (petroleum), heavy catalytic cracked | 340869 | 15521
Distillates (petroleum), heavy naphthenic | 340851 | 15522
Distillates (petroleum), light naphthenic | 340844 | 15523
Distillates (petroleum), heavy paraffinic | 340836 | 15524
Distillates (petroleum), light paraffinic | 340828 | 15525
Condensates (petroleum), vacuum tower | 340810 | 15526
Fatty acids | 357897 | 15527
Naphthenic oils | 357889 | 15528
Cement, portland, chemicals | 351817 | 15529
Resin acids and Rosin acids, hydrogenated, esters with glycerol | 351809 | 15530
Resin acids and Rosin acids, polymd., esters with pentaerythritol | 351791 | 15531
Rosin, fumarated, polymer with pentaerythritol | 351783 | 15532
Rosin, fumarated, polymer with glycerol | 351775 | 15533
Rosin, polymer with formaldehyde | 351767 | 15534
Rosin, hydrogenated | 351759 | 15535
Rosin, polymd. | 351742 | 15536
Rosin, fumarated | 351734 | 15537
Fatty acids, tall-oil, low-boiling | 351726 | 15538
Wastewater, tall-oil soap acidulation | 351718 | 15539
Tall oil, sodium salt | 351700 | 15540
Terpenes and Terpenoids, turpentine-oil, terpinolene fraction | 351692 | 15541
Terpenes and Terpenoids, turpentine-oil, limonene fraction | 351684 | 15542
Terpenes and Terpenoids, limonene fraction | 351676 | 15543
Terpenes and Terpenoids, turpentine-oil, .beta.-pinene fraction | 351668 | 15544
Terpenes and Terpenoids, turpentine-oil, .alpha.-pinene fraction | 351650 | 15545
Superphosphates, concd. | 351643 | 15546
Phosphate rock and Phosphorite, calcined | 351635 | 15547
Pitch, coal tar, high-temp. | 351627 | 15548
Distillates (coal tar) | 351619 | 15549
Distillates (coal tar), upper | 351601 | 15550
Benzol forerunnings (coal) | 351577 | 15551
Extract residues (coal), tar oil alk. | 351569 | 15552
Extract oils (coal), tar base | 351551 | 15553
Tar acids, coal, crude | 351544 | 15554
Natural gas (petroleum), raw liq. mix | 340802 | 15555
Natural gas condensates (petroleum) | 340794 | 15556
Naphtha (petroleum), light straight-run | 340786 | 15557
Residues (petroleum), atm. tower | 340778 | 15558
Distillates (petroleum), straight-run middle | 340760 | 15559
Gas oils (petroleum), straight-run | 340752 | 15560
Naphtha (petroleum), full-range straight-run | 340745 | 15561
Naphtha (petroleum), heavy straight-run | 340737 | 15562
Tallow, oil, sodium salts | 340729 | 15563
Tallow, oil, lithium salts | 340711 | 15564
Tallow, oil, potassium salts | 340703 | 15565
Tallow, oil, calcium salts | 340695 | 15566
Tar bases, coal, crude | 351536 | 15567
Extracts, coal tar oil alk. | 351528 | 15568
Tar oils, coal | 351510 | 15569
Ammonia liquor (coal) | 351494 | 15570
Solvent naphtha (coal) | 351486 | 15571
Light oil (coal), coke-oven | 351478 | 15572
Coke (coal) | 351460 | 15573
Spelter (ferrous metal) | 351452 | 15574
Wastes, ferrous metal pickling | 351445 | 15575
Mill scale (ferrous metal) | 351437 | 15576
Slimes and Sludges, blast furnace and steelmaking | 351429 | 15577
Dust, steelmaking | 351411 | 15578
Slags, steelmaking | 351403 | 15579
Dust, ferrous metal, blast furnace | 351395 | 15580
Slags, ferrous metal, blast furnace | 351387 | 15581
Flue gases, ferrous metal, blast furnace | 351379 | 15582
Iron, furnace | 351361 | 15583
Iron sinter | 351353 | 15584
Iron ores, agglomerates | 351346 | 15585
Starch, enzyme-hydrolyzed | 351338 | 15586
Caseins, hydrolyzates | 343921 | 15587
Tall oil, ethoxylated | 343913 | 15588
2-Propenoic acid, 2-methyl-, methyl ester, polymer with ethenylbenzene, ethyl 2-propenoate, 2-propenamide and 2-propenoic acid, butyl ester, reaction products with formaldehyde | 343863 | 15589
Safflower oil, polymer with glycerol, pentaerythritol, phthalic anhydride and soybean oil | 340257 | 15590
Epoxides, C13-16-alkyl | 357079 | 15591
Starch, acid-hydrolyzed | 351320 | 15592
Starch, oxidized | 351312 | 15593
Pulp, cellulose | 351304 | 15594
1,3-Benzenedicarboxylic acid, polymer with decanedioic acid, 2,2-dimethyl-1,3-propanediol and 2-ethyl-2-(hydroxymethyl)-1,3-propanediol, 1-aziridineethanol-terminated | 351171 | 15595
Decanedioic acid, polymer with 2,2-dimethyl-1,3-propanediol, 2-ethyl-2-(hydroxymethyl)-1,3-propanediol and hexahydro-1,3-isobenzofurandione, 1-aziridineethanol-terminated | 351163 | 15596
2-Propenoic acid, 2-methyl-, polymer with butyl 2-propenoate and methyl 2-methyl-2-propenoate, 1-aziridineethanol-terminated | 351155 | 15597
1,3-Benzenedicarboxylic acid, polymer with 2-ethyl-2-(hydroxymethyl)-1,3-propanediol, hexanedioic acid and 3-hydroxy-2,2-dimethylpropyl 3-hydroxy-2,2-dimethylpropanoate, 1-aziridineethanol-terminated | 351148 | 15598
2-Propenoic acid, 2-methyl-, polymer with methyl 2-methyl-2-propenoate, ethylenimine-terminated | 351114 | 15599
2-Propenoic acid, 2-methyl-, polymer with dodecyl 2-methyl-2-propenoate and methyl 2-methyl-2-propenoate, ethylenimine-terminated | 351080 | 15600
2-Propenoic acid, 2-methyl-, polymer with butyl 2-methyl-2-propenoate, ethenylbenzene, 2-ethylhexyl 2-propenoate, 2-hydroxyethyl 2-propenoate and methyl 2-methyl-2-propenoate, 1-aziridineethanol-terminated | 350991 | 15601
Formaldehyde, polymer with 2-methylphenol, glycidyl ether | 339382 | 15602
Ammonia, manuf. purge gas | 364307 | 15603
Carboxylic acids, C1-8, sodium salts | 364299 | 15604
Tung oil, polymd., oxidized | 364281 | 15605
Fats and Glyceridic oils, oiticica, polymd., oxidized | 364273 | 15606
Syrups, hydrolyzed starch, polymers with formaldehyde, furfuryl alc. and urea | 364265 | 15607
Linseed oil, polymer with glycerol | 364257 | 15608
Fatty acids, tall-oil, iso-Pr esters | 364240 | 15609
Amines, tallow alkyl, ethoxylated, sulfates, ammonium salts | 364232 | 15610
Quaternary ammonium compounds, ethylbis(hydroxyethyl)tallow alkyl, Et sulfates (salts) | 364224 | 15611
Fatty acids, C12-18, compds. with N,N-bis(hydroxyethyl)coco amides and diethanolamine | 364216 | 15612
Amides, coco, N,N-bis(hydroxyethyl), compds. with diethanolamine | 364208 | 15613
Amides, coco, N,N-bis(hydroxyethyl), compds. with diethanolamine dodecylbenzenesulfonate (salt) | 364190 | 15614
Cashew, nutshell liq., polymer with furfural and phenol | 364182 | 15615
Cashew, nutshell liq., polymer with formaldehyde, phenol and 2,4,4-trimethyl-1-pentene | 364174 | 15616
Cashew, nutshell liq., polymer with formaldehyde, 1-methyl-4-(1-methylethenyl)cyclohexene, phenol and 2,4,4-trimethylpentene | 364166 | 15617
Shellac, polymer with formaldehyde and phenol | 364158 | 15618
Tall oil, polymer with formaldehyde and phenol | 364141 | 15619
Tung oil, polymer with cresol | 364133 | 15620
Castor oil, polymer with formaldehyde, linseed oil, 1-methyl-4-(1-methylethenyl)cyclohexene and phenol | 364125 | 15621
Tung oil, polymer with formaldehyde, 1-methyl-4-(1-methylethenyl)cyclohexene and phenol | 364117 | 15622
Linseed oil, polymer with formaldehyde, phenol and soybean oil | 364109 | 15623
Tung oil, polymer with formaldehyde, 1-methyl-4-(1-methylethenyl)cyclohexene, phenol and 2,4,4-trimethyl-1-pentene | 364091 | 15624
Naphthalenesulfonic acids, polymers with formaldehyde and sulfonated phenol, sodium salts | 364083 | 15625
Poly(oxy-1,2-ethanediyl), .alpha.-[(9Z)-1-oxo-9-octadecen-1-yl]-.omega.-hydroxy-, C12-15-alkyl ethers | 364075 | 15626
Poly(oxy-1,2-ethanediyl), .alpha.-(1-oxooctadecyl)-.omega.-hydroxy-, C12-15-alkyl ethers | 364067 | 15627
Formaldehyde, polymer with 2-methylphenol and phenol, sulfonated, sodium salt | 364042 | 15628
2-Propenamide, homopolymer, reaction products with dimethylamine, formaldehyde and methanol | 364034 | 15629
Fatty acids, coco, reaction products with 2-[(2-aminoethyl)amino]ethanol | 364026 | 15630
Glycerides, palm-oil mono- and di-, hydrogenated, ethoxylated | 364018 | 15631
Glycerides, palm-oil mono- and di-, hydrogenated | 364000 | 15632
Fatty acids, tall-oil, ethoxylated propoxylated | 363994 | 15633
Fatty acids, tall-oil, esters with polyethylene glycol mono(2-coco amidoethyl) ether | 363986 | 15634
Fatty acids, tall-oil, esters with polyethylene-polypropylene glycol monododecyl ether | 363978 | 15635
Fatty acids, coco, esters with propylene glycol | 363960 | 15636
Fatty acids, coco, esters with cottonseed-oil fatty acids, polyglycerol and soya fatty acids | 363952 | 15637
Soybean oil, Me ester | 363945 | 15638
Fatty acids, soya, esters with propylene glycol | 363937 | 15639
Fatty acids, tall-oil, reaction products with triethanolamine | 363929 | 15640
Quaternary ammonium compounds, bis(hydroxyethyl)methyltallow alkyl, chlorides | 363911 | 15641
2-Propenoic acid, 2-methyl-, polymer with ethyl 2-propenoate and 2-propenoic acid, borated, sodium salt | 363903 | 15642
Formaldehyde, polymer with benzenamine, maleated, cyclized | 363895 | 15643
Benzene, C10-13-alkyl derivs. | 363861 | 15644
Amines, N-tallow alkylpropylenedi-, hydrochlorides | 363853 | 15645
Urea, N,N''-(methylenedi-4,1-phenylene)bis-, N',N'''-ditallow alkyl derivs. | 363846 | 15646
Linseed oil, polymd., polymer with bisphenol A, formaldehyde, glycerol, rosin and tung oil | 363838 | 15647
Fatty acids, tall-oil, polymers with glycerol, isophthalic acid, maleic anhydride, pentaerythritol, phthalic anhydride and soybean oil | 363820 | 15648
Soybean oil, polymer with glycerol, pentaerythritol, phthalic anhydride and tall oil | 363812 | 15649
Soybean oil, polymer with glycerol, isophthalic acid and pentaerythritol | 363804 | 15650
Soybean oil, polymer with glycerol, isophthalic acid and maleic anhydride | 363796 | 15651
Soybean oil, polymer with glycerol, maleic anhydride and phthalic anhydride | 363788 | 15652
Tall oil, polymer with maleic anhydride, pentaerythritol and phthalic anhydride | 363606 | 15653
Fatty acids, soya, polymers with pentaerythritol, phthalic anhydride, tall-oil fatty acids and trimethylolpropane | 363598 | 15654
Linseed oil, polymer with ethylene glycol, maleic anhydride, pentaerythritol, phthalic anhydride and soybean oil | 363580 | 15655
Alcohols, C20-28, ethoxylated | 363572 | 15656
Fatty acids, soya, polymers with benzoic acid, maleic anhydride, pentaerythritol, phthalic anhydride, tall-oil fatty acids and trimethylolpropane | 363564 | 15657
Fatty acids, soya, polymers with benzoic acid, maleic anhydride, pentaerythritol, phthalic anhydride and trimethylolpropane | 363556 | 15658
Fatty acids, soya, polymers with maleic anhydride, pentaerythritol and phthalic anhydride | 363549 | 15659
Silsesquioxanes, Et | 363531 | 15660
Silsesquioxanes, Me Ph | 363523 | 15661
Silsesquioxanes, 3-methylbutyl Ph | 363515 | 15662
Silsesquioxanes, Me 3-methylbutyl | 363507 | 15663
Silsesquioxanes, 3-methylbutyl | 363499 | 15664
Siloxanes and Silicones, di-Me, di-Ph, Me vinyl | 363481 | 15665
Siloxanes and Silicones, 4-aminobutyl Me | 363473 | 15666
Siloxanes and Silicones, ethoxy Me | 363465 | 15667
Siloxanes and Silicones, di-Me, hydroxy-terminated, ethers with polypropylene glycol mono-Bu ether | 363457 | 15668
Siloxanes and Silicones, di-Me, Me 2-(7-oxabicyclo[4.1.0]hept-3-yl)ethyl | 363440 | 15669
Siloxanes and Silicones, di-Me, Me vinyl | 363432 | 15670
Siloxanes and Silicones, di-Me, (dimethylamino)-terminated | 363424 | 15671
Siloxanes and Silicones, di-Me, tridecyl group-terminated | 363416 | 15672
Siloxanes and Silicones, di-Me, reaction products with silica | 363408 | 15673
Siloxanes and Silicones, di-Me, 3-hydroxypropyl Me, ethers with polyethylene glycol monobenzyl ether | 363390 | 15674
Siloxanes and Silicones, di-Me, 3-hydroxypropyl Me, ethers with polyethylene-polypropylene glycol mono-Bu ether | 363382 | 15675
Siloxanes and Silicones, 3-cyanopropyl Me | 363374 | 15676
Siloxanes and Silicones, di-Me, 3-hydroxypropyl Me, ethers with polyethylene-polypropylene glycol mono-Me ether | 363366 | 15677
Siloxanes and Silicones, 3-cyanopropyl Me, di-Me, 3-hydroxypropyl Me, ethers with polyethylene-polypropylene glycol mono-Me ether | 363358 | 15678
Siloxanes and Silicones, di-Me, Me stearyl | 363341 | 15679
Siloxanes and Silicones, di-Me, Me phenethyl | 363333 | 15680
Siloxanes and Silicones, Et pentyl Ph, polymers with hydroxy-terminated 2-oxepanone homopolymer and polyethylene glycol, iso-Pr derivs. | 363325 | 15681
2,5-Furandione, dihydro-, monopolyisobutenyl derivs., reaction products with triethanolamine | 363317 | 15682
2,5-Furandione, dihydro-, monopolybutenyl derivs. | 363309 | 15683
2,5-Pyrrolidinedione, 1-[2-hydroxy-1,1-bis(hydroxymethyl)ethyl]-, monopolybutenyl derivs. | 363291 | 15684
2,5-Furandione, dihydro-, monopolyisobutylene derivs. | 363283 | 15685
Bicyclo[3.1.1]hept-2-ene, 2,6,6-trimethyl-, phosphosulfurized | 363267 | 15686
2,5-Pyrrolidinedione, 1-[2-[[2-[[2-[(2-aminoethyl)amino]ethyl]amino]ethyl]amino]ethyl]-, monopolyisobutenyl derivs. | 363259 | 15687
Benzene, ethenyl-, polymer with 1,3-butadiene, ethoxylated | 363242 | 15688
Formaldehyde, reaction products with 1H-benzotriazole and tert-dodecylamine | 363234 | 15689
1H-Benzotriazole, 6(or 7)-methyl-, reaction products with Bu vinyl ether | 363218 | 15690
1H-Benzotriazole, 6(or 7)-methyl-, reaction products with 1-(ethenyloxy)dodecane | 363200 | 15691
Fatty acids, tall-oil, Bu esters | 363176 | 15692
Phenol, C18-24-alkenyl derivs., reaction products with diethylenetriamine and formaldehyde | 363168 | 15693
Soybean oil, polymer with benzoic acid, glycerol and isophthalic acid | 363150 | 15694
Coumarone-indene resins, polymers with tung oil | 363143 | 15695
Lard, oil, nitrated | 363135 | 15696
Fatty acids, C18-unsatd., dimers, mixed esters with heptanoic acid and trimethylolpropane | 363127 | 15697
Amides, naphthenic, N-[3-[(9Z)-9-octadecen-1-ylamino]propyl] | 363119 | 15698
Fatty acids, tall-oil, Bu esters, sulfurized | 363101 | 15699
Alkenes, C15-18 .alpha.-, sulfurized | 363093 | 15700
2,5-Furandione, C18-24-alkenyl derivs., reaction products with tetraethylenepentamine, zinc salts | 363085 | 15701
Carboxylic acids, C5-9, tetraesters with pentaerythritol | 363077 | 15702
Carboxylic acids, C5-9, hexaesters with dipentaerythritol | 363069 | 15703
Fatty acids, C6-12, sodium salts | 363051 | 15704
Alcohols, C10-16 | 363044 | 15705
Fatty acids, C10-16, Me esters | 363036 | 15706
Fatty acids, C6-12, Me esters | 363028 | 15707
Fatty acids, C16-18 and C18-unsatd., Me esters | 363010 | 15708
Fatty acids, C8-18 and C18-unsatd., Me esters | 363002 | 15709
Fatty acids, C6-12 | 362996 | 15710
Coconut oil, ethoxylated | 362988 | 15711
Fatty acids, C8-18 and C18-unsatd., zinc salts | 362970 | 15712
Fatty acids, C8-18 and C18-unsatd., magnesium salts | 362962 | 15713
Fatty acids, C14-18 and C16-18-unsatd., magnesium salts | 362954 | 15714
Alcohols, C14-18 | 362947 | 15715
Alcohols, C16-18 | 362939 | 15716
Fatty acids, C14-18 and C16-18-unsatd., Me esters | 362921 | 15717
Alcohols, C12-18 | 362913 | 15718
2-Propanol, 1-chloro-, 3-(C10-16-alkyloxy) derivs. | 362905 | 15719
Poly(oxy-1,2-ethanediyl), .alpha.-sulfo-.omega.-hydroxy-, C10-16-alkyl ethers, magnesium salts | 362897 | 15720
Poly(oxy-1,2-ethanediyl), .alpha.-sulfo-.omega.-hydroxy-, C10-16-alkyl ethers, ammonium salts | 362889 | 15721
Fatty acids, C16-18, polymers with pentaerythritol, phthalic anhydride and propylene glycol | 362871 | 15722
Sunflower oil, polymer with pentaerythritol and phthalic anhydride | 362863 | 15723
Soybean oil, polymer with maleic anhydride, pentaerythritol, phthalic anhydride and sunflower oil | 362855 | 15724
Soybean oil, polymer with maleic anhydride, pentaerythritol and phthalic anhydride | 362848 | 15725
Soybean oil, polymer with isophthalic acid, maleic anhydride and pentaerythritol | 362830 | 15726
Soybean oil, polymer with glycerol, maleic anhydride, pentaerythritol, phthalic anhydride and sunflower oil | 362822 | 15727
Soybean oil, polymer with glycerol, maleic anhydride, pentaerythritol and phthalic anhydride | 362814 | 15728
Soybean oil, polymer with fumaric acid, pentaerythritol and phthalic anhydride | 362806 | 15729
Soybean oil, polymer with ethylene glycol, maleic anhydride, pentaerythritol and phthalic anhydride | 362798 | 15730
Soybean oil, polymer with ethylene glycol, glycerol, pentaerythritol and phthalic anhydride | 362780 | 15731
Soybean oil, polymer with benzoic acid, maleic anhydride, phthalic anhydride and trimethylolpropane | 362772 | 15732
Soybean oil, polymer with benzoic acid, glycerol, pentaerythritol and phthalic anhydride | 362764 | 15733
Soybean oil, polymer with benzoic acid, ethylene glycol, pentaerythritol and phthalic anhydride | 362756 | 15734
Linseed oil, polymer with pentaerythritol, phthalic anhydride and TDI | 362749 | 15735
Fatty acids, tall-oil, polymers with pentaerythritol, phthalic anhydride and trimethylolpropane | 362731 | 15736
Fatty acids, tall-oil, polymers with pentaerythritol, phthalic anhydride and trimethylolethane | 362723 | 15737
Fatty acids, tall-oil, polymers with maleic anhydride, pentaerythritol, phthalic anhydride and soybean oil | 362715 | 15738
Fatty acids, tall-oil, polymers with linseed oil, pentaerythritol and phthalic anhydride | 362707 | 15739
Paraffins (petroleum), normal C5-20 | 342568 | 15740
Paraffins (petroleum), normal C>10 | 342550 | 15741
Quaternary ammonium compounds, bis(hydroxyethyl)methyltallow alkyl, ethoxylated, chlorides | 342501 | 15742
Naphthenic acids, reaction products with polyethylenepolyamines | 342493 | 15743
Fatty acids, tallow, lithium salts | 342485 | 15744
Fatty acids, tallow, calcium salts | 342477 | 15745
Fatty acids, tallow, barium salts | 342469 | 15746
Fatty acids, C18-unsatd., dimers, compds. with polyethylenepolyamine-tall-oil fatty acid reaction products | 342451 | 15747
Fatty acids, coco, reaction products with polyethylenepolyamines | 342444 | 15748
Fatty acids, coco, calcium salts | 342436 | 15749
Castor oil, hydrogenated, lithium salt | 342428 | 15750
Fatty acids, tall-oil, compds. with polyethylenepolyamine-tall-oil fatty acid reaction products | 342410 | 15751
Fatty acids, tall-oil, reaction products with polyethylenepolyamines, acetates | 342402 | 15752
Ethene, homopolymer, chlorinated | 342394 | 15753
Naphthenic acids (petroleum), crude | 342386 | 15754
Fatty acids, lanolin, iso-Pr esters | 331306 | 15755
Fatty acids, castor-oil, esters with ethoxylated glycerol | 331298 | 15756
Coumarone-indene resins | 331280 | 15757
Alcohols, C12-15 | 331272 | 15758
Amines, N-soya alkyltrimethylenedi- | 322909 | 15759
Amines, N-coco alkyltrimethylenedi-, acetates | 322891 | 15760
Amines, N-coco alkyltrimethylenedi- | 322883 | 15761
Butanoic acid, 2-amino-, N-coco alkyl derivs., monosodium salts | 322875 | 15762
.beta.-Alanine, N-coco alkyl derivs., monosodium salt | 322867 | 15763
Glycine, N-methyl-, N-coco acyl derivs., sodium salts | 322859 | 15764
Amines, N-tall-oil alkyltrimethylenedi- | 322842 | 15765
Amines, N-tallow alkyldipropylenetri- | 322834 | 15766
.beta.-Alanine, N-(2-carboxyethyl)-, N-tallow alkyl derivs., disodium salts | 322826 | 15767
Amines, N-tallow alkyltrimethylenedi- | 322818 | 15768
Amines, N-tallow alkyltrimethylenedi-, acetates | 322800 | 15769
Amines, N-tallow alkyltrimethylenedi-, oleates | 322792 | 15770
Imidazolium compounds, 1-benzyl-4,5-dihydro-1-(hydroxyethyl)-2-norcoco alkyl, chlorides | 322784 | 15771
Fatty acids, tall-oil, triesters with sorbitan | 322776 | 15772
Fatty acids, tall-oil, monoesters with sorbitan | 322768 | 15773
Ethanol, 2,2'-iminobis-, N-coco alkyl derivs., N-oxides | 322750 | 15774
Ethanol, 2,2'-iminobis-, N-tallow alkyl derivs., N-oxides | 322743 | 15775
Ethanol, 2,2'-iminobis-, N-tallow alkyl derivs., acetates (salts) | 322735 | 15776
Ethanol, 2,2'-iminobis-, N-tallow alkyl derivs. | 322727 | 15777
Ethanesulfonic acid, 2-(methylamino)-, N-coco acyl derivs., sodium salts | 322719 | 15778
Ethanesulfonic acid, 2-(methylamino)-, N-tall-oil fatty acyl derivs., sodium salts | 322701 | 15779
Morpholine, 4-soya alkyl derivs. | 322693 | 15780
1H-Imidazole-1-ethanol, 4,5-dihydro-, 2-nortall-oil alkyl derivs. | 322685 | 15781
1H-Imidazole-1-ethanol, 4,5-dihydro-, 2-norcoco alkyl derivs. | 322677 | 15782
1H-Imidazole, 4,5-dihydro-, 2-nortall-oil alkyl derivs. | 322669 | 15783
Onium compounds, morpholinium, 4-ethyl-4-soya alkyl, Et sulfates | 322651 | 15784
Glycine, N-(2-aminoethyl)-N-(2-hydroxyethyl)-, N-coco acyl derivs. | 322644 | 15785
Glycine, N-[2-[(2-hydroxyethyl)amino]ethyl]-, N'-coco acyl derivs., monosodium salts | 322636 | 15786
Ethanol, 2,2'-iminobis-, N-coco alkyl derivs. | 322628 | 15787
Fatty acids, tall-oil, sesquiesters with polyethylene glycol | 322610 | 15788
Fatty acids, coco, ethoxylated | 322602 | 15789
Alcohols, tallow, ethoxylated | 322594 | 15790
Amines, tallow alkyl, sulfated, ethoxylated | 322586 | 15791
Amines, tallow alkyl, ethoxylated | 322578 | 15792
Amines, tallow alkyl, ethoxylated, carboxylated | 322560 | 15793
Amines, soya alkyl, ethoxylated | 322552 | 15794
Soybean oil, ethoxylated | 322545 | 15795
Alcohols, lanolin, ethoxylated | 322537 | 15796
Alcohols, rosin, ethoxylated | 322529 | 15797
Amines, rosin, ethoxylated | 322511 | 15798
Amines, coco alkyl, ethoxylated, acetates (salts) | 322503 | 15799
Amines, coco alkyl, ethoxylated | 322495 | 15800
Alcohols, coco, ethoxylated | 322487 | 15801
Castor oil, ethoxylated | 322479 | 15802
Quaternary ammonium compounds, coco alkylbis(hydroxyethyl)methyl, ethoxylated, chlorides | 322461 | 15803
Fatty acids, coco, reaction products with ethanolamine, ethoxylated | 322453 | 15804
Fatty acids, soya, ethoxylated | 322446 | 15805
Fatty acids, tallow, sesquiesters with polyethylene glycol | 322438 | 15806
Resin acids and Rosin acids, sesquiesters with polyethylene glycol | 322420 | 15807
Fatty acids, coco, sesquiesters with polyethylene glycol | 322412 | 15808
Fatty acids, tall-oil, diesters with polyethylene glycol | 322404 | 15809
Fatty acids, tall-oil, ethoxylated | 322396 | 15810
Fatty acids, castor-oil, diesters with polyethylene glycol | 322388 | 15811
Castor oil, propoxylated | 322370 | 15812
Fatty acids, tall-oil, monoesters with polyglycerol | 322362 | 15813
Fatty acids, tall-oil, tetraesters with sorbitol, ethoxylated | 322354 | 15814
Fatty acids, tall-oil, hexaesters with sorbitol, ethoxylated | 322347 | 15815
Fatty acids, tall-oil, triesters with sorbitan, ethoxylated | 322339 | 15816
Fatty acids, tall-oil, monoesters with sorbitan, ethoxylated | 322321 | 15817
Amines, N-tallow alkyltrimethylenedi-, ethoxylated | 322313 | 15818
Fatty acids, tall-oil, reaction products with ethylenediamine, monoethoxylated | 322305 | 15819
Amines, hydrogenated tallow alkyl, ethoxylated | 322297 | 15820
Lanolin, ethoxylated | 322289 | 15821
Fatty acids, palm-oil, sodium salts | 322271 | 15822
Silica gel | 330589 | 15823
Ribonucleic acids | 330571 | 15824
Paraffin waxes and Hydrocarbon waxes, microcryst. | 330563 | 15825
Fatty acids, coco, compds. with ethanolamine, sulfated, sodium salts | 322263 | 15826
Fatty acids, tallow, hydrogenated, reaction products with ethanolamine, ethoxylated | 322255 | 15827
Fatty acids, coco, reaction products with diethylenetriamine, ethoxylated | 322248 | 15828
Fatty acids, tall-oil, reaction products with diethylenetriamine | 322230 | 15829
Fatty acids, tallow, compds. with triethanolamine | 322222 | 15830
Fatty acids, tall-oil, compds. with diethanolamine | 322214 | 15831
Resin acids and Rosin acids, compds. with triethanolamine | 322206 | 15832
Fatty acids, coco, compds. with triethanolamine | 322198 | 15833
Fatty acids, coco, compds. with diethanolamine | 322180 | 15834
Fatty acids, coco, reaction products with N1,N1-dimethyl-1,3-propanediamine | 322172 | 15835
Fatty acids, coco, reaction products with diethylenetriamine | 322164 | 15836
Amines, tallow alkyl, acetates | 322156 | 15837
Amines, hydrogenated tallow alkyl, acetates | 322149 | 15838
Amines, soya alkyl, acetates | 322131 | 15839
Amines, coco alkyl, acetates | 322123 | 15840
Polyphosphoric acids, decyl esters, compds. with triethanolamine | 322115 | 15841
Fatty acids, tall-oil, compds. with N-tallow alkyltrimethylenediamines | 322107 | 15842
Naphthenic acids, compds. with N-tallow alkyltrimethylenediamines | 322099 | 15843
Kieselguhr | 322081 | 15844
Resin acids and Rosin acids, sodium salts | 322073 | 15845
Resin acids and Rosin acids, potassium salts | 322065 | 15846
Lard, oil, sulfurized | 322057 | 15847
Sulfonic acids, petroleum, barium salts | 322040 | 15848
Amines, rosin alkyl | 322032 | 15849
Amines, tall-oil alkyl | 322024 | 15850
Fatty acids, tall-oil, sodium salts | 322016 | 15851
Fatty acids, tall-oil, potassium salts | 322008 | 15852
Amines, tris(hydrogenated tallow alkyl) | 321992 | 15853
Quaternary ammonium compounds, trimethylsoya alkyl, chlorides | 321984 | 15854
Fatty acids, coco, 3-hydroxypropyl esters | 321976 | 15855
Fatty acids, castor-oil, hydrogenated | 321968 | 15856
Fatty acids, tallow, hydrogenated | 321950 | 15857
Fatty acids, tallow | 321943 | 15858
Tall oil, sulfurized | 321935 | 15859
Tall oil, sulfated, sodium salt | 321927 | 15860
Acid chlorides, tall-oil | 321919 | 15861
Amines, tallow alkyl | 321901 | 15862
Fatty acids, tallow, potassium salts | 321893 | 15863
Amides, tallow, hydrogenated | 321885 | 15864
Nitriles, tallow, hydrogenated | 321877 | 15865
Nitriles, tallow | 321869 | 15866
Acid chlorides, tallow | 321851 | 15867
Fatty acids, tallow, hydrogenated, sesquiesters with propylene glycol | 321844 | 15868
Fatty acids, soya, sodium salts | 321836 | 15869
Fatty acids, soya, potassium salts | 321828 | 15870
Fats and Glyceridic oils, redfish, sulfated, sodium salts | 321810 | 15871
Naphthenic acids, rare earth salts | 321802 | 15872
Fats and Glyceridic oils, vegetable, sulfated | 321794 | 15873
Amines, soya alkyl | 321786 | 15874
Soybean oil, sulfated, sodium salt | 321778 | 15875
Naphthenic acids, lead salts | 321760 | 15876
Naphthenic acids, sodium salts | 321752 | 15877
Fatty acids, tall-oil | 321745 | 15878
Fatty acids, tall-oil, zinc salts | 321737 | 15879
Wool wax, sulfated, sodium salts | 321729 | 15880
Sperm oil, sulfurized | 321711 | 15881
Tall-oil soaps, limed and sulfurized | 321703 | 15882
Lard | 321695 | 15883
Cork | 321687 | 15884
Tallow | 321679 | 15885
Mastic (resin) | 321661 | 15886
Fatty acids, palm kernel-oil, sodium salts | 321646 | 15887
Fatty acids, olive-oil, sodium salts | 321638 | 15888
Sulfonic acids, petroleum, magnesium salts | 321620 | 15889
Sulfonic acids, petroleum, calcium salts | 321612 | 15890
Sulfonic acids, petroleum | 321604 | 15891
Quaternary ammonium compounds, bis(hydrogenated tallow alkyl)dimethyl, Me sulfates | 321596 | 15892
Quaternary ammonium compounds, bis(hydrogenated tallow alkyl)dimethyl, chlorides | 321588 | 15893
Amines, bis(hydrogenated tallow alkyl) | 321570 | 15894
Quaternary ammonium compounds, dicoco alkyldimethyl, nitrates | 321562 | 15895
Quaternary ammonium compounds, dicoco alkyldimethyl, chlorides | 321554 | 15896
Amines, dicoco alkyl | 321547 | 15897
Quaternary ammonium compounds, benzyldimethyltallow alkyl, chlorides | 321539 | 15898
Quaternary ammonium compounds, benzyldimethylsoya alkyl, chlorides | 321521 | 15899
Quaternary ammonium compounds, benzylbis(hydrogenated tallow alkyl)methyl, chlorides | 321513 | 15900
Quaternary ammonium compounds, benzyl(hydrogenated tallow alkyl)dimethyl, chlorides | 321505 | 15901
Quaternary ammonium compounds, benzylcoco alkyldimethyl, chlorides | 321497 | 15902
Benzenemethanaminium, N-(3-aminopropyl)-N,N-dimethyl-, N-coco acyl derivs., chlorides | 321489 | 15903
Quaternary ammonium compounds, benzylcoco alkylbis(hydroxyethyl), chlorides | 321471 | 15904
Naphthenic acids, barium salts | 321463 | 15905
Fatty acids, grease, sodium salts | 321455 | 15906
Resin acids and Rosin acids, aluminum salts | 321448 | 15907
Naphthenic acids, aluminum salts | 321430 | 15908
Pitch | 321422 | 15909
Peanut oil, sulfated, sodium salt | 321414 | 15910
Fatty acids, peanut-oil, sodium salts | 321406 | 15911
Fatty acids, peanut-oil, potassium salts | 321398 | 15912
Fatty acids, coco, ammonium salts | 321380 | 15913
Fatty acids, cocoa-butter, sodium salts | 321372 | 15914
Nitriles, coco | 321364 | 15915
Fatty acids, tall-oil, cobalt salts | 321356 | 15916
Naphthenic acids, cobalt salts | 321349 | 15917
Oils, clove, acetylated | 321331 | 15918
Oils, citronella, acetylated | 321323 | 15919
Sperm oil, chlorosulfurized | 321315 | 15920
Fatty acids, dehydrated castor-oil | 321307 | 15921
Fatty acids, castor-oil | 321299 | 15922
Lard, chlorosulfurized | 321281 | 15923
Oils, cedarwood, acetylated | 321273 | 15924
1-Propanaminium, 3-amino-N-(carboxymethyl)-N,N-dimethyl-, N-coco acyl derivs., inner salts | 321265 | 15925
1-Propanaminium, 3-amino-N-(carboxymethyl)-N,N-dimethyl-, N-coco acyl derivs., chlorides, sodium salts | 321257 | 15926
1-Propanaminium, 3-amino-N-(carboxymethyl)-N,N-dimethyl-, N-coco acyl derivs., chlorides, ammonium salts | 321240 | 15927
Naphthenic acids, calcium salts | 321232 | 15928
Fatty acids, tall-oil, calcium manganese salts | 321224 | 15929
Naphthenic acids, cadmium salts | 321216 | 15930
Fatty acids, coco, 2-sulfoethyl esters, sodium salts | 321208 | 15931
Fatty acids, coco, sodium salts | 321190 | 15932
Fatty acids, coco, potassium salts | 321182 | 15933
Polyphosphoric acids, decyl esters, sodium salts | 321174 | 15934
Creosote oil | 321166 | 15935
Cottonseed oil, sulfated, sodium salts | 321158 | 15936
Corn oil, ethoxylated | 321141 | 15937
Fatty acids, corn-oil, sodium salts | 321133 | 15938
Fatty acids, corn-oil, potassium salts | 321125 | 15939
Fatty acids, tall-oil, copper salts | 321117 | 15940
Cod-liver oil, sulfated, sodium salt | 321109 | 15941
Coconut oil, sulfated, sodium salt | 321091 | 15942
Amides, coco | 321083 | 15943
Quaternary ammonium compounds, coco alkyltrimethyl, chlorides | 321075 | 15944
Oils, guaiacwood, acetates | 321067 | 15945
Glycerides, castor-oil sesqui-, hydrogenated, borates, ethoxylated | 321059 | 15946
Glycerides, tall-oil sesqui- | 321042 | 15947
Glycerides, tallow sesqui-, hydrogenated | 321034 | 15948
Monoglycerides, tallow | 321026 | 15949
Glycerides, tall-oil mono- | 321018 | 15950
Monoglycerides, lard | 321000 | 15951
Monoglycerides, hydrogenated tallow | 320994 | 15952
Glycerides, soya mono-, hydrogenated | 320986 | 15953
Glycerides, cottonseed-oil mono-, hydrogenated | 320978 | 15954
Glycerides, coco mono- | 320960 | 15955
Glycerides, coco mono-, sulfated, sodium salts | 320952 | 15956
Glycerides, lard di- | 320945 | 15957
Fatty acids, tall-oil, epoxidized, 2-ethylhexyl esters | 320937 | 15958
Quaternary ammonium compounds, ethyldimethylsoya alkyl, bromides | 320929 | 15959
Amines, (hydrogenated tallow alkyl)dimethyl | 320911 | 15960
Amines, coco alkyldimethyl | 320903 | 15961
Quaternary ammonium compounds, dimethyldisoya alkyl, chlorides | 320895 | 15962
Amines, dimethylsoya alkyl | 320887 | 15963
Amines, coco alkyldimethyl, N-oxides | 320879 | 15964
Fatty acids, C18-unsatd., dimers | 320861 | 15965
Fatty acids, tall-oil, sesquiesters with diethylene glycol | 320853 | 15966
Fatty acids, tallow, 2-(2-hydroxyethoxy)ethyl esters | 320846 | 15967
Fatty acids, coco, 2-(2-hydroxyethoxy)ethyl esters | 320838 | 15968
Castor oil, hydrogenated, ethoxylated | 320820 | 15969
Fats and Glyceridic oils, herring, sulfonated | 320812 | 15970
Fats and Glyceridic oils, herring, sulfated, sodium salts | 320804 | 15971
Fatty acids, tall-oil, iron salts | 320796 | 15972
Quaternary ammonium compounds, (2-hydroxy-1,3-propanediyl)bis[coco alkyldimethyl, dichlorides | 320788 | 15973
Quaternary ammonium compounds, (hydrogenated tallow alkyl)trimethyl, chlorides | 320770 | 15974
Alkanes, chloro | 320762 | 15975
Polyphosphoric acids, octyl esters, potassium salts | 320754 | 15976
Polyphosphoric acids, octyl esters | 320747 | 15977
Fatty acids, tall-oil, epoxidized, octyl esters | 320739 | 15978
Naphthenic acids, nickel salts | 320721 | 15979
Fats and Glyceridic oils, neat's-foot, sulfated, sodium salts | 320713 | 15980
Naphthenic acids, chromium salts | 320705 | 15981
Oils, mustard, sulfated, sodium salts | 320697 | 15982
Fatty acids, vegetable-oil, sulfated, sodium salts | 320689 | 15983
Fatty acids, vegetable-oil | 320671 | 15984
Fatty acids, vegetable-oil, potassium salts | 320663 | 15985
Fats and Glyceridic oils, fish, sulfated, sodium salts | 320655 | 15986
Amines, bis(hydrogenated tallow alkyl)methyl | 320648 | 15987
Amines, dicoco alkylmethyl | 320630 | 15988
Fatty acids, tallow, Me esters | 320622 | 15989
Fatty acids, cottonseed-oil, Me esters | 320614 | 15990
Fatty acids, coco, Me esters | 320606 | 15991
Naphthenic acids, lithium salts | 320598 | 15992
Flavonoids, lemon oil | 320580 | 15993
Fatty acids, tall-oil, lead salts | 320572 | 15994
Fatty acids, tall-oil, lead manganese salts | 320564 | 15995
Naphthenic acids, lead manganese salts | 320556 | 15996
Lard, sulfated, sodium salt | 320549 | 15997
Fatty acids, lanolin, barium salts | 320531 | 15998
Acetic acid, esters with lanolin alcs. | 320523 | 15999
Lanolin, acetate | 320515 | 16000
Fatty acids, coco | 320507 | 16001
Amines, coco alkyl | 320499 | 16002
Amines, hydrogenated tallow alkyl | 320481 | 16003
Phenol, styrenated | 320473 | 16004
Phenol, sulfurated | 320465 | 16005
2-Propenenitrile, homopolymer, hydrolyzed, sodium salt | 320457 | 16006
Hexanoic acid, 2-ethyl-, rare earth salts | 320440 | 16007
Octadecanoic acid, epoxy derivs., Bu esters | 320432 | 16008
Butene, homopolymer, phosphosulfurized | 320424 | 16009
9-Octadecenoic acid (9Z)-, methyl ester, sulfurized, copper-treated | 320416 | 16010
Terphenyl, chlorinated | 320408 | 16011
Terphenyl, hydrogenated | 320390 | 16012
Vinyl acetal polymers, butyrals | 328823 | 16013
Siloxanes and Silicones, di-Me | 328815 | 16014
Siloxanes and Silicones, di-Et | 328807 | 16015
Siloxanes and Silicones, di-Ph | 328799 | 16016
Siloxanes and Silicones, Me Ph | 328781 | 16017
Siloxanes and Silicones, Me hydrogen | 328773 | 16018
Siloxanes and Silicones, Me 3,3,3-trifluoropropyl | 328765 | 16019
Siloxanes and Silicones, di-Me, hydroxy-terminated, ethoxylated | 328757 | 16020
Siloxanes and Silicones, di-Me, Me Ph | 328740 | 16021
Siloxanes and Silicones, di-Me, hydroxy-terminated, ethoxylated propoxylated | 338913 | 16022
Resin acids and Rosin acids, hydrogenated, esters with pentaerythritol | 338905 | 16023
Castor oil, dehydrated | 337873 | 16024
Poly[oxy(methyl-1,2-ethanediyl)], .alpha.-hydro-.omega.-hydroxy-, ether with 1,2-propanediol and 1,2,3-propanetriol, potassium salt | 334664 | 16025
Alkylbenzyldimethylammonium chlorides, benzyl-C8-18-alkyldimethyl | 331611 | 16026
Paraffin waxes and Hydrocarbon waxes, chloro | 331603 | 16027
Acetic acid, chromium salt, basic | 279331 | 16028
Dextrin, reaction products with boric acid | 279216 | 16029
Acetic acid, lead salt, basic | 291575 | 16030
Phenol, polymer with formaldehyde, glycidyl ether | 247783 | 16031
Smectite-group minerals | 180513 | 16032
Charcoal | 203661 | 16033
Umber | 182881 | 16034
Naphthenic acids, zinc salts | 173633 | 16035
Lime (chemical), dolomitic | 173609 | 16036
Albumins, blood serum | 164921 | 16037
Oils, petitgrain | 158451 | 16038
Oils, cumin | 158444 | 16039
Oils, patchouli | 158436 | 16040
Oils, pennyroyal, Mentha pulegium | 158428 | 16041
Oils, copaiba | 158410 | 16042
Oils, cypress | 158394 | 16043
Bitter almond oil | 158386 | 16044
Fusel oil | 158378 | 16045
Oils, cade | 158352 | 16046
Soybean oil, epoxidized | 158345 | 16047
Fatty acids, castor-oil, sodium salts | 158337 | 16048
Fatty acids, castor-oil, potassium salts | 158329 | 16049
Yeast, ext. | 158311 | 16050
Paraffin oils | 158295 | 16051
Beeswax | 158287 | 16052
Barium sulfide (BaS), black | 158238 | 16053
Pine tar | 158220 | 16054
Petrolatum | 158212 | 16055
Oils, cajuput | 158204 | 16056
Oils, wormwood | 158196 | 16057
Oils, valerian | 158188 | 16058
Oils, spruce | 158170 | 16059
Oils, spearmint | 158162 | 16060
Fats and Glyceridic oils, sesame | 158154 | 16061
Bile, extract | 158147 | 16062
Oils, orange, sweet | 158139 | 16063
Oils, lemon | 158121 | 16064
Oils, coriander | 158113 | 16065
Oils, camphor | 158105 | 16066
Oils, myrtle | 158097 | 16067
Oils, nutmeg | 158089 | 16068
Oils, mandarin | 158071 | 16069
Oils, lime | 158063 | 16070
Kerosine (petroleum) | 158055 | 16071
Oils, hemlock | 158048 | 16072
Oils, cubeb | 158030 | 16073
Cassia oil | 158022 | 16074
Oils, bergamot | 158014 | 16075
Oils, anise | 158006 | 16076
Oils, almond | 157990 | 16077
Oils, sweet bay | 157982 | 16078
Balsams, Canada | 157974 | 16079
Oils, thyme | 157966 | 16080
Oils, pennyroyal, Hedeoma pulegioides | 157941 | 16081
Turpentine, Venice | 157925 | 16082
Oils, fleabane, Erigeron canadensis | 157891 | 16083
Cashew, nutshell liq. | 157883 | 16084
Oils, cedar leaf | 157875 | 16085
Mace oil | 157859 | 16086
Oils, origanum | 157842 | 16087
Oils, ginger | 157834 | 16088
Oils, cascarilla | 157826 | 16089
Oils, hop | 157818 | 16090
Oils, lemongrass | 157800 | 16091
Oils, rose | 157792 | 16092
Balsams, Peru | 157784 | 16093
Oils, peppermint | 157768 | 16094
Oils, sandalwood | 157750 | 16095
Oils, linaloe | 157743 | 16096
Oils, fennel | 157735 | 16097
Oils, hyssop | 157727 | 16098
Oils, black pepper | 157719 | 16099
Oils, ylang-ylang | 157701 | 16100
Oils, sassafras | 157693 | 16101
Oils, bay | 157685 | 16102
Oils, pimenta | 157677 | 16103
Oils, champaca | 157669 | 16104
Oils, dill | 157651 | 16105
Turpentine, oil | 157636 | 16106
Gasoline, natural | 157628 | 16107
Lanolin | 157610 | 16108
Candelilla wax | 157602 | 16109
Fuel gases, low and medium B.T.U. | 157594 | 16110
Natural gas | 157586 | 16111
Glutens | 157339 | 16112
Paraffin waxes and Hydrocarbon waxes | 157313 | 16113
Oils, orris | 157305 | 16114
Protein hydrolyzates | 163402 | 16115
Lactalbumin | 163295 | 16116
Oils, onion | 157297 | 16117
Oils, juniper | 157289 | 16118
Oils, amber | 157271 | 16119
Oils, chamomile, German | 157263 | 16120
Fats and Glyceridic oils, neat's-foot | 157255 | 16121
Montan wax | 157248 | 16122
Fats and Glyceridic oils, menhaden | 157230 | 16123
Malt, ext. | 157222 | 16124
Liver extract | 157214 | 16125
Linseed oil, sulfurated | 157206 | 16126
Lecithins | 157198 | 16127
Oils, laurel | 157180 | 16128
Castor oil, sulfated | 157172 | 16129
Cocoa butter | 157164 | 16130
Tar oils | 157156 | 16131
Tall oil | 157149 | 16132
Sperm oil | 157131 | 16133
Rosin oil | 157115 | 16134
Rape oil | 157107 | 16135
Petroleum | 157081 | 16136
Peanut oil | 157073 | 16137
Oils, ajowan | 157065 | 16138
Oils, birch-tar | 157057 | 16139
Bone oil | 157040 | 16140
Castor oil | 157032 | 16141
Castor oil, hydrogenated | 157024 | 16142
Ceresin | 157008 | 16143
Waxes and Waxy substances, Chinese | 156992 | 16144
Cod-liver oil | 156984 | 16145
Oils, coffee | 156976 | 16146
Balsams, copaiba | 156968 | 16147
Creosote | 156950 | 16148
Zymosans | 162818 | 16149
Resin acids and Rosin acids, zinc salts | 162800 | 16150
Zeins | 162792 | 16151
Proteins, soybean | 162784 | 16152
Protamines, sulfates | 162776 | 16153
Resin acids and Rosin acids, manganese salts | 162727 | 16154
Resin acids and Rosin acids, lead salts | 162719 | 16155
Hemoglobins | 162693 | 16156
Gliadins | 162685 | 16157
Ferritin | 162677 | 16158
Resin acids and Rosin acids, copper salts | 162636 | 16159
Collagen | 162628 | 16160
Calcium resinate | 162602 | 16161
Ovalbumin | 162560 | 16162
Albumins, lysalbinic acids | 162552 | 16163
Egg white | 162545 | 16164
Gambier | 156935 | 16165
Japan wax | 156927 | 16166
Coconut oil | 156901 | 16167
Corn oil | 156893 | 16168
Cottonseed oil | 156885 | 16169
Oils, croton | 156877 | 16170
Linseed oil | 156869 | 16171
Olive oil | 156851 | 16172
Safflower oil | 156844 | 16173
Soybean oil | 156836 | 16174
Sunflower oil | 156828 | 16175
Tung oil | 156810 | 16176
Musks | 156802 | 16177
Oils, garlic | 156794 | 16178
Oils, Parsley | 156786 | 16179
Oils, cardamom | 156778 | 16180
Oils, eucalyptus | 156760 | 16181
Oils, geranium | 156752 | 16182
Oils, cherry laurel | 156745 | 16183
Oils, caraway | 156737 | 16184
Oils, clove | 156711 | 16185
Oils, citronella | 156703 | 16186
Oils, lavender | 156695 | 16187
Oils, cedarwood | 156687 | 16188
Oils, pine needle | 156679 | 16189
Oils, rosemary | 156661 | 16190
Rubber, chlorinated | 162453 | 16191
Turpentine | 162446 | 16192
Caseins, sodium complexes | 162321 | 16193
Caseins, ammonium complexes | 162313 | 16194
Fibrinogens | 160713 | 16195
Resins, Manila elemi | 160515 | 16196
Gum benzoin, Siam | 160507 | 16197
Caseins | 160499 | 16198
Gelatins | 160481 | 16199
Balsams, tolu | 160457 | 16200
Shellac | 160440 | 16201
Oils, oakmoss-resinoid | 160424 | 16202
Dammar resin | 160358 | 16203
Copals | 160341 | 16204
Gum benzoin | 160317 | 16205
Asafetida | 160309 | 16206
Oils, Arnica montana | 160176 | 16207
Molasses, corn | 160150 | 16208
Tallow, sulfonated | 160143 | 16209
Tallow, sulfated, sodium salt | 160135 | 16210
Fatty acids, tallow, sodium salts | 160127 | 16211
Asphalt | 160119 | 16212
Stoddard solvent | 160101 | 16213
Molasses, blackstrap | 160093 | 16214
Coconut oil, reaction products with diethanolamine | 160085 | 16215
Oils, Douglas fir | 160069 | 16216
Resin acids and Rosin acids, ethoxylated | 160051 | 16217
Resin acids and Rosin acids, esters with glycerol | 160044 | 16218
Rosin, maleated | 160036 | 16219
Resin acids and Rosin acids, esters with pentaerythritol | 160028 | 16220
Resin acids and Rosin acids, esters with triethylene glycol | 160010 | 16221
Rosin, decarboxylated | 160002 | 16222
Resin acids and Rosin acids, hydrogenated, Me esters | 159996 | 16223
Rosin | 159988 | 16224
Oils, petitgrain lemon | 159962 | 16225
Balsams, tonka bean | 159947 | 16226
White mineral oil (petroleum) | 159889 | 16227
Oils, tobacco | 159855 | 16228
Ligroine | 159848 | 16229
Lanolin, hydrogenated | 159830 | 16230
Fuller's earth | 159822 | 16231
Oils, mimosa | 159814 | 16232
Oils, hay | 159806 | 16233
Pyroligneous acids | 159798 | 16234
Pyroligneous acids, reaction products with Et alc., distillates | 159780 | 16235
Quaternary ammonium compounds, trimethyltallow alkyl, chlorides | 159764 | 16236
Lecithins, soya | 159756 | 16237
Fatty acids, tall-oil, manganese salts | 159749 | 16238
Balsams, gurjun | 159731 | 16239
Naphtha | 159715 | 16240
Tallow, hydrogenated | 159707 | 16241
Lecithins, hydroxylated | 159699 | 16242
Glycerides, cottonseed-oil mono- | 159673 | 16243
Syrups, hydrolyzed starch | 159665 | 16244
Caramel (color) | 159657 | 16245
Oils, huon pine | 159640 | 16246
Flue dust, arsenic-contg. | 159632 | 16247
Syrups, wild cherry | 159624 | 16248
Pyroligneous acids, exts. | 159616 | 16249
Oils, birch bud | 159608 | 16250
Alcohols, lanolin | 159590 | 16251
Perfumes and Essences, jasmin | 159574 | 16252
Oils, galangal | 159566 | 16253
Oils, curcuma | 159558 | 16254
Fats and Glyceridic oils, avocado | 159541 | 16255
Oils, Helichrysum | 159533 | 16256
Oils, Canada balsam | 159525 | 16257
Oils, verbena | 159517 | 16258
Oils, wormseed | 159509 | 16259
Oils, walnut | 159491 | 16260
Oils, violet | 159483 | 16261
Oils, vanilla | 159475 | 16262
Oils, tuberose | 159467 | 16263
Oils, tonka bean | 159459 | 16264
Oils, Tolu balsam | 159442 | 16265
Oils, styrax | 159434 | 16266
Oils, savin | 159426 | 16267
Oils, pine, Pinus sylvestris | 159418 | 16268
Oils, immortelle | 159400 | 16269
Oils, hyacinth | 159392 | 16270
Oils, honeysuckle | 159384 | 16271
Oils, gingergrass | 159376 | 16272
Oils, galbanum | 159368 | 16273
Oils, Manila elemi | 159350 | 16274
Oils, cedarwood, Atlas | 159335 | 16275
Oils, catnip | 159327 | 16276
Oils, castoreum | 159319 | 16277
Oils, cassie | 159301 | 16278
Oils, scotch broom | 159293 | 16279
Oils, palm kernel | 159285 | 16280
Resins, oleo-, capsicum | 159277 | 16281
Oils, jonquil | 159269 | 16282
Oils, melilot | 159251 | 16283
Balsams, Peru, white | 159244 | 16284
Oils, jasmine | 159228 | 16285
Oils, ho-sho | 159210 | 16286
Oils, boldo leaf | 159202 | 16287
Oils, verbena, Spanish | 159194 | 16288
Oils, sage | 159178 | 16289
Esparto wax | 159160 | 16290
Oils, siam wood | 159152 | 16291
Oils, Artemisia | 159145 | 16292
Oils, spikenard | 159137 | 16293
Oils, saffron | 159129 | 16294
Oils, Convolvulus | 159111 | 16295
Oils, lavandin | 159103 | 16296
Oils, yarrow | 159095 | 16297
Charcoal, bone | 159087 | 16298
Oils, longose | 159079 | 16299
Chicle | 159061 | 16300
Waxes and Waxy substances, palm | 159053 | 16301
Oils, carnation | 159046 | 16302
Creosote, wood | 159038 | 16303
Oils, opopanax | 159020 | 16304
Oils, Siberian fir | 159012 | 16305
Oils, fir | 159004 | 16306
Oils, silver fir | 158998 | 16307
Wool wax | 158980 | 16308
Polyphosphoric acids | 158964 | 16309
Oils, vetiver | 158956 | 16310
Fats and Glyceridic oils, vegetable, brominated | 158949 | 16311
Oils, tarragon | 158931 | 16312
Oils, tansy | 158923 | 16313
Oils, tangerine | 158915 | 16314
Oils, Tagetes | 158907 | 16315
Transferrin | 173005 | 16316
Anthocyanins, grape | 172825 | 16317
Actins | 165480 | 16318
Oils, spike | 158881 | 16319
Sperm oil, sulfated, sodium salts | 158873 | 16320
Soybean oil, hydrogenated | 158865 | 16321
Oils, Asarum | 158857 | 16322
Oils, savory, summer | 158840 | 16323
Oils, clary sage | 158832 | 16324
Fats and Glyceridic oils, rice bran, sulfated, sodium salts | 158816 | 16325
Oils, neroli | 158808 | 16326
Oils, myrrh | 158790 | 16327
Oils, olibanum | 158782 | 16328
Fats and Glyceridic oils, oiticica | 158774 | 16329
Oils, marjoram, Spanish | 158766 | 16330
Oils, lovage | 158758 | 16331
Lard, oil | 158741 | 16332
Oils, labdanum | 158733 | 16333
Oils, guaiac wood | 158725 | 16334
Oils, cognac | 158717 | 16335
Oils, grapefruit | 158709 | 16336
Fats and Glyceridic oils, fish | 158691 | 16337
Linseed oil, epoxidized | 158683 | 16338
Oils, davana | 158675 | 16339
English chamomile oil | 158667 | 16340
Oils, cinnamon | 158659 | 16341
Oils, celery | 158642 | 16342
Oils, carrot | 158634 | 16343
Carnauba wax | 158626 | 16344
Oils, Acorus calamus | 158618 | 16345
Oils, bois de rose | 158600 | 16346
Oils, basil | 158592 | 16347
Oils, araucaria | 158584 | 16348
Oils, amyris | 158576 | 16349
Oils, angelica | 158568 | 16350
Oils, ambrette | 158550 | 16351
Oils, alfalfa | 158535 | 16352
Oils, marjoram, sweet | 158527 | 16353
Oils, Melissa officinalis | 158493 | 16354
Oils, niaouli | 158485 | 16355
Oils, rue | 158477 | 16356
Oils, palmarosa | 158469 | 16357
Humic acids | 86579 | 16358
Stearoptenes | 86538 | 16359
Tannins | 86454 | 16360
Benzenesulfonamide, ar-methyl-, reaction products with formaldehyde | 86017 | 16361
Naphthenic acids | 85977 | 16362
Naphthenic acids, iron salts | 85951 | 16363
Naphthenic acids, copper salts | 85936 | 16364
Naphthenic acids, manganese salts | 85886 | 16365
1,1'-Biphenyl, chloro derivs. | 85878 | 16366
Carbon black | 85597 | 16367
Kaolin | 85324 | 16368
Asbestos | 85282 | 16369
Pumice | 85266 | 16370
Limestone | 83444 | 16371
Bentonite | 81968 | 16372
Sebastes eos | 1956366 | 16373
Sebastes constellatus | 1956341 | 16374
Sebastes zacentrus | 1956325 | 16375
Sebastes rosaceus | 1956309 | 16376
Sebastes mystinus | 1956275 | 16377
Sebastes jordani | 1956259 | 16378
Sebastes flavidus | 1956234 | 16379
Aulorhynchus flavidus | 1956077 | 16380
Caelorinchus scaphopsis | 1955988 | 16381
Lycodopsis pacifica | 1955913 | 16382
Lycodes diapterus | 1955897 | 16383
Lycodapus mandibularis | 1955871 | 16384
Brosmophycis marginata | 1955756 | 16385
Mediomastus acutus | 1939271 | 16386
Heteromastus filobranchus | 1939255 | 16387
Travisia gigas | 1939214 | 16388
Ophelia pulchella | 1939180 | 16389
Pherusa neopapillata | 1939115 | 16390
Pherusa negligens | 1939099 | 16391
Brada pluribranchiata | 1939073 | 16392
Cossura pygodactylata | 1939057 | 16393
Raricirrus maculatus | 1939024 | 16394
Cirriformia spirabrancha | 1938984 | 16395
Chaetozone corona | 1938950 | 16396
Caulleriella hamata | 1938935 | 16397
Phyllochaetopterus prolifica | 1938919 | 16398
Magelona berkeleyi | 1938869 | 16399
Magelona sacculata | 1938844 | 16400
Boccardia pugettensis | 1938778 | 16401
Polydora heterochaeta | 1938752 | 16402
Polydora bioccipitalis | 1938729 | 16403
Apistobranchus ornatus | 1938703 | 16404
Paradoneis lyra | 1938661 | 16405
Orbinia johnsoni | 1938638 | 16406
Scoloplos armiger | 1938596 | 16407
Lumbrineris limicola | 1938430 | 16408
Lumbrineris japonica | 1938414 | 16409
Marphysa conferta | 1938398 | 16410
Eunice americana | 1938372 | 16411
Diopatra splendidissima | 1938307 | 16412
Onuphis pallida | 1938273 | 16413
Onuphis geophiliformis | 1938232 | 16414
Goniada annulata | 1938216 | 16415
Glycera capitata | 1938182 | 16416
Ephesiella brevicapitis | 1938141 | 16417
Aglaophamus erectans | 1938117 | 16418
Nephtys caecoides | 1938091 | 16419
Nephtys punctata | 1938075 | 16420
Nereis latescens | 1938026 | 16421
Cirrophorus branchiatus | 1921378 | 16422
Chydorus brevilabris | 1921329 | 16423
Chromogaster ovalis | 1921303 | 16424
Chloroscombrus chrysurus | 1921287 | 16425
Chilomycterus schoepfi | 1921238 | 16426
Chasmodes bosquianus | 1921212 | 16427
Chaoborus trivittatus | 1921196 | 16428
Chaetura pelagica | 1921162 | 16429
Chaetodipterus faber | 1921147 | 16430
Certhia americana | 1921121 | 16431
Ceriodaphnia reticulata | 1921097 | 16432
Ceriodaphnia lacustris | 1921071 | 16433
Cephalodella intuta | 1921030 | 16434
Centropomus undecimalis | 1920982 | 16435
Caulleriella zetlandica | 1920966 | 16436
Carcharhinus limbatus | 1920784 | 16437
Carazziella hobsonae | 1920768 | 16438
Caranx latus | 1920743 | 16439
Caprimulgus vociferus | 1920719 | 16440
Canthigaster rostrata | 1920693 | 16441
Cancer irroratus | 1920677 | 16442
Camptocercus rectirostris | 1920644 | 16443
Campanularia integra | 1920602 | 16444
Calycella syringa | 1920586 | 16445
Caloneis ventricosa | 1920511 | 16446
Callopora craticula | 1920487 | 16447
Calliopius laeviusculus | 1920461 | 16448
Caenis tardata | 1920412 | 16449
Caenis anceps | 1920396 | 16450
Caecum johnsoni | 1920370 | 16451
Buteo lineatus | 1920321 | 16452
Busycotypus spiratus | 1920305 | 16453
Busycon sinistrum | 1920289 | 16454
Bucephala clangula | 1920255 | 16455
Bubo virginianus | 1920230 | 16456
Brillia parva | 1920198 | 16457
Brevoortia gunteri | 1920164 | 16458
Brada villosa | 1920149 | 16459
Brachycentrus appalachia | 1920123 | 16460
Planorbella trivolvis intertextum | 1972827 | 16461
Menidia beryllina | 1972785 | 16462
Lucania parva | 1972751 | 16463
Gasterosteus wheatlandi | 1972736 | 16464
Esox americanus americanus | 1972710 | 16465
Dolichocephala argus | 1972660 | 16466
Porichthys notatus | 1955590 | 16467
Triphoturus mexicanus | 1955558 | 16468
Diaphus theta | 1955525 | 16469
Argyropelecus sladeni | 1955392 | 16470
Ophichthus zophochir | 1955210 | 16471
Albula vulpes | 1955129 | 16472
Urolophus halleri | 1955012 | 16473
Bathyraja interrupta | 1954965 | 16474
Raja stellulata | 1954940 | 16475
Raja binoculata | 1954916 | 16476
Mustelus henlei | 1954684 | 16477
Cephaloscyllium ventriosum | 1954643 | 16478
Apristurus brunneus | 1954627 | 16479
Eptatretus stouti | 1954551 | 16480
Halocynthia hilgendorfi | 1954395 | 16481
Boltenia villosa | 1954379 | 16482
Pyura lignosa | 1954353 | 16483
Pyura haustor | 1954338 | 16484
Styela truncata | 1954304 | 16485
Styela montereyensis | 1954288 | 16486
Exogonella brunnea | 1937986 | 16487
Syllides minutus | 1937952 | 16488
Sphaerosyllis californiensis | 1937937 | 16489
Exogone molesta | 1937911 | 16490
Eusyllis transecta | 1937887 | 16491
Ancistrosyllis breviceps | 1937861 | 16492
Podarkeopsis glabra | 1937846 | 16493
Hesionella mccullochae | 1937820 | 16494
Pareurythoe californica | 1937598 | 16495
Chloeia pinnata | 1937572 | 16496
Paleanotus bellis | 1937556 | 16497
Sthenelais tertiaglabra | 1937507 | 16498
Pholoe glabra | 1937481 | 16499
Subadyte mexicana | 1937416 | 16500
Tenonia priops | 1937390 | 16501
Lepidasthenia berkeleyae | 1937374 | 16502
Hololepida magna | 1937341 | 16503
Harmothoe fragilis | 1937325 | 16504
Harmothoe hirsuta | 1937309 | 16505
Aphrodita armifera | 1937200 | 16506
Tetrastemma reticulatum | 1937168 | 16507
Amphinemertes caeca | 1937143 | 16508
Amphiporus flavescens | 1937119 | 16509
Amphiporus californicus | 1937093 | 16510
Oerstedia dorsalis | 1937077 | 16511
Ototyphlonemertes spiralis | 1937028 | 16512
Paranemertes peregrina | 1936988 | 16513
Zygeupolia rubens | 1936939 | 16514
Micrura olivaris | 1936913 | 16515
Carinoma mutabilis | 1936731 | 16516
Tubulanus frenatus | 1936715 | 16517
Tubulanus polymorphus | 1936699 | 16518
Prosthiostomum latocelis | 1936640 | 16519
Blepharicera tenuipes | 1919927 | 16520
Bithynia tentaculata | 1919901 | 16521
Bhawania heteroseta | 1919877 | 16522
Bemlos setosus | 1919851 | 16523
Bathyporeia quoddyensis | 1919836 | 16524
Balanoglossus aurantiacus | 1919802 | 16525
Bairdiella chrysoura | 1919786 | 16526
Autolytus prolifera | 1919745 | 16527
Astarte crenata | 1919679 | 16528
Caecidotea kenki | 1919646 | 16529
Ascomorpha agilis | 1919620 | 16530
Arius felis | 1919604 | 16531
Aricidea trilobata | 1919588 | 16532
Aricidea alisdairi | 1919554 | 16533
Arctica islandica | 1919539 | 16534
Apsectrotanypus johnsoni | 1919489 | 16535
Aphrodita hastata | 1919463 | 16536
Anuraeopsis fissa | 1919448 | 16537
Anobothrus gracilis | 1919414 | 16538
Anguinella palmata | 1919398 | 16539
Ancistrosyllis papillosa | 1919372 | 16540
Ancistrosyllis hartmanae | 1919356 | 16541
Ancistrosyllis carolinensis | 1919323 | 16542
Anchoa lamprotaenia | 1919307 | 16543
Anas rubripes | 1919281 | 16544
Amnicola walkeri | 1919109 | 16545
Ameiurus platycephalus | 1919083 | 16546
Ambloplites cavifrons | 1919067 | 16547
Amakusanthura signata | 1919042 | 16548
Aluterus schoepfi | 1919018 | 16549
Alpheus amblyonyx | 1918994 | 16550
Alosa mediocris | 1918978 | 16551
Alonella diaphana | 1918945 | 16552
Alona costata | 1918929 | 16553
Aglaophamus circinata | 1918853 | 16554
Aeverrillia armata | 1918838 | 16555
Aeginina longicornis | 1918812 | 16556
Acroperus harpae | 1918788 | 16557
Acipenser brevirostrum | 1918762 | 16558
Achnanthes stewartii | 1918747 | 16559
Achnanthes levanderi | 1918671 | 16560
Achnanthes lapidosa | 1918648 | 16561
Ascidia obliqua | 1971878 | 16562
Ascidia dijmphniana | 1971852 | 16563
Ascidia curvata | 1971837 | 16564
Ascidia paratropa | 1971811 | 16565
Ascidia challengeri | 1971787 | 16566
Ascidia clementea | 1971761 | 16567
Ascidia virginea | 1971746 | 16568
Desmosoma lobipes | 1971670 | 16569
Walkeria uva | 1971647 | 16570
Spirorbis spirorbis | 1971621 | 16571
Myxicola steenstrupi | 1971605 | 16572
Cephalothrix linearis | 1971589 | 16573
Propebela exarata | 1971555 | 16574
Mycale ovulum | 1971530 | 16575
Molgula complanata | 1971514 | 16576
Molgula siphonalis | 1971480 | 16577
Boltenia echinata | 1971464 | 16578
Dendrodoa carnea | 1971449 | 16579
Ascidia prunum | 1971423 | 16580
Chiridota laevis | 1971399 | 16581
Cucumaria frondosa | 1971373 | 16582
Psolus fabricii | 1971357 | 16583
Escharella ventricosa | 1971183 | 16584
Turbicellepora canaliculata | 1971142 | 16585
Rhamphostomella radiatula | 1971118 | 16586
Rhamphostomella bilaminata | 1971092 | 16587
Parasmittina jeffreysi | 1971076 | 16588
Porella acutirostris | 1971043 | 16589
Stephanosella biaperta | 1970987 | 16590
Hippodiplosia obesa | 1970953 | 16591
Posterula sarsi | 1970938 | 16592
Stomachetosella sinuosa | 1970912 | 16593
Umbonula arctica | 1970888 | 16594
Hincksipora spinulifera | 1970862 | 16595
Tricellaria gracilis | 1970813 | 16596
Caberea ellisii | 1970797 | 16597
Cnemidocarpa rhizopus | 1954262 | 16598
Corella willmeriana | 1954213 | 16599
Chelyosoma productum | 1954197 | 16600
Cystodytes lobatus | 1954072 | 16601
Pannychia moseleyi | 1953892 | 16602
Pentamera lissoplaca | 1953801 | 16603
Havelockia benti | 1953736 | 16604
Psolus squamatus | 1953710 | 16605
Strongylocentrotus purpuratus | 1953512 | 16606
Lytechinus pictus | 1953447 | 16607
Ophiothrix spiculata | 1953421 | 16608
Amphichondrius granulosus | 1953397 | 16609
Ophionereis eurybrachyplax | 1953371 | 16610
Amphiura diomedeae | 1953355 | 16611
Amphioplus strongyloplax | 1953330 | 16612
Amphipholis pugetana | 1953306 | 16613
Amphiodia digitata | 1953280 | 16614
Ophiopholis longispina | 1953264 | 16615
Ophiacantha rhachophora | 1953215 | 16616
Ophiura lutkeni | 1953124 | 16617
Pycnopodia helianthoides | 1953033 | 16618
Paraplanocera oligoglena | 1936590 | 16619
Parviplana californica | 1936558 | 16620
Stylochus tripartitus | 1936467 | 16621
Epiactis prolifera | 1936160 | 16622
Edwardsia californica | 1936061 | 16623
Acanthoptilum annulatum | 1935915 | 16624
Stachyptilum superbum | 1935840 | 16625
Adelogorgia phyllosclera | 1935774 | 16626
Muricea appressa | 1935733 | 16627
Pachycerianthus fimbriatus | 1935634 | 16628
Dromalia alexandri | 1935618 | 16629
Monobrachium parasitum | 1935576 | 16630
Hebellopsis expansa | 1935543 | 16631
Plumularia integra | 1935410 | 16632
Sertularella pedrensis | 1935360 | 16633
Oplorhiza gracilis | 1935345 | 16634
Achnanthes detha | 1918556 | 16635
Achirus lineatus | 1918515 | 16636
Accipiter cooperii | 1918481 | 16637
Acanthohaustorius similis | 1918465 | 16638
Acanthocyclops robustus | 1918440 | 16639
Thienemannimyia norena | 1918283 | 16640
Tanytarsus confusus | 1918242 | 16641
Syritta pipiens | 1918226 | 16642
Strophopteryx fasciata | 1918192 | 16643
Stenonema ithaca | 1918150 | 16644
Stenelmis mera | 1918127 | 16645
Stenelmis decorata | 1918101 | 16646
Stenacron pallidum | 1918085 | 16647
Stempellina bausei | 1918069 | 16648
Spirosperma nikolskyi | 1918036 | 16649
Sphaerium rhomboideum | 1918010 | 16650
Somatochlora tenebrosa | 1917996 | 16651
Simulium aureum | 1917962 | 16652
Sialis velata | 1917947 | 16653
Sialis hasta | 1917921 | 16654
Rhyacophila melita | 1917871 | 16655
Rhyacophila invaria | 1917855 | 16656
Rhyacophila fenestra | 1917830 | 16657
Ptychoptera quadrifasciata | 1917806 | 16658
Psychoda alternata | 1917780 | 16659
Pseudocloeon cingulatum | 1917731 | 16660
Psectrocladius psilopterus | 1917715 | 16661
Psectrocladius nigrus | 1917699 | 16662
Prosimulium hirtipes | 1917640 | 16663
Promenetus exacuous | 1917624 | 16664
Monodiamesa bathyphila | 1917608 | 16665
Phagocata woodworthi | 1917442 | 16666
Paratanytarsus dissimilis | 1917400 | 16667
Paraleuctra sara | 1917384 | 16668
Parachaetocladius hudsoni | 1917350 | 16669
Paracapnia angulata | 1917335 | 16670
Oxidus gracilis | 1917285 | 16671
Ostrocerca truncata | 1917269 | 16672
Orthocladius rivulorum | 1917244 | 16673
Scrupocellaria scabra | 1970771 | 16674
Tegella unicornis | 1970722 | 16675
Tegella armifera | 1970706 | 16676
Callopora lineata | 1970680 | 16677
Flustra foliacea | 1970656 | 16678
Electra pilosa | 1970631 | 16679
Scruparia ambigua | 1970615 | 16680
Lichenopora verrucaria | 1970565 | 16681
Diaperoecia harmeri | 1970540 | 16682
Oncousoecia canadensis | 1970524 | 16683
Phascolopsis gouldi | 1970359 | 16684
Geryon quinquedens | 1970318 | 16685
Hyas coarctatus | 1970292 | 16686
Pagurus pubescens | 1970268 | 16687
Calocaris templemani | 1970243 | 16688
Sabinea septemcarinata | 1970227 | 16689
Pandalus montagui | 1970193 | 16690
Caridion gordoni | 1970177 | 16691
Eualus gaimardii | 1970151 | 16692
Lebbeus zebra | 1970136 | 16693
Spirontocaris spinus | 1970102 | 16694
Spirontocaris phippsii | 1970086 | 16695
Meganyctiphanes norvegica | 1970060 | 16696
Caprella septentrionalis | 1970037 | 16697
Parathemisto compressa | 1970011 | 16698
Hyperia galba | 1969997 | 16699
Tiron spiniferum | 1969963 | 16700
Metopa bruzeli | 1969948 | 16701
Metopella angusta | 1969922 | 16702
Metopella nasuta | 1969906 | 16703
Pleustes panoplus | 1969872 | 16704
Monoculodes packardi | 1969807 | 16705
Melphidippa goesi | 1969781 | 16706
Orchomenella groenlandica | 1969765 | 16707
Hippomedon propinquus | 1969740 | 16708
Photis reinhardi | 1969716 | 16709
Pontoporeia femorata | 1969690 | 16710
Marinogammarus stoerensis | 1969674 | 16711
Scyphacella arenicola | 1969500 | 16712
Bopyroides hippolytes | 1969484 | 16713
Pleurogonium spinosissimum | 1969450 | 16714
Janira alta | 1969435 | 16715
Chiridotea arenicola | 1969385 | 16716
Rocinela americana | 1969369 | 16717
Pisaster ochraceus | 1952969 | 16718
Poraniopsis inflata | 1952910 | 16719
Henricia polyacantha | 1952894 | 16720
Henricia aspera | 1952878 | 16721
Astropecten verrilli | 1952670 | 16722
Dipsacaster eximius | 1952654 | 16723
Luidia foliolata | 1952605 | 16724
Laqueus californianus | 1952589 | 16725
Barentsia benedeni | 1952498 | 16726
Tricellaria occidentalis | 1952308 | 16727
Scrupocellaria diegensis | 1952282 | 16728
Bugula pacifica | 1952266 | 16729
Antropora tincta | 1952142 | 16730
Cauloramphus echinus | 1952126 | 16731
Triticella elongata | 1952076 | 16732
Nephasoma diaphanes | 1951854 | 16733
Golfingia nigra | 1951839 | 16734
Siphonosoma ingens | 1951813 | 16735
Hemigrapsus nudus | 1951623 | 16736
Scleroplax granulata | 1951607 | 16737
Tethya aurantia | 1934975 | 16738
Suberites suberea | 1934934 | 16739
Myxilla incrustans | 1934793 | 16740
Aphrocallistes vastus | 1934728 | 16741
Leucilla nuttingi | 1934686 | 16742
Leucandra heathi | 1934652 | 16743
Wilsonia pusilla | 1934207 | 16744
Wilsonia canadensis | 1934181 | 16745
Vitrinella floridana | 1934157 | 16746
Vireo philadelphicus | 1934132 | 16747
Vireo griseus | 1934116 | 16748
Viehoperla ada | 1934082 | 16749
Vermivora pinus | 1934066 | 16750
Vejdovskyella intermedia | 1934041 | 16751
Valvata perdepressa | 1934025 | 16752
Pinnotheres pugettensis | 1933993 | 16753
Urobopyrus processae | 1933977 | 16754
Unciola inermis | 1933951 | 16755
Typosyllis lutea | 1933928 | 16756
Turdus migratorius | 1933902 | 16757
Orconectes limosus | 1917228 | 16758
Oniscus asellus | 1917194 | 16759
Nemoura trispinosa | 1917129 | 16760
Mooreobdella melanostoma | 1917087 | 16761
Micropsectra nigripila | 1917053 | 16762
Micropsectra deflecta | 1917038 | 16763
Manayunkia speciosa | 1916998 | 16764
Lirceus brachyurus | 1916949 | 16765
Lispoides aequifrons | 1916923 | 16766
Leuctra tenuis | 1916899 | 16767
Lauterborniella varipennis | 1916873 | 16768
Stylogomphus albistylus | 1916857 | 16769
Isoperla marlynia | 1916808 | 16770
Isonychia bicolor | 1916782 | 16771
Hydropsyche leonardi | 1916766 | 16772
Helicodiscus parallelus | 1916600 | 16773
Haploperla brevis | 1916584 | 16774
Haemopis marmorata | 1916568 | 16775
Gyraulus circumstriatus | 1916543 | 16776
Gomphus spicatus | 1916519 | 16777
Gillia altilis | 1916493 | 16778
Geocentrophora baltica | 1916477 | 16779
Eunapius fragilis | 1916428 | 16780
Eukiefferiella rectangularis | 1916402 | 16781
Erioptera chlorophylla | 1916386 | 16782
Ephydatia fluviatilis | 1916352 | 16783
Ephemerella septentrionalis | 1916337 | 16784
Ephemerella invaria | 1916311 | 16785
Elimia virginica | 1916287 | 16786
Drunella lata | 1916261 | 16787
Diamesa nivoriunda | 1916196 | 16788
Timpanoqa simplex | 1916170 | 16789
Culicoides sanguisuga | 1916121 | 16790
Cryptochironomus argus | 1916105 | 16791
Cricotopus reversus | 1916089 | 16792
Cricotopus junus | 1916055 | 16793
Cricotopus fugax | 1916030 | 16794
Cricotopus curtus | 1916014 | 16795
Cricotopus albiforceps | 1915990 | 16796
Constempellina brevicosta | 1915966 | 16797
Cirolana concharum | 1969344 | 16798
Campylaspis rubicunda | 1969310 | 16799
Diastylis cornuifer | 1969286 | 16800
Eudorellopsis deformis | 1969252 | 16801
Eudorella hispida | 1969237 | 16802
Lamprops quadriplicata | 1969203 | 16803
Praunus flexuosus | 1969187 | 16804
Mysis gaspensis | 1969161 | 16805
Peltogaster paguri | 1969138 | 16806
Balanus hameri | 1969112 | 16807
Lepas fascicularis | 1969096 | 16808
Pycnogonum littorale | 1969047 | 16809
Nymphon stroemi | 1969005 | 16810
Nymphon hirtipes | 1968973 | 16811
Nymphon grossipes | 1968957 | 16812
Illex illecebrosus | 1968916 | 16813
Dentalium occidentale | 1968882 | 16814
Cuspidaria pellucida | 1968866 | 16815
Thracia conradi | 1968841 | 16816
Mesodesma deauratum | 1968676 | 16817
Mactromeris polynyma | 1968650 | 16818
Serripes groenlandicus | 1968635 | 16819
Astarte montagui | 1968619 | 16820
Astarte elliptica | 1968585 | 16821
Cyclocardia novangliae | 1968569 | 16822
Thyasira simplex | 1968510 | 16823
Thyasira equalis | 1968494 | 16824
Lucinoma filosa | 1968478 | 16825
Placopecten magellanicus | 1968452 | 16826
Musculus corrugatus | 1968429 | 16827
Crenella faba | 1968403 | 16828
Bathyarca pectunculoides | 1968387 | 16829
Yoldia thraciaeformis | 1968353 | 16830
Portlandia lucida | 1968338 | 16831
Portlandia iris | 1968312 | 16832
Nuculana pernula | 1968288 | 16833
Tonicella blaneyi | 1968262 | 16834
Tonicella marmorea | 1968247 | 16835
Ischnochiton albus | 1968221 | 16836
Lepidopleurus cancellatus | 1968197 | 16837
Tergipes tergipes | 1968171 | 16838
Flabellina nobilis | 1968155 | 16839
Catriona aurantia | 1968122 | 16840
Cuthona concinna | 1968106 | 16841
Eubranchus pallidus | 1968080 | 16842
Tenellia fuscata | 1968064 | 16843
Opisthopus transversus | 1951581 | 16844
Pinnixa tubicola | 1951557 | 16845
Pinnixa hiatus | 1951532 | 16846
Pinnixa schmitti | 1951516 | 16847
Lophopanopeus leucomanus | 1951425 | 16848
Portunus xantusii | 1951391 | 16849
Cancer jordani | 1951375 | 16850
Cancer oregonensis | 1951359 | 16851
Cancer antennarius | 1951326 | 16852
Taliepus nuttallii | 1951284 | 16853
Erileptus spinosus | 1951268 | 16854
Podochela hemphillii | 1951219 | 16855
Loxorhynchus grandis | 1951193 | 16856
Randallia ornata | 1951011 | 16857
Upogebia lepta | 1950948 | 16858
Paguristes bakeri | 1950906 | 16859
Emerita analoga | 1950872 | 16860
Pachycheles pubescens | 1950815 | 16861
Pleuroncodes planipes | 1950781 | 16862
Galathea californiensis | 1950765 | 16863
Lithodes couesi | 1950690 | 16864
Paralithodes rathbuni | 1950674 | 16865
Enallopaguropsis guatemoci | 1950641 | 16866
Haigia diegensis | 1950625 | 16867
Parapagurodes makarovi | 1950609 | 16868
Pylopagurus diegensis | 1950559 | 16869
Pagurus samuelis | 1950484 | 16870
Pagurus quaylei | 1950468 | 16871
Panulirus interruptus | 1950427 | 16872
Mesocrangon munitella | 1950393 | 16873
Metacrangon spinosissima | 1950377 | 16874
Rhynocrangon alata | 1950351 | 16875
Turbonilla aequalis | 1933886 | 16876
Peloscolex heterochaetus | 1933852 | 16877
Tubificoides brownae | 1933837 | 16878
Tropocyclops prasinus | 1933811 | 16879
Troglodytes troglodytes | 1933795 | 16880
Tringa melanoleuca | 1933761 | 16881
Trichotria pocillum | 1933746 | 16882
Trichocerca tenuidens | 1933720 | 16883
Trichocerca rousseleti | 1933696 | 16884
Trichocerca porcellus | 1933670 | 16885
Trichocerca musculus | 1933654 | 16886
Trichocerca lophoessa | 1933639 | 16887
Trichocerca insignis | 1933605 | 16888
Trichocerca cylindrica | 1933589 | 16889
Trichocerca bidens | 1933563 | 16890
Testudinella parva | 1933381 | 16891
Teinostoma biscaynense | 1933340 | 16892
Tectonatica pusilla | 1933324 | 16893
Taphrocampa selenura | 1933290 | 16894
Tabellaria binalis | 1933209 | 16895
Syngnathus louisianae | 1933183 | 16896
Synedra pulchella | 1933118 | 16897
Synedra parasitica | 1933092 | 16898
Synedra famelica | 1933068 | 16899
Synchaeta tremula | 1932995 | 16900
Synchaeta pectinata | 1932979 | 16901
Synchaeta longipes | 1932953 | 16902
Symphurus civitatus | 1932904 | 16903
Syllides setosa | 1932888 | 16904
Syllides floridanus | 1932862 | 16905
Surirella linearis | 1932797 | 16906
Surirella angusta | 1932763 | 16907
Stylodrilus heringianus | 1932748 | 16908
Sturnus vulgaris | 1932722 | 16909
Stenotomus chrysops | 1932540 | 16910
Stenothoe valida | 1932524 | 16911
Stenopterobia intermedia | 1932508 | 16912
Stenonema sinclairi | 1932474 | 16913
Stenonema carlsoni | 1932458 | 16914
Conchapelopia pallens | 1915941 | 16915
Conchapelopia americana | 1915925 | 16916
Brachydeutera argentata | 1915768 | 16917
Bezzia glabra | 1915701 | 16918
Anodonta implicata | 1915636 | 16919
Anchytarsus bicolor | 1915602 | 16920
Alluaudomyia needhami | 1915586 | 16921
Aeschna interrupta | 1915560 | 16922
Golfingia elongata | 1915420 | 16923
Lecane luna | 1915263 | 16924
Keratella quadrata | 1915198 | 16925
Microciona prolifera | 1914852 | 16926
Spongilla aspinosa | 1914803 | 16927
Cliona truitti | 1914662 | 16928
Probursa veneris | 1914555 | 16929
Dendronotus robustus | 1968031 | 16930
Lamellidoris fusca | 1968015 | 16931
Lamellidoris diaphana | 1967991 | 16932
Philine sinuata | 1967835 | 16933
Cylichna gouldii | 1967819 | 16934
Cylichna occulta | 1967793 | 16935
Turbonilla bushiana | 1967769 | 16936
Odostomia winkleyi | 1967744 | 16937
Odostomia sulcosa | 1967728 | 16938
Oenopota incisulus | 1967694 | 16939
Oenopota concinnulus | 1967678 | 16940
Oenopota bicarinatus | 1967652 | 16941
Ptychatractus ligatus | 1967637 | 16942
Colus sabinii | 1967603 | 16943
Buccinum undatum | 1967561 | 16944
Boreotrophon truncatus | 1967538 | 16945
Euspira pallida | 1967504 | 16946
Euspira triseriata | 1967488 | 16947
Cryptonatica affinis | 1967454 | 16948
Velutina laevigata | 1967439 | 16949
Trichotropis borealis | 1967397 | 16950
Turritellopsis acicula | 1967363 | 16951
Skeneopsis planorbis | 1967348 | 16952
Littorina obtusata | 1967322 | 16953
Moelleria costulata | 1967298 | 16954
Margarites minutissimus | 1967272 | 16955
Margarites costalis | 1967256 | 16956
Margarites olivaceus | 1967231 | 16957
Puncturella noachina | 1967207 | 16958
Tubifex longipenis | 1967181 | 16959
Lumbricillus lineatus | 1967157 | 16960
Melinna elisabethae | 1966969 | 16961
Cistenides hyperborea | 1966944 | 16962
Rhodine attenuata | 1966910 | 16963
Praxillella praetermissa | 1966894 | 16964
Arenicola marina | 1966878 | 16965
Diplocirrus longisetosus | 1966829 | 16966
Pherusa arenosa | 1966803 | 16967
Pherusa plumosa | 1966787 | 16968
Brada setosa | 1966753 | 16969
Brada inhabilis | 1966738 | 16970
Dodecaceria coralii | 1966712 | 16971
Prionospio ehlersi | 1966688 | 16972
Polydora gracilis | 1966662 | 16973
Paraonis lyra | 1966647 | 16974
Scoloplos fragilis | 1966613 | 16975
Pandalus platyceros | 1950153 | 16976
Heptacarpus palpator | 1950104 | 16977
Heptacarpus tenuissimus | 1950088 | 16978
Heptacarpus brevirostris | 1950062 | 16979
Heptacarpus tridens | 1950039 | 16980
Eualus herdmani | 1949999 | 16981
Spirontocaris holmesi | 1949973 | 16982
Spirontocaris prionota | 1949940 | 16983
Hippolyte clarki | 1949924 | 16984
Alpheopsis equidactylus | 1949908 | 16985
Betaeus ensenadensis | 1949874 | 16986
Alpheus clamator | 1949833 | 16987
Bentheogennema burkenroadi | 1949767 | 16988
Sicyonia penicillata | 1949718 | 16989
Solenocera florea | 1949692 | 16990
Sergestes similis | 1949676 | 16991
Penaeus californiensis | 1949643 | 16992
Caprella mendax | 1949627 | 16993
Caprella verrucosa | 1949601 | 16994
Tritella pilimana | 1949585 | 16995
Stenothoe frecanda | 1949353 | 16996
Parametopella ninis | 1949338 | 16997
Podocerus cristatus | 1949296 | 16998
Stenopleustes monocuspis | 1949262 | 16999
Foxiphalus obtusidens | 1949221 | 17000
Rhepoxynius fatigans | 1949197 | 17001
Rhepoxynius menziesi | 1949171 | 17002
Rhepoxynius daboius | 1949155 | 17003
Metharpinia coronadoi | 1949130 | 17004
Metaphoxus frequens | 1949106 | 17005
Heterophoxus oculatus | 1949080 | 17006
Harpiniopsis fulgens | 1949064 | 17007
Pardalisca tenuipes | 1949031 | 17008
Westwoodilla caecula | 1949015 | 17009
Synchelidium rectipalmum | 1948991 | 17010
Monoculodes emarginatus | 1948967 | 17011
Bathymedon roquedo | 1948942 | 17012
Stauroneis stodderi | 1932433 | 17013
Squatinella bifurca | 1932318 | 17014
Spizella passerina | 1932292 | 17015
Spiophanes missionensis | 1932276 | 17016
Spilocuma watlingi | 1932243 | 17017
Sphyrna tiburo | 1932227 | 17018
Sphyraena borealis | 1932201 | 17019
Sphaerosyllis hystrix | 1932177 | 17020
Sphaerium corneum | 1932136 | 17021
Smithsonidrilus marinus | 1932060 | 17022
Skistodiaptomus oregonensis | 1932045 | 17023
Sinum perspectivum | 1932011 | 17024
Simocephalus serrulatus | 1931997 | 17025
Sigambra wassi | 1931971 | 17026
Setophaga ruticilla | 1931955 | 17027
Serranus subligarius | 1931922 | 17028
Semotilus corporalis | 1931906 | 17029
Semele bellastriata | 1931880 | 17030
Scardinius erythrophthalmus | 1931724 | 17031
Scapholeberis kingi | 1931708 | 17032
Sayornis phoebe | 1931682 | 17033
Salvelinus namaycush | 1931666 | 17034
Rousseletia corniculata | 1931617 | 17035
Riparia riparia | 1931591 | 17036
Rhopalodia parallela | 1931567 | 17037
Rhinoptera bonasus | 1931542 | 17038
Rhepoxynius hudsoni | 1931526 | 17039
Rheocricotopus eminellobus | 1931500 | 17040
Regulus calendula | 1931450 | 17041
Rangia flexuosa | 1931435 | 17042
Leucoraja erinacea | 1931401 | 17043
Rachycentron canadum | 1931385 | 17044
Pyrgocythara hemphilli | 1931369 | 17045
Pungitius pungitius | 1931336 | 17046
Psychomyia flavida | 1931294 | 17047
Pseudunciola obliquua | 1931278 | 17048
Psectrotanypus discolor | 1931245 | 17049
Prunum roscidum | 1931229 | 17050
Prosopium cylindraceum | 1931179 | 17051
Hymanella retenuova | 1914506 | 17052
Dugesia tigrina | 1914480 | 17053
Procotyla fluviatilis | 1914415 | 17054
Stylochus ellipticus | 1914365 | 17055
Phoronis architecta | 1914084 | 17056
Tetrastemma vermiculus | 1914043 | 17057
Tetrastemma candidum | 1914027 | 17058
Zygonemertes virescens | 1913953 | 17059
Amphiporus caecus | 1913920 | 17060
Tubulanus pellucidus | 1913862 | 17061
Carinoma tremaphoros | 1913813 | 17062
Micrura leidyi | 1913763 | 17063
Lineus pallidus | 1913748 | 17064
Dentalium pilsbryi | 1913425 | 17065
Dentalium antillarum | 1913409 | 17066
Acanthochitona spiculosa | 1913243 | 17067
Protodorvillea minuta | 1966597 | 17068
Lumbrineris fragilis | 1966571 | 17069
Eunice pennata | 1966555 | 17070
Onuphis opalina | 1966522 | 17071
Sphaerodorum gracilis | 1966506 | 17072
Nephtys longosetosa | 1966480 | 17073
Ceratocephale loveni | 1966456 | 17074
Eusyllis blomstrandi | 1966423 | 17075
Autolytus prismaticus | 1966407 | 17076
Eteone trilineata | 1966357 | 17077
Spinther citrinus | 1966332 | 17078
Euphrosine armadillo | 1966316 | 17079
Pycnophyes frequens | 1966100 | 17080
Micrura affinis | 1966076 | 17081
Micrura albida | 1966050 | 17082
Cerebratulus luridus | 1966035 | 17083
Mnemiopsis leidyi | 1965912 | 17084
Hormiphora cucumis | 1965870 | 17085
Diadumene leucolena | 1965821 | 17086
Stomphia coccinea | 1965805 | 17087
Bunodactis stella | 1965771 | 17088
Nematostella vectensis | 1965755 | 17089
Eunephthya rubiformis | 1965730 | 17090
Cerianthus borealis | 1965714 | 17091
Phacellophora camtschatica | 1965680 | 17092
Craterolophus convolvulus | 1965664 | 17093
Lucernaria quadricornis | 1965649 | 17094
Physalia physalia | 1965615 | 17095
Gonionemus vertens | 1965599 | 17096
Rhacostoma atlanticum | 1965573 | 17097
Melicertum octocostatum | 1965557 | 17098
Schizotricha gracillima | 1965524 | 17099
Halecium articulosum | 1965508 | 17100
Halecium tenellum | 1965482 | 17101
Opercularella lacerata | 1965318 | 17102
Tiaropsis multicirrata | 1965292 | 17103
Cuspidella grandis | 1965276 | 17104
Filellum serpens | 1965250 | 17105
Lafoea fruticosa | 1965227 | 17106
Gonothyraea gracilis | 1965201 | 17107
Clytia edwardsi | 1965185 | 17108
Socarnoides illudens | 1948850 | 17109
Opisa tridentata | 1948769 | 17110
Lepidepecreum gurjanovae | 1948744 | 17111
Hippomedon zetesimus | 1948710 | 17112
Hippomedon columbianus | 1948694 | 17113
Photis macinerneyi | 1948496 | 17114
Photis macrotica | 1948470 | 17115
Photis californica | 1948454 | 17116
Photis brevipes | 1948421 | 17117
Rhachotropis distincta | 1948389 | 17118
Grandidierella japonica | 1948298 | 17119
Columbaora cyclocoxa | 1948249 | 17120
Amphideutopus oculatus | 1948223 | 17121
Aoroides exilis | 1948199 | 17122
Aoroides columbiae | 1948173 | 17123
Ampithoe plumulosa | 1948157 | 17124
Amphilochus litoralis | 1948124 | 17125
Byblis millsi | 1948108 | 17126
Ampelisca brachycladus | 1948082 | 17127
Ampelisca lobata | 1948066 | 17128
Ampelisca romigi | 1948033 | 17129
Ampelisca milleri | 1948017 | 17130
Ampelisca brevisimulata | 1947993 | 17131
Schmittius politus | 1947944 | 17132
Pleurogonium californiense | 1947878 | 17133
Idotea resecata | 1947670 | 17134
Synidotea media | 1947654 | 17135
Rocinela belliceps | 1947548 | 17136
Limnoria algarum | 1947514 | 17137
Prosimulium mixtum | 1931153 | 17138
Probythinella louisianae | 1931138 | 17139
Proalinopsis staurus | 1931112 | 17140
Prionotus rubio | 1931088 | 17141
Prionotus carolinus | 1931062 | 17142
Prionospio perkinsi | 1931047 | 17143
Polycirrus phosphoreus | 1930866 | 17144
Polycirrus carolinensis | 1930841 | 17145
Polyarthra vulgaris | 1930825 | 17146
Polyarthra major | 1930809 | 17147
Pollachius virens | 1930775 | 17148
Polioptila caerulea | 1930759 | 17149
Pogonias cromis | 1930734 | 17150
Ploesoma truncatum | 1930700 | 17151
Pleusymtes glaber | 1930684 | 17152
Pleuroxus striatus | 1930668 | 17153
Pleuroxus denticulatus | 1930635 | 17154
Pleuromeris tridentata | 1930619 | 17155
Platyias patulus | 1930593 | 17156
Pista maculata | 1930577 | 17157
Piranga rubra | 1930544 | 17158
Pipilo erythrophthalmus | 1930528 | 17159
Pinnularia viridis | 1930502 | 17160
Pinnularia subcapitata | 1930478 | 17161
Pinnularia obscura | 1930452 | 17162
Pinnularia nodosa | 1930437 | 17163
Pinnularia hilseana | 1930403 | 17164
Pinnularia borealis | 1930312 | 17165
Pinnularia abaujensis | 1930270 | 17166
Picoides villosus | 1930247 | 17167
Picoides arcticus | 1930221 | 17168
Phoxocephalus holbolli | 1930205 | 17169
Phasianus colchicus | 1930049 | 17170
Phagocata morgani | 1930023 | 17171
Persephona mediterranea | 1930007 | 17172
Peristichia toreta | 1929983 | 17173
Periploma leanum | 1929959 | 17174
Percina shumardi | 1929934 | 17175
Percina rex | 1929918 | 17176
Percina notogramma | 1929884 | 17177
Percina gymnocephala | 1929868 | 17178
Percina copelandi | 1929843 | 17179
Percina aurantiaca | 1929827 | 17180
Peprilus alepidotus | 1929793 | 17181
Passerina cyanea | 1929777 | 17182
Passer domesticus | 1929751 | 17183
Kurtziella atrostyla | 1913136 | 17184
Inodrillia aepynota | 1913110 | 17185
Daphnella lymneiformis | 1913060 | 17186
Cryoturris cerinella | 1913045 | 17187
Crassispira ostrearum | 1913029 | 17188
Terebra protexta | 1912955 | 17189
Conus pealii | 1912856 | 17190
Conus floridensis | 1912831 | 17191
Olivella pusilla | 1912799 | 17192
Olivella floralia | 1912765 | 17193
Olivella bullula | 1912740 | 17194
Jaspidella jaspidea | 1912690 | 17195
Nassarius vibex | 1912658 | 17196
Nassarius antillarum | 1912633 | 17197
Nassarius obsoletus | 1912609 | 17198
Urosalpinx tampaensis | 1912583 | 17199
Marginella lavalleeana | 1912385 | 17200
Marginella guttata | 1912369 | 17201
Prunum carneum | 1912344 | 17202
Prunum apicinum | 1912310 | 17203
Anachis sparsa | 1912153 | 17204
Parvanachis obesa | 1912138 | 17205
Costoanachis floridana | 1912104 | 17206
Anachis catenata | 1912088 | 17207
Cancellaria reticulata | 1912047 | 17208
Bailya parva | 1912013 | 17209
Campeloma geniculum | 1911908 | 17210
Phialidium bicophorum | 1965151 | 17211
Obelia articulata | 1965136 | 17212
Obelia commissuralis | 1965110 | 17213
Campanularia pygmaea | 1965094 | 17214
Campanularia gelitinosa | 1965060 | 17215
Campanularia calceolifera | 1965045 | 17216
Campanularia angulata | 1965029 | 17217
Campanularia flexuosa | 1964998 | 17218
Corymorpha pendula | 1964972 | 17219
Podocoryne borealis | 1964956 | 17220
Catablema vesicarium | 1964923 | 17221
Eudendrium dispar | 1964907 | 17222
Eudendrium tenellum | 1964881 | 17223
Eudendrium carneum | 1964865 | 17224
Eudendrium rameum | 1964832 | 17225
Sarsia tubulosa | 1964816 | 17226
Linvillea agassizi | 1964790 | 17227
Tubularia indivisa | 1964766 | 17228
Aselomaris michaeli | 1964709 | 17229
Bougainvillia carolinensis | 1964675 | 17230
Topsentia genitrix | 1964659 | 17231
Polymastia robusta | 1964634 | 17232
Isodictya palmata | 1964477 | 17233
Haliclona canaliculata | 1964451 | 17234
Haliclona loosanoffi | 1964436 | 17235
Haliclona urceola | 1964410 | 17236
Leucosolenia botryoides | 1964360 | 17237
Clathrina coriacea | 1964345 | 17238
Apistobranchus tullbergi | 1964311 | 17239
Antennularia antennina | 1964295 | 17240
Anonyx nugax | 1964253 | 17241
Amphissa haliaeeti | 1964220 | 17242
Amphitrite cirrata | 1964204 | 17243
Amphiporus tetrasorus | 1964188 | 17244
Amphiporus groenlandicus | 1964154 | 17245
Amphiporus forntalis | 1964139 | 17246
Amphiporeia virginiana | 1964113 | 17247
Amphiglena mediterranea | 1964089 | 17248
Amphiblestrum trifolium | 1964063 | 17249
Ampelisca spinipes | 1964048 | 17250
Amauropsis islandica | 1963990 | 17251
Amaroucium pallidum | 1963974 | 17252
Amage tumida | 1963958 | 17253
Alvania harpa | 1963925 | 17254
Alvania carinata | 1963909 | 17255
Discerceis granulosa | 1947498 | 17256
Ancinus granulatus | 1947472 | 17257
Cirolana diminuta | 1947456 | 17258
Cyathura munda | 1947407 | 17259
Gnathia tridens | 1947381 | 17260
Gnathia crenulatifrons | 1947357 | 17261
Zeuxo normani | 1947282 | 17262
Leptocuma forsmani | 1947225 | 17263
Cyclaspis nubila | 1947191 | 17264
Campylaspis rubromaculata | 1947175 | 17265
Campylaspis canaliculata | 1947159 | 17266
Diastylis pellucida | 1947068 | 17267
Eudorella pacifica | 1947035 | 17268
Proneomysis wailesi | 1946839 | 17269
Mysidella americana | 1946813 | 17270
Inusitatomysis insolita | 1946797 | 17271
Holmesiella anomala | 1946771 | 17272
Acanthomysis costata | 1946748 | 17273
Conopea galeata | 1946706 | 17274
Megabalanus californicus | 1946672 | 17275
Balanus trigonus | 1946656 | 17276
Balanus nubilis | 1946631 | 17277
Spiophanicola spinulosus | 1946581 | 17278
Macrocyprina pacifica | 1946474 | 17279
Cyprideis stewarti | 1946441 | 17280
Scleroconcha trituberculata | 1946409 | 17281
Euphilomedes producta | 1946383 | 17282
Eusarsiella thominx | 1946268 | 17283
Leuroleberis sharpei | 1946243 | 17284
Parus bicolor | 1929728 | 17285
Parula americana | 1929702 | 17286
Parapsyche apicalis | 1929652 | 17287
Paranthus rapiformis | 1929637 | 17288
Paramya subovata | 1929611 | 17289
Paralichthys lethostigma | 1929595 | 17290
Parahaustorius attenuatus | 1929561 | 17291
Paracladopelma winnelli | 1929520 | 17292
Paracerceis caudata | 1929496 | 17293
Papyridea soleniformis | 1929470 | 17294
Panopeus turgidus | 1929454 | 17295
Pagurus impressus | 1929363 | 17296
Optioservus immunis | 1929165 | 17297
Opsanus tau | 1929140 | 17298
Opisthonema oglinum | 1929116 | 17299
Ophioglycera gigantea | 1929074 | 17300
Ophelia bicornis | 1929058 | 17301
Oncorhynchus nerka | 1929025 | 17302
Oncorhynchus gorbuscha | 1929009 | 17303
Ogcocephalus radiatus | 1928985 | 17304
Odostomia eburnea | 1928951 | 17305
Odontoscion dentex | 1928936 | 17306
Obelia bicuspidata | 1928910 | 17307
Nucula delphinodonta | 1928894 | 17308
Noturus gilberti | 1928860 | 17309
Notropis telescopus | 1928845 | 17310
Notropis semperasper | 1928829 | 17311
Notropis procne | 1928795 | 17312
Notropis leuciodus | 1928779 | 17313
Notropis bifrenatus | 1928753 | 17314
Notropis anogenus | 1928738 | 17315
Notommata copeus | 1928704 | 17316
Notomastus tenuis | 1928688 | 17317
Notomastus lineatus | 1928662 | 17318
Notholca squamula | 1928639 | 17319
Nocomis raneyi | 1928597 | 17320
Nitzschia sigma | 1928548 | 17321
Neidium iridis | 1928324 | 17322
Lamellaria perspicua | 1911742 | 17323
Zebina laevigata | 1911502 | 17324
Sayella fusca | 1911478 | 17325
Rissoina decussata | 1911452 | 17326
Rissoina catesbyana | 1911437 | 17327
Cerithidea pliculosa | 1911346 | 17328
Batillaria minima | 1911312 | 17329
Elimia curvicostata | 1911221 | 17330
Simnia acicularis | 1911171 | 17331
Polinices duplicatus | 1911130 | 17332
Natica pusilla | 1911114 | 17333
Modulus floridanus | 1911064 | 17334
Modulus carchedonius | 1911049 | 17335
Nodilittorina dilatata | 1911015 | 17336
Littorina irrorata | 1910975 | 17337
Somatogyrus walkerianus | 1910884 | 17338
Strombiformis hemphilli | 1910637 | 17339
Epitonium multistriatum | 1910546 | 17340
Epitonium krebsii | 1910520 | 17341
Epitonium angulatum | 1910504 | 17342
Diastoma varium | 1910470 | 17343
Alvania exarata | 1963883 | 17344
Alcyonidium verrilli | 1963834 | 17345
Alcyonidium parasiticum | 1963818 | 17346
Alcyonidium hirsutum | 1963792 | 17347
Admete couthouyi | 1963636 | 17348
Tectura testudinalis | 1963610 | 17349
Achelia scabra | 1963578 | 17350
Acanthonotozoma serratum | 1963529 | 17351
Notropis xaenocephalus | 1963503 | 17352
Pteronotropis welaka | 1963479 | 17353
Notropis texanus | 1963453 | 17354
Notropis simus | 1963438 | 17355
Notropis scepticus | 1963412 | 17356
Notropis potteri | 1963388 | 17357
Notropis perpallidus | 1963362 | 17358
Notropis oxyrhynchus | 1963347 | 17359
Notropis melanostomus | 1963313 | 17360
Notropis maculatus | 1963297 | 17361
Notropis longirostris | 1963271 | 17362
Notropis hypsinotus | 1963248 | 17363
Pteronotropis hypselopterus | 1963222 | 17364
Notropis harperi | 1963206 | 17365
Notropis girardi | 1963180 | 17366
Notropis cummingsae | 1963156 | 17367
Notropis chlorocephalus | 1963131 | 17368
Notropis chihuahua | 1963115 | 17369
Notropis buccula | 1963081 | 17370
Notropis bairdi | 1963065 | 17371
Planaria dactyligera | 1963024 | 17372
Mystacides sepulchralis | 1962950 | 17373
Aeolosoma headleyi | 1962711 | 17374
Helocordulia uhleri | 1962695 | 17375
Frontipoda americana | 1962646 | 17376
Notonecta insulata | 1962588 | 17377
Paludestrema bottimeri | 1962539 | 17378
Lyogyrus granum | 1962513 | 17379
Tricorythodes allectus | 1962489 | 17380
Parasterope hulingsi | 1946227 | 17381
Bathyleberis garthi | 1946193 | 17382
Vargula tsujii | 1946151 | 17383
Nymphon pixellae | 1945971 | 17384
Opisthoteuthis californiana | 1945955 | 17385
Octopus californicus | 1945922 | 17386
Octopus rubescens | 1945906 | 17387
Loligo opalescens | 1945831 | 17388
Polyschides californicus | 1945724 | 17389
Siphonodentalium quadrifissatum | 1945708 | 17390
Dentalium vallicolens | 1945633 | 17391
Plectodon scaber | 1945609 | 17392
Cuspidaria parapodema | 1945583 | 17393
Cardiomya pectinata | 1945567 | 17394
Cyathodonta undulata | 1945542 | 17395
Thracia trapezoides | 1945518 | 17396
Lyonsia californica | 1945492 | 17397
Pandora filosa | 1945443 | 17398
Xylophaga washingtona | 1945427 | 17399
Saxicavella pacifica | 1945401 | 17400
Panopea abrupta | 1945385 | 17401
Sphenia luticola | 1945351 | 17402
Saxidomus nuttalli | 1945146 | 17403
Cumingia californica | 1945070 | 17404
Semele rubropicta | 1945054 | 17405
Gari fucata | 1945005 | 17406
Tellina idae | 1944941 | 17407
Tellina carpenteri | 1944917 | 17408
Macoma indentata | 1944891 | 17409
Macoma nasuta | 1944875 | 17410
Ensis myrae | 1944842 | 17411
Siliqua lucida | 1944826 | 17412
Neidium bisulcatum | 1928282 | 17413
Neanthes arenaceodentata | 1928233 | 17414
Navicula subtilissima | 1928167 | 17415
Navicula seminuloides | 1928126 | 17416
Navicula modica | 1928001 | 17417
Navicula menisculus | 1927987 | 17418
Navicula laevissima | 1927953 | 17419
Navicula halophila | 1927912 | 17420
Navicula cocconeiformis | 1927797 | 17421
Navicula bacillum | 1927755 | 17422
Navicula americana | 1927722 | 17423
Nassarius acutus | 1927706 | 17424
Nanocladius downesi | 1927680 | 17425
Mustelus canis | 1927516 | 17426
Mugil curema | 1927490 | 17427
Moxostoma pappillosum | 1927466 | 17428
Scartomyzon ariommus | 1927433 | 17429
Tharyx dorsobranchialis | 1927417 | 17430
Monostyla scutata | 1927391 | 17431
Monostyla pyriformis | 1927375 | 17432
Monostyla lunaris | 1927342 | 17433
Monostyla elachis | 1927326 | 17434
Monostyla cornuta | 1927300 | 17435
Monostyla bulla | 1927276 | 17436
Monodiamesa tuberculata | 1927250 | 17437
Monacanthus hispidus | 1927235 | 17438
Molanna blenda | 1927201 | 17439
Mimus polyglottos | 1927185 | 17440
Microporella ciliata | 1927169 | 17441
Micropogonias undulatus | 1927144 | 17442
Microphthalmus fragilis | 1927110 | 17443
Microcyclops varicans | 1927078 | 17444
Mesocricotopus thienemanni | 1927045 | 17445
Mesochaetopterus taylori | 1927029 | 17446
Alaba incerta | 1910454 | 17447
Cerithium variabile | 1910405 | 17448
Cerithium atratum | 1910389 | 17449
Cerithiopsis greeni | 1910363 | 17450
Crepidula maculosa | 1910272 | 17451
Crepidula aculeata | 1910249 | 17452
Calyptraea centralis | 1910223 | 17453
Caecum pulchellum | 1910173 | 17454
Caecum imbricatum | 1910157 | 17455
Caecum floridanum | 1910132 | 17456
Caecum cooperi | 1910116 | 17457
Fluminicola virens | 1910066 | 17458
Amnicola rhombostoma | 1910041 | 17459
Astraea tecta | 1909886 | 17460
Tricolia thalassicola | 1909795 | 17461
Tricolia affinis | 1909779 | 17462
Acmaea pustulata | 1909688 | 17463
Neritina reclivata | 1909613 | 17464
Diodora dysoni | 1909563 | 17465
Cerberilla tanna | 1909332 | 17466
Turbonilla interrupta | 1909274 | 17467
Turbonilla dalli | 1909241 | 17468
Turbonilla conradi | 1909225 | 17469
Pyramidella fusca | 1909209 | 17470
Stenacron carolina | 1962463 | 17471
Ephemerella serratoides | 1962448 | 17472
Simulium pictipes | 1962398 | 17473
Aedes fitchii | 1962356 | 17474
Parametriocnemus graminicola | 1962315 | 17475
Glyptotendipes dreisbachi | 1962240 | 17476
Cambala annulata | 1962224 | 17477
Orconectes menae | 1962208 | 17478
Hydrocanthus iricolor | 1962117 | 17479
Stygobromus indentatus | 1961911 | 17480
Notropis asperifrons | 1961895 | 17481
Notropis amabilis | 1961861 | 17482
Nocomis platyrhynchus | 1961846 | 17483
Nocomis asper | 1961820 | 17484
Mylocheilus caurinus | 1961796 | 17485
Moapa coriacea | 1961770 | 17486
Macrhybopsis meeki | 1961754 | 17487
Lythrurus snelsoni | 1961739 | 17488
Lythrurus bellus | 1961705 | 17489
Lythrurus ardens | 1961689 | 17490
Luxilus zonatus | 1961663 | 17491
Lavinia exilicauda | 1961630 | 17492
Lepidomeda vittata | 1961614 | 17493
Lepidomeda altivelis | 1961598 | 17494
iotichthys phlegethontis | 1961564 | 17495
Hypophthalmichthys nobilis | 1961549 | 17496
Hybognathus amarus | 1961507 | 17497
Hemitremia flammea | 1961473 | 17498
Gila robusta | 1961457 | 17499
Gila orcutti | 1961432 | 17500
Gila elegans | 1961408 | 17501
Gila cypha | 1961382 | 17502
Gila coerulea | 1961366 | 17503
Gila bicolor | 1961341 | 17504
Erimystax harryi | 1961317 | 17505
Dionda diaboli | 1961275 | 17506
Cyprinella callisema | 1961119 | 17507
Ctenopharyngodon idella | 1961093 | 17508
Campostoma ornatum | 1961077 | 17509
Trachycardium quadragenarium | 1944776 | 17510
Nemocardium centifilosum | 1944750 | 17511
Clinocardium nuttallii | 1944735 | 17512
Cyclocardia barbarensis | 1944719 | 17513
Neaeromya compressa | 1944594 | 17514
Axinopsida serricata | 1944529 | 17515
Adontorhina sphaericosa | 1944503 | 17516
Cyclopecten benthalis | 1944313 | 17517
Amygdalum politum | 1944206 | 17518
Modiolus neglectus | 1944180 | 17519
Mytilus galloprovincialis | 1944156 | 17520
Glycymeris septentrionalis | 1944099 | 17521
Yoldia seminuda | 1944065 | 17522
Nuculana penderi | 1944040 | 17523
Nuculana hamata | 1944024 | 17524
Callistochiton palmulatus | 1943810 | 17525
Lepidozona scabricostata | 1943794 | 17526
Leptochiton rugatus | 1943729 | 17527
Hermissenda crassicornis | 1943679 | 17528
Precuthona divae | 1943620 | 17529
Dendronotus diversicolor | 1943455 | 17530
Dendronotus subramosus | 1943430 | 17531
Dendronotus iris | 1943414 | 17532
Hancockia califronica | 1943380 | 17533
Meridion circulare | 1926989 | 17534
Menticirrhus saxatilis | 1926955 | 17535
Menidia menidia | 1926930 | 17536
Membranipora membranacea | 1926914 | 17537
Melospiza georgiana | 1926880 | 17538
Melosira lirata | 1926864 | 17539
Malirekus iroquois | 1926682 | 17540
Malacobdella grossa | 1926666 | 17541
Magelona riojai | 1926641 | 17542
Magelona cincta | 1926625 | 17543
Macrochaetus subquadratus | 1926591 | 17544
Macoma mitchelli | 1926575 | 17545
Luxilus coccogenis | 1926559 | 17546
Lutjanus synagris | 1926526 | 17547
Lumbrineris acicularum | 1926500 | 17548
Lumbrinerides | 1926484 | 17549
Lovenella gracilis | 1926468 | 17550
Lophocharis salpina | 1926435 | 17551
Loimia viridis | 1926419 | 17552
Littorina saxatilis | 1926393 | 17553
Linopherus ambigua | 1926344 | 17554
Leydigia quadrangularis | 1926294 | 17555
Leptoxis praerosa | 1926278 | 17556
Leptosynapta crassipatina | 1926252 | 17557
Leptodiaptomus minutus | 1926237 | 17558
Lepidophthalmus louisianensis | 1926203 | 17559
Lepadella patella | 1926187 | 17560
Lepadella ehrenbergi | 1926161 | 17561
Scoloplos acutus | 1926112 | 17562
Lecane tenuiseta | 1926096 | 17563
Lecane stichaea | 1926070 | 17564
Lecane ploenensis | 1926047 | 17565
Lecane ohioensis | 1926021 | 17566
Lecane mira | 1926005 | 17567
Lagocephalus laevigatus | 1925825 | 17568
Lacuna vincta | 1925809 | 17569
Lachnolaimus maximus | 1925783 | 17570
Keratella testudo | 1925734 | 17571
Keratella earlinae | 1925684 | 17572
Jassa marmorata | 1925643 | 17573
Ixobrychus exilis | 1925627 | 17574
Isochaetides curvisetosus | 1925593 | 17575
Haminoea solitaria | 1909019 | 17576
Haminoea antillarum | 1908995 | 17577
Cylindrobulla beauii | 1908946 | 17578
Acteocina canaliculata | 1908896 | 17579
Acteocina bidentata | 1908870 | 17580
Bulla striata | 1908839 | 17581
Rictaxis punctostriatus | 1908805 | 17582
Planorbella scalaris | 1908698 | 17583
Vorticifex effusa | 1908664 | 17584
Menetus (Micromenetus) | 1908631 | 17585
Planorbella campanulata | 1908599 | 17586
Gyraulus parvus | 1908565 | 17587
Biomphalaria havanensis | 1908540 | 17588
Physella heterostropha | 1908490 | 17589
Physella cubensis | 1908474 | 17590
Physa integra | 1908433 | 17591
Pseudosuccinea columella | 1908383 | 17592
Lymnaea stagnalis | 1908367 | 17593
Ferrissia rivularis | 1908169 | 17594
Stylocheilus longicauda | 1908094 | 17595
Bursatella leachii | 1908078 | 17596
Nucula crenulata | 1908003 | 17597
Nuculana concentrica | 1907955 | 17598
Transennella stimpsoni | 1907880 | 17599
Transennella conradina | 1907864 | 17600
Tivela floridana | 1907849 | 17601
Tapes philippinarum | 1907815 | 17602
Saxidomus giganteus | 1907799 | 17603
Protothaca staminea | 1907773 | 17604
Cetengraulis mysticetus | 1961044 | 17605
Anchoviella perfasciata | 1961028 | 17606
Anchoa lyolepis | 1961002 | 17607
Sardinella janeiro | 1960970 | 17608
Opisthonema medirastre | 1960939 | 17609
Jenkinsia stolifera | 1960913 | 17610
Harengula humeralis | 1960889 | 17611
Atractosteus spatula | 1960848 | 17612
Acipenser transmontanus | 1960798 | 17613
Acipenser medirostris | 1960772 | 17614
Lampetra similis | 1960749 | 17615
Lampetra minima | 1960723 | 17616
Lampetra lethophaga | 1960707 | 17617
Lampetra hubbsi | 1960681 | 17618
Neotrypaea biffari | 1960566 | 17619
Pleuronichthys decurrens | 1960541 | 17620
Kathetostoma averruncus | 1960517 | 17621
Chromis punctipinnis | 1960491 | 17622
Orthonopias triacis | 1960442 | 17623
Sebastes wilsoni | 1960426 | 17624
Pinnixa barnharti | 1960236 | 17625
Paraxanthias taylori | 1960210 | 17626
Parapagurodes laurentae | 1960160 | 17627
Synalpheus lockingtoni | 1960145 | 17628
Rhepoxynius variatus | 1960111 | 17629
Ampelisciphotis podophthalma | 1960079 | 17630
Acuminodeutopus heteruropus | 1960053 | 17631
Mysidopsis californica | 1960004 | 17632
Anoplodactylus erectus | 1959956 | 17633
Octopus veligero | 1959931 | 17634
Pitar newcombianus | 1959915 | 17635
Limatula saturna | 1959881 | 17636
Cerberilla mosslandica | 1959865 | 17637
Aplysia californica | 1959824 | 17638
Ophiodermella inermis | 1959790 | 17639
Doriopsilla albopunctata | 1943299 | 17640
Okenia angelensis | 1943257 | 17641
Diaphorodoris lirulatocauda | 1943208 | 17642
Acanthodoris brunnea | 1943158 | 17643
Triopha catalinae | 1943117 | 17644
Aegires albopunctatus | 1943083 | 17645
Platydoris macfarlandi | 1943026 | 17646
Conualevia alba | 1942994 | 17647
Archidoris montereyensis | 1942978 | 17648
Diaulula sandiegensis | 1942952 | 17649
Cadlina modesta | 1942903 | 17650
Berthella californica | 1942861 | 17651
Alderia modesta | 1942812 | 17652
Gastropteron pacificum | 1942630 | 17653
Philine bakeri | 1942523 | 17654
Cylichna diegensis | 1942473 | 17655
Acteocina harpa | 1942457 | 17656
Acteocina culcitella | 1942432 | 17657
Microglyphis brevicula | 1942416 | 17658
Rictaxis punctocaelatus | 1942382 | 17659
Iselica ovoidea | 1942366 | 17660
Cyclostremella californica | 1942341 | 17661
Turbonilla santarosana | 1942317 | 17662
Turbonilla raymondi | 1942291 | 17663
Turbonilla kelseyi | 1942275 | 17664
Turbonilla castanea | 1942242 | 17665
Odostomia virginalis | 1942226 | 17666
Odostomia laxa | 1942200 | 17667
Odostomia eucosmia | 1942184 | 17668
Odostomia canfieldi | 1942150 | 17669
Odostomia columbiana | 1942135 | 17670
Terebra hemphilli | 1942119 | 17671
Idotea phosphorea | 1925551 | 17672
Icterus galbula | 1925528 | 17673
Ichthyomyzon fossor | 1925502 | 17674
Hypentelium roanokense | 1925486 | 17675
Hydropsyche depravata | 1925460 | 17676
Hydrobia truncata | 1925437 | 17677
Hybognathus regius | 1925411 | 17678
Volvarina veliei | 1925395 | 17679
Hirundo rustica | 1925361 | 17680
Hippomedon serratus | 1925320 | 17681
Hexarthra intermedia | 1925270 | 17682
Heterotrissocladius subpilosus | 1925254 | 17683
Heterotrissocladius changi | 1925239 | 17684
Hesionura elongata | 1925205 | 17685
Hemicaranx amblyrhynchus | 1925189 | 17686
Havelockia scabra | 1925163 | 17687
Gymnura micrura | 1924992 | 17688
Graptoleberis testudinaria | 1924968 | 17689
Goniada littorea | 1924943 | 17690
Gomphonema subtile | 1924893 | 17691
Gomphonema augur | 1924828 | 17692
Gomphonema angustatum | 1924802 | 17693
Geothlypis trichas | 1924752 | 17694
Gastropus hyptopus | 1924737 | 17695
Gammarus oceanicus | 1924711 | 17696
Gammarus annulatus | 1924695 | 17697
Gambusia holbrooki | 1924661 | 17698
Galathowenia oculata | 1924646 | 17699
Fundulus grandis | 1924620 | 17700
Finella adamsi | 1924349 | 17701
Filinia terminalis | 1924323 | 17702
Euphagus carolinus | 1924141 | 17703
Pitar fulminatus | 1907740 | 17704
Parastarte triquetra | 1907724 | 17705
Mercenaria mercenaria | 1907708 | 17706
Chione intapurpurea | 1907542 | 17707
Chione cingenda | 1907526 | 17708
Trapezidae | 1907369 | 17709
Tellina texana | 1907344 | 17710
Tellina tampaensis | 1907328 | 17711
Tellina squamifera | 1907302 | 17712
Tellina listeri | 1907278 | 17713
Tellina laevigata | 1907252 | 17714
Tellina gouldii | 1907237 | 17715
Tellina aequistriata | 1907203 | 17716
Tellidora cristata | 1907187 | 17717
Macoma tenta | 1907161 | 17718
Semelina nuculoides | 1907070 | 17719
Tagelus divisus | 1906973 | 17720
Sphaerium occidentale | 1906932 | 17721
Pisidium punctiferum | 1906916 | 17722
Pisidium casertanum | 1906882 | 17723
Musculium securis | 1906841 | 17724
Rupellaria typica | 1906775 | 17725
Petricola pholadiformis | 1906759 | 17726
Ervilia concentrica | 1906700 | 17727
Lucina pectinata | 1906528 | 17728
Lucina pensylvanica | 1906486 | 17729
Codakia orbicularis | 1906411 | 17730
Antiplanes perversus | 1959774 | 17731
Barleeia subtenuis | 1959758 | 17732
Calliostoma canaliculatum | 1959709 | 17733
Sosane occidentalis | 1959683 | 17734
Ampharete labrops | 1959667 | 17735
Chaetozone spinosa | 1959634 | 17736
Spiophanes kroeyeri | 1959592 | 17737
Levinsenia multibranchiata | 1959410 | 17738
Neotrypaea californiensis | 1959345 | 17739
Sicyonia disedwardsi | 1959329 | 17740
Clupea pallasii | 1959279 | 17741
Lycodes cortezianus | 1959253 | 17742
Paracerceis sculpta | 1959238 | 17743
Joeropsis concava | 1959212 | 17744
Aruga oculata | 1959071 | 17745
Chevalia inaequalis | 1959055 | 17746
Saxicavella nybakkeni | 1959022 | 17747
Eumida longicornuta | 1958958 | 17748
Malmgreniella baschi | 1958933 | 17749
Tubulanus cingulatus | 1958917 | 17750
Bemlos concavus | 1958867 | 17751
Cirrophorus eliasoni | 1958776 | 17752
Citharichthys fragilis | 1958503 | 17753
Citharichthys stigmaeus | 1958487 | 17754
Icichthys lockingtoni | 1958412 | 17755
Megasurcula carpenteriana | 1942028 | 17756
Cymatosyrinx empyrosia | 1941996 | 17757
Daphnella clathrata | 1941970 | 17758
Kurtziella plumbea | 1941954 | 17759
Fusinus barbarensis | 1941798 | 17760
Nassarius perpinguis | 1941756 | 17761
Nassarius fossatus | 1941731 | 17762
Kelletia kelletii | 1941681 | 17763
Nitidella carinata | 1941665 | 17764
Amphissa undata | 1941616 | 17765
Amphissa reticulata | 1941590 | 17766
Babelomurex oldroydi | 1941574 | 17767
Forreria belcheri | 1941541 | 17768
Maxwellia gemma | 1941509 | 17769
Austrotrophon cerrosensis | 1941475 | 17770
Pteropurpura vokesae | 1941459 | 17771
Pteropurpura trialata | 1941434 | 17772
Boreotrophon eucymatus | 1941400 | 17773
Trivia californiana | 1941293 | 17774
Erato vitellina | 1941277 | 17775
Sinum scopulosum | 1941202 | 17776
Euspira lewisii | 1941186 | 17777
Lamellaria diegoensis | 1941111 | 17778
Balcis compacta | 1940956 | 17779
Opalia funiculata | 1940899 | 17780
Epitonium sawinae | 1940865 | 17781
Epitonium indianorum | 1940840 | 17782
Caecum californicum | 1940790 | 17783
Vitrinella berryi | 1940709 | 17784
Eunotia serra | 1924083 | 17785
Eunotia monodon | 1924034 | 17786
Eunotia meisteri | 1924018 | 17787
Eunotia hemicyclus | 1923986 | 17788
Eunotia elegans | 1923945 | 17789
Eunotia bactriana | 1923911 | 17790
Eulalia viridis | 1923879 | 17791
Eucyclops macrurus | 1923820 | 17792
Euclymene collaris | 1923804 | 17793
Euchone elegans | 1923770 | 17794
Euchlanis oropha | 1923754 | 17795
Euchlanis dilatata | 1923739 | 17796
Bosmina longispina | 1923689 | 17797
Etropus microstomus | 1923663 | 17798
Etheostoma vulneratum | 1923648 | 17799
Etheostoma swannanoa | 1923614 | 17800
Etheostoma simoterum | 1923598 | 17801
Etheostoma podostemone | 1923572 | 17802
Etheostoma maculatum | 1923556 | 17803
Etheostoma jessiae | 1923523 | 17804
Etheostoma cinereum | 1923507 | 17805
Eteone longa | 1923481 | 17806
Ephemerella excrucians | 1923309 | 17807
Ephemerella cornuta | 1923283 | 17808
Ephemera varia | 1923267 | 17809
Ensis directus | 1923234 | 17810
Enneacanthus gloriosus | 1923218 | 17811
Engina turbinella | 1923192 | 17812
Enchelyopus cimbrius | 1923168 | 17813
Empidonax minimus | 1923143 | 17814
Empidonax alnorum | 1923127 | 17815
Egretta thula | 1923101 | 17816
Dyspanopeus sayi | 1923077 | 17817
Dynamena pumila | 1923051 | 17818
Dryocopus pileatus | 1923036 | 17819
Dolichonyx oryzivorus | 1923002 | 17820
Dissodactylus mellitae | 1922988 | 17821
Discoporella umbellata | 1922962 | 17822
Diplodonta semiaspera | 1922913 | 17823
Diatoma anceps | 1922822 | 17824
Mytilopsis leucophaeata | 1906320 | 17825
Donax fossor | 1906254 | 17826
Eucrassatella speciosa | 1906189 | 17827
Crassinella martinicensis | 1906163 | 17828
Corbicula manilensis | 1906098 | 17829
Cooperella atlantica | 1906064 | 17830
Carditamera floridana | 1905975 | 17831
Trachycardium egmontianum | 1905934 | 17832
Laevicardium mortoni | 1905900 | 17833
Americardia guppyi | 1905868 | 17834
Astarte nana | 1905835 | 17835
Toxolasma parvus | 1905660 | 17836
Quadrula pustulosa | 1905595 | 17837
Quadrula metanevra | 1905579 | 17838
Quadrula cylindrica | 1905553 | 17839
Potamilus purpuratus | 1905504 | 17840
Pleurobema pyriforme | 1905462 | 17841
Ligumia subrostrata | 1905363 | 17842
Leptodea laevissima | 1905348 | 17843
Lampsilis siliquoidea | 1905256 | 17844
Lampsilis fasciola | 1905231 | 17845
Gonidea angulata | 1905207 | 17846
Fusconaia succissa | 1905181 | 17847
Elliptio jayensis | 1905116 | 17848
Elliptio dilatata | 1905090 | 17849
Apolysis atra | 52456951 | 17850
Arabella nultidentata | 52456944 | 17851
Zaolutus actinus | 52456936 | 17852
Yoldia scissurata | 52456928 | 17853
Vitrinella stearnsi | 52456902 | 17854
Vitreolina macra | 52456894 | 17855
Vibilia stebbingi | 52456886 | 17856
Verticordia ornata | 52456878 | 17857
Verticillina verticillata | 52456860 | 17858
Uristes enalladurus | 52456837 | 17859
Triopha carpenteri | 52456811 | 17860
Tridentiger bifasciatus | 52456795 | 17861
Transennella tantilla | 52456787 | 17862
Tomopteris elegans | 52456779 | 17863
Thuiaria triserialis | 52456761 | 17864
Thetys vagina | 52456753 | 17865
Thalamoporella california | 52456720 | 17866
Tethygenia opata | 52456712 | 17867
Terebra danai | 52456704 | 17868
Teinostoma supravallatum invallatum | 52456696 | 17869
Tegella robertsonae | 52456688 | 17870
Tecticeps convexus | 52456670 | 17871
Tagelus californianus | 52456662 | 17872
Synidotea laticauda | 52456654 | 17873
Symplectoscyphus pedrensis | 52456647 | 17874
Syllis hyperioni | 52456639 | 17875
Langerhansia heterochaeta | 52456621 | 17876
Spisula falcata | 52456571 | 17877
Spinicirrus inequalis | 52456563 | 17878
Sphyraena argentea | 52456548 | 17879
Sphaerosyllis brandhorsti | 52456530 | 17880
Sphaerodoropsis biserialis | 52456522 | 17881
Solen rosaceus | 52456514 | 17882
Sertularella tenella | 52456506 | 17883
Scrupocellaria californica | 52456498 | 17884
Scomberomorus concolor | 52456480 | 17885
Saccocirrus papillocercus | 52456449 | 17886
Rupellaria tellimyalis | 52456431 | 17887
Rochefortia grippi | 52456423 | 17888
Rhabdus dalli | 52456407 | 17889
Rathburnaster californicus | 52456399 | 17890
Pulsellum aberrans | 52456373 | 17891
Pseudosabinella bakeri | 52456357 | 17892
Psephidia lordi | 52456340 | 17893
Psammodoris thompsoni | 52456324 | 17894
Processa canaliculata | 52456316 | 17895
Prionace glauca | 52456282 | 17896
Poromya tenuiconcha | 52456274 | 17897
Polyorchis montereyensis | 52456241 | 17898
Polygireulima rutila | 52456233 | 17899
Polydora neocardalia | 52456225 | 17900
Polydora armata | 52456217 | 17901
Pododesmus cepio | 52456209 | 17902
Plumularia setacea | 52456191 | 17903
Plumularia mobilis | 52456183 | 17904
Plumularia lagenifera | 52456175 | 17905
Plumularia insolens | 52456167 | 17906
Plumularia alicia | 52456159 | 17907
Pleustes platypa | 52456142 | 17908
Pilargis berkeleyi | 52456126 | 17909
Physophora hydrostatica | 52456118 | 17910
Phyllodoce ferruginea | 52456100 | 17911
Phidolopora pacifica | 52456092 | 17912
Phaenocelis mexicana | 52456084 | 17913
Periploma planiusculum | 52456076 | 17914
Pelagia noctiluca | 52456068 | 17915
Parapleustes pugettensis | 52456035 | 17916
Paraphronima gracilis | 52456019 | 17917
Panopea generosa | 52456001 | 17918
Pandalus gurneyi | 52455995 | 17919
Palaemon macrodactylus | 52455987 | 17920
Pagurus ochotensis | 52455979 | 17921
Orobitella californica | 52455961 | 17922
Orobitella bakeri | 52455953 | 17923
Orchomene pacifica | 52455946 | 17924
Ophiodermella halcyonis | 52455938 | 17925
Ophiodermella fancherae | 52455920 | 17926
Ophelina breviata | 52455912 | 17927
Onchidoris hystricina | 52455896 | 17928
Ocinebrina beta | 52455888 | 17929
Ocenebra beta | 52455870 | 17930
Obelia bidentata | 52455854 | 17931
Notoplana longastyletta | 52455847 | 17932
Nitidiscala sawinae | 52455839 | 17933
Nephtys parva | 52455821 | 17934
Neosimnia loebbeckeana | 52455813 | 17935
Neosimnia barbarensis | 52455805 | 17936
Neosimnia aequalis | 52455797 | 17937
Neomysis rayii | 52455789 | 17938
Mysidopsis brattegartti | 52455763 | 17939
Mycale adhaerens | 52455748 | 17940
Munnogonium erratum | 52455730 | 17941
Monogenea | 52455722 | 17942
Monoculodes spinipes | 52455714 | 17943
Monoculodes diamesus | 52455706 | 17944
Mitrella aurantiaca | 52455698 | 17945
Micrura nigrirostris | 52455680 | 17946
Micropora coriacea | 52455672 | 17947
Metridium giganteum | 52455664 | 17948
Mesolamprops bispinosa | 52455656 | 17949
Melanella compacta | 52455631 | 17950
Melanella catalinensis | 52455623 | 17951
Mactra californica | 52455607 | 17952
Lyonsiella alaskana | 52455599 | 17953
Lumbrineris platypygos | 52455581 | 17954
Lumbrineris inflata | 52455573 | 17955
Lumbrineris bicirrata | 52455565 | 17956
Lucinisca nuttalli | 52455557 | 17957
Lophogorgia panamensis | 52455540 | 17958
Listriella albinia | 52455532 | 17959
Lirobittium rugatum | 52455516 | 17960
Lirobittium quadrifilatum | 52455508 | 17961
Leuresthes tenuis | 52455474 | 17962
Leptostylis villosa | 52455466 | 17963
Lepidozona retiporosa | 52455433 | 17964
Laonice appellofi | 52455417 | 17965
Laila cockerelli | 52455409 | 17966
Inusitatomysis californica | 52455367 | 17967
Iasis zonaria | 52455359 | 17968
Hypsypops rubicundus | 52455342 | 17969
Heterodonax pacificus | 52455318 | 17970
Heptacarpus pictus | 52455300 | 17971
Hemilamprops californica | 52455292 | 17972
Scoloplos pugettensis | 52455284 | 17973
Haminoea virescens | 52455276 | 17974
Haminoea vesicula | 52455268 | 17975
Halistylus pupoideus | 52455250 | 17976
Haliophasma geminata | 52455243 | 17977
Grubeulepis fimbriata | 52455235 | 17978
Glycinde picta | 52455219 | 17979
Gitana calitemplade | 52455201 | 17980
Gari edentula | 52455193 | 17981
Foxiphalus xiximeus | 52455185 | 17982
Foxiphalus similus | 52455177 | 17983
Flosmaris grandis | 52455169 | 17984
Felaniella cornea | 52455144 | 17985
Eyakia robustus | 52455136 | 17986
Excirolana linguifrons | 52455128 | 17987
Euvola diegensis | 52455102 | 17988
Eumida bifoliata | 52455078 | 17989
Eulima raymondi | 52455060 | 17990
Melanella californica | 52455052 | 17991
Eteone spilotus | 52455045 | 17992
Eteone pacifica | 52455037 | 17993
Eteone dilatae | 52455029 | 17994
Elaeocyma empyrosia | 52455003 | 17995
Dromidia larraburei | 52454998 | 17996
Discodoris heathi | 52454972 | 17997
Diplandros singularis | 52454964 | 17998
Diastylis paraspinulosa | 52454956 | 17999
Delectopecten randolphi | 52454931 | 18000
Cyathodonta pedroana | 52454907 | 18001
Cuthona rolleri | 52454899 | 18002
Crisulipora occidentalis | 52454873 | 18003
Creseis virgula | 52454865 | 18004
Crepidula nummaria | 52454857 | 18005
Crepidula norrisiarum | 52454840 | 18006
Crepidula striolata | 52454832 | 18007
Crepidula glottidiarum | 52454824 | 18008
Crepidula incurva | 52454816 | 18009
Lissocrangon stylirostris | 52454808 | 18010
Crangon dalli | 52454790 | 18011
Flabellina iodinea | 52454782 | 18012
Corophium alienense | 52454766 | 18013
Corolla speciesctabilis | 52454758 | 18014
Corbula porcella | 52454741 | 18015
Corbula luteola | 52454733 | 18016
Corambe pacifica | 52454725 | 18017
Copidozoum tenuirostre | 52454717 | 18018
Conchoecia striola | 52454691 | 18019
Clavipora occidentalis | 52454667 | 18020
Cladocarpus vancouverensis | 52454642 | 18021
Cirriformia luxuriosa | 52454634 | 18022
Chama pellucida | 52454626 | 18023
Chaetozone multioculata | 52454618 | 18024
Caulleriella gracilis | 52454600 | 18025
Cardiomya californica | 52454584 | 18026
Caprella pilidigita | 52454576 | 18027
Campylaspis crispa | 52454568 | 18028
Campanularia exilis | 52454550 | 18029
Campanularia denticulata | 52454543 | 18030
Calocarides spinulicauda | 52454535 | 18031
Callopora horrida | 52454527 | 18032
Calliostoma splendens | 52454519 | 18033
Cadulus tolmiei | 52454501 | 18034
Bugula longirostrata | 52454485 | 18035
Bugula californica | 52454477 | 18036
Boreocingula martyni | 52454469 | 18037
Bittium attenuatum | 52454451 | 18038
Betaeus gracilis | 52454444 | 18039
Gymnotoplax citrina | 52454436 | 18040
Bathymedon longimanus | 52454410 | 18041
Bathymedon kassities | 52454402 | 18042
Melanella oldroydae | 52454394 | 18043
Melanella micrans | 52454386 | 18044
Atrina oldroydii | 52454378 | 18045
Astyris aurantiaca | 52454352 | 18046
Asthenothaerus villosior | 52454345 | 18047
Aspeciesriscala lowei | 52454337 | 18048
Aspeciesriscala bellastriata | 52454329 | 18049
Acmira simplex | 52454303 | 18050
Aricidea pseudoarticulata | 52454295 | 18051
Aricidea pacifica | 52454287 | 18052
Argopecten ventricosus | 52454279 | 18053
Argopecten circularis | 52454261 | 18054
Araphura brevimana | 52454246 | 18055
Arabella geniculata | 52454238 | 18056
Apomatus timsii | 52454220 | 18057
Amaroucium californicum | 52454212 | 18058
Aphrodita parva | 52454204 | 18059
Antennella avalonia | 52454196 | 18060
Amygdalum pallidulum | 52454170 | 18061
Amphisamytha bioculata | 52454162 | 18062
Amphiporus punctatulus | 52454154 | 18063
Amphiporus imparispinosis | 52454147 | 18064
Amphioplus hexacanthus | 52454139 | 18065
Amphicteis macronata | 52454121 | 18066
Ammothea hilgendorfi | 52454113 | 18067
Amage perfecta | 52454105 | 18068
Allia ramosa | 52454097 | 18069
Allia quadrilobata | 52454089 | 18070
Allia nolani | 52454071 | 18071
Alia tuberosa | 52454055 | 18072
Agnesia septentrionalis | 52454048 | 18073
Aglaophenia struthionides | 52454030 | 18074
Aglaophenia diegensis | 52454022 | 18075
Aega symmetrica | 52454014 | 18076
Acteocina eximia | 52454006 | 18077
Acerotisa alba | 52453982 | 18078
Acanthoptilum scalpelliforme | 52453966 | 18079
Abietinaria pacifica | 52453941 | 18080
Yoldia hyperborea | 52453933 | 18081
Upogebia pugettensis | 52453925 | 18082
Typosyllis farallonensis | 52453917 | 18083
Tryonia imitator | 52453909 | 18084
Themiste pyroides | 52453891 | 18085
Tharyx parvus | 52453883 | 18086
Tecticeps pugettensis | 52453875 | 18087
Synidotea harfordi | 52453867 | 18088
Syllis elongata | 52453859 | 18089
Spirontocaris ochotensis | 52453842 | 18090
Spirinchus thaleichthys | 52453834 | 18091
Spio butleri | 52453826 | 18092
Solidobalanus hespeciesrius | 52453818 | 18093
Solamen columbianum | 52453800 | 18094
Sarritor frenatus | 52453768 | 18095
Saduria entomon | 52453750 | 18096
Rochefortia tumida | 52453735 | 18097
Rochefortia compressa | 52453727 | 18098
Ramellogammarus oregonensis | 52453719 | 18099
Pygospio californica | 52453701 | 18100
Pulsellum salishorum | 52453693 | 18101
Pseudopolydora kempi | 52453685 | 18102
Prionospio lighti | 52453677 | 18103
Potamopyrgus antipodarum | 52453669 | 18104
Pista brevibranchiata | 52453651 | 18105
Pilargis maculata | 52453644 | 18106
Phyllochaetopterus claparedii | 52453636 | 18107
Phoronopsis harmeri | 52453628 | 18108
Pholis ornata | 52453610 | 18109
Philine auriformis | 52453602 | 18110
Pentidotea resecata | 52453594 | 18111
Paraonella platybranchia | 52453586 | 18112
Pandalus hypsinotus | 52453578 | 18113
Oregonia gracilis | 52453560 | 18114
Ophiactis simplex | 52453552 | 18115
Ophelia assimilis | 52453545 | 18116
Oligocottus maculosus | 52453537 | 18117
Occella verrucosa | 52453529 | 18118
Nutricola tantilla | 52453511 | 18119
Nutricola lordi | 52453503 | 18120
Nereis vexillosa | 52453495 | 18121
Neotrypaea gigas | 52453487 | 18122
Neomysis mercedis | 52453479 | 18123
Neanthes limnicola | 52453461 | 18124
Microgadus proximus | 52453453 | 18125
Mesolamprops dillonensis | 52453446 | 18126
Mactrotoma californica | 52453438 | 18127
Macoma inquinata | 52453412 | 18128
Lumpenus sagitta | 52453404 | 18129
Lirularia lirulata | 52453388 | 18130
Liparis callyodon | 52453370 | 18131
Lagenipora socialis | 52453362 | 18132
Kurtzina beta | 52453354 | 18133
Idotea fewkesi | 52453347 | 18134
Icelus spiniger | 52453339 | 18135
Hyas lyratus | 52453321 | 18136
Huntemannia jadensis | 52453313 | 18137
Hexagrammos stelleri | 52453305 | 18138
Heteropora pacifica | 52453297 | 18139
Heptacarpus kincaidi | 52453289 | 18140
Hemilepidotus spinosus | 52453271 | 18141
Hemicyclops subadhaerens | 52453263 | 18142
Grandifoxus grandis | 52453248 | 18143
Golfingia vulgaris | 52453230 | 18144
Gnorimosphaeroma oregonense | 52453222 | 18145
Glycinde polygnatha | 52453214 | 18146
Gattyana treadwelli | 52453206 | 18147
Gadus macrocephalus | 52453180 | 18148
Excirolana chiltoni | 52453172 | 18149
Euzonus williamsi | 52453164 | 18150
Euzonus mucronata | 52453149 | 18151
Eurystomella bilabiata | 52453131 | 18152
Euphysa ruthae | 52453123 | 18153
Eudistylia polymorpha | 52453107 | 18154
Eteone lighti | 52453099 | 18155
Eteone californica | 52453081 | 18156
Eohaustorius washingtonianus | 52453073 | 18157
Eohaustorius sawyeri | 52453065 | 18158
Eobrolgus chumashi | 52453040 | 18159
Ennucula tenuis | 52453032 | 18160
Dulichia rhabdoplastis | 52453008 | 18161
Schistomeringos annulata | 52452992 | 18162
Discorsopagurus schmitti | 52452984 | 18163
Diastylopsis dawsoni | 52452976 | 18164
Dendrobeania lichenoides | 52452968 | 18165
Cumella vulgaris | 52452950 | 18166
Cucumaria miniata | 52452943 | 18167
Crepipatella dorsata | 52452935 | 18168
Crangon franciscorum | 52452927 | 18169
Cottus aspeciesr | 52452919 | 18170
Corophium stimpsoni | 52452901 | 18171
Corophium salmonis | 52452893 | 18172
Compsomyax subdiaphana | 52452885 | 18173
Cirratulus speciesctabilis | 52452877 | 18174
Circeis spirillum | 52452869 | 18175
Chone ecaudata | 52452851 | 18176
Carazziella calafia | 52452844 | 18177
Caprella laeviuscula | 52452836 | 18178
Caprella drepanochir | 52452828 | 18179
Cancer magister | 52452810 | 18180
Caecum occidentale | 52452802 | 18181
Caecognathia crenulatifrons | 52452794 | 18182
Boccardia columbiana | 52452786 | 18183
Bathycopea daltonae | 52452778 | 18184
Barantolla americana | 52452760 | 18185
Astyris gausapata | 52452745 | 18186
Asabellides sibirica | 52452737 | 18187
Artedius fenestralis | 52452729 | 18188
Archaeomysis grebnitzkii | 52452711 | 18189
Anisogammarus pugettensis | 52452695 | 18190
Ampithoe lacertosa | 52452687 | 18191
Amphitritides gracilis | 52452679 | 18192
Amphissa columbiana | 52452661 | 18193
Ampharete goesi | 52452653 | 18194
Allorchestes angusta | 52452646 | 18195
Alia carinata | 52452638 | 18196
Achelia echinata | 52452620 | 18197
Plumiperla spinosa | 52452612 | 18198
Plumiperla diversa | 52452604 | 18199
Leucotrichia notosa | 52452588 | 18200
Zapada frigida | 52452562 | 18201
Wormaldia gabriella | 52452554 | 18202
Valvata humeralis | 52452547 | 18203
Trichocorixa borealis | 52452505 | 18204
Traverella albertana | 52452497 | 18205
Stagnicola elrodi | 52452489 | 18206
Soyedina potteri | 52452471 | 18207
Skwala curvata | 52452463 | 18208
Setvena bradleyi | 52452455 | 18209
Serratella micheneri | 52452448 | 18210
Rhyacophila vofixa | 52452430 | 18211
Rhyacophila vemna | 52452422 | 18212
Rhyacophila sibirica | 52452414 | 18213
Rhyacophila pellisa | 52452406 | 18214
Rhyacophila iranda | 52452398 | 18215
Rhyacophila brunnea | 52452380 | 18216
Rhyacophila alberta | 52452372 | 18217
Pisidium milium | 52452331 | 18218
Physella lordi | 52452323 | 18219
Palmacorixa gillettei | 52452307 | 18220
Optioservus seriatus | 52452299 | 18221
Optioservus quadrimaculatus | 52452281 | 18222
Optioservus divergens | 52452273 | 18223
Neothremma alicia | 52452265 | 18224
Microcylloepus browni | 52452257 | 18225
Micrasema bactro | 52452240 | 18226
Ithytrichia clavata | 52452216 | 18227
Isoperla pinta | 52452208 | 18228
Isoperla petersoni | 52452190 | 18229
Isoperla longiseta | 52452182 | 18230
Isoperla fulva | 52452174 | 18231
Isogenoides elongatus | 52452166 | 18232
Ceratopsyche vexa | 52452158 | 18233
Ceratopsyche tana | 52452141 | 18234
Hydropsyche confusa | 52452133 | 18235
Hespeciesrocorixa laevigata | 52452125 | 18236
Glyphopsyche irrorata | 52452117 | 18237
Glossosoma velona | 52452109 | 18238
Fisherola nuttalli | 52452091 | 18239
Ephemerella alleni | 52452075 | 18240
Epeorus grandis | 52452067 | 18241
Chyranda centralis | 52452034 | 18242
Chimarra utahensis | 52452026 | 18243
Caudatella edmundsi | 52452018 | 18244
Cascadoperla trictura | 52452000 | 18245
Caenis youngi | 52451994 | 18246
Agapetus montanus | 52451960 | 18247
Ceriodaphnia scitula | 52451952 | 18248
Ceriodaphnia rigaudi | 52451945 | 18249
Ceriodaphnia quadrangula | 52451937 | 18250
Ceriodaphnia megops | 52451929 | 18251
Ceriodaphnia megalops | 52451911 | 18252
Ceriodaphnia affinis | 52451903 | 18253
Ceriodaphnia acanthina | 52451895 | 18254
Etheostoma edwini | 52451838 | 18255
Etheostoma duryi | 52451820 | 18256
Etheostoma douglasi | 52451812 | 18257
Etheostoma ditrema | 52451804 | 18258
Etheostoma denoncourti | 52451796 | 18259
Etheostoma davisoni | 52451788 | 18260
Etheostoma crossopterum | 52451770 | 18261
Etheostoma cragini | 52451762 | 18262
Etheostoma corona | 52451754 | 18263
Etheostoma coosae | 52451747 | 18264
Etheostoma colorosum | 52451739 | 18265
Etheostoma collis | 52451721 | 18266
Etheostoma collettei | 52451713 | 18267
Etheostoma chuckwachatte | 52451705 | 18268
Etheostoma chlorobranchium | 52451697 | 18269
Etheostoma chienense | 52451689 | 18270
Etheostoma chermocki | 52451671 | 18271
Etheostoma brevirostrum | 52451663 | 18272
Etheostoma boschungi | 52451655 | 18273
Etheostoma blennius | 52451648 | 18274
Etheostoma bellum | 52451630 | 18275
Etheostoma bellator | 52451622 | 18276
Etheostoma barrenense | 52451614 | 18277
Etheostoma barbouri | 52451606 | 18278
Etheostoma baileyi | 52451598 | 18279
Etheostoma aquali | 52451580 | 18280
Ammocrypta vivax | 52451564 | 18281
Ammocrypta meridiana | 52451556 | 18282
Ammocrypta clara | 52451549 | 18283
Ammocrypta bifascia | 52451531 | 18284
Ammocrypta beanii | 52451523 | 18285
Morone saxatilis x | 52451515 | 18286
Morone lineatus | 52451507 | 18287
Morone interrupta | 52451499 | 18288
Dicentrarchus punctatus | 52451481 | 18289
Dicentrarchus labrax | 52451473 | 18290
Spinachia spinachia | 52451457 | 18291
Semotilus thoreauianus | 52451358 | 18292
Semotilus lumbee | 52451341 | 18293
Richardsonius egregius | 52451325 | 18294
Rhinichthys falcatus | 52451309 | 18295
Rhinichthys evermanni | 52451291 | 18296
Rhinichthys deaconi | 52451283 | 18297
Rhinichthys cobitis | 52451275 | 18298
Relictus solitarius | 52451259 | 18299
Ptychocheilus umpquae | 52451242 | 18300
Ptychocheilus oregonensis | 52451234 | 18301
Ptychocheilus lucius | 52451226 | 18302
Ptychocheilus grandis | 52451218 | 18303
Pogonichthys macrolepidotus | 52451192 | 18304
Pogonichthys ciscoides | 52451184 | 18305
Plagopterus argentissimus | 52451176 | 18306
Phenacobius catostomus | 52451168 | 18307
Orthodon microlepidotus | 52451150 | 18308
Oregonichthys crameri | 52451143 | 18309
Lepidopus fitchi | 1958347 | 18310
Lythrypnus zebra | 1958305 | 18311
Ilypnus gilberti | 1958271 | 18312
Acanthogobius flavimanus | 1958255 | 18313
Lepidogobius lepidus | 1958230 | 18314
Neoclinus uninotatus | 1958073 | 18315
Heterostichus rostratus | 1958040 | 18316
Cryptotrema corallinum | 1958024 | 18317
Alloclinus holderi | 1958008 | 18318
Gibbonsia elegans | 1957984 | 18319
Hypsoblennius gilberti | 1957935 | 18320
Micrometrus minimus | 1957752 | 18321
Hypsurus caryi | 1957737 | 18322
Amphistichus argenteus | 1957711 | 18323
Rhacochilus toxotes | 1957695 | 18324
Phanerodon atripes | 1957661 | 18325
Hyperprosopon argenteum | 1957620 | 18326
Embiotoca lateralis | 1957596 | 18327
Cymatogaster aggregata | 1957570 | 18328
Brachyistius frenatus | 1957554 | 18329
Girella nigricans | 1957505 | 18330
Roncador stearnsi | 1957430 | 18331
Cheilotrema saturnum | 1957414 | 18332
Umbrina roncador | 1957398 | 18333
Stereolepis gigas | 1957232 | 18334
Paralabrax clathratus | 1957182 | 18335
Careproctus melanurus | 1957141 | 18336
Stellerina xyosterna | 1957117 | 18337
Xeneretmus ritteri | 1957091 | 18338
Alvania compacta | 1940683 | 18339
Lacuna unifasciata | 1940667 | 18340
Lithopoma undosum | 1940634 | 18341
Lirularia acuticostata | 1940618 | 18342
Norrisia norrisi | 1940568 | 18343
Tegula aureotincta | 1940543 | 18344
Solariella peramabilis | 1940527 | 18345
Calliostoma turbinum | 1940501 | 18346
Calliostoma gemmulatum | 1940477 | 18347
Calliostoma variegatum | 1940451 | 18348
Iothia lindbergi | 1940436 | 18349
Puncturella multistriata | 1940386 | 18350
Limnodriloides monothecus | 1940295 | 18351
Euchone limnicola | 1940097 | 18352
Euchone arenae | 1940071 | 18353
Chone veleronis | 1940055 | 18354
Terebellides reishi | 1940022 | 18355
Lanice conchilega | 1940006 | 18356
Streblosoma crassibranchia | 1939982 | 18357
Artacamella hancocki | 1939891 | 18358
Spinosphaera oculata | 1939842 | 18359
Polycirrus californicus | 1939826 | 18360
Pista moorei | 1939792 | 18361
Neoleprea spiralis | 1939776 | 18362
Schistocomus hiltoni | 1939701 | 18363
Asabellides lineata | 1939669 | 18364
Melinna heterodonta | 1939636 | 18365
Amphicteis glabra | 1939610 | 18366
Myriochele gracilis | 1939545 | 18367
Euclymene delineata | 1939479 | 18368
Praxillella gracilis | 1939438 | 18369
Diaphanosoma birgei | 1922806 | 18370
Diacyclops thomasi | 1922772 | 18371
Desmodema polystictum | 1922756 | 18372
Dentalium americanum | 1922731 | 18373
Dendroica tigrina | 1922715 | 18374
Dendroica petechia | 1922681 | 18375
Dendroica palmarum | 1922665 | 18376
Dendroica fusca | 1922640 | 18377
Daphnia catawba | 1922442 | 18378
Cyprinella monacha | 1922426 | 18379
Cynoscion regalis | 1922392 | 18380
Cynoscion nebulosus | 1922376 | 18381
Cymbella latens | 1922335 | 18382
Cymbella delicatula | 1922285 | 18383
Cymbella cuspidata | 1922269 | 18384
Cymbella cesatii | 1922236 | 18385
Cymatopleura solea | 1922194 | 18386
Cygnus olor | 1922160 | 18387
Cyclostremiscus beauii | 1922095 | 18388
Cyclocardia borealis | 1922079 | 18389
Cumingia tellinoides | 1922053 | 18390
Cricotopus annulator | 1922004 | 18391
Cribrilina annulata | 1921980 | 18392
Crenella decussata | 1921964 | 18393
Crangon septemspinosa | 1921931 | 18394
Cottus ricei | 1921915 | 18395
Cottus cognatus | 1921899 | 18396
Cossura longocirrata | 1921873 | 18397
Corvus brachyrhynchos | 1921840 | 18398
Corophium bonelli | 1921824 | 18399
Coregonus reighardi | 1921808 | 18400
Colurella obtusa | 1921642 | 18401
Columba livia | 1921626 | 18402
Collotheca mutabilis | 1921600 | 18403
Colinus virginianus | 1921584 | 18404
Cochliolepis parasitica | 1921550 | 18405
Coccyzus americanus | 1921535 | 18406
Clytia gracilis | 1921485 | 18407
Clupea harengus | 1921469 | 18408
Clinostomus elongatus | 1921444 | 18409
Cladotanytarsus viridiventris | 1921428 | 18410
Cistothorus palustris | 1921394 | 18411
Argia fumipennis | 1888700 | 18412
Argia apicalis | 1888684 | 18413
Anomalagrion hastatum | 1888668 | 18414
Hetaerina americana | 1888619 | 18415
Calopteryx maculata | 1888593 | 18416
Agrion maculatum | 1888569 | 18417
Isoperla orata | 1888403 | 18418
Isoperla lata | 1888387 | 18419
Isoperla quinquepunctata | 1888361 | 18420
Doroneuria baumanni | 1888221 | 18421
Diura knowltoni | 1888205 | 18422
Hesperoperla pacifica | 1888049 | 18423
Acroneuria lycorias | 1887884 | 18424
Acroneuria carolinensis | 1887868 | 18425
Acroneuria abnormis | 1887843 | 18426
Perlinella fumipennis | 1887777 | 18427
Perlinella drymo | 1887751 | 18428
Kathroperla perdita | 1887702 | 18429
Taeniopteryx maura | 1887637 | 18430
Taeniopteryx burksi | 1887611 | 18431
Taenionema pacificum | 1887595 | 18432
Pteronarcys dorsata | 1887520 | 18433
Pteronarcella badia | 1887496 | 18434
Rhithrogena robusta | 1871078 | 18435
Pseudiron centralis | 1871037 | 18436
Nixe criddlei | 1871003 | 18437
Leucrocuta maculipennis | 1870989 | 18438
Heptagenia pulla | 1870922 | 18439
Heptagenia maculipennis | 1870906 | 18440
Heptagenia diabasia | 1870880 | 18441
Epeorus deceptivus | 1870856 | 18442
Pseudocloeon bimaculatum | 1870765 | 18443
Cloeon rubropictum | 1870690 | 18444
Centroptilum viridocularis | 1870674 | 18445
Callibaetis pretiosus | 1870633 | 18446
Callibaetis ferrugineus | 1870609 | 18447
Baetis tricaudatus | 1870567 | 18448
Baetis bicaudatus | 1870401 | 18449
Acentrella ampla | 1870385 | 18450
Baetis alachua | 1870369 | 18451
Tortopus incertus | 1870294 | 18452
Ephoron album | 1870260 | 18453
Hexagenia rigida | 1870203 | 18454
Hexagenia limbata | 1870153 | 18455
Hexagenia atrocaudata | 1870138 | 18456
Dolania americana | 1870088 | 18457
Caenis hilaris | 1870013 | 18458
Caenis delicata | 1869999 | 18459
Bourletiella spinata | 1869874 | 18460
Spirulina laxa | 1853191 | 18461
Oscillatoria tenuis | 1853142 | 18462
Lyngbya lagerheimia | 1853100 | 18463
Anabaena spiroides | 1852961 | 18464
Aphanocapsa elachista | 1852748 | 18465
Leptocheirus plumulosus | 1852623 | 18466
Rhepoxynius abronius | 1852607 | 18467
Enterobacter aerogenes | 1852482 | 18468
Zapada oregonensis | 1887405 | 18469
Zapada columbiana | 1887389 | 18470
Tramea lacerata | 1886951 | 18471
Epitheca sepia | 1886910 | 18472
Tetragoneuria cynosura | 1886886 | 18473
Sympetrum corruptum | 1886811 | 18474
Plathemis lydia | 1886779 | 18475
Perithemis tenera | 1886753 | 18476
Neurocordulia molesta | 1886654 | 18477
Macromia magnifica | 1886548 | 18478
Macromia georgina | 1886522 | 18479
Ladona deplanata | 1886365 | 18480
Idiataphe cubensis | 1886340 | 18481
Erythrodiplax umbrata | 1886324 | 18482
Erythrodiplax conata | 1886308 | 18483
Erythemis simplicicollis | 1886274 | 18484
Epicordulia regina | 1886258 | 18485
Didymops transversa | 1886183 | 18486
Celithemis eponina | 1886142 | 18487
Cannacria gravida | 1886118 | 18488
Brachymesia gravida | 1886092 | 18489
Epitheca princeps | 1886043 | 18490
Isotomurus palustris | 1869783 | 18491
Cyclops vernalis | 1869494 | 18492
Eurytemora affinis | 1869452 | 18493
Balanus venustus | 1869361 | 18494
Balanus improvisus | 1869338 | 18495
Balanus balanus | 1869312 | 18496
Lightiella floridana | 1869247 | 18497
Argulus meehani | 1869205 | 18498
Argulus flavescens | 1869171 | 18499
Latona setifera | 1869106 | 18500
Holopedium gibberum | 1869064 | 18501
Eurycercus lamellatus | 1868975 | 18502
Bosmina coregoni | 1868900 | 18503
Sperchonopsis verrucosa | 1868702 | 18504
Krendowskia similis | 1868470 | 18505
Cordulegaster maculata | 1886027 | 18506
Progomphus alachuensis | 1885953 | 18507
Ophiogomphus mainensis | 1885938 | 18508
Gomphus plagiatus | 1885847 | 18509
Gomphus minutus | 1885813 | 18510
Gomphus ivae | 1885797 | 18511
Gomphus exilis | 1885771 | 18512
Gomphus cavillaris | 1885755 | 18513
Gomphurus dilatatus | 1885722 | 18514
Coryphaeschna ingens | 1885508 | 18515
Boyeria vinosa | 1885482 | 18516
Anax junius | 1885433 | 18517
Rhagovelia choreutes | 1885326 | 18518
Paravelia brachialis | 1885300 | 18519
Microvelia hinei | 1885276 | 18520
Neoplea striola | 1885185 | 18521
Notonecta undulata | 1885136 | 18522
Notonecta indica | 1885110 | 18523
Ranatra nigra | 1885078 | 18524
Ranatra drakei | 1885045 | 18525
Ranatra australis | 1885029 | 18526
Nepa apiculata | 1885003 | 18527
Pelocoris femoratus | 1884972 | 18528
Ambrysus mormon | 1884931 | 18529
Mesovelia amoena | 1884881 | 18530
Rheumatobates rileyi | 1884683 | 18531
Neogerris hesione | 1884667 | 18532
Metrobates trux | 1884642 | 18533
Arrenurus zorus | 1868272 | 18534
Arrenurus problecornis | 1868249 | 18535
Arrenurus flabellifer | 1868223 | 18536
Arrenurus bicaudatus | 1868207 | 18537
Thelepus setosus | 1868041 | 18538
Pista fasciata | 1867886 | 18539
Enoplobranchus sanguineus | 1867779 | 18540
Amaeana trilobata | 1867753 | 18541
Typosyllis regulata | 1867720 | 18542
Typosyllis hyalina | 1867704 | 18543
Typosyllis alternata | 1867688 | 18544
Syllis regulata | 1867639 | 18545
Syllis gracilis | 1867613 | 18546
Syllis cornuta | 1867597 | 18547
Streptosyllis arenae | 1867548 | 18548
Sphaerosyllis taylori | 1867522 | 18549
Sphaerosyllis pirifera | 1867498 | 18550
Sphaerosyllis labrinthophila | 1867472 | 18551
Sphaerosyllis fortuita | 1867456 | 18552
Sphaerosyllis bilobata | 1867431 | 18553
Plakosyllis quadrioculata | 1867407 | 18554
Pionosyllis uraga | 1867381 | 18555
Parapionosyllis longicirrata | 1867365 | 18556
Odontosyllis longiseta | 1867332 | 18557
Odontosyllis enopla | 1867316 | 18558
Langerhansia cornuta | 1867290 | 18559
Haplosyllis spongicola | 1867274 | 18560
Exogone naidina | 1867241 | 18561
Exogone dispar | 1867225 | 18562
Exogone arenosa | 1867209 | 18563
Metrobates anomalus | 1884626 | 18564
Gerris remigis | 1884576 | 18565
Gerris buenoi | 1884550 | 18566
Trichocorixa sexcincta | 1884469 | 18567
Sigara modesta | 1884410 | 18568
Hesperocorixa interrupta | 1884345 | 18569
Callicorixa vulnerata | 1884279 | 18570
Lethocerus uhleri | 1884238 | 18571
Belostoma testaceum | 1884204 | 18572
Belostoma flumineum | 1884188 | 18573
Abedus immaculatus | 1884162 | 18574
Rhyacophila verrula | 1884097 | 18575
Rhyacophila valuma | 1884071 | 18576
Rhyacophila rotunda | 1884048 | 18577
Rhyacophila narvae | 1884022 | 18578
Rhyacophila fuscula | 1884006 | 18579
Cernotina spicata | 1883826 | 18580
Polycentropus interuptus | 1883784 | 18581
Agrypnia vestita | 1883628 | 18582
Chimarra obscura | 1883552 | 18583
Chimarra aterrima | 1883529 | 18584
Pycnopsyche guttifer | 1883438 | 18585
Psychoglypha bella | 1883396 | 18586
Spiophanes bombyx | 1866987 | 18587
Spio pettiboneae | 1866953 | 18588
Scolelepis tridentata | 1866938 | 18589
Scolelepis squamata | 1866912 | 18590
Pseudopolydora pulchra | 1866862 | 18591
Pseudomalacoceros gilchristi | 1866847 | 18592
Prionospio treadwelli | 1866821 | 18593
Prionospio pinnata | 1866797 | 18594
Prionospio fallax | 1866771 | 18595
Polydora socialis | 1866722 | 18596
Polydora hartmanae | 1866706 | 18597
Polydora commensalis | 1866680 | 18598
Polydora aggregata | 1866656 | 18599
Paraprionospio pinnata | 1866631 | 18600
Minuspio cirrobranchiata | 1866615 | 18601
Boccardiella ligerica | 1866524 | 18602
Boccardia hamata | 1866490 | 18603
Apoprionospio dayi | 1866474 | 18604
Aonides paucibranchiata | 1866458 | 18605
Thalenessa lewisii | 1866383 | 18606
Sthenelais limicola | 1866367 | 18607
Pomatoceros americanus | 1866201 | 18608
Janua corrugatus | 1866169 | 18609
Hydroides sanctaecrucis | 1866144 | 18610
Hydroides crucigera | 1866110 | 18611
Hyboscolex longiseta | 1866029 | 18612
Sabella melanostigma | 1865989 | 18613
Potamilla spathiferus | 1865955 | 18614
Potamilla neglecta | 1865930 | 18615
Jasmineira bilobata | 1865864 | 18616
Hypsicomus phaeotaenia | 1865849 | 18617
Euchone incolor | 1865773 | 18618
Chone infundibuliformis | 1865724 | 18619
Onocosmoecus unicolor | 1883347 | 18620
Hydatophylax argus | 1883230 | 18621
Oecetis osteni | 1882984 | 18622
Oecetis georgia | 1882968 | 18623
Oecetis avara | 1882943 | 18624
Nectopsyche spiloma | 1882919 | 18625
Nectopsyche exquisita | 1882893 | 18626
Nectopsyche candida | 1882877 | 18627
Mystacides alafimbriata | 1882844 | 18628
Leptocerus americanus | 1882828 | 18629
Ceraclea transversus | 1882802 | 18630
Symphitopsyche riola | 1882554 | 18631
Hydropsyche venularis | 1882455 | 18632
Hydropsyche sparna | 1882430 | 18633
Hydropsyche scalaris | 1882414 | 18634
Hydropsyche placoda | 1882398 | 18635
Hydropsyche orris | 1882364 | 18636
Hydropsyche mississippiensis | 1882349 | 18637
Hydropsyche frisoni | 1882323 | 18638
Ceratopsyche bronta | 1882141 | 18639
Ceratopsyche alternans | 1882125 | 18640
Helicopsyche piora | 1882034 | 18641
Chone duneri | 1865708 | 18642
Chone americana | 1865682 | 18643
Sabellaria vulgaris | 1865617 | 18644
Lepidonotus variabilis | 1865526 | 18645
Parandalia fauveli | 1865294 | 18646
Phyllodoce arenae | 1865229 | 18647
Paranaitis speciosa | 1865203 | 18648
Eulalia bilineata | 1865088 | 18649
Eteone lactea | 1865062 | 18650
Eteone alba | 1865047 | 18651
Anaitides panamensis | 1865021 | 18652
Anaitides longipes | 1864990 | 18653
Anaitides erythrophyllus | 1864974 | 18654
Levinsenia gracilis | 1864909 | 18655
Paraonis fulgens | 1864883 | 18656
Cirrophorus furcatus | 1864834 | 18657
Aricidea taylori | 1864818 | 18658
Aricidea quadrilobata | 1864792 | 18659
Aricidea fragilis | 1864768 | 18660
Aedicira belgicae | 1864743 | 18661
Acmira lopezi | 1864727 | 18662
Naineris setosa | 1864511 | 18663
Naineris bicornis | 1864495 | 18664
Leitoscoloplos foliosus | 1864461 | 18665
Haploscoloplos robustus | 1864446 | 18666
Haploscoloplos foliosus | 1864420 | 18667
Travisia parva | 1864396 | 18668
Ophelina cylindricaudata | 1864339 | 18669
Anisocentropus pyraloides | 1881945 | 18670
Micrasema rusticum | 1881911 | 18671
Brachycentrus occidentalis | 1881895 | 18672
Brachycentrus americanus | 1881879 | 18673
Sialis californica | 1881770 | 18674
Sisyra vicaria | 1881739 | 18675
Nigronia serricornis | 1881663 | 18676
Paraponyx maculalis | 1881523 | 18677
Neargyractis slossonalis | 1881481 | 18678
Gyrinophagus dineutis | 1881325 | 18679
Antocha obtusa | 1881218 | 18680
Ormosia arcuata | 1881143 | 18681
Erioptera knabi | 1881093 | 18682
Simulium vittatum | 1880939 | 18683
Simulium tuberosum | 1880913 | 18684
Simulium slossonae | 1880897 | 18685
Simulium exiguum | 1880863 | 18686
Simulium corbis | 1880848 | 18687
Xylotopus par | 1880756 | 18688
Unniella multivirga | 1880731 | 18689
Thienemanniella similis | 1880681 | 18690
Armandia maculata | 1864289 | 18691
Armandia agilis | 1864263 | 18692
Onuphis microcephala | 1864230 | 18693
Nothria conchylega | 1864198 | 18694
Mooreonuphis nebulosa | 1864172 | 18695
Platynereis dumerilii | 1864032 | 18696
Nereis rava | 1863984 | 18697
Nereis pelagica | 1863968 | 18698
Nereis largoensis | 1863943 | 18699
Nereis falsa | 1863919 | 18700
Nereis acuminata | 1863893 | 18701
Neanthes succinea | 1863877 | 18702
Namalycastis abiuma | 1863844 | 18703
Nephtys picta | 1863687 | 18704
Nephtys incisa | 1863661 | 18705
Nephtys bucera | 1863646 | 18706
Micronephthys minuta | 1863620 | 18707
Maldane sarsi | 1863521 | 18708
Clymenella torquata | 1863489 | 18709
Branchioasychis americana | 1863463 | 18710
Axiothella catenata | 1863430 | 18711
Asychis elongata | 1863414 | 18712
Magelona papillicornis | 1863364 | 18713
Lumbrineris tetraura | 1863323 | 18714
Lumbrineris impatiens | 1863299 | 18715
Lumbrineris ernesti | 1863273 | 18716
Lumbrineris alata | 1863257 | 18717
Ophiodromus obscurus | 1863133 | 18718
Gyptis vittata | 1863091 | 18719
Psectrocladius flavus | 1880483 | 18720
Orthocladius thienemanni | 1880350 | 18721
Orthocladius lignicola | 1880327 | 18722
Orthocladius consobrinus | 1880301 | 18723
Orthocladius annectens | 1880285 | 18724
Nanocladius spiniplenus | 1880210 | 18725
Nanocladius minimus | 1880194 | 18726
Nanocladius crassicornus | 1880160 | 18727
Nanocladius anderseni | 1880145 | 18728
Hydrobaenus pilipes | 1880038 | 18729
Heterotrissocladius marcidus | 1880004 | 18730
Eukiefferiella pseudomontana | 1879964 | 18731
Eukiefferiella devonica | 1879931 | 18732
Eukiefferiella claripennis | 1879915 | 18733
Eukiefferiella brehmi | 1879899 | 18734
Cricotopus trifasciatus | 1879824 | 18735
Cricotopus tricinctus | 1879808 | 18736
Corynoneura taris | 1879642 | 18737
Corynoneura celeripes | 1879626 | 18738
Tanytarsus glabrescens | 1879550 | 18739
Sublettea coffmani | 1879535 | 18740
Rheotanytarsus distinctissimus | 1879485 | 18741
Nimbocera pinderi | 1879444 | 18742
Cladotanytarsus crusculus | 1879378 | 18743
Pseudochironomus richardsoni | 1879352 | 18744
Xenochironomus xenolabis | 1879303 | 18745
Glycera americana | 1862846 | 18746
Piromis eruca | 1862804 | 18747
Pherusa inflata | 1862788 | 18748
Diplocirrus capensis | 1862754 | 18749
Eunice rubra | 1862622 | 18750
Schistomeringos rudolphi | 1862572 | 18751
Schistomeringos caeca | 1862556 | 18752
Dorvillea sociabilis | 1862507 | 18753
Cossura soyeri | 1862432 | 18754
Tharyx setigera | 1862390 | 18755
Chaetozone gayheadia | 1862291 | 18756
Caulleriella killariensis | 1862275 | 18757
Caulleriella alata | 1862259 | 18758
Spiochaetopterus oculatus | 1862168 | 18759
Mediomastus californiensis | 1861988 | 18760
Heteromastus filiformis | 1861913 | 18761
Capitellides jonesi | 1861848 | 18762
Arenicola cristata | 1861731 | 18763
Drilonereis longa | 1861681 | 18764
Arabella iricolor | 1861665 | 18765
Tribelos fuscicorne | 1879253 | 18766
Stictochironomus devinctus | 1879212 | 18767
Stenochironomus hilaris | 1879196 | 18768
Stelechomyia perpulchra | 1879162 | 18769
Saetheria tylus | 1879147 | 18770
Polypedilum tritum | 1879071 | 18771
Polypedilum simulans | 1879055 | 18772
Polypedilum ontario | 1879030 | 18773
Polypedilum illinoense | 1879006 | 18774
Polypedilum gomphus | 1878982 | 18775
Polypedilum digitifer | 1878966 | 18776
Paracladopelma undine | 1878800 | 18777
Paracladopelma loganae | 1878784 | 18778
Parachironomus sublettei | 1878768 | 18779
Parachironomus pectinatellae | 1878743 | 18780
Parachironomus directus | 1878719 | 18781
Parachironomus alatus | 1878693 | 18782
Microtendipes caducus | 1878552 | 18783
Hyporhygma quadripunctatus | 1878487 | 18784
Harnischia curtilamellatus | 1878461 | 18785
Goeldichironomus natans | 1878446 | 18786
Goeldichironomus devineyae | 1878412 | 18787
Glyptotendipes seminole | 1878370 | 18788
Glyptotendipes meridionalis | 1878354 | 18789
Endochironomus nigricans | 1878305 | 18790
Einfeldia natchitocheae | 1878289 | 18791
Dicrotendipes thanatogratus | 1878255 | 18792
Dicrotendipes nervosus | 1878230 | 18793
Dicrotendipes modestus | 1878214 | 18794
Dicrotendipes leucoscelis | 1878198 | 18795
Cryptotendipes casuarius | 1878149 | 18796
Cryptochironomus psittacinus | 1878123 | 18797
Chironomus decorus | 1877968 | 18798
Chironomus carus | 1877943 | 18799
Chironomus attenuatus | 1877927 | 18800
Samythella eliasoni | 1861574 | 18801
Sabellides oculata | 1861558 | 18802
Melinna cristata | 1861509 | 18803
Isolda pulchella | 1861483 | 18804
Asabellides oculata | 1861459 | 18805
Amphicteis gunneri | 1861434 | 18806
Ampharete acutifrons | 1861392 | 18807
Desserobdella phalera | 1861145 | 18808
Placobdella parasitica | 1861129 | 18809
Placobdella ornata | 1861103 | 18810
Placobdella hollensis | 1861079 | 18811
Oligobdella biannulata | 1861053 | 18812
Helobdella triserialis | 1861038 | 18813
Helobdella papillata | 1861004 | 18814
Gloiobdella elongata | 1860980 | 18815
Glossiphonia complanata | 1860964 | 18816
Desserobdella picta | 1860949 | 18817
Glossiphonia swampina | 1860915 | 18818
Nephelopsis obscura | 1860840 | 18819
Mooreobdella tetragon | 1860824 | 18820
Mooreobdella fervida | 1860808 | 18821
Erpobdella punctata | 1860774 | 18822
Dina parva | 1860758 | 18823
Philobdella floridana | 1860717 | 18824
Macrobdella decora | 1860683 | 18825
Tubifex tubifex | 1860618 | 18826
Rhyacodrilus coccineus | 1860550 | 18827
Psammoryctides californianus | 1860485 | 18828
Limnodrilus psamnophilus | 1860303 | 18829
Limnodrilus hoffmeisteri | 1860287 | 18830
Limnodrilus cervix | 1860261 | 18831
Axarus rogersi | 1877836 | 18832
Brillia sera | 1877745 | 18833
Brillia flavifrons | 1877711 | 18834
Mansonia dyari | 1877554 | 18835
Culex tarsalis | 1877513 | 18836
Culex quinquefasciatus | 1877489 | 18837
Culex pilosus | 1877463 | 18838
Anopheles quadrimaculatus | 1877398 | 18839
Anopheles pseudopunctipennis | 1877372 | 18840
Telmatogeton japonicus | 1877323 | 18841
Tanypus stellatus | 1877307 | 18842
Tanypus neopunctipennis | 1877281 | 18843
Pentaneura inconspicua | 1877109 | 18844
Larsia berneri | 1876994 | 18845
Labrundinia pilosella | 1876960 | 18846
Labrundinia johannseni | 1876945 | 18847
Conchapelopia rurika | 1876879 | 18848
Conchapelopia flavifrons | 1876853 | 18849
Conchapelopia cornuticaudata | 1876838 | 18850
Ablabesmyia rhamphe | 1876804 | 18851
Ablabesmyia peleensis | 1876788 | 18852
Ablabesmyia monilis | 1876762 | 18853
Ablabesmyia illinoensis | 1876739 | 18854
Ablabesmyia hauberi | 1876713 | 18855
Ablabesmyia aspera | 1876697 | 18856
Psectrotanypus dyari | 1876648 | 18857
Aulodrilus pigueti | 1860121 | 18858
Aulodrilus americanus | 1860105 | 18859
Crustipellis tribranchiata | 1860071 | 18860
Stylaria lacustris | 1860006 | 18861
Stephensoniana tandyi | 1859966 | 18862
Pristinella longisoma | 1859891 | 18863
Pristina schmiederi | 1859842 | 18864
Pristina longisoma | 1859826 | 18865
Pristina idrensis | 1859776 | 18866
Pristina breviseta | 1859750 | 18867
Paranais frici | 1859719 | 18868
Nais simplex | 1859669 | 18869
Nais pardalis | 1859644 | 18870
Dero nivea | 1859479 | 18871
Dero flabelliger | 1859446 | 18872
Dero digitata | 1859420 | 18873
Bratislavia bilongata | 1859354 | 18874
Amphichaeta leydigi | 1859339 | 18875
Allonais pectinata | 1859313 | 18876
Aeolosoma niveum | 1859081 | 18877
Coelotanypus concinnus | 1876572 | 18878
Clinotanypus pinguis | 1876556 | 18879
Odontomesa fulva | 1876515 | 18880
Palpomyia flavipes | 1876226 | 18881
Bezzia setulosa | 1876192 | 18882
Bibiocephala grandis | 1876069 | 18883
Atherix variegata | 1875947 | 18884
Atherix lantha | 1875921 | 18885
Tropisternus blatchleyi | 1875442 | 18886
Paracymus reductus | 1875384 | 18887
Hydrochus simplex | 1875319 | 18888
Hydrochus equicarinatus | 1875285 | 18889
Helophorus linearis | 1875228 | 18890
Helochares maculicollis | 1875194 | 18891
Ceratium hirundinella | 1858612 | 18892
Plagiochila porelloides | 1858281 | 18893
Trachelomonas lacustris | 1858141 | 18894
Trachelomonas acanthostoma | 1858125 | 18895
Phacus tortus | 1858109 | 18896
Phacus acuminatus | 1858083 | 18897
Euglena minuta | 1858034 | 18898
Rhodomonas minuta | 1857960 | 18899
Mallomonas acaroides | 1857796 | 18900
Dinobryon sociale | 1857747 | 18901
Dinobryon divergens | 1857721 | 18902
Kephyrion rubriclaustri | 1857663 | 18903
Staurastrum paradoxum | 1857481 | 18904
Helobata striata | 1875178 | 18905
Enochrus sublongus | 1875152 | 18906
Enochrus pygmaeus | 1875129 | 18907
Enochrus cinctus | 1875103 | 18908
Cymbiodyta toddi | 1875038 | 18909
Chaetarthria pallida | 1874999 | 18910
Berosus striatus | 1874940 | 18911
Berosus infuscatus | 1874924 | 18912
Psephenus falli | 1874783 | 18913
Eubrianax edwardsi | 1874767 | 18914
Stenelmis sexlineata | 1874601 | 18915
Stenelmis hungerfordi | 1874585 | 18916
Stenelmis fuscata | 1874569 | 18917
Stenelmis convexula | 1874544 | 18918
Simsonia dietrichi | 1874510 | 18919
Rhizelmis nigra | 1874494 | 18920
Promoresia elegans | 1874478 | 18921
Ordobrevia nubifera | 1874429 | 18922
Optioservus fastiditus | 1874403 | 18923
Lara avara | 1874288 | 18924
Heterlimnius corpulentus | 1874262 | 18925
Dubiraphia quadrinotata | 1874197 | 18926
Dubiraphia bivittata | 1874171 | 18927
Pelonomus obscurus | 1874056 | 18928
Helichus lithophilus | 1874031 | 18929
Cosmarium cucumis | 1857382 | 18930
Pandorina morum | 1857291 | 18931
Gonium sociale | 1857275 | 18932
Eudorina elegans | 1857242 | 18933
Tetrastrum heteracanthum | 1856681 | 18934
Scenedesmus quadricauda | 1856640 | 18935
Scenedesmus hystrix | 1856616 | 18936
Scenedesmus denticulatus | 1856590 | 18937
Scenedesmus bicellularis | 1856574 | 18938
Scenedesmus arcuatus | 1856541 | 18939
Scenedesmus abundans | 1856525 | 18940
Crucigenia truncata | 1856509 | 18941
Crucigenia retangularis | 1856475 | 18942
Crucigenia fenestrata | 1856459 | 18943
Actinastrum gracillimum | 1856418 | 18944
Treubaria setigerum | 1856368 | 18945
Selanastrum gracile | 1856343 | 18946
Kirchneriella obesa | 1856129 | 18947
Kirchneriella elongata | 1856103 | 18948
Franceia ovalis | 1856079 | 18949
Closteriopsis longissima | 1856053 | 18950
Chodatella quadriseta | 1856038 | 18951
Chlorella vulgaris | 1856012 | 18952
Carya illinoinensis | 1640143 | 18953
Prunus dulcis | 1640051 | 18954
Alnus virius | 1973023 | 18955
Pinus jeffreyi | 1973015 | 18956
Gentian lutea L. | 1973007 | 18957
Ryania speciosa | 1972991 | 18958
Cucubita foetidissima | 1972983 | 18959
Hedoma pulegiodes | 1972975 | 18960
Mentha pulegium | 1972967 | 18961
Anthemidis nobilis | 1972959 | 18962
Matricaria recutita L. | 1972942 | 18963
Eucalyptus globulus Labill | 1972934 | 18964
Sesamum orientale | 1972918 | 18965
Capsicum annuum | 1972900 | 18966
Epitonium foliaceicosta | 1972819 | 18967
Oncorhynchus aquabonita | 1972793 | 18968
Suphisellus parsoni | 1873744 | 18969
Suphisellus gibbulus | 1873728 | 18970
Suphis inflatus | 1873678 | 18971
Pronoterus semipunctatus | 1873652 | 18972
Hydrocanthus regius | 1873603 | 18973
Peltodytes shermani | 1873546 | 18974
Peltodytes muticus | 1873512 | 18975
Peltodytes floridensis | 1873496 | 18976
Haliplus confluentus | 1873447 | 18977
Gyrinus rockinghamensis | 1873371 | 18978
Gyrinus minutus | 1873355 | 18979
Gyrinus frosti | 1873330 | 18980
Gyrinus elevatus | 1873314 | 18981
Gyretes iricolor | 1873280 | 18982
Dineutus serrulatus | 1873264 | 18983
Dineutus ciliatus | 1873215 | 18984
Dineutus assimilis | 1873199 | 18985
Pachydrus princeps | 1873124 | 18986
Hydrovatus pustulatus | 1872902 | 18987
Hydroporus vittatipennis | 1872860 | 18988
Hydroporus pilatei | 1872837 | 18989
Hydroporus lobatus | 1872811 | 18990
Hydroporus floridanus | 1872795 | 18991
Hydroporus cimicoides | 1872761 | 18992
Hydaticus bimarginatus | 1872746 | 18993
Desmopachria grana | 1872704 | 18994
Derovatellus lentus | 1872670 | 18995
Deronectes griseostriatus | 1872654 | 18996
Celina slossoni | 1872514 | 18997
Ankistrodesmus falcatus | 1855964 | 18998
Ankistrodesmus braunii | 1855949 | 18999
Micractinium quadrisetum | 1855915 | 19000
Golenkinia paucispina | 1855873 | 19001
Pediastrum tetras | 1855840 | 19002
Pediastrum boryanum | 1855808 | 19003
Dimorphococcus lunatus | 1855774 | 19004
Dictyosphaerium pulchellum | 1855758 | 19005
Coelastrum reticulatum | 1855709 | 19006
Tetraedron regulare | 1855618 | 19007
Tetraedron minimum | 1855592 | 19008
Tetraedron caudatum | 1855576 | 19009
Schroederia judayi | 1855543 | 19010
Characium limneticum | 1855501 | 19011
Nitzschia palea | 1855287 | 19012
Nitzschia longissima | 1855261 | 19013
Nitzschia hantzschiana | 1855238 | 19014
Nitzschia frustulum | 1855212 | 19015
Nitzschia filiformis | 1855196 | 19016
Nitzschia dissipata | 1855170 | 19017
Nitzschia closterium | 1855147 | 19018
Nitzschia actinastroides | 1855121 | 19019
Bacillaria paxillifer | 1855071 | 19020
Stauroneis obtusa | 1855030 | 19021
Pinnularia major | 1854983 | 19022
Navicula tripunctata | 1854918 | 19023
Navicula salinarum | 1854892 | 19024
Navicula radiosa | 1854868 | 19025
Navicula pupula | 1854843 | 19026
Navicula decussis | 1854827 | 19027
Navicula clementis | 1854793 | 19028
Navicula arvensis | 1854777 | 19029
Frustulia rhomboides | 1854736 | 19030
Lucania goodei | 1972769 | 19031
Fundulus luciae | 1972728 | 19032
Umbra pygmaea | 1972702 | 19033
Emphyastes fucicola | 1972694 | 19034
Dolichocephala irroata | 1972678 | 19035
Barbaetis cestum | 1972652 | 19036
Bandakia phreatica | 1972629 | 19037
Elliptio congaraea | 1905074 | 19038
Actinonaias ligamentina | 1904846 | 19039
Actinonaias carinata | 1904820 | 19040
Bankia gouldi | 1904622 | 19041
Barnea truncata | 1904523 | 19042
Corbula swiftiana | 1904416 | 19043
Corbula nasuta | 1904390 | 19044
Corbula chittyana | 1904366 | 19045
Corbula barrattiana | 1904341 | 19046
Bractechlamys antillarum | 1904234 | 19047
Argopecten irradians | 1904200 | 19048
Aequipecten acanthodes | 1904184 | 19049
Crassostrea rhizophorae | 1903962 | 19050
Atrina rigida | 1903897 | 19051
Modiolus demissus | 1903822 | 19052
Geukensia demissa | 1903756 | 19053
Crenella divaricata | 1903731 | 19054
Brachidontes exustus | 1903715 | 19055
Amygdalum papyrium | 1903681 | 19056
Glycymeris undata | 1903640 | 19057
Noetia ponderosa | 1903590 | 19058
Barbatia domingensis | 1903574 | 19059
Arca reticulata | 1903509 | 19060
Ophiopholis aculeata | 1903145 | 19061
Ophiactis savignyi | 1903129 | 19062
Hemipholis elongata | 1903103 | 19063
Ophiostigma isacanthum | 1903079 | 19064
Ophiophragmus wurdemanii | 1903053 | 19065
Ophiophragmus pulcher | 1903038 | 19066
Ophionereis squamulosa | 1903004 | 19067
Amphipholis pachybactera | 1902915 | 19068
Amphiodia planispina | 1902840 | 19069
Ophiozona impressa | 1902808 | 19070
Ophioderma brevispinum | 1902758 | 19071
Luidia clathrata | 1902667 | 19072
Thyonella pervicax | 1902576 | 19073
Pentacta pygmaea | 1902543 | 19074
Cucumaria pulcherrima | 1902527 | 19075
Echinarachnius parma | 1902303 | 19076
Arbacia punctulata | 1902212 | 19077
Plumularia clarkei | 1902071 | 19078
Hydractinia echinata | 1901891 | 19079
Astrangia poculata | 1901750 | 19080
Oncorhynchus mykiss | 1901354 | 19081
Esox masquinongy | 1901289 | 19082
Esox americanus | 1901263 | 19083
Aphredoderus sayanus | 1901198 | 19084
Noturus miurus | 1901032 | 19085
Noturus exilis | 1901008 | 19086
Ictalurus furcatus | 1900968 | 19087
Ameiurus natalis | 1900935 | 19088
Rhinichthys osculus | 1900844 | 19089
Rhinichthys atratulus | 1900828 | 19090
Platygobio gracilis | 1900802 | 19091
Notropis shumardi | 1900646 | 19092
Notropis nubilus | 1900620 | 19093
Notropis heterolepis | 1900604 | 19094
Notropis chalybaeus | 1900588 | 19095
Notropis buccatus | 1900554 | 19096
Notropis blennius | 1900539 | 19097
Nocomis biguttatus | 1900489 | 19098
Margariscus margarita | 1900463 | 19099
Macrhybopsis storeriana | 1900448 | 19100
Luxilus chrysocephalus | 1900372 | 19101
Hybognathus placitus | 1900356 | 19102
Hybognathus argyritis | 1900323 | 19103
Gila pandora | 1900307 | 19104
Erimystax x-punctatus | 1900281 | 19105
Cyprinella venusta | 1900232 | 19106
Cyprinella lutrensis | 1900216 | 19107
Carassius auratus | 1900190 | 19108
Campostoma anomalum | 1900166 | 19109
Acrocheilus alutaceus | 1900141 | 19110
Moxostoma macrolepidotum | 1900091 | 19111
Moxostoma duquesnei | 1900075 | 19112
Moxostoma anisurum | 1900059 | 19113
Minytrema melanops | 1900034 | 19114
Ictiobus cyprinellus | 1900000 | 19115
Anguilla rostrata | 1899780 | 19116
Alosa chrysochloris | 1899673 | 19117
Gambusia affinis | 1899624 | 19118
Fundulus sciadicus | 1899582 | 19119
Fundulus majalis | 1899558 | 19120
Fundulus diaphanus | 1899533 | 19121
Cyprinodon variegatus | 1899517 | 19122
Labidesthes sicculus | 1899483 | 19123
Myoxocephalus polyacanthocephalus | 1899442 | 19124
Cottus carolinae | 1899376 | 19125
Trinectes maculatus | 1899327 | 19126
Leiostomus xanthurus | 1899194 | 19127
Pomatomus saltatrix | 1899145 | 19128
Etheostoma olmstedi | 1898964 | 19129
Etheostoma kennicotti | 1898949 | 19130
Etheostoma flabellare | 1898923 | 19131
Etheostoma camurum | 1898899 | 19132
Etheostoma blennioides | 1898873 | 19133
Morone mississippiensis | 1898808 | 19134
Morone americana | 1898782 | 19135
Micropterus punctulatus | 1898717 | 19136
Lepomis megalotis | 1898667 | 19137
Lepomis humilis | 1898642 | 19138
Lepomis cyanellus | 1898626 | 19139
Lepisosteus osseus | 1898444 | 19140
Amia calva | 1898394 | 19141
Molgula occidentalis | 1898121 | 19142
Branchiostoma virginiae | 1897925 | 19143
Pectinatella magnifica | 1897784 | 19144
Fredericella sultana | 1897735 | 19145
Amathia vidovici | 1897578 | 19146
Exechonella antillea | 1897446 | 19147
Bugula turrita | 1897263 | 19148
Beania intermedia | 1897222 | 19149
Tanystylum orbiculare | 1897107 | 19150
Endeis spinosa | 1897016 | 19151
Kalliapseudes crassus | 1896786 | 19152
Apseudes espinosus | 1896737 | 19153
Paratanais limicola | 1896679 | 19154
Leptochelia forresti | 1896646 | 19155
Mysidopsis furca | 1896448 | 19156
Mysidopsis bahia | 1896422 | 19157
Dioptromysis spinosa | 1896331 | 19158
Brasilomysis castroi | 1896315 | 19159
Bowmaniella mexicana | 1896281 | 19160
Bowmaniella dissimilis | 1896265 | 19161
Erichsonella filiformis | 1896158 | 19162
Edotia triloba | 1896125 | 19163
Chiridotea almyra | 1896034 | 19164
Sphaeroma terebrans | 1895929 | 19165
Exosphaeroma diminutum | 1895838 | 19166
Dynamenella barnardi | 1895804 | 19167
Cymodoce faxoni | 1895788 | 19168
Cassidinidea ovalis | 1895762 | 19169
Eurydice littoralis | 1895606 | 19170
Cirolana polita | 1895580 | 19171
Ancinus depressus | 1895549 | 19172
Probopyus pandalicola | 1895499 | 19173
Probopyris floridensis | 1895473 | 19174
Uromunna reynoldsi | 1895424 | 19175
Bagatus stylodactylus | 1895358 | 19176
Lirceus fontinalis | 1895317 | 19177
Caecidotea racovitzai | 1895283 | 19178
Caecidotea intermedia | 1895267 | 19179
Caecidotea attenuata | 1895242 | 19180
Caecidotea obtusa | 1895218 | 19181
Asellus communis | 1895192 | 19182
Ptilanthura tricarina | 1895085 | 19183
Mesanthura paucidens | 1895036 | 19184
Cyathura carinata | 1894997 | 19185
Apanthuretta magnifica | 1894963 | 19186
Diastylis quadrispinosa | 1894724 | 19187
Pseudoleptocuma minor | 1894674 | 19188
Cyclaspis varians | 1894658 | 19189
Cyclaspis pustulata | 1894633 | 19190
Talorchestia longicornis | 1894583 | 19191
Orchestia uhleri | 1894567 | 19192
Orchestia grillus | 1894542 | 19193
Tiron tropakis | 1894518 | 19194
Seba armata | 1894401 | 19195
Podocerus brasiliensis | 1894377 | 19196
Laetmatophilus tuberculatus | 1894351 | 19197
Dulichia porrecta | 1894336 | 19198
Paraphoxus oculatus | 1894211 | 19199
Metharpinia floridana | 1894195 | 19200
Nicippe tumida | 1894088 | 19201
Listriella clymenellae | 1893924 | 19202
Microjassa macrocoxa | 1893817 | 19203
Jassa falcata | 1893791 | 19204
Photis macrocoxa | 1893742 | 19205
Microprotopus raneyi | 1893726 | 19206
Pseudohaustorius caroliniensis | 1893635 | 19207
Protohaustorius wigleyi | 1893601 | 19208
Protohaustorius bousfieldi | 1893585 | 19209
Parahaustorius longimerus | 1893569 | 19210
Neohaustorius schmitzi | 1893536 | 19211
Lepidactylus dytiscus | 1893510 | 19212
Haustorius canadensis | 1893494 | 19213
Acanthohaustorius millsi | 1893445 | 19214
Melita longisetosa | 1893379 | 19215
Melita dentata | 1893353 | 19216
Megaluropus longimerus | 1893312 | 19217
Gammarus pseudolimnaeus | 1893262 | 19218
Gammarus mucronatus | 1893247 | 19219
Crangonyx richmondensis | 1893049 | 19220
Crangonyx gracilis | 1893023 | 19221
Unciola serrata | 1892975 | 19222
Grandidierella bonnieri | 1892926 | 19223
Ericthonius rubricornis | 1892900 | 19224
Ericthonius brasiliensis | 1892884 | 19225
Corophium volutator | 1892868 | 19226
Corophium louisianum | 1892835 | 19227
Corophium insidiosum | 1892819 | 19228
Corophium acutum | 1892793 | 19229
Cerapus benthophilus | 1892728 | 19230
Bemlos tigrinus | 1892694 | 19231
Carinobatea cuspidata | 1892587 | 19232
Batea catharinensis | 1892561 | 19233
Argissa hamatipes | 1892538 | 19234
Microdeutopus gryllotalpa | 1892496 | 19235
Lembos spinicarpus | 1892447 | 19236
Lembos retangulatus | 1892421 | 19237
Acuminodeutopus naglei | 1892405 | 19238
Gitanopsis laguna | 1892249 | 19239
Ampelisca vadorum | 1892207 | 19240
Ampelisca holmesi | 1892181 | 19241
Hemiproto wigleyi | 1892132 | 19242
Paracaprella tenuis | 1892082 | 19243
Deutella mayeri | 1891993 | 19244
Caprella penantis | 1891977 | 19245
Caprella geometrica | 1891951 | 19246
Procambarus spiculifer | 1891811 | 19247
Procambarus pictus | 1891795 | 19248
Procambarus alleni | 1891761 | 19249
Orconectes virilis | 1891746 | 19250
Orconectes propinquus | 1891720 | 19251
Orconectes illinoiensis | 1891696 | 19252
Orconectes bisectus | 1891670 | 19253
Cambarus diogenes | 1891654 | 19254
Cambarellus schmitti | 1891639 | 19255
Pacifastacus leniusculus | 1891605 | 19256
Processa vicina | 1891563 | 19257
Palaemonetes pugio | 1891381 | 19258
Palaemonetes kadiakensis | 1891365 | 19259
Palaemon floridanus | 1891332 | 19260
Macrobrachium olfersi | 1891316 | 19261
Macrobrachium carcinus | 1891290 | 19262
Brachycarpus biunguiculatus | 1891266 | 19263
Ogyrides hayi | 1891225 | 19264
Latreutes fucorum | 1891134 | 19265
Hippolyte pleuracantha | 1891100 | 19266
Potimirim potimirim | 1891068 | 19267
Automate evermanni | 1891019 | 19268
Alpheus normanni | 1890995 | 19269
Alpheus armillatus | 1890979 | 19270
Rhithropanopeus harrisii | 1890920 | 19271
Pilumnus sayi | 1890904 | 19272
Pilumnus dasypodus | 1890870 | 19273
Panopeus herbstii | 1890854 | 19274
Neopanope packardii | 1890805 | 19275
Nanoplax xanthiformis | 1890789 | 19276
Micropanope nuttingi | 1890763 | 19277
Menippe mercenaria | 1890748 | 19278
Pinnotheres ostreum | 1890540 | 19279
Pinnixa sayana | 1890524 | 19280
Pinnixa floridana | 1890508 | 19281
Pinnixa chaetopterana | 1890474 | 19282
Parapinnixa bouvieri | 1890458 | 19283
Uca minax | 1890383 | 19284
Pitho lherminieri | 1890342 | 19285
Microphrys bicornuta | 1890292 | 19286
Macrocoeloma trispinosum | 1890276 | 19287
Libinia dubia | 1890243 | 19288
Epialtus dilatatus | 1890227 | 19289
Pachygrapsus gracilis | 1890110 | 19290
Hepatus pudibundus | 1890011 | 19291
Calappa sulcata | 1889997 | 19292
Polyonyx gibbesi | 1889922 | 19293
Petrolisthes galathinus | 1889906 | 19294
Emerita benedicti | 1889708 | 19295
Gilvossius setimanus | 1889591 | 19296
Sergia splendens | 1889526 | 19297
Solenocera necopina | 1889435 | 19298
Mesopenaeus tropicalis | 1889401 | 19299
Sicyonia parri | 1889369 | 19300
Xiphopenaeus kroyeri | 1889310 | 19301
Trachypenaeus constrictus | 1889294 | 19302
Penaeus setiferus | 1889278 | 19303
Parapenaeus longirostris | 1889229 | 19304
Lestes vigilax | 1889179 | 19305
Lestes forcipatus | 1889153 | 19306
Archilestes grandis | 1889138 | 19307
Nehalennia intergricollis | 1889062 | 19308
Ischnura verticalis | 1889047 | 19309
Enallagma durum | 1888882 | 19310
Enallagma divagans | 1888866 | 19311
Enallagma civile | 1888841 | 19312
Enallagma antennatum | 1888825 | 19313
Chromagrion conditum | 1888791 | 19314
Argia violacea | 1888775 | 19315
Argia tibialis | 1888759 | 19316
Argia moesta | 1888726 | 19317
Celina contiger | 1872498 | 19318
Brachyvatus seminulum | 1872472 | 19319
Bidessus pullus | 1872449 | 19320
Bidessus flavicollis | 1872423 | 19321
Bidessonotus pulicarius | 1872407 | 19322
Anodocheilus exiguus | 1872373 | 19323
Agabus johannis | 1872357 | 19324
Paraleptophlebia temporalis | 1872084 | 19325
Paraleptophlebia heteronea | 1872068 | 19326
Paraleptophlebia bradleyi | 1872043 | 19327
Habrophlebiodes brunneipennis | 1871995 | 19328
Habrophlebia vibrans | 1871979 | 19329
Choroterpes hubbelli | 1871953 | 19330
Timpanoga hecuba | 1871904 | 19331
Serratella tibialis | 1871888 | 19332
Serratella deficiens | 1871862 | 19333
Eurylophella temporalis | 1871839 | 19334
Ephemerella walkeri | 1871813 | 19335
Ephemerella serratella | 1871797 | 19336
Ephemerella inermis | 1871763 | 19337
Eurylophella doris | 1871748 | 19338
Ephemerella choctawhatchee | 1871722 | 19339
Ephemerella argo | 1871698 | 19340
Drunella spinifera | 1871672 | 19341
Drunella flavilinea | 1871656 | 19342
Drunella coloradensis | 1871631 | 19343
Caudatella hystrix | 1871607 | 19344
Attenella delantala | 1871565 | 19345
Ameletus velox | 1871490 | 19346
Isonychia pictipes | 1871441 | 19347
Stenonema mediopunctatum | 1871235 | 19348
Stenonema fuscum | 1871193 | 19349
Stenonema bipunctatum | 1871169 | 19350
Stenonema annexum | 1871144 | 19351
Stenacron minnetonka | 1871128 | 19352
Stenacron floridense | 1871094 | 19353
Gomphonema parvulum | 1854637 | 19354
Gomphonema gracile | 1854611 | 19355
Eunotia glacialis | 1854447 | 19356
Eunotia exigua | 1854421 | 19357
Actinella punctata | 1854397 | 19358
Tabellaria fenestrata | 1854306 | 19359
Synedra ulna | 1854280 | 19360
Synedra rumpens | 1854264 | 19361
Synedra fasciculata | 1854231 | 19362
Fragilaria pinnata | 1854140 | 19363
Fragilaria crotonensis | 1854124 | 19364
Fragilaria brevistriata | 1854090 | 19365
Asterionella glacilis | 1854058 | 19366
Cymbella turgida | 1854009 | 19367
Rhoicosphenia curvata | 1853936 | 19368
Cocconeis scutellum | 1853910 | 19369
Cocconeis diminuta | 1853886 | 19370
Achnanthes pinnata | 1853860 | 19371
Achnanthes microcephala | 1853845 | 19372
Achnanthes lapponica | 1853829 | 19373
Achnanthes hustedtii | 1853795 | 19374
Achnanthes hauckiana | 1853779 | 19375
Cyclotella pseudostelliger | 1853563 | 19376
Cyclotella michiganiana | 1853548 | 19377
Cyclotella comta | 1853514 | 19378
Cyclotella antiqua | 1853498 | 19379
Melosira granulata | 1853423 | 19380
Melosira ambigua | 1853407 | 19381
Stylasterias forreri | 1953017 | 19382
Astrometis sertulifera | 1952993 | 19383
Pisaster giganteus | 1952977 | 19384
Pisaster brevispinus | 1952951 | 19385
Leptasterias hexactis | 1952936 | 19386
Henricia leviuscula | 1952886 | 19387
Asterina miniata | 1952845 | 19388
Pseudarchaster pusillus | 1952811 | 19389
Mediaster aequalis | 1952795 | 19390
Hippasteria californica | 1952779 | 19391
Hippasteria spinosa | 1952761 | 19392
Astropecten ornatissimus | 1952704 | 19393
Astropecten braziliensis | 1952688 | 19394
Luidia asthenosoma | 1952613 | 19395
Terebratulina crossei | 1952548 | 19396
Glottidia albida | 1952506 | 19397
Celleporaria brunnea | 1952456 | 19398
Tricellaria praescuta | 1952316 | 19399
Caulibugula californica | 1952274 | 19400
Cellaria diffusa | 1952258 | 19401
Volvulella catharia | 1942721 | 19402
Volvulella californica | 1942713 | 19403
Volvulella cylindrica | 1942705 | 19404
Retusa xystrum | 1942689 | 19405
Bulla gouldiana | 1942671 | 19406
Diaphana californica | 1942663 | 19407
Melanochlamys diomedea | 1942606 | 19408
Navanax inermis | 1942580 | 19409
Aglaja ocelligera | 1942564 | 19410
Philine californica | 1942531 | 19411
Philine alba | 1942515 | 19412
Cylichna attonsa | 1942481 | 19413
Acteocina inculta | 1942465 | 19414
Rictaxis painei | 1942390 | 19415
Acteon traskii | 1942374 | 19416
Turbonilla tenuicula | 1942325 | 19417
Turbonilla regina | 1942309 | 19418
Turbonilla nuttingi | 1942283 | 19419
Turbonilla diegensis | 1942267 | 19420
Turbonilla chocolata | 1942259 | 19421
Turbonilla almo | 1942234 | 19422
Odostomia ritteri | 1942218 | 19423
Odostomia gravida | 1942192 | 19424
Odostomia eugena | 1942176 | 19425
Odostomia clementina | 1942168 | 19426
Odostomia astricta | 1942143 | 19427
Odostomia tenuisculpta | 1942127 | 19428
Conus californicus | 1942101 | 19429
Pseudomelatoma penicillata | 1942093 | 19430
Kylix halocydne | 1942077 | 19431
Ophiodermella rhines | 1942051 | 19432
Megasurcula stearnsiana | 1942036 | 19433
Crassispira semiinflata | 1941962 | 19434
Antiplanes catalinae | 1941947 | 19435
Antiplanes thalaea | 1941939 | 19436
Stenotomus caprinus | 1932532 | 19437
Stenothoe georgiana | 1932516 | 19438
Stenopleustes inermis | 1932482 | 19439
Stenonema meririvulanum | 1932466 | 19440
Stauroneis staurolineata | 1932425 | 19441
Stauroneis phoenicenteron | 1932391 | 19442
Stauroneis livingstonii | 1932375 | 19443
Stauroneis kriegeri | 1932359 | 19444
Stauroneis gracilis | 1932334 | 19445
Spizella pusilla | 1932300 | 19446
Spirosperma carolinensis | 1932284 | 19447
Spio limicola | 1932268 | 19448
Spio filicornis | 1932250 | 19449
Spilocuma salomani | 1932235 | 19450
Sphyrapicus varius | 1932219 | 19451
Sphoeroides parvus | 1932193 | 19452
Sphoeroides maculatus | 1932185 | 19453
Sphaerodoropsis minuta | 1932169 | 19454
Sphaerium nitidum | 1932144 | 19455
Sparisoma radians | 1932128 | 19456
Somatogyrus subglobosus | 1932102 | 19457
Solemya velum | 1932094 | 19458
Solariorbis infracarinata | 1932078 | 19459
Sitta carolinensis | 1932037 | 19460
Sitta canadensis | 1932029 | 19461
Simocephalus vetulus | 1932003 | 19462
Siliqua costata | 1931989 | 19463
Sialia sialis | 1931963 | 19464
Sertularia latiuscula | 1931948 | 19465
Sertularia cupressina | 1931930 | 19466
Seriola fasciata | 1931914 | 19467
Semele proficua | 1931898 | 19468
Selene vomer | 1931872 | 19469
Selene setapinnis | 1931864 | 19470
Selar crumenophthalmus | 1931856 | 19471
Seiurus noveboracensis | 1931849 | 19472
Seiurus motacilla | 1931831 | 19473
Seiurus aurocapillus | 1931823 | 19474
Scophthalmus aquosus | 1931807 | 19475
Scomberomorus maculatus | 1931781 | 19476
Scomberomorus cavalla | 1931773 | 19477
Scolelepis bousfieldi | 1931765 | 19478
Sclerodactyla briareus | 1931757 | 19479
Cionella lubrica | 1962505 | 19480
Habrophlebiodes americana | 1962471 | 19481
Nixe lucidipennis | 1962455 | 19482
Ephemerella serrata | 1962430 | 19483
Ephemerella lata | 1962422 | 19484
Stratiomys discalis | 1962406 | 19485
Simulium gouldingi | 1962380 | 19486
Tvetenia vitracies | 1962349 | 19487
Tanytarsus dissimilis | 1962331 | 19488
Cardiocladius albiplumus | 1962307 | 19489
Parachironomus frequens | 1962265 | 19490
Glyptotendipes polytomus | 1962257 | 19491
Cryptotendipes emorsus | 1962232 | 19492
Ilyocryptus sordidus | 1962059 | 19493
Ilyocryptus acutifrons | 1962042 | 19494
Acantholeberis curvirostris | 1962018 | 19495
Plumatella casmiana | 1961986 | 19496
Hyalinella punctata | 1961978 | 19497
Cristatella mucedo | 1961945 | 19498
Notropis atrocaudalis | 1961903 | 19499
Notropis amoenus | 1961887 | 19500
Notropis ammophilus | 1961879 | 19501
Notropis altipinnis | 1961853 | 19502
Nocomis effusus | 1961838 | 19503
Mylopharodon conocephalus | 1961812 | 19504
Meda fulgida | 1961762 | 19505
Tegella aquilirostris | 1952175 | 19506
Crisia occidentalis | 1952084 | 19507
Urechis caupo | 1951995 | 19508
Listriolobus pelodes | 1951953 | 19509
Arhynchite californicus | 1951938 | 19510
Nellobia eusoma | 1951904 | 19511
Nephasoma eremita | 1951862 | 19512
Golfingia margaritacea | 1951821 | 19513
Sipunculus nudus | 1951797 | 19514
Pseudosquillopsis marmorata | 1951722 | 19515
Hemisquilla ensigera | 1951680 | 19516
Pachygrapsus crassipes | 1951649 | 19517
Hemigrapsus oregonensis | 1951631 | 19518
Pinnixa tomentosa | 1951565 | 19519
Pinnixa longipes | 1951540 | 19520
Pinnixa franciscana | 1951524 | 19521
Fabia concharum | 1951508 | 19522
Fabia subquadrata | 1951490 | 19523
Malacoplax californiensis | 1951474 | 19524
Oenopota regulus | 1941913 | 19525
Mangelia hexagona | 1941905 | 19526
Mitra idae | 1941897 | 19527
Granulina margaritula | 1941871 | 19528
Cancellaria cooperi | 1941863 | 19529
Cancellaria crawfordiana | 1941855 | 19530
Admete gracilior | 1941848 | 19531
Olivella pedroana | 1941822 | 19532
Olivella baetica | 1941814 | 19533
Olivella biplicata | 1941806 | 19534
Fusinus luteopictus | 1941780 | 19535
Nassarius tegula | 1941764 | 19536
Nassarius insculptus | 1941749 | 19537
Nassarius mendicus | 1941723 | 19538
Neptunea tabulata | 1941715 | 19539
Nassarina penicillata | 1941640 | 19540
Amphissa versicolor | 1941624 | 19541
Amphissa bicolor | 1941608 | 19542
Maxwellia santarosana | 1941517 | 19543
Austrotrophon catalinensis | 1941483 | 19544
Pteropurpura festiva | 1941442 | 19545
Pteropurpura macroptera | 1941426 | 19546
Boreotrophon bentleyi | 1941392 | 19547
Ceratostoma nuttalli | 1941376 | 19548
Lirobarleeia kelseyi | 1941350 | 19549
Barleeia californica | 1941335 | 19550
Trivia ritteri | 1941301 | 19551
Crossata californica | 1941269 | 19552
Calinaticina oldroydii | 1941236 | 19553
Polinices draconis | 1941178 | 19554
Delonovolva aequalis | 1941145 | 19555
Scaridium longicaudum | 1931740 | 19556
Scapholeberis mucronata | 1931716 | 19557
Scaphirhynchus platorynchus | 1931690 | 19558
Sayella chesapeakea | 1931674 | 19559
Salvelinus alpinus | 1931658 | 19560
Salmo salar | 1931641 | 19561
Rissola marginata | 1931609 | 19562
Rildardanus laminosa | 1931583 | 19563
Rhynchotalona falcata | 1931575 | 19564
Rhodeus sericeus | 1931559 | 19565
Rhinichthys bowersi | 1931534 | 19566
Rheocricotopus pauciseta | 1931518 | 19567
Remenus bilobatus | 1931484 | 19568
Regulus satrapa | 1931468 | 19569
Rallus limicola | 1931427 | 19570
Leucoraja ocellata | 1931419 | 19571
Raja eglanteria | 1931393 | 19572
Quiscalus quiscula | 1931377 | 19573
Pyramidella candida | 1931351 | 19574
Pygospio elegans | 1931344 | 19575
Ptygura libera | 1931328 | 19576
Ptilanthura tenuis | 1931302 | 19577
Psilotreta labida | 1931286 | 19578
Linopherus paucibranchiata | 1931252 | 19579
Psectrocladius limbatellus | 1931237 | 19580
Protonotaria citrea | 1931211 | 19581
Protodriloides chaetifer | 1931195 | 19582
Protodorvillea gaspeensis | 1931187 | 19583
Prosimulium rhizophorum | 1931161 | 19584
Progne subis | 1931146 | 19585
Proales parasita | 1931104 | 19586
Prionotus tribulus | 1931096 | 19587
Prionotus evolans | 1931070 | 19588
Prionotus alatus | 1931054 | 19589
Priacanthus arenatus | 1931021 | 19590
Praxillura ornata | 1931013 | 19591
Potamothrix moldaviensis | 1931005 | 19592
Potamanthus myops | 1930999 | 19593
Porzana carolina | 1930981 | 19594
Portunus gibbesii | 1930973 | 19595
Porichthys plectrodon | 1930965 | 19596
Pooecetes gramineus | 1930957 | 19597
Polyphemus pediculus | 1930940 | 19598
Macrhybopsis gelida | 1961747 | 19599
Lythrurus roseipinnis | 1961721 | 19600
Lythrurus lirus | 1961713 | 19601
Lythrurus atrapiculus | 1961697 | 19602
Luxilus zonistius | 1961671 | 19603
Luxilus pilsbryi | 1961655 | 19604
Luxilus cardinalis | 1961648 | 19605
Lepidomeda mollispinis | 1961606 | 19606
Lepidomeda albivallis | 1961580 | 19607
Hypophthalmichthys molitrix | 1961531 | 19608
Hybognathus hayi | 1961515 | 19609
Hesperoleucus symmetricus | 1961499 | 19610
Gila purpurea | 1961440 | 19611
Gila nigrescens | 1961424 | 19612
Gila intermedia | 1961416 | 19613
Gila ditaenia | 1961390 | 19614
Gila crassicauda | 1961374 | 19615
Gila boraxobius | 1961358 | 19616
Gila atraria | 1961333 | 19617
Eremichthys acros | 1961309 | 19618
Dionda episcopa | 1961283 | 19619
Cyprinella zanema | 1961259 | 19620
Cyprinella xaenura | 1961242 | 19621
Cyprinella pyrrhomelas | 1961234 | 19622
Cyprinella proserpina | 1961226 | 19623
Cyprinella nivea | 1961218 | 19624
Cyprinella lepida | 1961200 | 19625
Cyprinella leedsi | 1961192 | 19626
Cyprinella labrosa | 1961184 | 19627
Cyprinella gibbsi | 1961176 | 19628
Cyprinella formosa | 1961168 | 19629
Cyprinella chloristia | 1961150 | 19630
Cyprinella camura | 1961143 | 19631
Cyprinella callitaenia | 1961135 | 19632
Cyprinella callistia | 1961127 | 19633
Cyprinella caerulea | 1961101 | 19634
Campostoma pauciradii | 1961085 | 19635
Agosia chrysogaster | 1961069 | 19636
Engraulis eurystole | 1961051 | 19637
Anchoa cubana | 1960996 | 19638
Anchoa cayorum | 1960988 | 19639
Pilumnus spinohirsutus | 1951433 | 19640
Lophopanopeus frontalis | 1951417 | 19641
Cancer amphioetus | 1951383 | 19642
Cancer anthonyi | 1951367 | 19643
Cancer gracilis | 1951342 | 19644
Cancer branneri | 1951334 | 19645
Cancer productus | 1951318 | 19646
Heterocrypta occidentalis | 1951292 | 19647
Pyromaia tuberculata | 1951243 | 19648
Podochela lobifrons | 1951227 | 19649
Loxorhynchus crispatus | 1951185 | 19650
Pelia tumida | 1951169 | 19651
Chorilia longipes | 1951151 | 19652
Scyra acutifrons | 1951136 | 19653
Pugettia venetiae | 1951110 | 19654
Pugettia dalli | 1951102 | 19655
Pugettia richii | 1951094 | 19656
Pugettia producta | 1951086 | 19657
Mimulus foliatus | 1951060 | 19658
Chionoecetes tanneri | 1951045 | 19659
Randallia bulligera | 1951029 | 19660
Upogebia macginitieorum | 1950955 | 19661
Isocheles pilosus | 1950930 | 19662
Paguristes parvus | 1950914 | 19663
Paguristes turgidus | 1950898 | 19664
Paguristes ulreyi | 1950880 | 19665
Blepharipoda occidentalis | 1950864 | 19666
Lepidopa californica | 1950849 | 19667
Polyonyx quadriungulatus | 1950823 | 19668
Petrolisthes cinctipes | 1950799 | 19669
Glyptolithodes cristatipes | 1950724 | 19670
Lopholithodes foraminatus | 1950708 | 19671
Paralithodes californiensis | 1950666 | 19672
Simnia loebbeckeana | 1941129 | 19673
Crucibulum spinosum | 1941103 | 19674
Crepipatella orbiculata | 1941087 | 19675
Crepidula naticarum | 1941061 | 19676
Crepidula onyx | 1941053 | 19677
Crepidula excavata | 1941046 | 19678
Crepidula perforans | 1941038 | 19679
Crepidula adunca | 1941020 | 19680
Calyptraea contorta | 1941012 | 19681
Calyptraea fastigiata | 1941004 | 19682
Hipponix antiquatus | 1940998 | 19683
Eulima almo | 1940949 | 19684
Nitidiscala tincta | 1940923 | 19685
Opalia borealis | 1940907 | 19686
Opalia montereyensis | 1940881 | 19687
Epitonium lowei | 1940857 | 19688
Caecum dalli | 1940816 | 19689
Caecum crebricinctum | 1940808 | 19690
Fartulum occidentale | 1940782 | 19691
Turritella cooperi | 1940766 | 19692
Teinostoma supravallatum | 1940725 | 19693
Vitrinella oldroydi | 1940717 | 19694
Alvania rosana | 1940691 | 19695
Lirularia parcipicta | 1940600 | 19696
Cidarina cidaris | 1940584 | 19697
Solariella nuda | 1940535 | 19698
Calliostoma gloriosum | 1940493 | 19699
Calliostoma supragranosum | 1940485 | 19700
Calliostoma tricolor | 1940469 | 19701
Acmaea mitra | 1940394 | 19702
Puncturella galeata | 1940378 | 19703
Anatoma crispata | 1940352 | 19704
Polypedilum angulum | 1930932 | 19705
Polydora quadrilobata | 1930908 | 19706
Polydora giardi | 1930890 | 19707
Polydora colonia | 1930882 | 19708
Polydactylus octonemus | 1930874 | 19709
Polycirrus medusa | 1930858 | 19710
Polycarpa fibrosa | 1930833 | 19711
Polyarthra remata | 1930817 | 19712
Polyarthra euryptera | 1930791 | 19713
Polyarthra dolichoptera | 1930783 | 19714
Politolana polita | 1930767 | 19715
Polinices heros | 1930742 | 19716
Podilymbus podiceps | 1930726 | 19717
Podarkeopsis levifuscina | 1930718 | 19718
Ploesoma lenticulare | 1930692 | 19719
Pleuroxus trigonellus | 1930676 | 19720
Pleuroxus procurvus | 1930650 | 19721
Pleuroxus laevis | 1930643 | 19722
Pleurogonium inerme | 1930601 | 19723
Pitar morrhuanus | 1930585 | 19724
Pisione remota | 1930569 | 19725
Piscicola milneri | 1930551 | 19726
Piranga olivacea | 1930536 | 19727
Pinnularia polyonca | 1930460 | 19728
Pinnularia mesolepta | 1930411 | 19729
Pinnularia divergentissima | 1930379 | 19730
Pinnularia brebissonii | 1930353 | 19731
Pinnixa pearsei | 1930262 | 19732
Piguetiella michiganensis | 1930254 | 19733
Picoides pubescens | 1930239 | 19734
Anaitides maculata | 1930213 | 19735
Phoxinus tennesseensis | 1930197 | 19736
Phoxinus oreas | 1930189 | 19737
Phoxinus cumberlandensis | 1930171 | 19738
Photis pollex | 1930163 | 19739
Photis melanicus | 1930155 | 19740
Photis macromanus | 1930148 | 19741
Sardinella aurita | 1960962 | 19742
Opisthonema libertate | 1960947 | 19743
Jenkinsia lamprotaenia | 1960905 | 19744
Harengula clupeola | 1960871 | 19745
Alosa alabamae | 1960855 | 19746
Lepisosteus platyrhincus | 1960830 | 19747
Polyodon spathula | 1960822 | 19748
Scaphirhynchus albus | 1960806 | 19749
Acipenser oxyrhynchus | 1960780 | 19750
Lampetra tridentata | 1960756 | 19751
Lampetra richardsoni | 1960731 | 19752
Lampetra macrostoma | 1960715 | 19753
Lampetra japonica | 1960699 | 19754
Lampetra ayresi | 1960673 | 19755
Ichthyomyzon gagei | 1960665 | 19756
Anisotremus davidsonii | 1960574 | 19757
Hypsopsetta guttulata | 1960558 | 19758
Gibbonsia metzi | 1960525 | 19759
Paralabrax maculatofasciatus | 1960483 | 19760
Xeneretmus leiops | 1960467 | 19761
Sebastes hopkinsi | 1960434 | 19762
Sebastes melanostomus | 1960418 | 19763
Porichthys myriaster | 1960400 | 19764
Stenobrachius leucopsarus | 1960392 | 19765
Triakis semifasciata | 1960384 | 19766
Heterodontus francisci | 1960368 | 19767
Caudina arenicola | 1960350 | 19768
Pentamera pseudopopulifera | 1960335 | 19769
Cucumaria salma | 1960327 | 19770
Ophiopsila californica | 1960301 | 19771
Sclerasterias heteropaes | 1960285 | 19772
Synnotum aegyptiacum | 1960269 | 19773
Pinnixa occidentalis | 1960228 | 19774
Lophopanopeus bellus | 1960202 | 19775
Munida hispida | 1960194 | 19776
Phimochirus californiensis | 1950575 | 19777
Pylopagurus holmesi | 1950542 | 19778
Orthopagurus minimus | 1950526 | 19779
Pagurus redondoensis | 1950500 | 19780
Pagurus spilocarpus | 1950492 | 19781
Pagurus granosimanus | 1950476 | 19782
Pagurus armatus | 1950450 | 19783
Neocrangon resima | 1950336 | 19784
Neocrangon alaskensis | 1950328 | 19785
Neocrangon zacae | 1950310 | 19786
Argis californiensis | 1950294 | 19787
Neocrangon communis | 1950278 | 19788
Crangon holmesi | 1950260 | 19789
Crangon handi | 1950252 | 19790
Crangon nigromaculata | 1950245 | 19791
Crangon alba | 1950237 | 19792
Crangon nigricauda | 1950229 | 19793
Pandalopsis ampla | 1950187 | 19794
Pandalus danae | 1950161 | 19795
Pandalus jordani | 1950146 | 19796
Lysmata californica | 1950120 | 19797
Heptacarpus taylori | 1950096 | 19798
Heptacarpus stimpsoni | 1950070 | 19799
Heptacarpus flexus | 1950054 | 19800
Heptacarpus sitchensis | 1950047 | 19801
Heptacarpus decorus | 1950021 | 19802
Eualus lineatus | 1950005 | 19803
Spirontocaris sica | 1949965 | 19804
Spirontocaris snyderi | 1949957 | 19805
Hippolyte californiensis | 1949916 | 19806
Betaeus longidactylus | 1949890 | 19807
Betaeus harfordi | 1949882 | 19808
Tectidrilus diversus | 1940329 | 19809
Tubificoides bakeri | 1940303 | 19810
Hyalopomatus biformis | 1940261 | 19811
Salmacina tribranchiata | 1940246 | 19812
Vermiliopsis infundibulum | 1940220 | 19813
Protula superba | 1940212 | 19814
Chitinopoma groenlandica | 1940196 | 19815
Megalomma splendida | 1940139 | 19816
Eudistylia vancouveri | 1940121 | 19817
Euchone velifera | 1940105 | 19818
Euchone hancocki | 1940089 | 19819
Chone minuta | 1940063 | 19820
Chone mollis | 1940048 | 19821
Chone albocincta | 1940030 | 19822
Terebellides californica | 1940014 | 19823
Amaeana occidentalis | 1939974 | 19824
Scionella japonica | 1939966 | 19825
Lanassa gracilis | 1939925 | 19826
Lanassa venusta | 1939909 | 19827
Artacama coniferi | 1939875 | 19828
Thelepus hamatus | 1939859 | 19829
Pista disjuncta | 1939818 | 19830
Pista alata | 1939800 | 19831
Pista elongata | 1939784 | 19832
Eupolymnia heterobranchia | 1939768 | 19833
Samytha californiensis | 1939677 | 19834
Melinna oculata | 1939644 | 19835
Amage anops | 1939602 | 19836
Pectinaria californiensis | 1939586 | 19837
Phragmatopoma californica | 1939578 | 19838
Photis dentata | 1930130 | 19839
Phoronis muelleri | 1930122 | 19840
Pholoe minuta | 1930114 | 19841
Pholis gunnellus | 1930106 | 19842
Pheucticus ludovicianus | 1930098 | 19843
Pherusa affinis | 1930080 | 19844
Phenacobius uranops | 1930072 | 19845
Phenacobius teretulus | 1930064 | 19846
Phenacobius crassilabrum | 1930056 | 19847
Phalacrocorax auritus | 1930031 | 19848
Petromyzon marinus | 1930015 | 19849
Asterionella fibula | 1929991 | 19850
Perisoreus canadensis | 1929975 | 19851
Periploma margaritaceum | 1929967 | 19852
Periploma fragile | 1929942 | 19853
Percina roanoka | 1929926 | 19854
Percina peltata | 1929900 | 19855
Percina oxyrhynchus | 1929892 | 19856
Percina macrocephala | 1929876 | 19857
Percina evides | 1929850 | 19858
Percina burtoni | 1929835 | 19859
Peprilus triacanthus | 1929819 | 19860
Peprilus burti | 1929801 | 19861
Pentamera pulcherrima | 1929785 | 19862
Passerculus sandwichensis | 1929769 | 19863
Parus hudsonicus | 1929744 | 19864
Parus carolinensis | 1929736 | 19865
Parus atricapillus | 1929710 | 19866
Parougia caeca | 1929694 | 19867
Parasmittina nitida | 1929678 | 19868
Paraonis pygoenigmatica | 1929645 | 19869
Paralichthys oblongus | 1929603 | 19870
Paralichthys dentatus | 1929587 | 19871
Paralichthys albigutta | 1929579 | 19872
Paracyclops affinis | 1929538 | 19873
Paracladopelma nais | 1929512 | 19874
Paracladopelma camptolabis | 1929504 | 19875
Panoplax depressa | 1929462 | 19876
Panopeus occidentalis | 1929447 | 19877
Pandora trilineata | 1929421 | 19878
Pandora gouldiana | 1929413 | 19879
Pandion haliaetus | 1929397 | 19880
Palaeagapetus celsus | 1929371 | 19881
Pagurus gymnodactylus | 1929355 | 19882
Pagurus criniticornis | 1929348 | 19883
Pagurus acadianus | 1929330 | 19884
Spirontocaris lamellicornis | 1960152 | 19885
Alpheus californiensis | 1960137 | 19886
Pasiphaea pacifica | 1960129 | 19887
Ceradocus spinicaudus | 1960087 | 19888
Atylus tridens | 1960061 | 19889
Synidotea magnifica | 1960046 | 19890
Tridentella quinicornis | 1960038 | 19891
Exosphaeroma rhomburum | 1960012 | 19892
Neomysis kadiakensis | 1959998 | 19893
Acanthomysis davisi | 1959972 | 19894
Pycnogonum rickettsi | 1959964 | 19895
Nymphon heterodenticulatum | 1959949 | 19896
Petricola carditoides | 1959923 | 19897
Halodakra salmonea | 1959907 | 19898
Delectopecten vancouverensis | 1959873 | 19899
Pleurobranchaea californica | 1959832 | 19900
Volvulella panamica | 1959816 | 19901
Terebra pedroana | 1959808 | 19902
Kurtzia arteaga | 1959782 | 19903
Erato columbella | 1959741 | 19904
Neverita reclusiana | 1959733 | 19905
Calliostoma keenae | 1959717 | 19906
Puncturella cooperi | 1959691 | 19907
Myriochele pygidialis | 1959659 | 19908
Clymenura gracilis | 1959642 | 19909
Phyllochaetopterus limicolus | 1959626 | 19910
Magelona pitelkai | 1959600 | 19911
Polydora nuchalis | 1959584 | 19912
Glycera convoluta | 1959576 | 19913
Sphaerodoropsis sphaerulifer | 1959568 | 19914
Nephtys californiensis | 1959550 | 19915
Nicon moniloceras | 1959543 | 19916
Lepidasthenia longicirrata | 1959535 | 19917
Halosydna latior | 1959519 | 19918
Aphrodita refulgida | 1959501 | 19919
Aphrodita japonica | 1959493 | 19920
Tubulanus capistratus | 1959485 | 19921
Virgularia bromleyi | 1959451 | 19922
Distichoptilum verrilli | 1959444 | 19923
Betaeus harrimani | 1949866 | 19924
Alpheus bellimanus | 1949841 | 19925
Pseudocoutierea elegans | 1949825 | 19926
Hymenodora frontalis | 1949791 | 19927
Bentheogennema borealis | 1949759 | 19928
Sicyonia ingentis | 1949700 | 19929
Solenocera mutator | 1949684 | 19930
Caprella natalensis | 1949635 | 19931
Caprella californica | 1949619 | 19932
Caprella gracilior | 1949593 | 19933
Perotripus brevis | 1949569 | 19934
Metacaprella kennerlyi | 1949544 | 19935
Mayerella banksia | 1949528 | 19936
Deutella californica | 1949502 | 19937
Garosyrrhoe bigarra | 1949486 | 19938
Tiron biocellata | 1949460 | 19939
Syrrhoe longifrons | 1949452 | 19940
Bruzelia tuberculata | 1949437 | 19941
Metopa dawsoni | 1949411 | 19942
Stenula modosa | 1949395 | 19943
Stenothoides bicoma | 1949379 | 19944
Stenothoe estacola | 1949346 | 19945
Pleusirus secorrus | 1949288 | 19946
Pleusymtes subglaber | 1949254 | 19947
Foxiphalus golfensis | 1949213 | 19948
Rhepoxynius stenodes | 1949189 | 19949
Rhepoxynius lucubrans | 1949163 | 19950
Rhepoxynius bicuspidatus | 1949148 | 19951
Metharpinia jonesi | 1949122 | 19952
Mandibulophoxus gilesi | 1949114 | 19953
Myriowenia californiensis | 1939552 | 19954
Isocirrus longiceps | 1939537 | 19955
Praxillura maculata | 1939511 | 19956
Euclymene campanula | 1939487 | 19957
Rhodine bitorquata | 1939461 | 19958
Praxillella pacifica | 1939446 | 19959
Axiothella rubrocincta | 1939420 | 19960
Petaloproctus neoborealis | 1939412 | 19961
Petaloproctus tenuis | 1939396 | 19962
Notoproctus pacificus | 1939388 | 19963
Nicomache personata | 1939362 | 19964
Nicomache lumbricalis | 1939354 | 19965
Clymenella complanata | 1939347 | 19966
Abarenicola pacifica | 1939339 | 19967
Scyphoproctus oculatus | 1939313 | 19968
Dasybranchus glabrus | 1939297 | 19969
Decamastus gracilis | 1939289 | 19970
Notomastus magnus | 1939263 | 19971
Sternaspis fossor | 1939248 | 19972
Travisia pupa | 1939206 | 19973
Travisia brevis | 1939198 | 19974
Armandia brevis | 1939172 | 19975
Fauveliopsis glabra | 1939156 | 19976
Piromis hospitis | 1939123 | 19977
Pherusa capulata | 1939107 | 19978
Flabelligera infundibularis | 1939081 | 19979
Cossura candida | 1939040 | 19980
Cirriformia tentaculata | 1938992 | 19981
Dodecaceria concharum | 1938976 | 19982
Chaetozone armata | 1938968 | 19983
Chaetozone setosa | 1938943 | 19984
Cirratulus cirratus | 1938927 | 19985
Heterospio catalinensis | 1938893 | 19986
Magelona hobsonae | 1938877 | 19987
Magelona hartmanae | 1938851 | 19988
Magelona longicornis | 1938836 | 19989
Pseudopolydora paucibranchiata | 1938810 | 19990
Rhynchospio glutaea | 1938802 | 19991
Spiophanes berkeleyorum | 1938786 | 19992
Osphranticum labronectum | 1929298 | 19993
Osmerus mordax | 1929280 | 19994
Orthopristis chrysoptera | 1929272 | 19995
Orthocladius robacki | 1929264 | 19996
Orthocladius oliveri | 1929256 | 19997
Orthocladius nigritus | 1929249 | 19998
Orthocladius lapponicus | 1929231 | 19999
Orthocladius dentifer | 1929223 | 20000
Orthocladius clarkei | 1929215 | 20001
Orconectes rusticus | 1929207 | 20002
Orchomenella minuta | 1929199 | 20003
Orbinia swani | 1929173 | 20004
Optioservus ampliatus | 1929157 | 20005
Opsanus beta | 1929132 | 20006
Oporornis philadelphia | 1929124 | 20007
Ophelia denticulata | 1929066 | 20008
Oncorhynchus tshawytscha | 1929033 | 20009
Oncorhynchus kisutch | 1929017 | 20010
Olivella minuta | 1928993 | 20011
Odostomia laevigata | 1928977 | 20012
Odostomia emeryi | 1928969 | 20013
Odostomia dealbata | 1928944 | 20014
Obelia geniculata | 1928928 | 20015
Nycticorax nycticorax | 1928902 | 20016
Nucula annulata | 1928886 | 20017
Noturus insignis | 1928878 | 20018
Noturus flavipinnis | 1928852 | 20019
Notropis spectrunculus | 1928837 | 20020
Notropis scabriceps | 1928811 | 20021
Notropis rubricroceus | 1928803 | 20022
Notropis photogenis | 1928787 | 20023
Notropis heterodon | 1928761 | 20024
Notropis ariommus | 1928746 | 20025
Notropis amblops | 1928720 | 20026
Notropis alborus | 1928712 | 20027
Notomastus luridus | 1928670 | 20028
Notocirrus spiniferus | 1928647 | 20029
Notholca labis | 1928621 | 20030
Nolella stipata | 1928605 | 20031
Nocomis micropogon | 1928589 | 20032
Nocomis leptocephalus | 1928571 | 20033
Metapenaeopsis mineri | 1959311 | 20034
Macroramphosus gracilis | 1959295 | 20035
Nezumia liolepis | 1959261 | 20036
Rocinela angustata | 1959246 | 20037
Paracerceis cordata | 1959220 | 20038
Heteroserolis carinata | 1959204 | 20039
Edotia sublittoralis | 1959196 | 20040
Parametaphoxus quaylei | 1959121 | 20041
Hamatoscalpellum californicum | 1959105 | 20042
Pentactinia californica | 1959089 | 20043
Aruga holmesi | 1959063 | 20044
Asteropella slatteryi | 1959030 | 20045
Phyllodoce pettiboneae | 1958966 | 20046
Malmgreniella bansei | 1958941 | 20047
Stylochus californicus | 1958909 | 20048
Bemlos audbettius | 1958859 | 20049
Celleporella hyalina | 1958818 | 20050
Symphurus atricauda | 1958768 | 20051
Errex zachirus | 1958735 | 20052
Psettichthys melanostictus | 1958701 | 20053
Pleuronichthys verticalis | 1958685 | 20054
Pleuronichthys ritteri | 1958677 | 20055
Pleuronectes vetulus | 1958669 | 20056
Pleuronectes isolepis | 1958651 | 20057
Platichthys stellatus | 1958644 | 20058
Microstomus pacificus | 1958636 | 20059
Pardaliscella symmetrica | 1949056 | 20060
Synchelidium shoemakeri | 1948983 | 20061
Monoculodes latissimanus | 1948975 | 20062
Bathymedon vulpeculus | 1948959 | 20063
Bathymedon pumilus | 1948934 | 20064
Melphisana bola | 1948918 | 20065
Prachynella lodo | 1948884 | 20066
Schisturella tracalero | 1948827 | 20067
Schisturella dorotheae | 1948819 | 20068
Pachynus barnardi | 1948793 | 20069
Hippomedon tenax | 1948728 | 20070
Hippomedon subrobustus | 1948702 | 20071
Anonyx lilljeborgi | 1948660 | 20072
Acidostoma hancocki | 1948645 | 20073
Listriella eriopisa | 1948629 | 20074
Listriella melanica | 1948611 | 20075
Listriella goleta | 1948603 | 20076
Listriella diffusa | 1948595 | 20077
Microjassa litotes | 1948587 | 20078
Jassa slatteryi | 1948579 | 20079
Ischyrocerus pelagops | 1948561 | 20080
Gammaropsis thompsoni | 1948546 | 20081
Protomedeia prudens | 1948538 | 20082
Protomedeia articulata | 1948520 | 20083
Photis parvidons | 1948504 | 20084
Photis viuda | 1948488 | 20085
Photis conchicola | 1948462 | 20086
Photis lacia | 1948447 | 20087
Photis bifurcata | 1948439 | 20088
Urothoe varvarini | 1948413 | 20089
Maera simile | 1948397 | 20090
Pontogeneia rostrata | 1948363 | 20091
Eusiroides monoculoides | 1948348 | 20092
Guernea reduncans | 1948322 | 20093
Boccardia basilaria | 1938760 | 20094
Polydora narica | 1938745 | 20095
Polydora cirrosa | 1938737 | 20096
Polydora limicola | 1938711 | 20097
Levinsenia oculata | 1938679 | 20098
Leitoscoloplos pugettensis | 1938646 | 20099
Phylo felix | 1938620 | 20100
Naineris uncinata | 1938588 | 20101
Naineris dendritica | 1938570 | 20102
Haploscoloplos panamensis | 1938562 | 20103
Protodorvillea gracilis | 1938547 | 20104
Notocirrus californiensis | 1938539 | 20105
Arabella endonata | 1938513 | 20106
Drilonereis mexicana | 1938505 | 20107
Drilonereis falcata | 1938497 | 20108
Drilonereis nuda | 1938489 | 20109
Drilonereis filum | 1938471 | 20110
Lumbrineris index | 1938455 | 20111
Lumbrineris californiensis | 1938448 | 20112
Lumbrineris cruzensis | 1938422 | 20113
Marphysa disjuncta | 1938406 | 20114
Eunice multipectinata | 1938380 | 20115
Hyalinoecia juvenalis | 1938356 | 20116
Rhamphobrachium longisetosum | 1938331 | 20117
Nothria occidentalis | 1938315 | 20118
Diopatra tridentata | 1938299 | 20119
Diopatra ornata | 1938281 | 20120
Onuphis elegans | 1938265 | 20121
Onuphis iridescens | 1938240 | 20122
Goniada acicula | 1938224 | 20123
Glycinde armigera | 1938208 | 20124
Glycera tenuis | 1938190 | 20125
Sphaerephesia similisetis | 1938174 | 20126
Sphaerodorum papillifer | 1938133 | 20127
Nephtys assignis | 1938109 | 20128
Nephtys ferruginea | 1938083 | 20129
Nephtys cornuta | 1938067 | 20130
Gymnonereis crosslandi | 1938059 | 20131
Platynereis bicanaliculata | 1938034 | 20132
Nereis procera | 1938018 | 20133
Nitzschia scalaris | 1928530 | 20134
Nitzschia microcephala | 1928506 | 20135
Nitzschia denticula | 1928456 | 20136
Nitzschia angustata | 1928431 | 20137
Ninoe nigripes | 1928415 | 20138
Nigronia fasciatus | 1928407 | 20139
Nicolea zostericola | 1928399 | 20140
Neverita duplicata | 1928381 | 20141
Neidium temperei | 1928373 | 20142
Caloneis ladogensis | 1928365 | 20143
Neidium hitchcockii | 1928316 | 20144
Neidium binodis | 1928274 | 20145
Neidium affine | 1928258 | 20146
Neanthes virens | 1928241 | 20147
Navicula vulpina | 1928225 | 20148
Navicula tenuicephala | 1928175 | 20149
Navicula submolesta | 1928159 | 20150
Navicula seminulum | 1928134 | 20151
Navicula peregrina | 1928043 | 20152
Navicula mutica | 1928019 | 20153
Navicula mediocris | 1927979 | 20154
Navicula hassiaca | 1927920 | 20155
Navicula gysingensis | 1927904 | 20156
Navicula globosa | 1927896 | 20157
Navicula explanata | 1927870 | 20158
Navicula disjuncta | 1927854 | 20159
Navicula contenta | 1927805 | 20160
Eopsetta exilis | 1958610 | 20161
Eopsetta jordani | 1958602 | 20162
Embassichthys bathybius | 1958586 | 20163
Xystreurys liolepis | 1958560 | 20164
Hippoglossina stomata | 1958545 | 20165
Paralichthys californicus | 1958529 | 20166
Citharichthys xanthostigma | 1958495 | 20167
Citharichthys sordidus | 1958479 | 20168
Peprilus simillimus | 1958446 | 20169
Scomber japonicus | 1958388 | 20170
Sarda chiliensis | 1958362 | 20171
Lythrypnus dalli | 1958297 | 20172
Coryphopterus nicholsi | 1958214 | 20173
Clevelandia ios | 1958198 | 20174
Ulvicola sanctaerosae | 1958172 | 20175
Apodichthys flavidus | 1958156 | 20176
Poroclinus rothrocki | 1958123 | 20177
Plectobranchus evides | 1958107 | 20178
Neoclinus blanchardi | 1958065 | 20179
Anarrhichthys ocellatus | 1957968 | 20180
Rathbunella hypoplecta | 1957893 | 20181
Rathbunella alleni | 1957885 | 20182
Semicossyphus pulcher | 1957869 | 20183
Oxyjulis californica | 1957844 | 20184
Halichoeres semicinctus | 1957828 | 20185
Batea transversa | 1948272 | 20186
Acuminodeutopus stenopropodus | 1948207 | 20187
Aoroides inermis | 1948181 | 20188
Cymadusa uncinata | 1948165 | 20189
Amphilochus picadurus | 1948132 | 20190
Amphilochus neapolitanus | 1948116 | 20191
Byblis veleronis | 1948090 | 20192
Ampelisca careyi | 1948074 | 20193
Ampelisca unsocalae | 1948058 | 20194
Ampelisca shoemakeri | 1948041 | 20195
Ampelisca pacifica | 1948025 | 20196
Ampelisca indentata | 1948009 | 20197
Ampelisca pugetica | 1947985 | 20198
Ampelisca hancocki | 1947977 | 20199
Ampelisca cristata | 1947951 | 20200
Phyllodurus abdominalis | 1947910 | 20201
Munnogonium tillerae | 1947894 | 20202
Joeropsis dubia | 1947845 | 20203
Ilyarachna acarina | 1947811 | 20204
Uromunna ubiquita | 1947753 | 20205
Munna spinifrons | 1947746 | 20206
Munna stephenseni | 1947738 | 20207
Janiralata occidentalis | 1947720 | 20208
Janiralata solasteri | 1947712 | 20209
Caecianiropsis psammophila | 1947696 | 20210
Idotea montereyensis | 1947662 | 20211
Synidotea calcarea | 1947647 | 20212
Neastacilla californica | 1947621 | 20213
Idarcturus allelomorphus | 1947605 | 20214
Excorallana truncata | 1947555 | 20215
Nerocila acuminata | 1947530 | 20216
Syllides reishi | 1937960 | 20217
Odontosyllis phosphorea | 1937945 | 20218
Exogone uniformis | 1937929 | 20219
Exogone lourei | 1937903 | 20220
Eusyllis habei | 1937895 | 20221
Parandalia ocularis | 1937879 | 20222
Ancistrosyllis hamata | 1937853 | 20223
Podarke pugettensis | 1937838 | 20224
Micropodarke dubia | 1937804 | 20225
Amphiduros pacificus | 1937788 | 20226
Gyptis brunnea | 1937762 | 20227
Phyllodoce cuspidata | 1937705 | 20228
Phyllodoce hartmanae | 1937697 | 20229
Hesionura coineaui | 1937663 | 20230
Eulalia levicornuta | 1937630 | 20231
Eulalia quadrioculata | 1937622 | 20232
Eteone fauchaldi | 1937614 | 20233
Anaitides medipapillata | 1937606 | 20234
Sthenelanella uniformis | 1937549 | 20235
Sthenelais verruculosa | 1937523 | 20236
Sthenelais fusca | 1937515 | 20237
Sthenelais berkeleyi | 1937499 | 20238
Polyodontes panamensis | 1937457 | 20239
Hesperonoe laevis | 1937366 | 20240
Hesperonoe complanata | 1937358 | 20241
Harmothoe multisetosa | 1937317 | 20242
Halosydna johnsoni | 1937291 | 20243
Halosydna brevisetosa | 1937283 | 20244
Arctonoe pulchra | 1937267 | 20245
Arcteobia anticostiensis | 1937242 | 20246
Aphrodita castanea | 1937226 | 20247
Aphrodita brevitentaculata | 1937218 | 20248
Navicula bremensis | 1927763 | 20249
Navicula aurora | 1927748 | 20250
Natarsia baltimoreus | 1927714 | 20251
Nanocladius parvulus | 1927698 | 20252
Nannosquilla grayi | 1927672 | 20253
Naineris grubei | 1927664 | 20254
Myxicola infundibulum | 1927656 | 20255
Mytilus edulis | 1927649 | 20256
Mytilina ventralis | 1927631 | 20257
Mystides borealis | 1927615 | 20258
Mysis relicta | 1927607 | 20259
Myoxocephalus octodecemspinosus | 1927581 | 20260
Myoxocephalus aenaeus | 1927573 | 20261
Myliobatis goodei | 1927565 | 20262
Myliobatis freminvillii | 1927557 | 20263
Myiarchus crinitus | 1927540 | 20264
Mycteroperca microlepis | 1927532 | 20265
Mycteroperca bonaci | 1927524 | 20266
Musculus niger | 1927508 | 20267
Mugil cephalus | 1927482 | 20268
Moxostoma rhothoecum | 1927474 | 20269
Thoburnia hamiltoni | 1927458 | 20270
Moxostoma cervinum | 1927441 | 20271
Mooreonuphis pallidula | 1927425 | 20272
Monostyla stenroosi | 1927409 | 20273
Monostyla quadridentata | 1927383 | 20274
Monostyla obtusa | 1927367 | 20275
Monostyla monostyla | 1927359 | 20276
Monostyla hamata | 1927334 | 20277
Monostyla crenata | 1927318 | 20278
Monostyla copeis | 1927292 | 20279
Monostyla closterocerca | 1927284 | 20280
Monospilus dispar | 1927268 | 20281
Monodiamesa depectinata | 1927243 | 20282
Molothrus ater | 1927227 | 20283
Molgula arenata | 1927219 | 20284
Mniotilta varia | 1927193 | 20285
Microspio pigmentata | 1927177 | 20286
Microphthalmus similis | 1927136 | 20287
Microphthalmus sczelkowii | 1927128 | 20288
Microphthalmus aberrans | 1927102 | 20289
Microgadus tomcod | 1927086 | 20290
Mesocyclops edax | 1927052 | 20291
Merluccius bilinearis | 1927011 | 20292
Zalembius rosaceus | 1957778 | 20293
Rhacochilus vacca | 1957687 | 20294
Phanerodon furcatus | 1957653 | 20295
Hyperprosopon anale | 1957638 | 20296
Embiotoca jacksoni | 1957604 | 20297
Medialuna californiensis | 1957521 | 20298
Atractoscion nobilis | 1957471 | 20299
Seriphus politus | 1957455 | 20300
Menticirrhus undulatus | 1957372 | 20301
Genyonemus lineatus | 1957356 | 20302
Xenistius californiensis | 1957331 | 20303
Trachurus symmetricus | 1957299 | 20304
Caulolatilus princeps | 1957265 | 20305
Pronotogrammus multifasciatus | 1957216 | 20306
Paralabrax nebulifer | 1957190 | 20307
Liparis mucosus | 1957158 | 20308
Xeneretmus triacanthus | 1957083 | 20309
Odontopyxis trispinosa | 1957059 | 20310
Bathyagonus pentacanthus | 1957042 | 20311
Agonopsis sterletus | 1957026 | 20312
Agonopsis vulsa | 1957018 | 20313
Eurydice caudata | 1947464 | 20314
Paranthura elegans | 1947449 | 20315
Califanthura squamosissima | 1947431 | 20316
Gnathia sanctaecrucis | 1947373 | 20317
Gnathia productatridens | 1947365 | 20318
Gnathia trilobata | 1947340 | 20319
Synaptotanais notabilis | 1947274 | 20320
Sinelobus stanfordi | 1947258 | 20321
Vaunthompsonia pacifica | 1947209 | 20322
Campylaspis hartae | 1947167 | 20323
Campylaspis rufa | 1947142 | 20324
Oxyurostylis pacifica | 1947118 | 20325
Diastylopsis tenuis | 1947092 | 20326
Diastylis californica | 1947076 | 20327
Eudorellopsis longirostris | 1947050 | 20328
Leucon subnasica | 1947027 | 20329
Metamysidopsis elongata | 1946979 | 20330
Amathimysis trigibba | 1946946 | 20331
Alienacanthomysis macropsis | 1946912 | 20332
Siriella pacifica | 1946896 | 20333
Mysidopsis intii | 1946870 | 20334
Pseudomma californica | 1946862 | 20335
Pseudomma berkeleyi | 1946854 | 20336
Heteromysis odontops | 1946763 | 20337
Acanthomysis californica | 1946755 | 20338
Acanthomysis nephrophthalma | 1946730 | 20339
Aphrodita negligens | 1937192 | 20340
Tetrastemma signifer | 1937176 | 20341
Tetrastemma nigrifrons | 1937150 | 20342
Amphiporus rubellus | 1937127 | 20343
Amphiporus cruentatus | 1937101 | 20344
Amphiporus bimaculatus | 1937085 | 20345
Prosorhochmus albidus | 1937051 | 20346
Paranemertes californica | 1936996 | 20347
Dichonemertes hartmanae | 1936962 | 20348
Micrura wilsoni | 1936905 | 20349
Micrura pardalis | 1936897 | 20350
Micrura alaskensis | 1936889 | 20351
Lineus rubescens | 1936871 | 20352
Lineus flavescens | 1936863 | 20353
Lineus ruber | 1936855 | 20354
Lineus bilineatus | 1936848 | 20355
Euborlasia nigrocincta | 1936830 | 20356
Cerebratulus lineolatus | 1936814 | 20357
Cerebratulus californiensis | 1936806 | 20358
Cerebratulus montgomeryi | 1936798 | 20359
Cerebratulus marginatus | 1936780 | 20360
Cerebratulus albifrons | 1936772 | 20361
Tubulanus nothus | 1936723 | 20362
Tubulanus albocinctus | 1936707 | 20363
Cryptocelis occidentalis | 1936525 | 20364
Kaburakia excelsa | 1936491 | 20365
Stylochus franciscanus | 1936475 | 20366
Plehnia caeca | 1936459 | 20367
Lophelia pertusa | 1936426 | 20368
Mergus serrator | 1926971 | 20369
Mergus merganser | 1926963 | 20370
Menticirrhus americanus | 1926948 | 20371
Membras martinica | 1926922 | 20372
Melospiza melodia | 1926906 | 20373
Melospiza lincolnii | 1926898 | 20374
Melosira italica | 1926831 | 20375
Meleagris gallopavo | 1926799 | 20376
Melanerpes erythrocephalus | 1926781 | 20377
Melanerpes carolinus | 1926773 | 20378
Melanella jamaicensis | 1926765 | 20379
Marphysa belli | 1926740 | 20380
Mancocuma stellifera | 1926724 | 20381
Manayunkia aestuarina | 1926708 | 20382
Malacoceros vanderhorsti | 1926674 | 20383
Magelona rosea | 1926658 | 20384
Magelona filiformis | 1926633 | 20385
Maera caroliniana | 1926617 | 20386
Macroclymene zonalis | 1926609 | 20387
Lyonsia arenosa | 1926567 | 20388
Luxilus cerasinus | 1926542 | 20389
Luxilus albeolus | 1926534 | 20390
Lutjanus griseus | 1926518 | 20391
Lumbrinerides acuta | 1926492 | 20392
Loxia leucoptera | 1926476 | 20393
Lota lota | 1926450 | 20394
Lophodytes cucullatus | 1926443 | 20395
Lophius americanus | 1926427 | 20396
Listriella bahia | 1926351 | 20397
Limopsis minuta | 1926336 | 20398
Limnodriloides rubicundus | 1926310 | 20399
Limnodriloides barnardi | 1926302 | 20400
Leuciscus idus | 1926286 | 20401
Leptoxis carinata | 1926260 | 20402
Leptodora kindtii | 1926245 | 20403
Leptocheirus pinguis | 1926229 | 20404
Leiocottus hirundo | 1956978 | 20405
Chitonotus pugetensis | 1956952 | 20406
Scorpaenichthys marmoratus | 1956937 | 20407
Radulinus asprellus | 1956887 | 20408
Icelinus quadriseriatus | 1956861 | 20409
Icelinus cavifrons | 1956846 | 20410
Icelinus oculatus | 1956838 | 20411
Icelinus filamentosus | 1956812 | 20412
Enophrys taurina | 1956796 | 20413
Artedius lateralis | 1956770 | 20414
Artedius harringtoni | 1956762 | 20415
Zaniolepis frenata | 1956747 | 20416
Anoplopoma fimbria | 1956705 | 20417
Oxylebius pictus | 1956671 | 20418
Ophiodon elongatus | 1956655 | 20419
Hexagrammos decagrammus | 1956630 | 20420
Bellator xenisma | 1956606 | 20421
Prionotus stephanophrys | 1956580 | 20422
Sebastolobus altivelis | 1956531 | 20423
Sebastes simulator | 1956499 | 20424
Sebastes carnatus | 1956473 | 20425
Sebastes serriceps | 1956457 | 20426
Sebastes serranoides | 1956440 | 20427
Sebastes rufus | 1956424 | 20428
Sebastes rastrelliger | 1956408 | 20429
Sebastes macdonaldi | 1956382 | 20430
Sebastes levis | 1956374 | 20431
Sebastes dalli | 1956358 | 20432
Sebastes chlorostictus | 1956333 | 20433
Sebastes saxicola | 1956317 | 20434
Sebastes pinniger | 1956291 | 20435
Sebastes paucispinis | 1956283 | 20436
Sebastes miniatus | 1956267 | 20437
Sebastes goodei | 1956242 | 20438
Sebastes elongatus | 1956226 | 20439
Sebastes diploproa | 1956218 | 20440
Sebastes crameri | 1956200 | 20441
Sebastes caurinus | 1956192 | 20442
Nebalia pugettensis | 1946714 | 20443
Balanus pacificus | 1946649 | 20444
Lepas pacifica | 1946623 | 20445
Clausidium vancouverense | 1946508 | 20446
Euphilomedes longiseta | 1946375 | 20447
Euphilomedes carcharodonta | 1946367 | 20448
Philomedes dentata | 1946342 | 20449
Harbansus bradmyersi | 1946326 | 20450
Rutiderma lomae | 1946292 | 20451
Bathyleberis hancocki | 1946201 | 20452
Anoropallene palpida | 1946128 | 20453
Callipallene pacifica | 1946102 | 20454
Pycnogonum stearnsi | 1946094 | 20455
Anoplodactylus oculospinus | 1946060 | 20456
Anoplodactylus nodosus | 1946052 | 20457
Tanystylum californicum | 1946045 | 20458
Eurycyde spinosa | 1946029 | 20459
Ammothella setosa | 1946003 | 20460
Coenocyathus bowersi | 1936400 | 20461
Paracyathus stearnsi | 1936376 | 20462
Metridium senile | 1936293 | 20463
Amphianthus californicus | 1936244 | 20464
Actinostola callosa | 1936210 | 20465
Liponema brevicorne | 1936194 | 20466
Cactosoma arenaria | 1936129 | 20467
Halcampa decemtentaculata | 1936103 | 20468
Edwardsia sipunculoides | 1936053 | 20469
Corynactis californica | 1936046 | 20470
Epizoanthus leptoderma | 1936004 | 20471
Epizoanthus induratum | 1935998 | 20472
Ptilosarcus gurneyi | 1935964 | 20473
Pennatula phosphorea | 1935949 | 20474
Acanthoptilum gracile | 1935907 | 20475
Stylatula elongata | 1935873 | 20476
Renilla koellikeri | 1935790 | 20477
Eugorgia rubens | 1935782 | 20478
Muricea californica | 1935725 | 20479
Heterogorgia tortuosa | 1935691 | 20480
Lepomis auritus | 1926211 | 20481
Lepadella triptera | 1926195 | 20482
Lepadella ovalis | 1926179 | 20483
Lepadella cristata | 1926153 | 20484
Lepadella acuminata | 1926146 | 20485
Lembos unifasciatus | 1926120 | 20486
Lecane tudicola | 1926104 | 20487
Lecane stokesii | 1926088 | 20488
Lecane signifera | 1926062 | 20489
Lecane satyrus | 1926054 | 20490
Lecane papuana | 1926039 | 20491
Lecane mucronata | 1926013 | 20492
Lecane leontina | 1925999 | 20493
Lecane intrasinuata | 1925981 | 20494
Lecane inopinata | 1925973 | 20495
Lecane flexilis | 1925965 | 20496
Lecane crepida | 1925957 | 20497
Latona parviremis | 1925940 | 20498
Larus philadelphia | 1925932 | 20499
Larus marinus | 1925924 | 20500
Larus delawarensis | 1925916 | 20501
Larus atricilla | 1925908 | 20502
Larus argentatus | 1925890 | 20503
Laonome kroeyeri | 1925882 | 20504
Lampsilis radiata | 1925866 | 20505
Lampetra appendix | 1925858 | 20506
Lampetra aepyptera | 1925841 | 20507
Lagodon rhomboides | 1925833 | 20508
Lagisca extenuata | 1925817 | 20509
Lactophrys quadricornis | 1925791 | 20510
Kurzia latissima | 1925775 | 20511
Kurtziella cerina | 1925767 | 20512
Keratella ticinensis | 1925742 | 20513
Keratella taurocephala | 1925726 | 20514
Keratella hiemalis | 1925700 | 20515
Keratella gracilenta | 1925692 | 20516
Keratella crassa | 1925676 | 20517
Junco hyemalis | 1925650 | 20518
Jaera marina | 1925635 | 20519
Isoperla nana | 1925619 | 20520
Isochaetides freyi | 1925601 | 20521
Ischyrocerus anguipes | 1925585 | 20522
Ilyocryptus spinifer | 1925569 | 20523
Idotea balthica | 1925544 | 20524
Icterus spurius | 1925536 | 20525
Ichthyomyzon greeleyi | 1925510 | 20526
Ichthyomyzon bdellium | 1925494 | 20527
Hylocichla mustelina | 1925478 | 20528
Hydroides uncinata | 1925452 | 20529
Sebastes babcocki | 1956184 | 20530
Sebastes aurora | 1956176 | 20531
Sebastes auriculatus | 1956168 | 20532
Sebastes alutus | 1956150 | 20533
Syngnathus leptorhynchus | 1956127 | 20534
Syngnathus exilis | 1956119 | 20535
Syngnathus euchrous | 1956101 | 20536
Syngnathus californiensis | 1956093 | 20537
Atherinopsis californiensis | 1956044 | 20538
Atherinops affinis | 1956028 | 20539
Nezumia stelgidolepis | 1956002 | 20540
Lyconema barbatum | 1955954 | 20541
Melanostigma pammelas | 1955939 | 20542
Lycodapus fierasfer | 1955863 | 20543
Bothrocara brunneum | 1955848 | 20544
Chilara taylori | 1955814 | 20545
Cataetyx rubrirostris | 1955798 | 20546
Ophidion scrippsae | 1955772 | 20547
Merluccius productus | 1955723 | 20548
Physiculus rastrelliger | 1955699 | 20549
Zalieutes elater | 1955657 | 20550
Gobiesox rhessodon | 1955616 | 20551
Gobiesox eugrammus | 1955608 | 20552
Synodus lucioceps | 1955491 | 20553
Alepocephalus tenebrosus | 1955459 | 20554
Stomias atriventer | 1955426 | 20555
Octopus bimaculoides | 1945914 | 20556
Histioteuthis heteropsis | 1945864 | 20557
Rossia pacifica | 1945799 | 20558
Rhabdus rectius | 1945666 | 20559
Dentalium neohexagonum | 1945625 | 20560
Cardiomya planetica | 1945575 | 20561
Thracia curta | 1945526 | 20562
Periploma discus | 1945500 | 20563
Entodesma pictum | 1945484 | 20564
Pandora punctata | 1945468 | 20565
Pandora bilirata | 1945450 | 20566
Platyodon cancellatus | 1945344 | 20567
Cryptomya californica | 1945328 | 20568
Rhamphidonta retifera | 1945302 | 20569
Pseudochama granti | 1945286 | 20570
Pseudochama exogyra | 1945278 | 20571
Chama arcana | 1945252 | 20572
Cooperella subdiaphana | 1945245 | 20573
Irusella lamellifera | 1945229 | 20574
Tivela stultorum | 1945203 | 20575
Chione undatella | 1945195 | 20576
Chione californiensis | 1945187 | 20577
Protothaca laciniata | 1945179 | 20578
Protothaca tenerrima | 1945161 | 20579
Lovenella nodosa | 1935493 | 20580
Diplocheilus allmani | 1935469 | 20581
Plumularia corrugata | 1935428 | 20582
Thuiaria cylindrica | 1935394 | 20583
Rhizocaulus verticillatus | 1935303 | 20584
Orthopyxis everta | 1935287 | 20585
Clytia universitatis | 1935261 | 20586
Corymorpha palma | 1935253 | 20587
Polyorchis penicillatus | 1935212 | 20588
Syncoryne eximia | 1935170 | 20589
Garveia formosa | 1935113 | 20590
Perigonimus serpens | 1935097 | 20591
Perigonimus yoldiarcticae | 1935089 | 20592
Stelletta clarella | 1935030 | 20593
Tetilla arb | 1935014 | 20594
Spheciospongia confoederata | 1934900 | 20595
Paresperella psila | 1934876 | 20596
Hydroides microtis | 1925445 | 20597
Hyas araneus | 1925403 | 20598
Hutchinsoniella macracantha | 1925387 | 20599
Homarus americanus | 1925379 | 20600
Hirundo pyrrhonota | 1925353 | 20601
Hippothoa hyalina | 1925338 | 20602
Hippocampus erectus | 1925312 | 20603
Hiatella arctica | 1925304 | 20604
Hexarthra mira | 1925288 | 20605
Heterotrissocladius hirtapex | 1925247 | 20606
Heteropodarke heteromorpha | 1925221 | 20607
Henrya morrisoni | 1925197 | 20608
Helmitheros vermivorus | 1925171 | 20609
Hastula salleana | 1925155 | 20610
Hartmania moorei | 1925148 | 20611
Harrieta faxoni | 1925130 | 20612
Harpinia propinqua | 1925122 | 20613
Harmothoe macginitiei | 1925114 | 20614
Harmothoe aculeata | 1925106 | 20615
Harengula jaguana | 1925098 | 20616
Hantzschia amphioxys | 1925072 | 20617
Hansonoperla appalachia | 1925064 | 20618
Hannaea arcus | 1925049 | 20619
Haliaeetus leucocephalus | 1925031 | 20620
Halecium flexile | 1925023 | 20621
Halecium diminutivum | 1925015 | 20622
Gymnura altavela | 1924984 | 20623
Grubeulepis mexicana | 1924976 | 20624
Goniobasis livescens | 1924950 | 20625
Gomphus descriptus | 1924935 | 20626
Gomphonema tergestinum | 1924919 | 20627
Gomphonema sagitta | 1924901 | 20628
Glycera robusta | 1924778 | 20629
Glycera abranchiata | 1924760 | 20630
Gastropus stylifer | 1924745 | 20631
Gasterosteus aculeatus | 1924729 | 20632
Gammarus daiberi | 1924703 | 20633
Gammaropsis maculata | 1924687 | 20634
Bathylagus milleri | 1955368 | 20635
Argentina sialis | 1955335 | 20636
Anchoa delicatissima | 1955301 | 20637
Anchoa compressa | 1955293 | 20638
Engraulis mordax | 1955277 | 20639
Sardinops sagax | 1955244 | 20640
Gnathophis catalinensis | 1955186 | 20641
Facciolella gilberti | 1955152 | 20642
Hydrolagus colliei | 1955087 | 20643
Myliobatis californicus | 1955046 | 20644
Gymnura marmorata | 1954999 | 20645
Raja rhina | 1954932 | 20646
Raja inornata | 1954924 | 20647
Torpedo californica | 1954882 | 20648
Zapteryx exasperata | 1954858 | 20649
Platyrhinoidis triseriata | 1954833 | 20650
Rhinobatos productus | 1954817 | 20651
Squatina californica | 1954775 | 20652
Squalus acanthias | 1954742 | 20653
Mustelus californicus | 1954676 | 20654
Parmaturus xaniurus | 1954650 | 20655
Halodakra subtrigona | 1945138 | 20656
Theora lubrica | 1945096 | 20657
Semele decisa | 1945062 | 20658
Nuttallia nuttallii | 1945047 | 20659
Tagelus affinis | 1945021 | 20660
Tagelus subteres | 1945013 | 20661
Gari californica | 1944990 | 20662
Leporimetis obesa | 1944974 | 20663
Tellina meropsis | 1944958 | 20664
Tellina bodegensis | 1944933 | 20665
Tellina modesta | 1944925 | 20666
Tellina nuculoides | 1944909 | 20667
Macoma secta | 1944883 | 20668
Macoma carlottensis | 1944867 | 20669
Macoma yoldiformis | 1944859 | 20670
Solen sicarius | 1944834 | 20671
Americardia biangulata | 1944784 | 20672
Laevicardium substriatum | 1944768 | 20673
Cyclocardia crassidens | 1944701 | 20674
Cyclocardia ventricosa | 1944693 | 20675
Isorobitella trigonalis | 1944651 | 20676
Mysella pedroana | 1944636 | 20677
Mysella planata | 1944628 | 20678
Neaeromya rugifera | 1944602 | 20679
Kellia suborbicularis | 1944586 | 20680
Lasaea adansoni | 1944560 | 20681
Diplodonta sericata | 1944545 | 20682
Adontorhina cyclia | 1944495 | 20683
Epilucina californica | 1944479 | 20684
Lucinoma annulatum | 1944461 | 20685
Parvilucina tenuisculpta | 1944453 | 20686
Limaria hemphilli | 1944420 | 20687
Anomia peruviana | 1944396 | 20688
Pododesmus macroschisma | 1944388 | 20689
Crassedoma giganteum | 1944370 | 20690
Hemectyon hyle | 1934835 | 20691
Myxilla fimbriata | 1934801 | 20692
Microciona parthena | 1934769 | 20693
Staurocalyptus solidus | 1934751 | 20694
Zonotrichia albicollis | 1934272 | 20695
Zenaida macroura | 1934264 | 20696
Yugus bulbosus | 1934256 | 20697
Yoldia limatula | 1934231 | 20698
Wilsonia citrina | 1934199 | 20699
Vitrinella texana | 1934173 | 20700
Vitrinella helicoidea | 1934165 | 20701
Vireo solitarius | 1934140 | 20702
Vireo olivaceus | 1934124 | 20703
Vireo gilvus | 1934108 | 20704
Vireo flavifrons | 1934090 | 20705
Gallinago gallinago | 1924653 | 20706
Fundulus rathbuni | 1924638 | 20707
Fundulus catenatus | 1924612 | 20708
Fragilaria virescens | 1924562 | 20709
Fragilaria lata | 1924497 | 20710
Fragilaria constricta | 1924422 | 20711
Fragilaria acidobiontica | 1924372 | 20712
Fistularia tabacaria | 1924356 | 20713
Filinia longiseta | 1924315 | 20714
Fargoa gibbosa | 1924299 | 20715
Fargoa bushiana | 1924281 | 20716
Fargoa bartschi | 1924273 | 20717
Falco sparverius | 1924257 | 20718
Falco peregrinus | 1924240 | 20719
Exogone hebes | 1924232 | 20720
Exoglossum maxillingua | 1924224 | 20721
Exoglossum laurae | 1924216 | 20722
Eusarsiella zostericola | 1924208 | 20723
Eurylophella versimilis | 1924182 | 20724
Eurylophella funeralis | 1924174 | 20725
Eurylophella aestiva | 1924166 | 20726
Eunotia zasuminensis | 1924133 | 20727
Eunotia rhomboidea | 1924075 | 20728
Eunotia microcephala | 1924026 | 20729
Eunotia kocheliensis | 1924000 | 20730
Eunotia hexaglyphis | 1923994 | 20731
Eunotia bidentula | 1923929 | 20732
Eptatretus deani | 1954544 | 20733
Branchiostoma californiense | 1954494 | 20734
Eugyra arenosa | 1954478 | 20735
Molgula regularis | 1954452 | 20736
Molgula pugetiensis | 1954445 | 20737
Bathypera ovoida | 1954429 | 20738
Pyura mirabilis | 1954346 | 20739
Polyandrocarpa zorritensis | 1954312 | 20740
Styela gibbsii | 1954296 | 20741
Styela coriacea | 1954270 | 20742
Ascidia ceratodes | 1954247 | 20743
Ciona intestinalis | 1954163 | 20744
Polyclinum planum | 1954114 | 20745
Distaplia occidentalis | 1954098 | 20746
Florometra serratissima | 1954023 | 20747
Paracaudina chilensis | 1953975 | 20748
Molpadia intermedia | 1953934 | 20749
Parastichopus parvimensis | 1953868 | 20750
Parastichopus californicus | 1953850 | 20751
Pentamera populifera | 1953819 | 20752
Leptopecten latiauratus | 1944354 | 20753
Cyclopecten catalinensis | 1944305 | 20754
Chlamys hastata | 1944289 | 20755
Musculista senhousia | 1944263 | 20756
Lithophaga plumula | 1944248 | 20757
Modiolus sacculifer | 1944198 | 20758
Modiolus capax | 1944172 | 20759
Modiolus rectus | 1944164 | 20760
Mytilus californianus | 1944149 | 20761
Huxleyia munita | 1944123 | 20762
Solemya reidi | 1944081 | 20763
Yoldia cooperii | 1944073 | 20764
Nuculana taphria | 1944032 | 20765
Nuculana conceptionis | 1944016 | 20766
Acila castrensis | 1944008 | 20767
Limifossor fratula | 1943984 | 20768
Falcidens hartmanae | 1943968 | 20769
Chaetoderma pacificum | 1943943 | 20770
Chaetoderma hancocki | 1943935 | 20771
Mopalia phorminx | 1943877 | 20772
Lepidochitona thamnopora | 1943851 | 20773
Callistochiton decoratus | 1943828 | 20774
Lepidozona sinudentata | 1943786 | 20775
Lepidozona mertensii | 1943778 | 20776
Hanleyella oldroydi | 1943752 | 20777
Leptochiton nexus | 1943737 | 20778
Aeolidia papillosa | 1943687 | 20779
Flabellina pricei | 1943646 | 20780
Dirona picta | 1943562 | 20781
Vermivora ruficapilla | 1934074 | 20782
Vermivora peregrina | 1934058 | 20783
Valvata sincera | 1934033 | 20784
Urophycis tenuis | 1934017 | 20785
Urophycis regia | 1934009 | 20786
Urophycis chuss | 1933985 | 20787
Upeneus parvus | 1933969 | 20788
Unciola dissimilis | 1933944 | 20789
Tyrannus tyrannus | 1933936 | 20790
Tylotrocha monopus | 1933910 | 20791
Turbonilla sumneri | 1933894 | 20792
Tubificoides wasselli | 1933860 | 20793
Tubificoides diazi | 1933845 | 20794
Tubificoides apectinatus | 1933829 | 20795
Troglodytes aedon | 1933787 | 20796
Trochochaeta multisetosa | 1933779 | 20797
Trichotria tetractis | 1933753 | 20798
Trichocerca stylata | 1933712 | 20799
Trichocerca similis | 1933704 | 20800
Trichocerca pusilla | 1933688 | 20801
Trichocerca myersi | 1933662 | 20802
Trichocerca multicrinis | 1933647 | 20803
Trichocerca longiseta | 1933621 | 20804
Trichocerca lata | 1933613 | 20805
Trichocerca elongata | 1933597 | 20806
Trichocerca capucina | 1933571 | 20807
Trichocerca bicristata | 1933555 | 20808
Trichiurus lepturus | 1933548 | 20809
Travisia forbesii | 1933530 | 20810
Travisia carnea | 1933522 | 20811
Trachinotus falcatus | 1933514 | 20812
Trachinotus carolinus | 1933506 | 20813
Toxostoma rufum | 1933498 | 20814
Tinca tinca | 1933472 | 20815
Thyonella gemmata | 1933464 | 20816
Thyasira flexuosa | 1933449 | 20817
Thryothorus ludovicianus | 1933431 | 20818
Tharyx acutus | 1933423 | 20819
Thalassema hartmani | 1933415 | 20820
Texadina barretti | 1933407 | 20821
Testudinella tridentata | 1933399 | 20822
Testudinella emarginula | 1933373 | 20823
Terebra concava | 1933357 | 20824
Tautogolabrus adspersus | 1933316 | 20825
Eunotia arcus | 1923887 | 20826
Eudorella pusilla | 1923861 | 20827
Eudorella monodon | 1923853 | 20828
Eucyclops neomacruroides | 1923838 | 20829
Euclymene zonalis | 1923812 | 20830
Eucinostomus gula | 1923796 | 20831
Eucinostomus argenteus | 1923788 | 20832
Euchlanis triquetra | 1923762 | 20833
Euchlanis meneta | 1923747 | 20834
Euchlanis calpidia | 1923721 | 20835
Bosmina tubicen | 1923697 | 20836
Etrumeus teres | 1923671 | 20837
Etropus crossotus | 1923655 | 20838
Etheostoma variatum | 1923630 | 20839
Etheostoma tippecanoe | 1923622 | 20840
Etheostoma stigmaeum | 1923606 | 20841
Etheostoma rufilineatum | 1923580 | 20842
Etheostoma osburni | 1923564 | 20843
Etheostoma longimanum | 1923549 | 20844
Etheostoma kanawhae | 1923531 | 20845
Etheostoma fusiforme | 1923515 | 20846
Etheostoma acuticeps | 1923499 | 20847
Eteone foliosa | 1923473 | 20848
Esox niger | 1923465 | 20849
Erimystax insignis | 1923457 | 20850
Erimystax dissimilis | 1923440 | 20851
Erimystax cahni | 1923432 | 20852
Ericthonius fasciatus | 1923424 | 20853
Epoicocladius flavens | 1923416 | 20854
Epitonium tollini | 1923408 | 20855
Epitonium greenlandicum | 1923390 | 20856
Epitonium albidum | 1923382 | 20857
Epischura nordenskioldi | 1923366 | 20858
Epischura lacustris | 1923358 | 20859
Epiphanes pelagica | 1923341 | 20860
Ephemerella simila | 1923333 | 20861
Ephemerella rossi | 1923325 | 20862
Ephemerella inconstans | 1923317 | 20863
Ephemerella coxalis | 1923291 | 20864
Ephemerella catawba | 1923275 | 20865
Ephemera guttulata | 1923259 | 20866
Ephemera blanda | 1923242 | 20867
Enneacanthus obesus | 1923226 | 20868
Enneacanthus chaetodon | 1923200 | 20869
Encope aberrans | 1923184 | 20870
Empidonax traillii | 1923150 | 20871
Ascidia mentula | 1971894 | 20872
Ascidia nigra | 1971886 | 20873
Ascidia vermiformis | 1971860 | 20874
Ascidia unalaskensis | 1971845 | 20875
Ascidia interrupta | 1971829 | 20876
Ascidia translucida | 1971803 | 20877
Ascidia dispar | 1971795 | 20878
Ascidia meridionalis | 1971779 | 20879
Ascidia syneiensis | 1971753 | 20880
Ascidia conchilega | 1971738 | 20881
Ascidia corelloides | 1971720 | 20882
Macoma balthica | 1971688 | 20883
Bugula simplex | 1971662 | 20884
Electra monostachys | 1971654 | 20885
Oenopota pyramidalis | 1971639 | 20886
Chitinopoma serrula | 1971613 | 20887
Lineus viridis | 1971597 | 20888
Scypha coronata | 1971571 | 20889
Chthonius tetrachelatus | 1971563 | 20890
Nerilla antennata | 1971548 | 20891
Molgula provisionalis | 1971522 | 20892
Molgula citrina | 1971506 | 20893
Molgula retortiformis | 1971498 | 20894
Halocynthia pyriformis | 1971472 | 20895
Boltenia ovifera | 1971456 | 20896
Ascidia callosa | 1971431 | 20897
Didemnum albidum | 1971415 | 20898
Stereobalanus canadensis | 1971407 | 20899
Leptosynapta roseola | 1971381 | 20900
Psolus phantapus | 1971365 | 20901
Gorgonocephalus arcticus | 1971340 | 20902
Stephanasterias albula | 1971332 | 20903
Leptasterias littoralis | 1971324 | 20904
Leptasterias mulleri | 1971316 | 20905
Leptasterias tenera | 1971308 | 20906
Asterias vulgaris | 1971290 | 20907
Solaster endeca | 1971282 | 20908
Crossaster papposus | 1971274 | 20909
Hippasteria phrygiana | 1971266 | 20910
Terebratulina septentrionalis | 1971258 | 20911
Barentsia gracilis | 1971241 | 20912
Pedicellina cernua | 1971233 | 20913
Pseudoflustra solida | 1971217 | 20914
Palmicellaria skenei | 1971209 | 20915
Escharella abyssicola | 1971191 | 20916
Escharella immersa | 1971175 | 20917
Myriozoella plana | 1971159 | 20918
Turbicellepora dichotoma | 1971134 | 20919
Rhamphostomella scabra | 1971126 | 20920
Rhamphostomella ovata | 1971100 | 20921
Rhamphostomella costata | 1971084 | 20922
Smittina rigida | 1971068 | 20923
Smittina bella | 1971050 | 20924
Porella reduplicata | 1971035 | 20925
Hippoporina americana | 1971019 | 20926
Hippoporella hippopus | 1970979 | 20927
Cleidochasma contractum | 1970961 | 20928
Schizomavella auriculata | 1970946 | 20929
Stomachetosella hincksi | 1970920 | 20930
Cylindroporella tubulosa | 1970904 | 20931
Hippothoa expansa | 1970854 | 20932
Tricellaria peachii | 1970821 | 20933
Tricellaria ternata | 1970805 | 20934
Dendrobeania murrayana | 1970763 | 20935
Bugula harmsworthi | 1970748 | 20936
Bugula avicularia | 1970730 | 20937
Tegella arctica | 1970714 | 20938
Callopora dumerilii | 1970698 | 20939
Cauloramphus cymbaeformis | 1970664 | 20940
Electra arctica | 1970649 | 20941
Scruparia chelata | 1970623 | 20942
Haplota clavata | 1970607 | 20943
Eucratea loricata | 1970581 | 20944
Lichenopora hispida | 1970573 | 20945
Oncousoecia diastroporides | 1970532 | 20946
Idmonea atlantica | 1970516 | 20947
Tubilipora lobulata | 1970508 | 20948
Tubulipora liliacea | 1970490 | 20949
Diplosolen obelia | 1970482 | 20950
Crisia cribraria | 1970474 | 20951
Phoronis psammophila | 1970441 | 20952
Echiniscoides sigismundi | 1970433 | 20953
Halicryptus spinulosus | 1970425 | 20954
Priapulus caudatus | 1970417 | 20955
Echiurus echiurus | 1970391 | 20956
Golfingia procera | 1970383 | 20957
Golfingia minuta | 1970375 | 20958
Golfingia eremita | 1970367 | 20959
Planes minutus | 1970326 | 20960
Cancer borealis | 1970300 | 20961
Lithodes maja | 1970276 | 20962
Axius serratus | 1970250 | 20963
Sabinea sarsii | 1970235 | 20964
Sclerocrangon boreas | 1970219 | 20965
Dichelopandalus leptocerus | 1970201 | 20966
Pandalus borealis | 1970185 | 20967
Eualus pusiolus | 1970169 | 20968
Eualus fabricii | 1970144 | 20969
Lebbeus polaris | 1970128 | 20970
Lebbeus groenlandicus | 1970110 | 20971
Spirontocaris liljeborgii | 1970094 | 20972
Caprella unica | 1970045 | 20973
Mayerella limicola | 1970029 | 20974
Hyperia medusarum | 1970003 | 20975
Talorchestia megalophthalma | 1969989 | 20976
Orchestia gammarella | 1969971 | 20977
Syrrhoe crenulata | 1969955 | 20978
Metopa boecki | 1969930 | 20979
Metopella carinata | 1969914 | 20980
Stegocephalus inflatus | 1969898 | 20981
Dulichia falcata | 1969880 | 20982
Pleustes cataphractus | 1969864 | 20983
Epimeria loricata | 1969849 | 20984
Monoculodes tesselatus | 1969823 | 20985
Monoculodes tuberculatus | 1969815 | 20986
Bathymedon obtusifrons | 1969799 | 20987
Orchomenella pinguis | 1969773 | 20988
Psammonyx nobilis | 1969757 | 20989
Lafystius sturionis | 1969732 | 20990
Podoceropsis nitida | 1969724 | 20991
Hyale plumulosa | 1969708 | 20992
Marinogammarus finmarchicus | 1969666 | 20993
Maera loveni | 1969641 | 20994
Gammarus lawrencianus | 1969633 | 20995
Gammarus duebeni | 1969625 | 20996
Gammarus setosus | 1969617 | 20997
Gammarus locusta | 1969609 | 20998
Gammarellus angulosus | 1969591 | 20999
Gammarellus homari | 1969583 | 21000
Rhachotropis oculata | 1969575 | 21001
Rhachotropis inflata | 1969567 | 21002
Corophium sextonae | 1969559 | 21003
Halirages fulvocinctus | 1969542 | 21004
Haploops tubicola | 1969534 | 21005
Byblis gaimardi | 1969518 | 21006
Ligia oceanica | 1969492 | 21007
Hemiarthrus abdominalis | 1969476 | 21008
Pleurogonium rubicundum | 1969468 | 21009
Munna fabricii | 1969443 | 21010
Jaera albifrons | 1969427 | 21011
Chiridotea tuftsii | 1969401 | 21012
Chiridotea nigrescens | 1969393 | 21013
Idotea metallica | 1969377 | 21014
Cirolana borealis | 1969351 | 21015
Calathura branchiata | 1969336 | 21016
Gnathia cerina | 1969328 | 21017
Leptostylis longimana | 1969302 | 21018
Leptostylis ampullacea | 1969294 | 21019
Diastylis abbreviatus | 1969278 | 21020
Diastylis lucifera | 1969260 | 21021
Eudorella difficilis | 1969245 | 21022
Eudorella truncatula | 1969229 | 21023
Eudorella emarginata | 1969211 | 21024
Erythrops erythrophthalma | 1969195 | 21025
Pseudomma roseum | 1969179 | 21026
Mysis mixta | 1969153 | 21027
Meterythrops robusta | 1969146 | 21028
Conchoderma virgatum | 1969104 | 21029
Lepas anatifera | 1969088 | 21030
Sarsiella zostericola | 1969062 | 21031
Parasterope pollex | 1969054 | 21032
Phoxichilidium femoratum | 1969039 | 21033
Pseudopallene circularis | 1969013 | 21034
Nymphon rubrum | 1968999 | 21035
Nymphon macrum | 1968981 | 21036
Nymphon longitarse | 1968965 | 21037
Bathypolypus arcticus | 1968924 | 21038
Loligo pealeii | 1968908 | 21039
Antalis entale | 1968890 | 21040
Cuspidaria arctica | 1968874 | 21041
Cuspidaria glacialis | 1968858 | 21042
Thracia septentrionalis | 1968833 | 21043
Thracia myopsis | 1968825 | 21044
Periploma papyratium | 1968817 | 21045
Pandora glacialis | 1968809 | 21046
Psiloteredo megotara | 1968791 | 21047
Teredo navalis | 1968783 | 21048
Xylophaga atlantica | 1968767 | 21049
Zirfaea crispata | 1968759 | 21050
Panomya arctica | 1968742 | 21051
Hiatella striata | 1968734 | 21052
Cyrtodaria siliqua | 1968726 | 21053
Mya truncata | 1968718 | 21054
Liocyma fluctuosa | 1968700 | 21055
Macoma baltica | 1968692 | 21056
Macoma calcarea | 1968684 | 21057
Mesodesma arctatum | 1968668 | 21058
Clinocardium ciliatum | 1968627 | 21059
Astarte borealis | 1968601 | 21060
Astarte quadrans | 1968593 | 21061
Turtonia minuta | 1968551 | 21062
Diplodonta verrilli | 1968528 | 21063
Thyasira trisinuata | 1968502 | 21064
Axinopsida orbiculata | 1968486 | 21065
Ostrea edulis | 1968460 | 21066
Chlamys islandica | 1968445 | 21067
Dacrydium vitreum | 1968437 | 21068
Musculus discors | 1968411 | 21069
Bathyarca anomala | 1968395 | 21070
Solemya borealis | 1968379 | 21071
Yoldia sapotilla | 1968361 | 21072
Yoldia myalis | 1968346 | 21073
Portlandia inflata | 1968320 | 21074
Nuculana tenuisulcata | 1968304 | 21075
Nuculana minuta | 1968296 | 21076
Nucula tenuis | 1968270 | 21077
Tonicella rubra | 1968254 | 21078
Hanleya dalli | 1968213 | 21079
Hanleya mendicaria | 1968205 | 21080
Facelina bostoniensis | 1968189 | 21081
Flabellina verrucosa | 1968163 | 21082
Flabellina pellucida | 1968148 | 21083
Flabellina salmonacea | 1968130 | 21084
Cuthona stimpsoni | 1968114 | 21085
Eubranchus tricolor | 1968098 | 21086
Doto formosa | 1968056 | 21087
Doto coronata | 1968049 | 21088
Lamellidoris aspera | 1968023 | 21089
Lamellidoris grisea | 1968007 | 21090
Lamellidoris tenella | 1967983 | 21091
Lamellidoris diademata | 1967975 | 21092
Lamellidoris muricata | 1967967 | 21093
Cadlina laevis | 1967942 | 21094
Paedoclione doliiformis | 1967934 | 21095
Clione limacina | 1967926 | 21096
Elysia chlorotica | 1967918 | 21097
Ovatella myosotis | 1967900 | 21098
Limacina retroversa | 1967892 | 21099
Limacina lesueurii | 1967884 | 21100
Diaphana minuta | 1967876 | 21101
Philine angulata | 1967868 | 21102
Philine quadrata | 1967850 | 21103
Philine lima | 1967843 | 21104
Scaphander punctostriatus | 1967827 | 21105
Cylichna alba | 1967801 | 21106
Pyramidella ventricosa | 1967785 | 21107
Turbonilla nivea | 1967777 | 21108
Turbonilla polita | 1967751 | 21109
Odostomia modesta | 1967736 | 21110
Odostomia trifida | 1967710 | 21111
Propebela turricula | 1967702 | 21112
Oenopota pingelii | 1967686 | 21113
Oenopota decussatus | 1967660 | 21114
Oenopota harpularius | 1967645 | 21115
Busycotypus canaliculatus | 1967629 | 21116
Neptunea decemcostata | 1967611 | 21117
Colus stimpsoni | 1967595 | 21118
Buccinum cyaneum | 1967579 | 21119
Mitrella dissimilis | 1967553 | 21120
Astyris rosacea | 1967546 | 21121
Boreotrophon clathratus | 1967520 | 21122
Nucella lapilIus | 1967512 | 21123
Lunatia laevicula | 1967496 | 21124
Euspira immaculata | 1967470 | 21125
Polinices nanus | 1967462 | 21126
Marsenina prodita | 1967447 | 21127
Velutina undata | 1967421 | 21128
Crucibulum striatum | 1967405 | 21129
Torellia vestita | 1967389 | 21130
Couthouyella striatula | 1967371 | 21131
Tachyrhynchus erosus | 1967355 | 21132
Onoba aculeus | 1967330 | 21133
Lacuna neritoidea | 1967314 | 21134
Lacuna pallidula | 1967306 | 21135
Solariella obscura | 1967280 | 21136
Margarites groenlandicus | 1967264 | 21137
Margarites helicinus | 1967249 | 21138
Calliostoma occidentale | 1967223 | 21139
Lepeta caeca | 1967215 | 21140
Pelosecolex heterochaetus | 1967173 | 21141
Enchytraeus albidus | 1967165 | 21142
Pomatoceros triqueter | 1967132 | 21143
Protula tubularia | 1967124 | 21144
Filograna implexa | 1967116 | 21145
Spirorbis violaceus | 1967108 | 21146
Spirorbis granulatus | 1967090 | 21147
Spirorbis quadrangularis | 1967082 | 21148
Trichobranchus roseus | 1967066 | 21149
Artacama proboscidea | 1967058 | 21150
Thelepus cincinnatus | 1967041 | 21151
Polycirrus haematodes | 1967033 | 21152
Nicolea venustula | 1967025 | 21153
Samythella elongata | 1967009 | 21154
Samytha sexcirrata | 1966993 | 21155
Sabellides octocirrata | 1966977 | 21156
Pectinaria granulata | 1966951 | 21157
Myriochele heeri | 1966936 | 21158
Rhodine loveni | 1966902 | 21159
Clymenella zonalis | 1966886 | 21160
Ophelina abranchiata | 1966860 | 21161
Polyphysia crassa | 1966852 | 21162
Diplocirrus hirsutus | 1966837 | 21163
Pherusa aspera | 1966811 | 21164
Pherusa ehlersi | 1966795 | 21165
Flabelligera grubei | 1966779 | 21166
Flabelligera affinis | 1966761 | 21167
Brada granosa | 1966746 | 21168
Cossura laeviseta | 1966720 | 21169
Tharyx similis | 1966704 | 21170
Trochochaeta watsoni | 1966696 | 21171
Prionospio malmgreni | 1966670 | 21172
Polydora concharum | 1966654 | 21173
Aricidea albatrossae | 1966639 | 21174
Orbinia ornata | 1966621 | 21175
Naineris quadricuspida | 1966605 | 21176
Lumbrineris brevipes | 1966589 | 21177
Eunice schemacephala | 1966563 | 21178
Hyalinoecia tubicola | 1966548 | 21179
Onuphis quadricuspis | 1966530 | 21180
Goniada norvegica | 1966514 | 21181
Nephtys paradoxa | 1966498 | 21182
Nephtys discors | 1966472 | 21183
Nephtys ciliata | 1966464 | 21184
Nereis diversicolor | 1966449 | 21185
Ceratoneris scotiae | 1966431 | 21186
Autolytus alexandri | 1966415 | 21187
Nereimyra punctata | 1966399 | 21188
Tomopteris helgolandica | 1966373 | 21189
Paranaitis kosteriensis | 1966365 | 21190
Eteone flava | 1966340 | 21191
Spinther miniaceus | 1966324 | 21192
Euphrosine borealis | 1966308 | 21193
Pareurythoe borealis | 1966290 | 21194
Paramphinome pulchella | 1966282 | 21195
Paramphinome jeffreysii | 1966274 | 21196
Dysponetus pygmaeus | 1966266 | 21197
Leanira tetragona | 1966258 | 21198
Eucranta villosa | 1966241 | 21199
Enipo torelli | 1966233 | 21200
Polynoe gracilis | 1966225 | 21201
Harmothoe spinulosa | 1966217 | 21202
Harmothoe oerstedi | 1966209 | 21203
Harmothoe nodosa | 1966191 | 21204
Harmothoe acanellae | 1966183 | 21205
Malmgreniella lunulata | 1966175 | 21206
Gattyana nutti | 1966167 | 21207
Gattyana cirrosa | 1966159 | 21208
Laetmonice filicornis | 1966134 | 21209
Tetrastemma vittatum | 1966092 | 21210
Parapolia aurantiaca | 1966084 | 21211
Micrura caeca | 1966068 | 21212
Lineus socialis | 1966043 | 21213
Procephalothrix spiralis | 1966027 | 21214
Bdelloura candida | 1966019 | 21215
Foviella affinis | 1965995 | 21216
Procerodes littoralis | 1965979 | 21217
Notoplana atomata | 1965938 | 21218
Bolinopsis infundibulum | 1965904 | 21219
Mertensia ovum | 1965888 | 21220
Pleurobrachia pileus | 1965862 | 21221
Haliplanella luciae | 1965839 | 21222
Hormathia nodosa | 1965813 | 21223
Bolocera tuediae | 1965797 | 21224
Urticina felina | 1965789 | 21225
Halcampa duodecimcirrata | 1965763 | 21226
Edwardsia elegans | 1965748 | 21227
Drifa glomerata | 1965722 | 21228
Aurelia aurita | 1965698 | 21229
Cyanea capillata | 1965672 | 21230
Thaumatoscyphus atlanticus | 1965656 | 21231
Haliclystus salpinx | 1965631 | 21232
Haliclystus auricula | 1965623 | 21233
Hebella venusta | 1965581 | 21234
Tima formosa | 1965565 | 21235
Stegopoma plicatile | 1965540 | 21236
Staurophora mertensi | 1965532 | 21237
Schizotricha tenella | 1965516 | 21238
Halecium muricatum | 1965490 | 21239
Halecium beanii | 1965474 | 21240
Halecium halecium | 1965466 | 21241
Hydrallmania falcata | 1965441 | 21242
Diphasia fallax | 1965433 | 21243
Diphasia rosacea | 1965425 | 21244
Diphasia tamarisca | 1965417 | 21245
Thuiaria lonchitis | 1965409 | 21246
Thuiaria latiuscula | 1965391 | 21247
Thuiaria similis | 1965383 | 21248
Thuiaria argentea | 1965375 | 21249
Thuiaria thuja | 1965367 | 21250
Sertularia pumila | 1965359 | 21251
Sertularella polyzonias | 1965342 | 21252
Sertularella tricuspidata | 1965334 | 21253
Sertularella rugosa | 1965326 | 21254
Opercularella pumila | 1965300 | 21255
Grammaria abietina | 1965268 | 21256
Lafoea gracillima | 1965243 | 21257
Lafoea dumosa | 1965235 | 21258
Eucopella caliculata | 1965219 | 21259
Clytia johnstoni | 1965193 | 21260
Clytia cylindrica | 1965177 | 21261
Phialidium languidum | 1965169 | 21262
Obelia gracilis | 1965128 | 21263
Obelia longissima | 1965102 | 21264
Campanularia neglecta | 1965086 | 21265
Campanularia fragilis | 1965078 | 21266
Campanularia amphora | 1965052 | 21267
Campanularia abyssa | 1965037 | 21268
Campanularia verticillata | 1965011 | 21269
Campanularia hincksii | 1965003 | 21270
Campanularia groenlandica | 1964980 | 21271
Podocoryne carnea | 1964964 | 21272
Stylactis arge | 1964931 | 21273
Eudendrium insigne | 1964915 | 21274
Eudendrium tenue | 1964899 | 21275
Eudendrium vaginatum | 1964873 | 21276
Eudendrium album | 1964857 | 21277
Eudendrium ramosum | 1964840 | 21278
Eudendrium capillare | 1964824 | 21279
Euphysa aurata | 1964782 | 21280
Tubularia tenella | 1964774 | 21281
Tubularia spectabilis | 1964758 | 21282
Clava leptostyla | 1964733 | 21283
Bimeria brevis | 1964717 | 21284
Dicoryne conferta | 1964691 | 21285
Bougainvillia britannica | 1964683 | 21286
Bougainvillia superciliaris | 1964667 | 21287
Cliona vastifica | 1964642 | 21288
Suberitechinus hispidus | 1964618 | 21289
Suberites ficus | 1964600 | 21290
Hymeniacidon heliophila | 1964592 | 21291
Halichondria bowerbanki | 1964584 | 21292
Halichondria panicea | 1964576 | 21293
Cladocroce ventilabrum | 1964550 | 21294
Mycale lingua | 1964535 | 21295
Tedania suctoria | 1964527 | 21296
Iophon nigricans | 1964501 | 21297
Pellina sitiens | 1964493 | 21298
Isodictya deichmannae | 1964485 | 21299
Haliclona oculata | 1964444 | 21300
Haliclona permollis | 1964428 | 21301
Scypha ciliata | 1964394 | 21302
Leucosolenia cancellata | 1964378 | 21303
Diastylis abbreviata | 1964337 | 21304
Aporrhais occidentalis | 1964329 | 21305
Antinoella angusta | 1964303 | 21306
Antennularia americana | 1964287 | 21307
Anonyx sarsi | 1964261 | 21308
Anonyx compactus | 1964246 | 21309
Ancula gibbosa | 1964238 | 21310
Amphitrite johnstoni | 1964212 | 21311
Neoamphitrite affinis | 1964196 | 21312
Amphiporus pulcher | 1964170 | 21313
Amphiporus lactifloreus | 1964162 | 21314
Amphiporus griseus | 1964147 | 21315
Amphiporus angulatus | 1964121 | 21316
Amphiporeia lawrenciana | 1964105 | 21317
Amphiblestrum osburni | 1964055 | 21318
Amicula vestita | 1964030 | 21319
Amblyosyllis finmarchica | 1964014 | 21320
Amaroucium glabrum | 1963966 | 21321
Amage auricula | 1963941 | 21322
Alvania latior | 1963933 | 21323
Boreocinqula castanea | 1963917 | 21324
Alvania areolata | 1963891 | 21325
Alcyonium digitatum | 1963859 | 21326
Alcyonidium polyoum | 1963826 | 21327
Alcyonidium mamillatum | 1963800 | 21328
Alcyonidium gelatinosum | 1963784 | 21329
Aglaophamus malmgreni | 1963776 | 21330
Aglantha digitalis | 1963768 | 21331
Agalma elegans | 1963743 | 21332
Aetea recta | 1963727 | 21333
Aetea anguina | 1963719 | 21334
Aequorea albida | 1963693 | 21335
Aequorea aequorea | 1963685 | 21336
Aega psora | 1963644 | 21337
Actinauge verrilli | 1963628 | 21338
Aclis striata | 1963602 | 21339
Achelia spinosa | 1963586 | 21340
Acaulis primarius | 1963552 | 21341
Abietinaria abietina | 1963511 | 21342
Notropis winchelli | 1963495 | 21343
Notropis wickliffi | 1963487 | 21344
Notropis uranoscopus | 1963461 | 21345
Notropis stilbius | 1963446 | 21346
Pteronotropis signipinnis | 1963420 | 21347
Notropis rupestris | 1963404 | 21348
Notropis rubescens | 1963396 | 21349
Notropis petersoni | 1963370 | 21350
Notropis ozarcanus | 1963354 | 21351
Notropis ortenburgeri | 1963339 | 21352
Notropis orca | 1963321 | 21353
Notropis mekistocholas | 1963305 | 21354
Notropis lutipinnis | 1963289 | 21355
Notropis lineapunctatus | 1963263 | 21356
Notropis jemezanus | 1963255 | 21357
Notropis hypsilepis | 1963230 | 21358
Notropis hubbsi | 1963214 | 21359
Notropis greenei | 1963198 | 21360
Pteronotropis euryzonus | 1963172 | 21361
Notropis edwardraneyi | 1963164 | 21362
Notropis chrosomus | 1963149 | 21363
Notropis chiliticus | 1963123 | 21364
Notropis candidus | 1963107 | 21365
Notropis cahabae | 1963099 | 21366
Notropis braytoni | 1963073 | 21367
Notropis baileyi | 1963057 | 21368
Phagocata gracilis | 1963016 | 21369
Protoptila maculata | 1962943 | 21370
Heteroplectron americanum | 1962935 | 21371
Trochospongilla pennsylvanica | 1962927 | 21372
Eunapius ingloviformis | 1962901 | 21373
Pisidium punctatum | 1962885 | 21374
Cypria maculata | 1962794 | 21375
Spirosperma beetoni | 1962752 | 21376
Cambarincola macrodontus | 1962729 | 21377
Perithemis domitia | 1962703 | 21378
Enallagma hageni | 1962687 | 21379
Sialis joppa | 1962661 | 21380
Caecidotea forbesi | 1962653 | 21381
Notonecta irrorata | 1962596 | 21382
Lithasia obovata | 1962570 | 21383
Planorbula armigera | 1962562 | 21384
Pentamera pseudocalcigera | 1953793 | 21385
Cucumaria piperata | 1953777 | 21386
Pachythyone rubra | 1953769 | 21387
Psolus chitinoides | 1953702 | 21388
Lovenia cordiformis | 1953678 | 21389
Spatangus californicus | 1953645 | 21390
Brissopsis pacifica | 1953611 | 21391
Brisaster latifrons | 1953587 | 21392
Dendraster excentricus | 1953546 | 21393
Strongylocentrotus franciscanus | 1953504 | 21394
Allocentrotus fragilis | 1953488 | 21395
Ophiothrix rudis | 1953439 | 21396
Dougalopus amphacantha | 1953413 | 21397
Ophionereis annulata | 1953363 | 21398
Amphiura acrystata | 1953348 | 21399
Diamphiodia occidentalis | 1953322 | 21400
Amphiodia psara | 1953298 | 21401
Amphiodia urtica | 1953272 | 21402
Ophiopholis bakeri | 1953256 | 21403
Ophiopthalmus diplasia | 1953249 | 21404
Ophiacantha phragma | 1953223 | 21405
Ophiuroconis bispinosa | 1953207 | 21406
Ophioderma panamense | 1953181 | 21407
Ophiopteris papillosa | 1953173 | 21408
Ophiura sarsi | 1953132 | 21409
Ophiura leptoctenia | 1953116 | 21410
Gorgonocephalus eucnemis | 1953090 | 21411
Ophioscolex corynetes | 1953066 | 21412
Armina californica | 1943547 | 21413
Doto amyra | 1943513 | 21414
Doto kya | 1943505 | 21415
Doto columbiana | 1943497 | 21416
Melibe leonina | 1943489 | 21417
Dendronotus albopunctatus | 1943463 | 21418
Dendronotus albus | 1943448 | 21419
Dendronotus frondosus | 1943422 | 21420
Tochuina tetraquetra | 1943356 | 21421
Tritonia festiva | 1943331 | 21422
Tritonia diomedea | 1943323 | 21423
Ancula lentiginosa | 1943240 | 21424
Ancula pacifica | 1943232 | 21425
Acanthodoris lutea | 1943174 | 21426
Acanthodoris rhodoceras | 1943166 | 21427
Triopha maculata | 1943125 | 21428
Polycera tricolor | 1943091 | 21429
Anisodoris nobilis | 1942937 | 21430
Cadlina sparsa | 1942911 | 21431
Cadlina flavomaculata | 1942895 | 21432
Olea hansineensis | 1942770 | 21433
Tautoga onitis | 1933308 | 21434
Tanytarsus curticornis | 1933282 | 21435
Tanaissus psammophilus | 1933241 | 21436
Tachycineta bicolor | 1933233 | 21437
Synodus foetens | 1933191 | 21438
Syngnathus fuscus | 1933175 | 21439
Synedra delicatissima | 1933050 | 21440
Synedra cyclopum | 1933035 | 21441
Synchaeta stylata | 1932987 | 21442
Synchaeta oblonga | 1932961 | 21443
Synchaeta kitina | 1932946 | 21444
Synchaeta asymmetrica | 1932938 | 21445
Symphurus plagiusa | 1932912 | 21446
Ceratopsyche walkeri | 1932896 | 21447
Syllides japonica | 1932870 | 21448
Syllides longocirrata | 1932854 | 21449
Suwallia marginata | 1932847 | 21450
Surirella delicatissima | 1932789 | 21451
Sundanella sibogae | 1932755 | 21452
Sturnella magna | 1932714 | 21453
Strongylura marina | 1932706 | 21454
Strongylocentrotus droebachiensis | 1932698 | 21455
Strombiformis auricinctus | 1932680 | 21456
Strix varia | 1932672 | 21457
Strigilla mirabilis | 1932664 | 21458
Streptosyllis varians | 1932649 | 21459
Stilocladius clinopecten | 1932631 | 21460
Stictochironomus marmoreus | 1932623 | 21461
Sternaspis scutata | 1932615 | 21462
Sterna hirundo | 1932607 | 21463
Sterna caspia | 1932599 | 21464
Stereoderma unisemita | 1932581 | 21465
Ceraclea cancellatus | 1882794 | 21466
Orthotrichia cristata | 1882695 | 21467
Mayatrichia ayama | 1882653 | 21468
Leucotrichia pictipes | 1882638 | 21469
Hydroptila waubesiana | 1882604 | 21470
Symphitopsyche piatrix | 1882547 | 21471
Potamyia flava | 1882513 | 21472
Parapsyche elsis | 1882497 | 21473
Macrostemum carolina | 1882471 | 21474
Hydropsyche venada | 1882448 | 21475
Hydropsyche simulans | 1882422 | 21476
Hydropsyche rossi | 1882406 | 21477
Hydropsyche phalerata | 1882380 | 21478
Hydropsyche oslari | 1882372 | 21479
Hydropsyche occidentalis | 1882356 | 21480
Hydropsyche incommoda | 1882331 | 21481
Hydropsyche elissoma | 1882315 | 21482
Hydropsyche dicantha | 1882307 | 21483
Hydropsyche decalda | 1882299 | 21484
Hydropsyche cuanis | 1882281 | 21485
Hydropsyche cockerelli | 1882273 | 21486
Hydropsyche bidens | 1882265 | 21487
Hydropsyche betteni | 1882257 | 21488
Hydropsyche arinale | 1882240 | 21489
Hydropsyche aerata | 1882232 | 21490
Diplectrona modesta | 1882216 | 21491
Ceratopsyche sparna | 1882182 | 21492
Ceratopsyche slossonae | 1882174 | 21493
Ceratopsyche morosa | 1882158 | 21494
Macrostemum zebratum | 1882133 | 21495
Ceratopsyche alhedra | 1882117 | 21496
Arctopsyche grandis | 1882091 | 21497
Helicopsyche borealis | 1882026 | 21498
Graptacme eborea | 1913458 | 21499
Dentalium texasianum | 1913433 | 21500
Dentalium callipeplum | 1913417 | 21501
Ischnochiton papillosus | 1913359 | 21502
Chiton marmoratus | 1913334 | 21503
Chaetopleura apiculata | 1913300 | 21504
Cryptoconchus floridanus | 1913268 | 21505
Acanthochitona pygmaea | 1913235 | 21506
Pyrgocythara plicosa | 1913193 | 21507
Mangelia stellata | 1913177 | 21508
Mangelia plicosa | 1913169 | 21509
Kurtziella limonitella | 1913144 | 21510
Drillia cydia | 1913094 | 21511
Daphnella morra | 1913078 | 21512
Crassispira leucocyma | 1913011 | 21513
Crassispira cubana | 1913003 | 21514
Cerodrillia thea | 1912989 | 21515
Terebra dislocata | 1912948 | 21516
Vexillum hanleyi | 1912914 | 21517
Urnatella gracilis | 1903335 | 21518
Barentsia discreta | 1903293 | 21519
Ophiacantha littoralis | 1903210 | 21520
Ophiothrix oerstedii | 1903186 | 21521
Ophiothrix angulata | 1903178 | 21522
Ophiophragmus septus | 1903046 | 21523
Ophiophragmus filograneus | 1903020 | 21524
Ophionereis reticulata | 1902998 | 21525
Amphiura stimpsoni | 1902956 | 21526
Amphiura palmeri | 1902949 | 21527
Amphipholis squamata | 1902923 | 21528
Amphipholis gracillima | 1902907 | 21529
Amphioplus thrombodes | 1902881 | 21530
Amphioplus abdita | 1902873 | 21531
Amphiodia pulchella | 1902857 | 21532
Amphiodia atra | 1902832 | 21533
Ophiolepis elegans | 1902782 | 21534
Echinaster echinophorus | 1902717 | 21535
Luidia senegalensis | 1902675 | 21536
Asterias forbesi | 1902626 | 21537
Pontogeneia longleyi | 1893114 | 21538
Pontogeneia inermis | 1893106 | 21539
Crangonyx serratus | 1893056 | 21540
Crangonyx pseudogracilis | 1893031 | 21541
Crangonyx floridanus | 1893015 | 21542
Unciola irrorata | 1892967 | 21543
Grandidierella bonnieroides | 1892934 | 21544
Ericthonius difformis | 1892892 | 21545
Corophium tuberculatum | 1892850 | 21546
Corophium simile | 1892843 | 21547
Corophium lacustre | 1892827 | 21548
Corophium ellisi | 1892801 | 21549
Corophium acherusicum | 1892785 | 21550
Chevalia aviculae | 1892751 | 21551
Cerapus tubularis | 1892736 | 21552
Bemlos unicornis | 1892702 | 21553
Bemlos brunneomaculatus | 1892686 | 21554
Colomastix halichonodriae | 1892645 | 21555
Microdeutopus myersi | 1892504 | 21556
Microdeutopus anomalus | 1892488 | 21557
Lembos websteri | 1892454 | 21558
Lembos smithi | 1892439 | 21559
Cymadusa filosa | 1892371 | 21560
Cymadusa compta | 1892363 | 21561
Ampithoe valida | 1892348 | 21562
Ampithoe rubricata | 1892330 | 21563
Ampithoe ramondi | 1892322 | 21564
Ampithoe longimana | 1892314 | 21565
Glossosoma penitus | 1881994 | 21566
Brachycentrus numerosus | 1881887 | 21567
Sialis rotunda | 1881796 | 21568
Sialis iola | 1881788 | 21569
Sialis americana | 1881762 | 21570
Sisyra apicalis | 1881721 | 21571
Climacia areolaris | 1881705 | 21572
Corydalus cornutus | 1881630 | 21573
Corydalus cognata | 1881622 | 21574
Chauliodes rastricornis | 1881606 | 21575
Munroessa gyralis | 1881465 | 21576
Megistocera longipennis | 1881291 | 21577
Conus regularis | 1912872 | 21578
Conus jaspideus | 1912849 | 21579
Conus floridanus | 1912823 | 21580
Olivella perplexa | 1912781 | 21581
Olivella mutica | 1912773 | 21582
Olivella dealbata | 1912757 | 21583
Olivella adelae | 1912732 | 21584
Oliva sayana | 1912716 | 21585
Jaspidella blanesi | 1912682 | 21586
Nassarius trivittatus | 1912641 | 21587
Nassarius albus | 1912625 | 21588
Urosalpinx cinerea | 1912575 | 21589
Murex cellulosa | 1912534 | 21590
Eupleura sulcidentata | 1912518 | 21591
Eupleura caudata | 1912500 | 21592
Melongena corona | 1912476 | 21593
Busycon spiratum | 1912450 | 21594
Busycon contrarium | 1912443 | 21595
Volvarina avenacea | 1912419 | 21596
Marginella labiata | 1912377 | 21597
Marginella fusina | 1912351 | 21598
Marginella carnea | 1912336 | 21599
Marginella aureocincta | 1912328 | 21600
Marginella apicina | 1912302 | 21601
Hyalina pallida | 1912286 | 21602
Granulina ovuliformis | 1912260 | 21603
Pleuroploca gigantea | 1912237 | 21604
Leucozonia ocellata | 1912211 | 21605
Mitrella lunata | 1912187 | 21606
Anachis translirata | 1912161 | 21607
Anachis pulchella | 1912146 | 21608
Anachis obesa | 1912120 | 21609
Anachis lafresnayi | 1912112 | 21610
Holothuria floridana | 1902485 | 21611
Synaptula hydriformis | 1902444 | 21612
Leptosynapta tenuis | 1902428 | 21613
Leptosynapta inhaerens | 1902410 | 21614
Chiridota rotifera | 1902386 | 21615
Mellita quinquiesperforata | 1902337 | 21616
Lytechinus variegatus | 1902253 | 21617
Beroe ovata | 1902154 | 21618
Obelia dichotoma | 1902048 | 21619
Hydra americana | 1901990 | 21620
Tubularia crocea | 1901958 | 21621
Pennaria tiarella | 1901925 | 21622
Cordylophora lacustris | 1901867 | 21623
Hoplopheonoides obesa | 1892280 | 21624
Gitanopsis tortugae | 1892264 | 21625
Gitanopsis pusilla | 1892256 | 21626
Ampelisca macrocephala | 1892199 | 21627
Ampelisca declivitatis | 1892173 | 21628
Ampelisca agassizi | 1892165 | 21629
Phtisica marina | 1892108 | 21630
Paracaprella pusilla | 1892074 | 21631
Luconacia incerta | 1892058 | 21632
Hemiaegina minuta | 1892033 | 21633
Fallotritella biscaynensis | 1892017 | 21634
Caprella linearis | 1891969 | 21635
Caprella equilibra | 1891944 | 21636
Squilla empusa | 1891894 | 21637
Eurysquilla plumata | 1891860 | 21638
Procambarus versutus | 1891829 | 21639
Procambarus pygmaeus | 1891803 | 21640
Procambarus paeninsulanus | 1891787 | 21641
Procambarus fallax | 1891779 | 21642
Orconectes sanbornii | 1891738 | 21643
Orconectes nais | 1891712 | 21644
Orconectes immunis | 1891704 | 21645
Orconectes causeyi | 1891688 | 21646
Pacifastacus connectens | 1891597 | 21647
Processa hemphilli | 1891555 | 21648
Processa bermudensis | 1891548 | 21649
Nikoides schmitti | 1891522 | 21650
Ambidexter symmetricus | 1891506 | 21651
Antocha monticola | 1881200 | 21652
Protoplasa fitchii | 1881069 | 21653
Telmatoscopus albipunctatus | 1880996 | 21654
Simulium venustum | 1880921 | 21655
Simulium taxodium | 1880905 | 21656
Simulium nyssa | 1880889 | 21657
Simulium jenningsi | 1880871 | 21658
Simulium decorum | 1880855 | 21659
Simulium congareenarum | 1880830 | 21660
Cnephia pecuarum | 1880798 | 21661
Tvetenia bavarica | 1880715 | 21662
Thienemanniella xena | 1880699 | 21663
Thienemanniella fusca | 1880673 | 21664
Rheocricotopus tuberculatus | 1880590 | 21665
Rheocricotopus robacki | 1880582 | 21666
Rheocricotopus glabricollis | 1880574 | 21667
Psectrocladius vernalis | 1880525 | 21668
Psectrocladius sordidellus | 1880517 | 21669
Psectrocladius simulans | 1880509 | 21670
Psectrocladius pilosus | 1880491 | 21671
Psectrocladius elatus | 1880475 | 21672
Anachis floridana | 1912096 | 21673
Anachis avara | 1912070 | 21674
Bailya intricata | 1912005 | 21675
Viviparus georgianus | 1911957 | 21676
Lioplax pilsbryi | 1911932 | 21677
Campeloma lewisi | 1911916 | 21678
Campeloma floridense | 1911890 | 21679
Pomacea paludosa | 1911866 | 21680
Marisa cornuarietis | 1911841 | 21681
Petaloconchus varians | 1911775 | 21682
Valvata tricarinata | 1911700 | 21683
Pomatiopsis lapidaria | 1911676 | 21684
Erato maugeriae | 1911643 | 21685
Triphora nigrocincta | 1911601 | 21686
Triphora decorata | 1911593 | 21687
Tarebia granifera | 1911577 | 21688
Melanoides tuberculata | 1911551 | 21689
Zebina browniana | 1911494 | 21690
Rissoina chesnelii | 1911445 | 21691
Cingula floridana | 1911411 | 21692
Benthonella gaza | 1911395 | 21693
Alvania auberiana | 1911379 | 21694
Cerithidea costata | 1911338 | 21695
Haloclava producta | 1901677 | 21696
Ceriantheopsis americana | 1901602 | 21697
Renilla reniformis | 1901560 | 21698
Leptogorgia virgulata | 1901529 | 21699
Salvelinus fontinalis | 1901388 | 21700
Salmo trutta | 1901362 | 21701
Oncorhynchus clarkii | 1901347 | 21702
Umbra limi | 1901313 | 21703
Esox lucius | 1901271 | 21704
Percopsis omiscomaycus | 1901222 | 21705
Gobiesox strumosus | 1901156 | 21706
Hiodon tergisus | 1901115 | 21707
Hiodon alosoides | 1901107 | 21708
Pylodictis olivaris | 1901065 | 21709
Noturus nocturnus | 1901040 | 21710
Noturus gyrinus | 1901024 | 21711
Noturus flavus | 1901016 | 21712
Leptochela serratorbita | 1891472 | 21713
Periclimenes longicaudatus | 1891449 | 21714
Periclimenes iridescens | 1891431 | 21715
Periclimenes americanus | 1891423 | 21716
Palaemonetes vulgaris | 1891399 | 21717
Palaemonetes paludosus | 1891373 | 21718
Palaemonetes intermedius | 1891357 | 21719
Macrobrachium ohione | 1891308 | 21720
Macrobrachium acanthurus | 1891282 | 21721
Ogyrides limicola | 1891233 | 21722
Ogyrides alphaerostris | 1891217 | 21723
Tozeuma carolinense | 1891183 | 21724
Thor floridanus | 1891167 | 21725
Latreutes parvulus | 1891142 | 21726
Hippolyte zostericola | 1891118 | 21727
Automate gardineri | 1891027 | 21728
Alpheus heterochaelis | 1890987 | 21729
Alpheopsis trigonus | 1890953 | 21730
Pilumnus lacteus | 1890896 | 21731
Pilumnus floridanus | 1890888 | 21732
Neopanope texana | 1890821 | 21733
Neopanope sayi | 1890813 | 21734
Hexapanopeus angustifrons | 1890722 | 21735
Eurypanopeus depressus | 1890706 | 21736
Eurypanopeus abbreviatus | 1890698 | 21737
Parametriocnemus lundbecki | 1880434 | 21738
Orthocladius wiensi | 1880368 | 21739
Orthocladius obumbratus | 1880343 | 21740
Orthocladius mallochi | 1880335 | 21741
Orthocladius ferringtoni | 1880319 | 21742
Orthocladius carlatus | 1880293 | 21743
Oliveridia hugginsi | 1880244 | 21744
Nanocladius rectinervis | 1880202 | 21745
Nanocladius incomptus | 1880186 | 21746
Nanocladius distinctus | 1880178 | 21747
Nanocladius balticus | 1880152 | 21748
Nanocladius alternantherae | 1880137 | 21749
Metriocnemus knabi | 1880103 | 21750
Hydrobaenus pilipodex | 1880046 | 21751
Hydrobaenus johannseni | 1880020 | 21752
Eukiefferiella gracei | 1879956 | 21753
Eukiefferiella discoloripes | 1879949 | 21754
Eukiefferiella coerulescens | 1879923 | 21755
Eukiefferiella brevicalcar | 1879907 | 21756
Endotribelos hesperium | 1879865 | 21757
Cricotopus vierriensis | 1879832 | 21758
Cricotopus trifascia | 1879816 | 21759
Cricotopus triannulatus | 1879790 | 21760
Cricotopus tremulus | 1879782 | 21761
Cricotopus tibialis | 1879774 | 21762
Cricotopus sylvestris | 1879766 | 21763
Cricotopus politus | 1879758 | 21764
Cricotopus ornatus | 1879741 | 21765
Cricotopus nostocicola | 1879733 | 21766
Cricotopus laricomalis | 1879725 | 21767
Cricotopus intersectus | 1879717 | 21768
Cricotopus infuscatus | 1879709 | 21769
Cricotopus fuscus | 1879691 | 21770
Cricotopus festivellus | 1879683 | 21771
Cricotopus cylindraceus | 1879675 | 21772
Cricotopus bicinctus | 1879667 | 21773
Elimia floridensis | 1911239 | 21774
Elimia athearni | 1911213 | 21775
Polinices lacteus | 1911148 | 21776
Natica livida | 1911106 | 21777
Naticarius canrena | 1911098 | 21778
Modulus modulus | 1911056 | 21779
Nodilittorina tuberculata | 1911007 | 21780
Littorina littorea | 1910983 | 21781
Littorina angulifera | 1910967 | 21782
Echininus nodulosus | 1910942 | 21783
Pyrgophorus platyrachis | 1910868 | 21784
Notogillia wetherbyi | 1910843 | 21785
Littoridinops tenuipes | 1910801 | 21786
Littoridinops monroensis | 1910793 | 21787
Hydrobia totteni | 1910777 | 21788
Hyalopyrgus brevissimus | 1910751 | 21789
Hyalopyrgus aequicostatus | 1910744 | 21790
Cincinnatia floridana | 1910694 | 21791
Birgella subglobosus | 1910678 | 21792
Strombiformis bilineatus | 1910629 | 21793
Melanella gracilis | 1910603 | 21794
Epitonium rupicola | 1910553 | 21795
Epitonium lamellosum | 1910538 | 21796
Noturus eleutherus | 1900992 | 21797
Ictalurus punctatus | 1900976 | 21798
Ameiurus nebulosus | 1900943 | 21799
Ameiurus melas | 1900927 | 21800
Semotilus atromaculatus | 1900885 | 21801
Richardsonius balteatus | 1900869 | 21802
Rhinichthys cataractae | 1900836 | 21803
Pimephales vigilax | 1900786 | 21804
Pimephales promelas | 1900778 | 21805
Pimephales notatus | 1900760 | 21806
Phoxinus neogaeus | 1900752 | 21807
Phoxinus erythrogaster | 1900745 | 21808
Phoxinus eos | 1900737 | 21809
Phenacobius mirabilis | 1900711 | 21810
Opsopoeodus emiliae | 1900695 | 21811
Notropis volucellus | 1900679 | 21812
Notropis topeka | 1900661 | 21813
Notropis stramineus | 1900653 | 21814
Notropis rubellus | 1900638 | 21815
Notropis hudsonius | 1900612 | 21816
Notropis dorsalis | 1900596 | 21817
Notropis buchanani | 1900570 | 21818
Ericymba buccata | 1900562 | 21819
Notropis boops | 1900547 | 21820
Notropis atherinoides | 1900521 | 21821
Notemigonus crysoleucas | 1900505 | 21822
Macrhybopsis aestivalis | 1900430 | 21823
Lythrurus umbratilis | 1900414 | 21824
Lythrurus fumeus | 1900406 | 21825
Luxilus cornutus | 1900380 | 21826
Hybognathus nuchalis | 1900349 | 21827
Hybognathus hankinsoni | 1900331 | 21828
Cyprinus carpio | 1900265 | 21829
Cyprinella whipplei | 1900240 | 21830
Cyprinella spiloptera | 1900224 | 21831
Cataleptodius floridanus | 1890672 | 21832
Portunus sayi | 1890649 | 21833
Portunus anceps | 1890631 | 21834
Ovalipes ocellatus | 1890615 | 21835
Callinectes similis | 1890599 | 21836
Callinectes sapidus | 1890581 | 21837
Callinectes ornatus | 1890573 | 21838
Pinnixa retinens | 1890516 | 21839
Pinnixa cylindrica | 1890490 | 21840
Pinnixa cristata | 1890482 | 21841
Heterocrypta granulata | 1890425 | 21842
Uca pugilator | 1890391 | 21843
Uca longisignalis | 1890375 | 21844
Pelia mutica | 1890326 | 21845
Libinia emarginata | 1890250 | 21846
Ebalia cariosa | 1890193 | 21847
Sesarma cinereum | 1890169 | 21848
Platychirograpsus spectabilis | 1890144 | 21849
Pachygrapsus transversus | 1890128 | 21850
Aratus pisonii | 1890094 | 21851
Cardisoma guanhumi | 1890052 | 21852
Upogebia affinis | 1889963 | 21853
Petrolisthes armatus | 1889898 | 21854
Corynoneura scutellata | 1879634 | 21855
Zavreliella marmorata | 1879592 | 21856
Tanytarsus guerlus | 1879568 | 21857
Rheotanytarsus exiguus | 1879493 | 21858
Rheotanytarsus akrina | 1879477 | 21859
Nimbocera patagonica | 1879436 | 21860
Micropsectra polita | 1879410 | 21861
Cladotanytarsus mancus | 1879386 | 21862
Pseudochironomus prasinatus | 1879345 | 21863
Pseudochironomus fulviventris | 1879337 | 21864
Xenochironomus taenionotus | 1879295 | 21865
Tribelos quadripunctatus | 1879279 | 21866
Tribelos jucundus | 1879261 | 21867
Tribelos ater | 1879246 | 21868
Stictochironomus varius | 1879220 | 21869
Stenochironomus aestivalis | 1879188 | 21870
Saetheria hirta | 1879139 | 21871
Robackia demeijerei | 1879113 | 21872
Robackia claviger | 1879105 | 21873
Polypedilum trigonum | 1879063 | 21874
Polypedilum scalaenum | 1879048 | 21875
Polypedilum obtusum | 1879022 | 21876
Polypedilum laetum | 1879014 | 21877
Polypedilum halterale | 1878990 | 21878
Polypedilum fallax | 1878974 | 21879
Polypedilum convictum | 1878958 | 21880
Polypedilum braseniae | 1878941 | 21881
Polypedilum aviceps | 1878933 | 21882
Phaenopsectra obediens | 1878917 | 21883
Phaenopsectra flavipes | 1878909 | 21884
Phaenopsectra dyari | 1878891 | 21885
Paratendipes subaequalis | 1878875 | 21886
Paratendipes connectens | 1878867 | 21887
Paratendipes albimanus | 1878859 | 21888
Epitonium humphreysii | 1910512 | 21889
Seila adamsi | 1910421 | 21890
Cerithium muscarum | 1910397 | 21891
Bittium varium | 1910348 | 21892
Crepidula plana | 1910280 | 21893
Crepidula fornicata | 1910264 | 21894
Crepidula convexa | 1910256 | 21895
Caecum ryssotitum | 1910199 | 21896
Caecum regulare | 1910181 | 21897
Caecum nitidum | 1910165 | 21898
Caecum heladum | 1910140 | 21899
Caecum cornucopiae | 1910124 | 21900
Caecum carolinianum | 1910108 | 21901
Caecum bipartitum | 1910090 | 21902
Amnicola limosus | 1910033 | 21903
Amnicola integra | 1910025 | 21904
Amnicola dalli | 1910009 | 21905
Assiminea succinea | 1909977 | 21906
Turbo castanea | 1909910 | 21907
Astraea phoebia | 1909878 | 21908
Tegula fasciata | 1909837 | 21909
Tricolia bella | 1909787 | 21910
Cyclostremiscus pentagonus | 1909746 | 21911
Campostoma oligolepis | 1900174 | 21912
Moxostoma valenciennesi | 1900117 | 21913
Moxostoma breviceps | 1900109 | 21914
Moxostoma erythrurum | 1900083 | 21915
Moxostoma carinatum | 1900067 | 21916
Ictiobus niger | 1900018 | 21917
Ictiobus bubalus | 1899996 | 21918
Hypentelium nigricans | 1899970 | 21919
Erimyzon sucetta | 1899954 | 21920
Erimyzon oblongus | 1899947 | 21921
Cycleptus elongatus | 1899921 | 21922
Catostomus plebeius | 1899905 | 21923
Catostomus platyrhynchus | 1899897 | 21924
Catostomus discobolus | 1899889 | 21925
Catostomus commersoni | 1899871 | 21926
Catostomus catostomus | 1899863 | 21927
Carpiodes velifer | 1899848 | 21928
Carpiodes cyprinus | 1899830 | 21929
Carpiodes carpio | 1899822 | 21930
Dorosoma petenense | 1899731 | 21931
Dorosoma cepedianum | 1899723 | 21932
Brevoortia tyrannus | 1899707 | 21933
Alosa pseudoharengus | 1899681 | 21934
Fundulus zebrinus | 1899590 | 21935
Fundulus olivaceus | 1899574 | 21936
Fundulus notatus | 1899566 | 21937
Fundulus heteroclitus | 1899541 | 21938
Megalobrachium soriatum | 1889872 | 21939
Euceramus praelongus | 1889856 | 21940
Pagurus pollicaris | 1889823 | 21941
Pagurus politus | 1889815 | 21942
Pagurus maclaughlinae | 1889807 | 21943
Pagurus longicarpus | 1889799 | 21944
Pagurus bonairensis | 1889781 | 21945
Pagurus arcuatus | 1889773 | 21946
Pagurus annulipes | 1889765 | 21947
Emerita talpoida | 1889716 | 21948
Petrochirus diogenes | 1889674 | 21949
Paguristes tortugae | 1889658 | 21950
Paguristes hummi | 1889641 | 21951
Clibanarius vittatus | 1889625 | 21952
Albunea gibbesii | 1889559 | 21953
Acetes americanus | 1889492 | 21954
Lucifer faxoni | 1889468 | 21955
Solenocera atlantidis | 1889427 | 21956
Sicyonia typica | 1889377 | 21957
Sicyonia laevigata | 1889351 | 21958
Sicyonia brevirostris | 1889344 | 21959
Penaeus duorarum | 1889260 | 21960
Penaeus aztecus | 1889252 | 21961
Lestes inaequalis | 1889161 | 21962
Paralauterborniella nigrohalterale | 1878834 | 21963
Paralauterborniella elachista | 1878826 | 21964
Paracladopelma nereis | 1878792 | 21965
Parachironomus schneideri | 1878750 | 21966
Parachironomus monochromus | 1878735 | 21967
Parachironomus hirtalatus | 1878727 | 21968
Parachironomus carinatus | 1878701 | 21969
Parachironomus abortivus | 1878685 | 21970
Pagastiella ostansa | 1878669 | 21971
Pagastiella orophila | 1878651 | 21972
Omisus pica | 1878636 | 21973
Nilothauma bicorne | 1878610 | 21974
Microtendipes rydalensis | 1878594 | 21975
Microtendipes pedellus | 1878578 | 21976
Microtendipes caelum | 1878560 | 21977
Lauterborniella agrayloides | 1878529 | 21978
Kiefferulus dux | 1878503 | 21979
Goeldichironomus holoprasinus | 1878438 | 21980
Goeldichironomus fluctuans | 1878420 | 21981
Goeldichironomus carus | 1878404 | 21982
Glyptotendipes senilis | 1878388 | 21983
Glyptotendipes paripes | 1878362 | 21984
Glyptotendipes lobiferus | 1878347 | 21985
Glyptotendipes barbipes | 1878339 | 21986
Endochironomus subtendens | 1878313 | 21987
Einfeldia austini | 1878271 | 21988
Dicrotendipes simpsoni | 1878248 | 21989
Dicrotendipes neomodestus | 1878222 | 21990
Dicrotendipes lobus | 1878206 | 21991
Dicrotendipes fumidus | 1878180 | 21992
Cryptochironomus parafulvus | 1878115 | 21993
Cryptochironomus fulvus | 1878107 | 21994
Cryptochironomus digitatus | 1878099 | 21995
Cryptochironomus blarina | 1878081 | 21996
Cladopelma galeator | 1878065 | 21997
Cladopelma collator | 1878057 | 21998
Cladopelma amachaerus | 1878040 | 21999
Acmaea leucopleura | 1909670 | 22000
Smaragdia viridis | 1909647 | 22001
Neritina virginea | 1909621 | 22002
Neritina clenchi | 1909605 | 22003
Diodora listeri | 1909571 | 22004
Diodora cayenensis | 1909555 | 22005
Doridella obscura | 1909423 | 22006
Phidiana lynceus | 1909399 | 22007
Dondice occidentalis | 1909373 | 22008
Turbonilla buteonis | 1909282 | 22009
Turbonilla incisa | 1909266 | 22010
Turbonilla hemphilli | 1909258 | 22011
Turbonilla curta | 1909233 | 22012
Pyramidella crenulata | 1909191 | 22013
Odostomia hemphilli | 1909175 | 22014
Odostomia engonia | 1909167 | 22015
Odostomia conoidea | 1909159 | 22016
Odostomia canaliculata | 1909142 | 22017
Boonea seminuda | 1909118 | 22018
Boonea impressa | 1909100 | 22019
Retusa sulcata | 1909068 | 22020
Retusa obtusa | 1909050 | 22021
Haminoea succinea | 1909027 | 22022
Haminoea elegans | 1909001 | 22023
Atys caribaeus | 1908979 | 22024
Leptocottus armatus | 1899426 | 22025
Enophrys bison | 1899400 | 22026
Cottus rhotheus | 1899384 | 22027
Cottus bairdii | 1899368 | 22028
Pleuronichthys coenosus | 1899293 | 22029
Pleuronectes bilineatus | 1899277 | 22030
Pleuronectes americanus | 1899269 | 22031
Archosargus probatocephalus | 1899228 | 22032
Aplodinotus grunniens | 1899178 | 22033
Stizostedion vitreum | 1899103 | 22034
Stizostedion canadense | 1899095 | 22035
Percina sciera | 1899079 | 22036
Percina phoxocephala | 1899061 | 22037
Percina maculata | 1899053 | 22038
Percina caprodes | 1899046 | 22039
Perca flavescens | 1899020 | 22040
Etheostoma zonale | 1899004 | 22041
Etheostoma squamiceps | 1898998 | 22042
Etheostoma spectabile | 1898980 | 22043
Etheostoma proeliare | 1898972 | 22044
Etheostoma nigrum | 1898956 | 22045
Etheostoma gracile | 1898931 | 22046
Etheostoma exile | 1898915 | 22047
Etheostoma chlorosomum | 1898907 | 22048
Etheostoma caeruleum | 1898881 | 22049
Etheostoma asprigene | 1898865 | 22050
Ammocrypta pellucida | 1898840 | 22051
Morone saxatilis | 1898816 | 22052
Morone chrysops | 1898790 | 22053
Pomoxis nigromaculatus | 1898758 | 22054
Pomoxis annularis | 1898741 | 22055
Micropterus salmoides | 1898725 | 22056
Micropterus dolomieu | 1898709 | 22057
Lepomis punctatus | 1898683 | 22058
Lepomis microlophus | 1898675 | 22059
Lepomis macrochirus | 1898659 | 22060
Telebasis byersi | 1889096 | 22061
Ischnura ramburi | 1889039 | 22062
Ischnura posita | 1889021 | 22063
Ischnura credula | 1889013 | 22064
Ischnura cervula | 1889005 | 22065
Enallagma weewa | 1888965 | 22066
Enallagma vesperum | 1888957 | 22067
Enallagma traviatum | 1888940 | 22068
Enallagma signatum | 1888932 | 22069
Enallagma praevarum | 1888924 | 22070
Enallagma pollutum | 1888916 | 22071
Enallagma pallidum | 1888908 | 22072
Enallagma exsulans | 1888890 | 22073
Enallagma dubium | 1888874 | 22074
Enallagma daeckii | 1888858 | 22075
Enallagma cardenium | 1888833 | 22076
Argia translata | 1888767 | 22077
Argia sedula | 1888742 | 22078
Argia plana | 1888734 | 22079
Argia bipunctulata | 1888692 | 22080
Hetaerina titia | 1888627 | 22081
Calopteryx dimidiata | 1888585 | 22082
Agrion aequabile | 1888551 | 22083
Skwala parallela | 1888502 | 22084
Perlinodes aurea | 1888486 | 22085
Megarcys signata | 1888460 | 22086
Kogotus modestus | 1888445 | 22087
Isoperla sobria | 1888429 | 22088
Isoperla patricia | 1888411 | 22089
Isoperla mormona | 1888395 | 22090
Isoperla fusca | 1888379 | 22091
Isoperla dicala | 1888353 | 22092
Isoperla bilineata | 1888346 | 22093
Chironomus stigmaterus | 1878024 | 22094
Chironomus staegeri | 1878016 | 22095
Chironomus riparius | 1878008 | 22096
Chironomus plumosus | 1877992 | 22097
Chironomus ochreatus | 1877984 | 22098
Chironomus edwardsi | 1877976 | 22099
Chironomus crassicaudatus | 1877950 | 22100
Chironomus boydi | 1877935 | 22101
Chironomus anthracinus | 1877919 | 22102
Chernovskiia orbicus | 1877893 | 22103
Chernovskiia amphitrite | 1877885 | 22104
Beardius truncatus | 1877869 | 22105
Axarus scopula | 1877844 | 22106
Asheum beckae | 1877810 | 22107
Cardiocladius obscurus | 1877778 | 22108
Brillia retifinis | 1877737 | 22109
Brillia par | 1877729 | 22110
Wyeomyia haynei | 1877638 | 22111
Uranotaenia sapphirina | 1877612 | 22112
Psorophora columbiae | 1877596 | 22113
Mansonia titillans | 1877562 | 22114
Culex salinarius | 1877505 | 22115
Culex restuans | 1877497 | 22116
Culex pipiens | 1877471 | 22117
Culex erraticus | 1877455 | 22118
Aedes vexans | 1877430 | 22119
Aedes sollicitans | 1877422 | 22120
Anopheles walkeri | 1877406 | 22121
Anopheles punctipennis | 1877380 | 22122
Tanypus punctipennis | 1877299 | 22123
Tanypus clavatus | 1877273 | 22124
Procladius sublettei | 1877257 | 22125
Procladius riparius | 1877240 | 22126
Procladius culiciformis | 1877232 | 22127
Acteocina candei | 1908904 | 22128
Acteocina bullata | 1908888 | 22129
Williamia krebsi | 1908755 | 22130
Promenetus umbilicatellus | 1908722 | 22131
Planorbella duryi | 1908680 | 22132
Menetus floridensis | 1908649 | 22133
Menetus dilatatus | 1908623 | 22134
Planorbella trivolvis | 1908607 | 22135
Helisoma anceps | 1908581 | 22136
Biomphalaria glabrata | 1908532 | 22137
Physella hendersoni | 1908482 | 22138
Physella acuta | 1908466 | 22139
Physa pumilia | 1908441 | 22140
Physa heterostropha | 1908425 | 22141
Fossaria obrussa | 1908342 | 22142
Fossaria modicella | 1908334 | 22143
Fossaria humilis | 1908326 | 22144
Fossaria cubensis | 1908318 | 22145
Fossaria bulimoides | 1908300 | 22146
Melampus bidentatus | 1908276 | 22147
Detracia floridana | 1908250 | 22148
Laevapex peninsulae | 1908227 | 22149
Laevapex fuscus | 1908219 | 22150
Hebetancylus excentricus | 1908193 | 22151
Lepomis gibbosus | 1898634 | 22152
Pomotis gulosus | 1898600 | 22153
Lepomis gulosus | 1898592 | 22154
Chaenobryttus gulosus | 1898584 | 22155
Ambloplites rupestris | 1898568 | 22156
Culaea inconstans | 1898493 | 22157
Lepisosteus platostomus | 1898451 | 22158
Lepisosteus oculatus | 1898436 | 22159
Gavia immer | 1898345 | 22160
Lampetra lamottei | 1898295 | 22161
Ichthyomyzon unicuspis | 1898279 | 22162
Ichthyomyzon castaneus | 1898261 | 22163
Styela plicata | 1898212 | 22164
Styela partita | 1898204 | 22165
Heterostigma singulare | 1898162 | 22166
Molgula robusta | 1898139 | 22167
Molgula manhattensis | 1898113 | 22168
Bostrichobranchus pilularis | 1898097 | 22169
Perophora viridis | 1898048 | 22170
Amaroucium stellatum | 1898006 | 22171
Didemnum candidum | 1897974 | 22172
Branchiostoma caribaeum | 1897917 | 22173
Isogenoides zionensis | 1888304 | 22174
Hydroperla phormidia | 1888288 | 22175
Helopicus subvarians | 1888262 | 22176
Helopicus bogaloosa | 1888254 | 22177
Doroneuria theodora | 1888239 | 22178
Cultus aestivalis | 1888189 | 22179
Clioperla clio | 1888163 | 22180
Paragnetina media | 1888114 | 22181
Paragnetina kansensis | 1888106 | 22182
Perla immarginata | 1888098 | 22183
Paragnetina fumosa | 1888080 | 22184
Neoperla clymene | 1888064 | 22185
Eccoptura xanthenes | 1888015 | 22186
Claassenia sabulosa | 1887991 | 22187
Calineuria californica | 1887975 | 22188
Attaneuria ruralis | 1887942 | 22189
Agnetina capitata | 1887926 | 22190
Acroneuria perplexa | 1887900 | 22191
Acroneuria mela | 1887892 | 22192
Acroneuria internata | 1887876 | 22193
Acroneuria arenosa | 1887850 | 22194
Perlinella ephyre | 1887769 | 22195
Perlesta placida | 1887736 | 22196
Alloperla severa | 1887678 | 22197
Taeniopteryx nivalis | 1887645 | 22198
Taeniopteryx lita | 1887629 | 22199
Pteronarcys pictetii | 1887538 | 22200
Procladius bellus | 1877224 | 22201
Djalmabatista pulcher | 1877208 | 22202
Zavrelimyia sinuosa | 1877182 | 22203
Thienemannimyia senata | 1877166 | 22204
Telopelopia okoboji | 1877141 | 22205
Pentaneura monilis | 1877117 | 22206
Pentaneura carnea | 1877091 | 22207
Paramerina anomala | 1877075 | 22208
Nilotanypus americanus | 1877059 | 22209
Nilotanypus fimbriatus | 1877042 | 22210
Monopelopia boliekae | 1877026 | 22211
Larsia decolorata | 1877000 | 22212
Labrundinia virescens | 1876978 | 22213
Labrundinia neopilosella | 1876952 | 22214
Labrundinia becki | 1876937 | 22215
Krenopelopia hudsoni | 1876911 | 22216
Guttipelopia guttipennis | 1876895 | 22217
Conchapelopia gigas | 1876861 | 22218
Conchapelopia fasciata | 1876846 | 22219
Ablabesmyia philosphagnos | 1876796 | 22220
Ablabesmyia parajanta | 1876770 | 22221
Ablabesmyia mallochi | 1876754 | 22222
Ablabesmyia janta | 1876747 | 22223
Ablabesmyia idei | 1876721 | 22224
Ablabesmyia cinctipes | 1876705 | 22225
Ablabesmyia annulata | 1876689 | 22226
Coelotanypus tricolor | 1876598 | 22227
Coelotanypus scapularis | 1876580 | 22228
Potthastia longimana | 1876432 | 22229
Potthastia gaedii | 1876424 | 22230
Ferrissia hendersoni | 1908151 | 22231
Ferrissia dalli | 1908144 | 22232
Nucula proxima | 1908011 | 22233
Nuculana crenulata | 1907963 | 22234
Nuculana acuta | 1907948 | 22235
Malletia dilatata | 1907922 | 22236
Nuculoida | 1907898 | 22237
Transennella cubaniana | 1907872 | 22238
Venerupis philippinarum | 1907823 | 22239
Pitar simpsoni | 1907757 | 22240
Mercenaria campechiensis | 1907690 | 22241
Macrocallista nimbosa | 1907674 | 22242
Macrocallista maculata | 1907666 | 22243
Gouldia cerina | 1907641 | 22244
Gemma gemma | 1907625 | 22245
Dosinia elegans | 1907609 | 22246
Dosinia discus | 1907591 | 22247
Cyclinella tenuis | 1907575 | 22248
Chione pygmaea | 1907559 | 22249
Chione grus | 1907534 | 22250
Chione cancellata | 1907518 | 22251
Anomalocardia auberiana | 1907476 | 22252
Diplodonta punctata | 1907443 | 22253
Diplodonta nucleiformis | 1907435 | 22254
Diplodonta notata | 1907427 | 22255
Diplodonta discrepans | 1907419 | 22256
Plumatella repens | 1897818 | 22257
Zoobotryon verticillatum | 1897610 | 22258
Bowerbankia gracilis | 1897594 | 22259
Amathia alternata | 1897560 | 22260
Schizoporella unicornis | 1897503 | 22261
Parasmittina trispinosa | 1897479 | 22262
Cryptosula pallasiana | 1897412 | 22263
Membranipora tuberculata | 1897388 | 22264
Membranipora tenuis | 1897370 | 22265
Conopeum tenuissimum | 1897354 | 22266
Electra laciniosa | 1897321 | 22267
Electra hastingsae | 1897313 | 22268
Electra crustulenta | 1897305 | 22269
Bugula neritina | 1897255 | 22270
Glottidia pyramidata | 1897164 | 22271
Anoplodactylus lentus | 1897073 | 22272
Pteronarcys californica | 1887512 | 22273
Yoraperla brevis | 1887462 | 22274
Tallaperla cornelia | 1887447 | 22275
Zapada haysi | 1887397 | 22276
Zapada cinctipes | 1887371 | 22277
Visoka cataractae | 1887355 | 22278
Prostoia besametsa | 1887330 | 22279
Podmosta delicatula | 1887314 | 22280
Amphinemura nigritta | 1887264 | 22281
Amphinemura delosa | 1887256 | 22282
Amphinemura banksi | 1887249 | 22283
Zealeuctra claasseni | 1887215 | 22284
Leuctra ferruginea | 1887173 | 22285
Despaxia augusta | 1887157 | 22286
Nemocapnia carolina | 1887124 | 22287
Eucapnopsis brevicauda | 1887108 | 22288
Allocapnia vivipara | 1887066 | 22289
Tramea onusta | 1886969 | 22290
Tramea carolina | 1886944 | 22291
Tetragoneuria stella | 1886928 | 22292
Tetragoneuria semiaquea | 1886902 | 22293
Tetragoneuria petechialis | 1886894 | 22294
Tetragoneuria canis | 1886878 | 22295
Tauriphila australis | 1886852 | 22296
Tarnetrum corruptum | 1886837 | 22297
Sympetrum ambiguum | 1886803 | 22298
Perithemis seminola | 1886746 | 22299
Chaoborus punctipennis | 1876366 | 22300
Chaoborus albatus | 1876358 | 22301
Atrichopogon websteri | 1876317 | 22302
Dasyhelea grisea | 1876291 | 22303
Sphaeromias longipennis | 1876275 | 22304
Palpomyia tibialis | 1876234 | 22305
Bezzia varicolor | 1876200 | 22306
Deuterophlebia shasta | 1876119 | 22307
Atherix pachypus | 1875939 | 22308
Hemerodromia seguyi | 1875657 | 22309
Coralliophaga coralliophaga | 1907385 | 22310
Tellina versicolor | 1907351 | 22311
Tellina tenella | 1907336 | 22312
Tellina sybaritica | 1907310 | 22313
Tellina nitens | 1907294 | 22314
Tellina mera | 1907286 | 22315
Tellina lineata | 1907260 | 22316
Tellina iris | 1907245 | 22317
Tellina alternata | 1907229 | 22318
Tellina agilis | 1907211 | 22319
Macoma constricta | 1907153 | 22320
Solen viridis | 1907120 | 22321
Ensis minor | 1907104 | 22322
Semele purpurascens | 1907054 | 22323
Cumingia coarctata | 1907039 | 22324
Abra aequalis | 1907013 | 22325
Tagelus plebeius | 1906981 | 22326
Sphaerium striatinum | 1906940 | 22327
Pisidium dubium | 1906908 | 22328
Pisidium compressum | 1906890 | 22329
Pisidium adamsi | 1906874 | 22330
Musculium transversum | 1906858 | 22331
Musculium partumeium | 1906833 | 22332
Musculium lacustre | 1906825 | 22333
Eupera cubensis | 1906809 | 22334
Mysella planulata | 1906734 | 22335
Ervilia nitens | 1906718 | 22336
Spisula solidissima | 1906676 | 22337
Rangia cuneata | 1906650 | 22338
Raeta plicatella | 1906635 | 22339
Mulinia lateralis | 1906619 | 22340
Mactra fragilis | 1906593 | 22341
Nymphon floridanum | 1897040 | 22342
Callipallene brevirostris | 1896984 | 22343
Limulus polyphemus | 1896935 | 22344
Paranebalia longipes | 1896885 | 22345
Nebalia bipes | 1896869 | 22346
Halmyrapseudes cubanensis | 1896828 | 22347
Halmyrapseudes bahamensis | 1896810 | 22348
Apseudes intermedius | 1896745 | 22349
Leptochelia rapax | 1896653 | 22350
Leptochelia dubia | 1896638 | 22351
Taphromysis louisianae | 1896521 | 22352
Taphromysis bowmani | 1896513 | 22353
Neomysis americana | 1896489 | 22354
Mysis stenolepis | 1896463 | 22355
Mysidopsis bigelowi | 1896430 | 22356
Mysidopsis almyra | 1896414 | 22357
Mysidium integrum | 1896398 | 22358
Heteromysis formosa | 1896372 | 22359
Heteromysis floridensis | 1896364 | 22360
Bowmaniella portoricensis | 1896299 | 22361
Pachydiplax longipennis | 1886712 | 22362
Orthemis ferruginea | 1886696 | 22363
Neurocordulia virginiensis | 1886670 | 22364
Neurocordulia obsoleta | 1886662 | 22365
Neurocordulia alabamensis | 1886647 | 22366
Nannothemis bella | 1886621 | 22367
Micrathyria didyma | 1886605 | 22368
Miathyria marcella | 1886589 | 22369
Macromia taeniolata | 1886555 | 22370
Macromia illinoiensis | 1886530 | 22371
Macromia georgiana | 1886514 | 22372
Macromia alleghaniensis | 1886506 | 22373
Libellula vibrans | 1886472 | 22374
Libellula pulchella | 1886464 | 22375
Libellula needhami | 1886456 | 22376
Libellula luctuosa | 1886449 | 22377
Libellula incesta | 1886431 | 22378
Libellula diplanata | 1886423 | 22379
Libellula auripennis | 1886415 | 22380
Lepthemis vesiculosa | 1886381 | 22381
Erythrodiplax minuscula | 1886316 | 22382
Erythemis vesiculosa | 1886282 | 22383
Epicordulia princeps | 1886241 | 22384
Dythemis velox | 1886225 | 22385
Dythemis rufinervis | 1886217 | 22386
Celithemis fasciata | 1886159 | 22387
Celithemis elisa | 1886134 | 22388
Stylurus ivae | 1885995 | 22389
Progomphus obscurus | 1885961 | 22390
Roederiodes junctus | 1875616 | 22391
Tropisternus collaris striolatus | 1875509 | 22392
Tropisternus quadristriatus | 1875491 | 22393
Tropisternus natator | 1875483 | 22394
Tropisternus lateralis | 1875467 | 22395
Tropisternus collaris | 1875459 | 22396
Sperchopsis tessellatus | 1875418 | 22397
Paracymus subcupreus | 1875392 | 22398
Paracymus nanus | 1875376 | 22399
Hydrophilus triangularis | 1875343 | 22400
Hydrochus rugosus | 1875301 | 22401
Hydrochus foveatus | 1875293 | 22402
Hydrobius tumidus | 1875251 | 22403
Enochrus sayi | 1875145 | 22404
Enochrus ochraceus | 1875111 | 22405
Enochrus blatchleyi | 1875095 | 22406
Derallus altus | 1875061 | 22407
Cercyon praetextatus | 1874973 | 22408
Berosus styliferus | 1874957 | 22409
Berosus pugnax | 1874932 | 22410
Berosus exiguus | 1874916 | 22411
Hydraena pennsylvanica | 1874866 | 22412
Parvilucina multilineata | 1906569 | 22413
Lucina radians | 1906536 | 22414
Lucina nassula | 1906510 | 22415
Linga sombrerensis | 1906494 | 22416
Linga pensylvanica | 1906478 | 22417
Linga amiantus | 1906460 | 22418
Divaricella quadrisulcata | 1906445 | 22419
Codakia orbiculata | 1906429 | 22420
Neaeromya floridana | 1906379 | 22421
Dreissena polymorpha | 1906304 | 22422
Congeria leucophaeta | 1906288 | 22423
Donax variabilis | 1906247 | 22424
Cyrenoida floridana | 1906213 | 22425
Crassinella lunulata | 1906155 | 22426
Polymesoda caroliniana | 1906122 | 22427
Corbicula fluminea | 1906106 | 22428
Carditopsis smithii | 1906031 | 22429
Chama macerophylla | 1906007 | 22430
Trachycardium muricatum | 1905942 | 22431
Laevicardium pictum | 1905918 | 22432
Laevicardium laevigatum | 1905892 | 22433
Americardia media | 1905876 | 22434
Villosa villosa | 1905793 | 22435
Villosa vibex | 1905785 | 22436
Villosa amygdala | 1905777 | 22437
Bowmaniella floridana | 1896273 | 22438
Bowmaniella brasiliensis | 1896257 | 22439
Anchialina typica | 1896232 | 22440
Amathimysis gibba | 1896216 | 22441
Erichsonella floridana | 1896166 | 22442
Erichsonella attenuata | 1896141 | 22443
Edotia acuta | 1896117 | 22444
Cleantis planicauda | 1896075 | 22445
Chiridotea caeca | 1896042 | 22446
Philoscia vittata | 1896000 | 22447
Ligia exotica | 1895978 | 22448
Sphaeroma quadridentatum | 1895911 | 22449
Sphaeroma destructor | 1895903 | 22450
Serolis mgrayi | 1895887 | 22451
Paracereis caudata | 1895861 | 22452
Exosphaeroma papillae | 1895846 | 22453
Exosphaeroma alba | 1895820 | 22454
Cassidinidea lunifrons | 1895754 | 22455
Limnoria platycaudata | 1895721 | 22456
Limnoria lignorum | 1895713 | 22457
Aegathoa oculata | 1895689 | 22458
Excorallana tricornis | 1895655 | 22459
Excirolana mayana | 1895622 | 22460
Cirolana parva | 1895572 | 22461
Hylogomphus geminatus | 1885896 | 22462
Hagenius brevistylus | 1885870 | 22463
Gomphus vastus | 1885854 | 22464
Gomphus pallidus | 1885839 | 22465
Gomphus notatus | 1885821 | 22466
Gomphus lividus | 1885805 | 22467
Gomphus externus | 1885789 | 22468
Gomphus dilatatus | 1885763 | 22469
Gomphus australis | 1885748 | 22470
Erpetogomphus designatus | 1885698 | 22471
Dromogomphus spoliatus | 1885672 | 22472
Dromogomphus spinosus | 1885664 | 22473
Dromogomphus armatus | 1885656 | 22474
Arigomphus pallidus | 1885631 | 22475
Aphylla williamsoni | 1885615 | 22476
Nasiaeschna pentacantha | 1885573 | 22477
Gynacantha nervosa | 1885557 | 22478
Epiaeschna heros | 1885532 | 22479
Coryphaeschna virens | 1885516 | 22480
Boyeria grafiana | 1885474 | 22481
Basiaeschna janata | 1885458 | 22482
Anax amazili | 1885425 | 22483
Aeschna umbrosa | 1885409 | 22484
Rhagovelia obesa | 1885334 | 22485
Microvelia pulchella | 1885284 | 22486
Psephenus herricki | 1874791 | 22487
Ectopria thoracica | 1874742 | 22488
Ectopria nervosa | 1874734 | 22489
Zaitzevia parvulus | 1874650 | 22490
Zaitzevia milleri | 1874643 | 22491
Stenelmis vittipennis | 1874627 | 22492
Stenelmis sinuata | 1874619 | 22493
Stenelmis markeli | 1874593 | 22494
Stenelmis humerosa | 1874577 | 22495
Stenelmis crenata | 1874551 | 22496
Stenelmis antennalis | 1874536 | 22497
Phanocerus clavicornis | 1874452 | 22498
Narpus concolor | 1874379 | 22499
Microcylloepus pusillus | 1874320 | 22500
Macronychus glabratus | 1874304 | 22501
Gonielmis dietrichi | 1874239 | 22502
Dubiraphia vittata | 1874205 | 22503
Dubiraphia minima | 1874189 | 22504
Cleptelmis ornata | 1874148 | 22505
Ancyronyx variegatus | 1874114 | 22506
Ampumixis dispar | 1874098 | 22507
Venustaconcha ellipsiformis | 1905751 | 22508
Uniomerus tetralasmus | 1905736 | 22509
Uniomerus caroliniana | 1905728 | 22510
Truncilla truncata | 1905702 | 22511
Truncilla donaciformis | 1905694 | 22512
Strophitus undulatus | 1905637 | 22513
Quadrula quadrula | 1905603 | 22514
Quadrula nodulata | 1905587 | 22515
Ptychobranchus occidentalis | 1905538 | 22516
Potamilus alatus | 1905496 | 22517
Pleurobema strodeanum | 1905470 | 22518
Pleurobema cordatum | 1905454 | 22519
Pleurobema clava | 1905447 | 22520
Obliquaria reflexa | 1905421 | 22521
Megalonaias nervosa | 1905405 | 22522
Margaritifera falcata | 1905389 | 22523
Leptodea fragilis | 1905330 | 22524
Lasmigona costata | 1905314 | 22525
Lasmigona complanata | 1905306 | 22526
Lampsilis teres | 1905280 | 22527
Lampsilis straminea | 1905264 | 22528
Lampsilis ovata | 1905249 | 22529
Lampsilis cardium | 1905223 | 22530
Fusconaia flava | 1905173 | 22531
Epioblasma triquetra | 1905157 | 22532
Elliptio macmichaeli | 1905124 | 22533
Elliptio icterina | 1905108 | 22534
Elliptio crassidens | 1905082 | 22535
Elliptio complanata | 1905066 | 22536
Elliptio buckleyi | 1905058 | 22537
Ellipsaria lineolata | 1905033 | 22538
Cyprogenia aberti | 1905017 | 22539
Cumberlandia monodonta | 1904994 | 22540
Anodonta suborbiculata | 1904960 | 22541
Probopyris bithynis | 1895465 | 22542
Lirceus lineatus | 1895325 | 22543
Caecidotea militaris | 1895275 | 22544
Caecidotea brevicauda | 1895259 | 22545
Caecidotea occidentalis | 1895226 | 22546
Caecidotea laticaudata | 1895200 | 22547
Accalathura crenulata | 1895143 | 22548
Xenanthura brevitelson | 1895119 | 22549
Pananthura formosa | 1895069 | 22550
Mesanthura pulchra | 1895044 | 22551
Cyathura polita | 1895002 | 22552
Cyathura burbancki | 1894989 | 22553
Petalosarsia declivis | 1894906 | 22554
Cumella tripunctata | 1894872 | 22555
Almyracuma proximoculi | 1894856 | 22556
Leucon nasicoides | 1894823 | 22557
Leucon americanus | 1894815 | 22558
Leucon acutirostris | 1894807 | 22559
Oxyurostylis smithi | 1894757 | 22560
Diastylis sculpta | 1894732 | 22561
Diastylis polita | 1894716 | 22562
Notonecta uhleri | 1885128 | 22563
Ranatra kirkaldyi | 1885060 | 22564
Ranatra fusca | 1885052 | 22565
Ranatra buenoi | 1885037 | 22566
Pelocoris carolinensis | 1884964 | 22567
Mesovelia mulsanti | 1884907 | 22568
Mesovelia cryptophila | 1884899 | 22569
Macrovelia hornii | 1884857 | 22570
Hydrometra martini | 1884816 | 22571
Hydrometra barei | 1884808 | 22572
Hydrometra australis | 1884790 | 22573
Merragata hebroides | 1884766 | 22574
Merragata brunnea | 1884758 | 22575
Trepobates pictus | 1884717 | 22576
Rheumatobates tenuipes | 1884691 | 22577
Metrobates hesperius | 1884634 | 22578
Limnoporus canaliculatus | 1884600 | 22579
Gerris nebularis | 1884568 | 22580
Trichocorixa verticalis | 1884477 | 22581
Trichocorixa minima | 1884451 | 22582
Trichocorixa louisianae | 1884444 | 22583
Sigara zimmermanni | 1884428 | 22584
Sigara hubbelli | 1884402 | 22585
Helichus fastigiatus | 1874023 | 22586
Galerucella nymphaeae | 1873819 | 22587
Suphisellus puncticollis | 1873751 | 22588
Suphisellus insularis | 1873736 | 22589
Suphisellus floridanus | 1873710 | 22590
Suphisellus bicolor | 1873694 | 22591
Pronoterus addendus | 1873645 | 22592
Notomicrus nanulus | 1873629 | 22593
Hydrocanthus oblongus | 1873595 | 22594
Colpius inflatus | 1873579 | 22595
Peltodytes sexmaculatus | 1873538 | 22596
Peltodytes oppositus | 1873520 | 22597
Peltodytes lengi | 1873504 | 22598
Peltodytes dietrichi | 1873488 | 22599
Haliplus punctatus | 1873462 | 22600
Haliplus mutchleri | 1873454 | 22601
Haliplus annulatus | 1873439 | 22602
Brychius hornii | 1873413 | 22603
Gyrinus woodruffi | 1873389 | 22604
Gyrinus pachysomus | 1873363 | 22605
Gyrinus marginellus | 1873348 | 22606
Gyrinus floridanus | 1873322 | 22607
Gyrinus analis | 1873306 | 22608
Anodonta nuttaliana | 1904952 | 22609
Anodonta imbecillis | 1904945 | 22610
Anodonta grandis | 1904929 | 22611
Anodonta couperiana | 1904911 | 22612
Amblema plicata | 1904895 | 22613
Amblema costata | 1904887 | 22614
Alasmidonta marginata | 1904861 | 22615
Asthenothaerus hemphilli | 1904762 | 22616
Lyonsia hyalina | 1904705 | 22617
Lyonsia floridana | 1904697 | 22618
Cardiomya costellata | 1904655 | 22619
Bankia fimbriatula | 1904614 | 22620
Martesia striata | 1904580 | 22621
Diplothyra smithii | 1904564 | 22622
Cyrtopleura costata | 1904549 | 22623
Sphenia antillensis | 1904499 | 22624
Mya arenaria | 1904473 | 22625
Gastrochaena hians | 1904440 | 22626
Corbula pustulosa | 1904408 | 22627
Corbula dietziana | 1904382 | 22628
Corbula contracta | 1904374 | 22629
Corbula caribaea | 1904358 | 22630
Solemya occidentalis | 1904309 | 22631
Pinctada imbricata | 1904267 | 22632
Lima scabra | 1904150 | 22633
Cyclaspis unicornis | 1894641 | 22634
Orchestia platensis | 1894559 | 22635
Tiron triocellatus | 1894500 | 22636
Stenothoe minuta | 1894468 | 22637
Stenothoe marina | 1894450 | 22638
Parametopella cypris | 1894435 | 22639
Stenopleustes gracilis | 1894302 | 22640
Trichophoxus floridanus | 1894278 | 22641
Rhepoxynius epistomus | 1894252 | 22642
Eudevenopus honduranus | 1894161 | 22643
Eobrolgus spinosus | 1894146 | 22644
Heterophlias seclusus | 1894112 | 22645
Synchelidium americanum | 1894054 | 22646
Monoculodes nyei | 1894021 | 22647
Monoculodes intermedius | 1894013 | 22648
Monoculodes edwardsi | 1894005 | 22649
Monoculodes carinatus | 1893999 | 22650
Lysianopsis alba | 1893957 | 22651
Palmacorixa buenoi | 1884378 | 22652
Hesperocorixa lucida | 1884352 | 22653
Hesperocorixa brimleyi | 1884337 | 22654
Corisella decolor | 1884303 | 22655
Lethocerus americanus | 1884220 | 22656
Belostoma lutarium | 1884196 | 22657
Rhyacophila vuzana | 1884105 | 22658
Rhyacophila vepulsa | 1884089 | 22659
Rhyacophila vagrita | 1884063 | 22660
Rhyacophila tucula | 1884055 | 22661
Rhyacophila oreta | 1884030 | 22662
Rhyacophila hyalinata | 1884014 | 22663
Rhyacophila coloradensis | 1883990 | 22664
Rhyacophila carolina | 1883982 | 22665
Rhyacophila blarina | 1883974 | 22666
Rhyacophila betteni | 1883966 | 22667
Rhyacophila angelita | 1883958 | 22668
Rhyacophila acropedes | 1883941 | 22669
Psychomyia lumina | 1883883 | 22670
Lype diversa | 1883859 | 22671
Cernotina truncona | 1883834 | 22672
Polycentropus remotus | 1883792 | 22673
Polycentropus flavus | 1883776 | 22674
Polycentropus cinereus | 1883768 | 22675
Nyctiophylax celta | 1883743 | 22676
Neureclipsis crepuscularis | 1883727 | 22677
Cyrnellus marginalis | 1883701 | 22678
Cyrnellus fraternus | 1883693 | 22679
Dineutus nigrior | 1873256 | 22680
Dineutus emarginatus | 1873231 | 22681
Dineutus discolor | 1873223 | 22682
Dineutus carolinus | 1873207 | 22683
Dineutus angustus | 1873181 | 22684
Thermonectus basillaris | 1873140 | 22685
Matus ovatus | 1873090 | 22686
Liodessus flavicollis | 1873074 | 22687
Liodessus affinis | 1873066 | 22688
Laccornis difformis | 1873041 | 22689
Laccophilus terminalis | 1873025 | 22690
Laccophilus schwarzi | 1873017 | 22691
Laccophilus proximus | 1873009 | 22692
Laccophilus gentilis | 1872993 | 22693
Laccophilus fasciatus | 1872985 | 22694
Laccodytes pumilio | 1872969 | 22695
Hygrotus marginipennis | 1872936 | 22696
Hydrovatus peninsularis | 1872894 | 22697
Hydroporus venustus | 1872852 | 22698
Hydroporus undulatus | 1872845 | 22699
Hydroporus oblitus | 1872829 | 22700
Hydroporus hybridus | 1872803 | 22701
Hydroporus dixianus | 1872787 | 22702
Hydroporus dilatatus | 1872779 | 22703
Cybister fimbriolatus | 1872621 | 22704
Coptotomus interrogatus | 1872597 | 22705
Copelatus glyphicus | 1872571 | 22706
Copelatus chevrolati | 1872555 | 22707
Copelatus caelatipennis | 1872548 | 22708
Celina grossula | 1872506 | 22709
Empidonax flaviventris | 1923135 | 22710
Elops saurus | 1923119 | 22711
Egretta caerulea | 1923093 | 22712
Eclipidrilus fontanus | 1923085 | 22713
Dulichia monacantha | 1923069 | 22714
Dumetella carolinensis | 1923044 | 22715
Drunella tuberculata | 1923028 | 22716
Doithrix villosa | 1922996 | 22717
Diploneis marginestriata | 1922939 | 22718
Diploneis finnica | 1922921 | 22719
Diplectrum formosum | 1922905 | 22720
Dicrotendipes incurvus | 1922889 | 22721
Diaphanosoma brachyurum | 1922814 | 22722
Diamesa spinacies | 1922780 | 22723
Dexamine thea | 1922764 | 22724
Dentatisyllis carolinae | 1922749 | 22725
Dendroica virens | 1922723 | 22726
Dendroica striata | 1922707 | 22727
Dendroica pinus | 1922699 | 22728
Dendroica pensylvanica | 1922673 | 22729
Dendroica magnolia | 1922657 | 22730
Dendroica dominica | 1922632 | 22731
Dendroica discolor | 1922624 | 22732
Dendroica coronata | 1922616 | 22733
Dendroica cerulea | 1922608 | 22734
Dendroica castanea | 1922590 | 22735
Dendroica caerulescens | 1922582 | 22736
Decapterus punctatus | 1922574 | 22737
Dawsonius latispina | 1922566 | 22738
Dasyatis sabina | 1922558 | 22739
Dasyatis centroura | 1922541 | 22740
Dasyatis americana | 1922533 | 22741
Daphnia retrocurva | 1922525 | 22742
Daphnia pulicaria | 1922517 | 22743
Daphnia pulex | 1922509 | 22744
Daphnia parvula | 1922491 | 22745
Daphnia longiremis | 1922483 | 22746
Daphnia laevis | 1922475 | 22747
Daphnia dubia | 1922459 | 22748
Daphnia ambigua | 1922434 | 22749
Cyprinella galactura | 1922418 | 22750
Cyprinella analostana | 1922400 | 22751
Cynoscion nothus | 1922384 | 22752
Cynoscion arenarius | 1922368 | 22753
Cymbella microcephala | 1922319 | 22754
Cymbella cistula | 1922244 | 22755
Cylichna oryza | 1922178 | 22756
Cygnus columbianus | 1922152 | 22757
Cyclops scutifer | 1922087 | 22758
Cyanocitta cristata | 1922061 | 22759
Cultus decisus | 1922046 | 22760
Crisia eburnea | 1922020 | 22761
Cricotopus varipes | 1922012 | 22762
Cribrilina punctata | 1921998 | 22763
Crenella glandula | 1921972 | 22764
Cratena pilata | 1921956 | 22765
Couesius plumbeus | 1921923 | 22766
Cottus girardi | 1921907 | 22767
Cottus baileyi | 1921881 | 22768
Corvus ossifragus | 1921865 | 22769
Corvus corax | 1921857 | 22770
Corophium crassicorne | 1921832 | 22771
Corophium baconi | 1921816 | 22772
Coregonus kiyi | 1921790 | 22773
Coregonus hoyi | 1921782 | 22774
Coregonus clupeaformis | 1921774 | 22775
Coregonus zenithicus | 1921766 | 22776
Cordulegaster obliqua | 1921758 | 22777
Contopus virens | 1921741 | 22778
Contopus borealis | 1921733 | 22779
Conochilus hippocrepis | 1921725 | 22780
Conochiloides natans | 1921717 | 22781
Conochiloides dossuarius | 1921709 | 22782
Conochiloides coenobasis | 1921691 | 22783
Conger oceanicus | 1921675 | 22784
Colus pygmaeus | 1921667 | 22785
Colurella uncinata | 1921659 | 22786
Collotheca pelagica | 1921618 | 22787
Collotheca libera | 1921592 | 22788
Colaptes auratus | 1921576 | 22789
Coelopleurus floridanus | 1921568 | 22790
Coccyzus erythropthalmus | 1921543 | 22791
Coccothraustes vespertinus | 1921527 | 22792
Cocconeis disculus | 1921501 | 22793
Cnemidocarpa mollis | 1921493 | 22794
Clinostomus funduloides | 1921451 | 22795
Citharichthys spilopterus | 1921410 | 22796
Citharichthys macrops | 1921402 | 22797
Cirrophorus forticirratus | 1921386 | 22798
Cirrophorus americanus | 1921360 | 22799
Circus cyaneus | 1921345 | 22800
Chydorus piger | 1921337 | 22801
Chydorus bicornutus | 1921311 | 22802
Chordeiles minor | 1921295 | 22803
Chlidonias niger | 1921279 | 22804
Chiridotea coeca | 1921246 | 22805
Chilomycterus atinga | 1921220 | 22806
Charadrius vociferus | 1921204 | 22807
Chaoborus flavicans | 1921188 | 22808
Chaoborus americanus | 1921170 | 22809
Chaetodon ocellatus | 1921154 | 22810
Ceryle alcyon | 1921139 | 22811
Cerithiopsis emersoni | 1921113 | 22812
Ceriodaphnia rotunda | 1921105 | 22813
Ceriodaphnia pulchella | 1921089 | 22814
Ceriodaphnia dubia | 1921063 | 22815
Cerastoderma pinnulatum | 1921048 | 22816
Cephalodella gibba | 1921022 | 22817
Cephalodella forficula | 1921014 | 22818
Centropristis striata | 1920990 | 22819
Centrarchus macropterus | 1920974 | 22820
Caudina arenata | 1920958 | 22821
Catharus ustulatus | 1920941 | 22822
Catharus minimus | 1920933 | 22823
Catharus guttatus | 1920925 | 22824
Catharus fuscescens | 1920917 | 22825
Cathartes aura | 1920909 | 22826
Casmerodius albus | 1920891 | 22827
Casco bigelowi | 1920883 | 22828
Carpodacus purpureus | 1920875 | 22829
Carpodacus mexicanus | 1920867 | 22830
Carduelis tristis | 1920842 | 22831
Carduelis pinus | 1920834 | 22832
Cardiomya gemma | 1920826 | 22833
Cardinalis cardinalis | 1920818 | 22834
Carcinus maenas | 1920800 | 22835
Carcharhinus plumbeus | 1920792 | 22836
Carcharhinus isodon | 1920776 | 22837
Caranx ruber | 1920750 | 22838
Caranx hippos | 1920735 | 22839
Caranx crysos | 1920727 | 22840
Caprella andreae | 1920701 | 22841
Cantharus cancellarius | 1920685 | 22842
Campylaspis affinis | 1920651 | 22843
Campanularia volubilis | 1920610 | 22844
Campanularia gigantea | 1920594 | 22845
Calotrophon ostrearum | 1920560 | 22846
Callopora aurita | 1920479 | 22847
Callichirus major | 1920453 | 22848
Calamus leucosteus | 1920438 | 22849
Calamus arctifrons | 1920420 | 22850
Caenis latipennis | 1920404 | 22851
Caecum strigosum | 1920388 | 22852
Byblis serrata | 1920362 | 22853
Butorides striatus | 1920347 | 22854
Buteo platypterus | 1920339 | 22855
Buteo jamaicensis | 1920313 | 22856
Busycon carica | 1920271 | 22857
Bushia elegans | 1920263 | 22858
Bubulcus ibis | 1920248 | 22859
Brundiniella eumorpha | 1920222 | 22860
Brosme brosme | 1920206 | 22861
Brevoortia smithi | 1920180 | 22862
Brevoortia patronus | 1920172 | 22863
Branta canadensis | 1920156 | 22864
Brachionus urceolaris | 1920115 | 22865
Brachionus quadridentatus | 1920107 | 22866
Brachionus plicatilis | 1920099 | 22867
Brachionus havanaensis | 1920081 | 22868
Brachionus caudatus | 1920073 | 22869
Brachionus calyciflorus | 1920065 | 22870
Brachionus budapestinensis | 1920057 | 22871
Brachionus angularis | 1920040 | 22872
Bowerbankia maxima | 1920032 | 22873
Bowerbankia imbricata | 1920024 | 22874
Bougainvillia inaequalis | 1920016 | 22875
Botryllus schlosseri | 1920008 | 22876
Bothrioneurum vejdovskyanum | 1919992 | 22877
Botaurus lentiginosus | 1919984 | 22878
Boonea bisuturalis | 1919976 | 22879
Bonasa umbellus | 1919968 | 22880
Bombycilla cedrorum | 1919950 | 22881
Boccardiella hamata | 1919935 | 22882
Bittium alternatum | 1919919 | 22883
Bipalpus hudsoni | 1919893 | 22884
Biffarius biformis | 1919885 | 22885
Balanus crenatus | 1919828 | 22886
Balanus balanoides | 1919810 | 22887
Bairdiella sanctaeluciae | 1919794 | 22888
Bagre marinus | 1919778 | 22889
Aythya collaris | 1919752 | 22890
Aulodrilus paucichaeta | 1919737 | 22891
Astroscopus guttatus | 1919729 | 22892
Astarte undata | 1919687 | 22893
Astarte castanea | 1919661 | 22894
Asplanchna priodonta | 1919653 | 22895
Ascomorpha saltans | 1919638 | 22896
Ascobulla ulla | 1919612 | 22897
Aricidea wassi | 1919596 | 22898
Aricidea cerrutii | 1919570 | 22899
Acmira catherinae | 1919562 | 22900
Ardea herodias | 1919547 | 22901
Arcteonais lomondi | 1919521 | 22902
Archilochus colubris | 1919505 | 22903
Arabella mutans | 1919497 | 22904
Apeltes quadracus | 1919455 | 22905
Anoplodactylus petiolatus | 1919430 | 22906
Anomia squamula | 1919422 | 22907
Ancylopsetta quadrocellata | 1919380 | 22908
Ancistrosyllis jonesi | 1919364 | 22909
Ancistrosyllis groenlandica | 1919349 | 22910
Ancistrosyllis commensalis | 1919331 | 22911
Anchoa mitchilli | 1919315 | 22912
Anchoa hepsetus | 1919299 | 22913
Anas platyrhynchos | 1919273 | 22914
Anas discors | 1919265 | 22915
Anas crecca | 1919257 | 22916
Anadara baughmani | 1919240 | 22917
Anachis semiplicata | 1919232 | 22918
Amphitrite ornata | 1919190 | 22919
Amphipleura pellucida | 1919182 | 22920
Amphilochus casahoya | 1919166 | 22921
Amphicteis scaphobranchiata | 1919141 | 22922
Ampharete parvidentata | 1919133 | 22923
Ampharete arctica | 1919125 | 22924
Ampelisca bicarinata | 1919117 | 22925
Crystallaria asprella | 1919091 | 22926
Ameiurus catus | 1919075 | 22927
Amathia distans | 1919059 | 22928
Amakusanthura magnifica | 1919034 | 22929
Aluterus scriptus | 1919026 | 22930
Alpheus estuariensis | 1919000 | 22931
Alosa sapidissima | 1918986 | 22932
Alosa aestivalis | 1918960 | 22933
Alonella nana | 1918952 | 22934
Alona quadrangularis | 1918937 | 22935
Alona affinis | 1918911 | 22936
Aligena texasiana | 1918895 | 22937
Aligena elevata | 1918887 | 22938
Aix sponsa | 1918861 | 22939
Agelaius phoeniceus | 1918846 | 22940
Aetobatus narinari | 1918820 | 22941
Actitis macularia | 1918804 | 22942
Acteocina oryza | 1918796 | 22943
Acipenser fulvescens | 1918770 | 22944
Achnanthes ventralis | 1918754 | 22945
Achnanthes peragalli | 1918721 | 22946
Achnanthes marginulata | 1918705 | 22947
Achnanthes laterostrata | 1918663 | 22948
Achnanthes flexella | 1918598 | 22949
Achnanthes didyma | 1918564 | 22950
Achnanthes bicapitata | 1918523 | 22951
Achelia sawayai | 1918507 | 22952
Accipiter striatus | 1918499 | 22953
Acanthocyclops vernalis | 1918457 | 22954
Acantharchus pomotis | 1918432 | 22955
Abra lioica | 1918424 | 22956
Zonitoides arboreus | 1918416 | 22957
Zavrelia pentatoma | 1918390 | 22958
Zalutschia zalutschicola | 1918382 | 22959
Valvata normalis | 1918366 | 22960
Valvata bicarinata | 1918358 | 22961
Triaenodes marginatus | 1918333 | 22962
Triaenodes aba | 1918325 | 22963
Tipula ignobilis | 1918317 | 22964
Tipula abdominalis | 1918309 | 22965
Tinodes | 1918291 | 22966
Telmatodrilus vejdovskyi | 1918275 | 22967
Tanytarsus varelus | 1918259 | 22968
Taeniopteryx parvula | 1918234 | 22969
Synurella chamberlaini | 1918218 | 22970
Synorthocladius semivirens | 1918200 | 22971
Stilobezzia antennalis | 1918184 | 22972
Stenopelmus rufinasus | 1918168 | 22973
Stenelmis sandersoni | 1918143 | 22974
Stenelmis mirabilis | 1918135 | 22975
Stenelmis lateralis | 1918119 | 22976
Stenelmis concinna | 1918093 | 22977
Stenacron candidum | 1918077 | 22978
Stagnicola catascopium | 1918051 | 22979
Stagnicola caperata | 1918044 | 22980
Sphaerium simile | 1918028 | 22981
Sphaerium fabale | 1918002 | 22982
Somatochlora provocans | 1917988 | 22983
Somatochlora forcipata | 1917970 | 22984
Simocephalus exspinosus | 1917954 | 22985
Sialis mohri | 1917939 | 22986
Serratella serratoides | 1917913 | 22987
Serratella serrata | 1917905 | 22988
Rhyacophila nigrita | 1917889 | 22989
Rhyacophila manistee | 1917863 | 22990
Rhyacophila glaberrima | 1917848 | 22991
Rhyacophila amicus | 1917822 | 22992
Rheopelopia perda | 1917814 | 22993
Psychomyia nomada | 1917798 | 22994
Psilotreta frontalis | 1917772 | 22995
Pseudodiamesa pertinax | 1917756 | 22996
Pseudocloeon dubium | 1917749 | 22997
Acentrella turbida | 1917723 | 22998
Psectrocladius octomaculatus | 1917707 | 22999
Psectrocladius barbimanus | 1917681 | 23000
Prostoia similis | 1917665 | 23001
Prosimulium magnum | 1917657 | 23002
Promoresia tardella | 1917632 | 23003
Prodiamesa olivacea | 1917616 | 23004
Procambarus acutus | 1917590 | 23005
Polypedilum ophioides | 1917574 | 23006
Podura aquatica | 1917566 | 23007
Plumatella fruticosa | 1917558 | 23008
Pleurocera acuta | 1917541 | 23009
Pisidium walkeri | 1917525 | 23010
Pisidium variabile | 1917517 | 23011
Pisidium fallax | 1917509 | 23012
Pilaria tenuipes | 1917491 | 23013
Physella vinosa | 1917483 | 23014
Physella integra | 1917475 | 23015
Physella gyrina | 1917467 | 23016
Phagocata velata | 1917434 | 23017
Parametriocnemus stylatus | 1917392 | 23018
Parakiefferiella coronata | 1917376 | 23019
Paracapnia opis | 1917343 | 23020
Paludicella articulata | 1917327 | 23021
Palpomyia lineata | 1917301 | 23022
Pagastia orthogonia | 1917293 | 23023
Oulimnius latiusculus | 1917277 | 23024
Orthocyclops modestus | 1917251 | 23025
Orthocladius dorenus | 1917236 | 23026
Optioservus trivittatus | 1917210 | 23027
Optioservus ovalis | 1917202 | 23028
Oemopteryx glacialis | 1917160 | 23029
Nilothauma babiyi | 1917145 | 23030
Monopylephorus helobius | 1917079 | 23031
Microtendipes tarsalis | 1917061 | 23032
Micropsectra dives | 1917046 | 23033
Micropsectra junci | 1917020 | 23034
Micrasema wataga | 1917004 | 23035
Macropelopia decedens | 1916980 | 23036
Macrocyclops fusus | 1916972 | 23037
Limonia rostrata | 1916931 | 23038
Libellula exusta | 1916915 | 23039
Leuctra truncata | 1916907 | 23040
Lanthus parvulus | 1916865 | 23041
Kiefferulus tendipediformis | 1916840 | 23042
Isoperla transmarina | 1916824 | 23043
Isoperla similis | 1916816 | 23044
Isoperla holochlora | 1916790 | 23045
Hydropsyche valanis | 1916774 | 23046
Hydropsyche demora | 1916758 | 23047
Hydroporus niger | 1916741 | 23048
Hydrolimax grisea | 1916733 | 23049
Hexatoma spinosa | 1916709 | 23050
Hexatoma megacera | 1916691 | 23051
Hexatoma fultonensis | 1916683 | 23052
Heteromeyenia tubisperma | 1916667 | 23053
Heptagenia lucidipennis | 1916642 | 23054
Hemerodromia rogatoris | 1916634 | 23055
Helocombus bifidus | 1916618 | 23056
Helichus basalis | 1916592 | 23057
Haplotaxis gordioides | 1916576 | 23058
Gyraulus deflectus | 1916550 | 23059
Greniera abdita | 1916535 | 23060
Gomphaeschna furcillata | 1916501 | 23061
Gerris marginatus | 1916485 | 23062
Ferrissia parallela | 1916451 | 23063
Eurylophella bicolor | 1916436 | 23064
Eukiefferiella similis | 1916410 | 23065
Eucypris virens | 1916394 | 23066
Erioptera cana | 1916378 | 23067
Ephemerella spiculosa | 1916345 | 23068
Ephemerella needhami | 1916329 | 23069
Ephemerella dorothea | 1916303 | 23070
Elliptera | 1916295 | 23071
Drunella walkeri | 1916279 | 23072
Drunella cornutella | 1916253 | 23073
Discus whitneyi | 1916220 | 23074
Diplocladius cultriger | 1916204 | 23075
Demicryptochironomus vulneratus | 1916188 | 23076
Dannella lita | 1916162 | 23077
Cyclops viridis | 1916139 | 23078
Cryptotendipes pseudotener | 1916113 | 23079
Cricotopus slossonae | 1916097 | 23080
Cricotopus pirifer | 1916071 | 23081
Cricotopus laetus | 1916063 | 23082
Cricotopus fuscatus | 1916048 | 23083
Cricotopus flavocinctus | 1916022 | 23084
Cricotopus algarum | 1916006 | 23085
Crangonyx shoemakeri | 1915982 | 23086
Cordulegaster diastatops | 1915974 | 23087
Conchapelopia telema | 1915958 | 23088
Conchapelopia currani | 1915933 | 23089
Cantopelopia aleta | 1915917 | 23090
Cnephia mutata | 1915909 | 23091
Cnephia dacotensis | 1915891 | 23092
Clinocera stagnalis | 1915883 | 23093
Cladotanytarsus dispersopilosus | 1915875 | 23094
Cladotanytarsus atridorsum | 1915867 | 23095
Chironomus tentans | 1915859 | 23096
Cheumatopsyche campyla | 1915834 | 23097
Chelifera precatoria | 1915826 | 23098
Chauliodes pectinicornis | 1915818 | 23099
Chaetogaster limnaei | 1915800 | 23100
Campeloma decisum | 1915792 | 23101
Cambarus bartonii | 1915784 | 23102
Brillia modesta | 1915776 | 23103
Brachycentrus lateralis | 1915750 | 23104
Bittacomorpha clavipes | 1915735 | 23105
Bezzia opaca | 1915719 | 23106
Baetisca carolina | 1915693 | 23107
Attheyella illinoisensis | 1915685 | 23108
Aplexa elongata | 1915644 | 23109
Anodonta cataracta | 1915628 | 23110
Anheteromeyenia argyrosperma | 1915610 | 23111
Natarsia fastuosa | 1915594 | 23112
Alasmidonta undulata | 1915578 | 23113
Ablabesmyia simpsoni | 1915537 | 23114
Siphonomecus multicinctus | 1915529 | 23115
Phascolion strombi | 1915461 | 23116
Phascolion cryptus | 1915453 | 23117
Golfingia pellucida | 1915438 | 23118
Aspidosiphon spinalis | 1915396 | 23119
Aspidosiphon albus | 1915388 | 23120
Keratella cochlearis | 1915180 | 23121
Kellicottia longispina | 1915164 | 23122
Pompholyx sulcata | 1915099 | 23123
Conochilus unicornis | 1915040 | 23124
Spongilla lacustris | 1914811 | 23125
Homaxinella waltonsmithi | 1914720 | 23126
Axinella polycapella | 1914704 | 23127
Cliona celata | 1914654 | 23128
Chondrilla nucula | 1914613 | 23129
Dugesia dorotocephala | 1914472 | 23130
Cura foremanii | 1914449 | 23131
Stylochus oculiferus | 1914373 | 23132
Discocelides ellipsoides | 1914332 | 23133
Gnesioceros floridana | 1914308 | 23134
Euplana gracilis | 1914266 | 23135
Gyratrix hermaphroditus | 1914183 | 23136
Tetrastemma elegans | 1914035 | 23137
Prostoma graecense | 1914001 | 23138
Amphiporus ochraceus | 1913938 | 23139
Amphiporus bioculatus | 1913912 | 23140
Carinomella lactea | 1913847 | 23141
Micrura rubra | 1913771 | 23142
Lineus bicolor | 1913730 | 23143
Cerebratulus lacteus | 1913714 | 23144
Lima pellucida | 1904143 | 23145
Isognomon alatus | 1904119 | 23146
Pododesmus rudis | 1904085 | 23147
Anomia simplex | 1904069 | 23148
Ostrea equestris | 1904028 | 23149
Ostreola equestris | 1904010 | 23150
Dendostrea frons | 1903996 | 23151
Crassostrea virginica | 1903970 | 23152
Crassostrea gigas | 1903954 | 23153
Musculus lateralis | 1903863 | 23154
Modiolus modiolus | 1903830 | 23155
Modiolus americanus | 1903814 | 23156
Lioberus castaneus | 1903798 | 23157
Ischadium recurvum | 1903772 | 23158
Brachidontes domingensis | 1903707 | 23159
Glycymeris pectinata | 1903632 | 23160
Glycymeris americana | 1903624 | 23161
Barbatia candida | 1903566 | 23162
Arcopsis adamsi | 1903533 | 23163
Arca zebra | 1903517 | 23164
Arca imbricata | 1903491 | 23165
Anadara transversa | 1903475 | 23166
Anadara ovalis | 1903467 | 23167
Saccoglossus kowalevskii | 1903384 | 23168
Listriella barnardi | 1893916 | 23169
Leucothoides pottsi | 1893874 | 23170
Leucothoe spinicarpa | 1893858 | 23171
Photis pugnator | 1893759 | 23172
Hyale nilssoni | 1893692 | 23173
Hyalella azteca | 1893668 | 23174
Pseudohaustorius borealis | 1893627 | 23175
Protohaustorius deichmannae | 1893593 | 23176
Parahaustorius holmesi | 1893551 | 23177
Haustorius arenarius | 1893486 | 23178
Bathyporeia parkeri | 1893460 | 23179
Acanthohaustorius intermedius | 1893437 | 23180
Melita nitida | 1893387 | 23181
Melita elongata | 1893361 | 23182
Melita appendiculata | 1893346 | 23183
Megaluropus mysersi | 1893320 | 23184
Maera danae | 1893296 | 23185
Gammarus tigrinus | 1893270 | 23186
Gammarus palustris | 1893254 | 23187
Gammarus lacustris | 1893239 | 23188
Gammarus fasciatus | 1893221 | 23189
Elasmopus rapax | 1893205 | 23190
Elasmopus procellimanus | 1893197 | 23191
Elasmopus laevis | 1893189 | 23192
Dulichiella appendiculata | 1893163 | 23193
Chimarra socia | 1883560 | 23194
Chimarra moselyi | 1883545 | 23195
Chimarra feria | 1883537 | 23196
Molanna uniophila | 1883479 | 23197
Molanna tryphena | 1883461 | 23198
Psychoglypha subborealis | 1883404 | 23199
Neophylax rickeri | 1883305 | 23200
Ironoquia punctatissima | 1883263 | 23201
Hydatophylax hesperus | 1883248 | 23202
Dicosmoecus gilvipes | 1883131 | 23203
Dicosmoecus atripes | 1883123 | 23204
Triaenodes tardus | 1883040 | 23205
Triaenodes injustus | 1883032 | 23206
Triaenodes ignitus | 1883024 | 23207
Oecetis persimilis | 1882992 | 23208
Oecetis inconspicua | 1882976 | 23209
Oecetis cinerascens | 1882950 | 23210
Nectopsyche tavara | 1882927 | 23211
Nectopsyche pavida | 1882901 | 23212
Nectopsyche diarina | 1882885 | 23213
Nectopsyche albida | 1882869 | 23214
Stephanodiscus dubius | 1853647 | 23215
Stephanodiscus astraea | 1853621 | 23216
Skeletonema potamos | 1853605 | 23217
Skeletonema costatum | 1853597 | 23218
Cyclotella stelligera | 1853571 | 23219
Cyclotella ocellata | 1853555 | 23220
Cyclotella meneghiniana | 1853530 | 23221
Cyclotella glomerata | 1853522 | 23222
Cyclotella atomus | 1853506 | 23223
Rhizosolenia eriensis | 1853464 | 23224
Melosira varians | 1853431 | 23225
Melosira distans | 1853415 | 23226
Terpsinoe musica | 1853308 | 23227
Spirulina major | 1853209 | 23228
Oscillatoria formosa | 1853134 | 23229
Lyngbya limnetica | 1853118 | 23230
Lyngbya contorta | 1853092 | 23231
Lyngbya birgei | 1853084 | 23232
Leptolyngbya tenuis | 1853068 | 23233
Aphanizomenon flosaquae | 1852995 | 23234
Anabaena planctonica | 1852953 | 23235
Anabaena bornetiana | 1852946 | 23236
Microcystis aeruginosa | 1852870 | 23237
Merismopedia glauca | 1852854 | 23238
Goniada brunnea | 1862978 | 23239
Glycinde solitaria | 1862952 | 23240
Glycinde nordmanni | 1862945 | 23241
Hemipodus borealis | 1862911 | 23242
Glycera tesselata | 1862895 | 23243
Glycera sphyrabrancha | 1862887 | 23244
Glycera papillosa | 1862879 | 23245
Glycera oxycephala | 1862861 | 23246
Glycera dibranchiata | 1862853 | 23247
Piromis roberti | 1862812 | 23248
Nematonereis unicornis | 1862705 | 23249
Nematonereis hebes | 1862697 | 23250
Marphysa sanguinea | 1862671 | 23251
Lysidice ninetta | 1862655 | 23252
Eunice vittata | 1862630 | 23253
Eunice cariboea | 1862614 | 23254
Eunice antennata | 1862606 | 23255
Schistomeringos pectinata | 1862564 | 23256
Protodorvillea kefersteini | 1862531 | 23257
Dorvillea rubra | 1862499 | 23258
Ctenodrilus serratus | 1862465 | 23259
Cossura delta | 1862424 | 23260
Aphelochaeta marioni | 1862382 | 23261
Tharyx annulosus | 1862374 | 23262
Dodecaceria diceria | 1862358 | 23263
Cirriformia filigera | 1862333 | 23264
Cirratulus grandis | 1862317 | 23265
Caulleriella bioculata | 1862267 | 23266
Paleanotus heteroseta | 1862226 | 23267
Paleanotus chrysolepis | 1862218 | 23268
Chrysopetalum occidentale | 1862192 | 23269
Merismopedia elegans | 1852847 | 23270
Merismopedia convoluta | 1852839 | 23271
Ampelisca abdita | 1852631 | 23272
Ampelisca verrilli | 1852615 | 23273
Eohaustorius estuarius | 1852599 | 23274
Candida albicans | 1852508 | 23275
Enterobacter cloacae | 1852490 | 23276
Cryptosporidium parvum | 1852433 | 23277
Pfiesteria piscicida | 1852417 | 23278
Cryptomonas stigmatica | 1852391 | 23279
Cryptomonas pusilla | 1852383 | 23280
Cryptomonas ovata | 1852375 | 23281
Cryptomonas irregularis | 1852367 | 23282
Cryptomonas erosa | 1852359 | 23283
Cryptomonas acuta | 1852342 | 23284
Spiochaetopterus costarum | 1862143 | 23285
Mesochaetopterus capensis | 1862127 | 23286
Chaetopterus variopedatus | 1862101 | 23287
Notomastus lobatus | 1862044 | 23288
Notomastus latericeus | 1862036 | 23289
Notomastus hemipodus | 1862028 | 23290
Notomastus daueri | 1862010 | 23291
Mediomastus ambiseta | 1861970 | 23292
Leiocapitella glabra | 1861939 | 23293
Dasybranchus lunulatus | 1861889 | 23294
Capitomastus aciculatus | 1861863 | 23295
Capitellides giardi | 1861830 | 23296
Capitella capitata | 1861814 | 23297
Anotomastus gordiodes | 1861798 | 23298
Boguea enigmatica | 1861764 | 23299
Drilonereis magna | 1861699 | 23300
Melinnopsis atlantica | 1861533 | 23301
Melinna maculata | 1861517 | 23302
Amphicteis floridus | 1861426 | 23303
Ampharete americana | 1861400 | 23304
Vibrio fischeri | 1852268 | 23305
Syzygium aromaticum | 967885 | 23306
Botrytis cinerea | 569152 | 23308
Eriodictyon californicum, exts. | 508630 | 23310
Lactobacillus desidiosus | 491720 | 23312
Bacillus radicicola | 490482 | 23313
Saccharomyces cerevisiae | 481341 | 23316
Achromobacter nitroloclastes | 477810 | 23317
Rhizopus oligosporus | 477752 | 23318
Rhizobium leguminosarum trifolii | 477745 | 23319
Penicillium proteolyticum | 477687 | 23325
Penicillium cyclopium | 477679 | 23326
Penicillium cyaneo-fulvum | 477661 | 23327
Cellulomonas pusilla | 460717 | 23334
Aspergillus phoenicis | 460675 | 23336
Streptococcus agalactiae | 460329 | 23337
Streptococcus equisimilis | 457978 | 23340
Lumbriculus variegatus | 1861301 | 23341
Lumbriculus lineatus | 1861293 | 23342
Lumbriculus inconstans | 1861285 | 23343
Eclipidrilus palustris | 1861269 | 23344
Piscicolaria reducta | 1861228 | 23345
Piscicola punctata | 1861202 | 23346
Myzobdella lugubris | 1861186 | 23347
Placobdella translucens | 1861152 | 23348
Actinobdella pediculata | 1861137 | 23349
Placobdella papillifera | 1861111 | 23350
Placobdella multilineata | 1861095 | 23351
Placobdella montifera | 1861087 | 23352
Helobdella stagnalis | 1861020 | 23353
Helobdella punctatolineata | 1861012 | 23354
Helobdella fusca | 1860998 | 23355
Glossiphonia paludosa | 1860931 | 23356
Alboglossiphonia heteroclita | 1860907 | 23357
Actinobdella inequiannulata | 1860881 | 23358
Mooreobdella microstoma | 1860816 | 23359
Dina anoculata | 1860741 | 23360
Macrobdella ditetra | 1860691 | 23361
Tubificoides intermedius | 1860634 | 23362
Staphylococcus aureus | 457952 | 23363
Salmonella typhi-suis | 457937 | 23365
Salmonella dublin | 457911 | 23367
Pseudomonas polycolor | 457895 | 23369
Pseudomonas desmolytica | 457887 | 23370
Micrococcus cerrolyticus | 457838 | 23374
Klebsiella pneumoniae | 457820 | 23375
Erwina herbicola | 457796 | 23377
Doratomyces purpureo-fuscus | 457770 | 23378
Corynebacterium equi | 457739 | 23382
Corynebacterium hydrocarboclastus | 419176 | 23384
Corynebacterium hydrocarbooxydans | 419168 | 23385
Flavobacterium oxydans | 419143 | 23387
Micrococcus cerificans | 419101 | 23391
Micrococcus paraffinolyticus | 419093 | 23392
Nitrobacter agilis | 419051 | 23396
Nitrosomonas europaea | 419044 | 23397
Nocardia corallina | 419036 | 23398
Nocardia keratolytica | 419010 | 23399
Nocardia minima | 419002 | 23400
Nocardia opaca | 418996 | 23401
Nocardia paraffinica | 418988 | 23402
Nocardia rubra | 418970 | 23403
Nocardia salmonicolor | 418962 | 23404
Pseudomonas alliicola | 418947 | 23406
Pseudomonas creosotensis | 418921 | 23408
Pseudomonas dacunhae | 418913 | 23409
Pseudomonas fluorescens | 418905 | 23410
Thermopolyspora polyspora | 387027 | 23413
Stereum complicatum | 387001 | 23415
Stachybotrys cylindrospora | 386995 | 23416
Scopulariopsis koningii | 386987 | 23417
Scopulariopsis chartarum | 386979 | 23418
Tubifex ignotus | 1860600 | 23419
Rhyacodrilus sodalis | 1860568 | 23420
Rhizodrilus lacteus | 1860535 | 23421
Quistradrilus multisetosus | 1860519 | 23422
Psammoryctides convolutus | 1860493 | 23423
Potamothrix vejdovskyi | 1860469 | 23424
Potamothrix hammoniensis | 1860451 | 23425
Potamothrix bavaricus | 1860444 | 23426
Peloscolex variegatus | 1860428 | 23427
Peloscolex superiorensis | 1860410 | 23428
Peloscolex multisetosus | 1860402 | 23429
Peloscolex gabriellae | 1860394 | 23430
Peloscolex ferox | 1860386 | 23431
Peloscolex benedeni | 1860378 | 23432
Monopylephorus rubroniveus | 1860352 | 23433
Monopylephorus lacteus | 1860345 | 23434
Monopylephorus irroratus | 1860337 | 23435
Limnodrilus udekemianus | 1860311 | 23436
Limnodrilus profundicola | 1860295 | 23437
Limnodrilus claparedianus | 1860279 | 23438
Limnodrilus angustipenis | 1860253 | 23439
Ilyodrilus templetoni | 1860220 | 23440
Haber speciosus | 1860204 | 23441
Clitellio arenicolus | 1860188 | 23442
Clitellio arenarius | 1860170 | 23443
Branchiura sowerbyi | 1860154 | 23444
Aulodrilus pluriseta | 1860139 | 23445
Aulodrilus limnobius | 1860113 | 23446
Vejdovskyella comata | 1860048 | 23447
Uncinais uncinata | 1860022 | 23448
Stylaria fossularis | 1859990 | 23449
Stephensoniana trivandrana | 1859974 | 23450
Specaria josinae | 1859941 | 23451
Slavina appendiculata | 1859925 | 23452
Pristinella osborni | 1859909 | 23453
Pristinella jenkinae | 1859883 | 23454
Pristina synclites | 1859867 | 23455
Pristina sima | 1859859 | 23456
Pristina osborni | 1859834 | 23457
Scopulariopsis brumptii | 386961 | 23458
Polyporus palustris | 386953 | 23459
Pleurotus sapidus | 386946 | 23460
Pleurotus sajor-caju | 386938 | 23461
Pleurotus cystidiosus | 386920 | 23462
Corynebacterium dioxydans | 386912 | 23463
Conidiobolus coronatus | 386904 | 23464
Clostridium thermocellum | 386888 | 23466
Clavaria dendroidea | 386862 | 23468
Chrysosporium tropicum | 386854 | 23469
Camposporium pellucidum | 386847 | 23470
Chrysosporium pannorum | 386839 | 23471
Chrysosporium keratinophilum | 386821 | 23472
Chrysosporium asperatum | 386813 | 23473
Chaetomium reflexum | 386805 | 23474
Chaetomium piluliferum | 386797 | 23475
Bacillus stearothermophilus | 386748 | 23479
Bacillus chitinosporus | 386680 | 23484
Bacillus cereus | 386672 | 23485
Aspergillus parasiticus | 386623 | 23490
Aspergillus niger | 386607 | 23492
Arthrobacter rubellus | 386599 | 23493
Arthrobacter paraffineus | 386581 | 23494
Arthrobacter globifomis | 386573 | 23495
Achromobacter paraffinoclastus | 386565 | 23496
Trichoderma longibranchiatum | 372383 | 23497
Trichoderma koningii | 372375 | 23498
Trichocladium opacum | 372359 | 23499
Trametes serialis | 372342 | 23500
Trametes cubensis | 372334 | 23501
Thermomyces verrucosus | 372326 | 23502
Stachybotrys chartarum | 372318 | 23503
Saccharomycopsis lipolytica | 372300 | 23504
Rhizopus oryzae | 372292 | 23505
Pholiota mutabilis | 372284 | 23506
Penicillium citrinum | 372276 | 23507
Papulaspora thermophila | 372268 | 23508
Papulaspora polyspora | 372250 | 23509
Paecilomyces varioti | 372243 | 23510
Paecilomyces farinosus | 372235 | 23511
Paecilomyces canadensis | 372227 | 23512
Myrothecium verrucaria | 372219 | 23513
Mycena polygramma | 372201 | 23514
Mucor pusillus | 372193 | 23515
Metarrhizium anisopliae | 372185 | 23516
Memnoniella echinata | 372177 | 23517
Lepiota amianthina | 372169 | 23518
Humicola minima | 372151 | 23519
Humicola grisea | 372144 | 23520
Gliomastix murorum | 372136 | 23521
Geotrichum candidum | 372128 | 23522
Pristina longiseta | 1859792 | 23523
Pristina leidyi | 1859784 | 23524
Pristina foreli | 1859768 | 23525
Pristina aequiseta | 1859743 | 23526
Paranais litoralis | 1859727 | 23527
Ophidonais serpentina | 1859693 | 23528
Nais variabilis | 1859677 | 23529
Nais pseudobtusa | 1859651 | 23530
Nais elinguis | 1859636 | 23531
Nais communis | 1859628 | 23532
Nais bretscheri | 1859610 | 23533
Nais behningi | 1859602 | 23534
Nais barbata | 1859594 | 23535
Nais alpina | 1859586 | 23536
Homochaeta naidina | 1859560 | 23537
Haemonais waldvogeli | 1859545 | 23538
Dero vagus | 1859529 | 23539
Dero vaga | 1859511 | 23540
Dero trifida | 1859503 | 23541
Dero pectinata | 1859495 | 23542
Dero obtusa | 1859487 | 23543
Dero lodeni | 1859461 | 23544
Dero furcata | 1859453 | 23545
Dero dorsalis | 1859438 | 23546
Dero abranchiata | 1859412 | 23547
Chaetogaster diastrophus | 1859396 | 23548
Chaetogaster diaphanus | 1859388 | 23549
Bratislavia unidentata | 1859362 | 23550
Allonais paraguayensis | 1859305 | 23551
Allonais inequalis | 1859297 | 23552
Sparanophilus tamesis | 1859206 | 23553
Aeolosoma tenebrarum | 1859099 | 23554
Aeolosoma leidyi | 1859073 | 23555
Fomes pinicola | 372110 | 23556
Eupenicillium parvum | 372094 | 23557
Eupenicillium ehrlichii | 372086 | 23558
Entomophthora virulenta | 372078 | 23559
Entomophthora pyriformis | 372060 | 23560
Entomophthora muscae | 372052 | 23561
Entomophthora exitialis | 372045 | 23562
Entomophthora bullata | 372037 | 23563
Endothia parasitica | 372029 | 23564
Dendryphion nanum | 372011 | 23565
Dactylomyces thermophilus | 372003 | 23566
Cladosporium cladosporioides | 371971 | 23568
Chaetomium thermophilum | 371963 | 23569
Chaetomium globosum | 371955 | 23570
Beauveria tenella | 371948 | 23571
Aureobasidium pullulans | 371930 | 23572
Nocardia hydrocarbono-oxydans | 419028 | 23573
Clypeaster subdepressus | 764290 | 23574
Neodiprion leconte | 764241 | 23575
Melanoplus sanguinipes | 764233 | 23576
Anagrapha falcifera | 764217 | 23577
Bombyx mori | 764191 | 23578
Clostridium perfringens | 764068 | 23579
Arachnochloris major | 1858950 | 23580
Ophiocytium capitatum | 1858927 | 23581
Prorocentrum minimum | 1858786 | 23582
Glenodinium quadridens | 1858653 | 23583
Glenodinium gymnodinium | 1858646 | 23584
Helicobacter pylori | 763961 | 23585
Aeromonas hydrophila | 763953 | 23586
Nomuraea rileyi | 763813 | 23587
Streotomyces noursei | 763789 | 23588
Phytophthora citrophthora | 763771 | 23589
Plagiochila asplenioides | 1858273 | 23590
Trachelomonas hispida | 1858133 | 23591
Phacus pyrum | 1858091 | 23592
Lepocinclis acuta | 1858067 | 23593
Euglena proxima | 1858042 | 23594
Euglena elastica | 1858026 | 23595
Mallomonas tonsurata | 1857838 | 23596
Mallomonas pseudocoronata | 1857820 | 23597
Mallomonas producta | 1857812 | 23598
Mallomonas caudata | 1857804 | 23599
Dinobryon sertularia | 1857739 | 23600
Dinobryon bavaricum | 1857713 | 23601
Kephyrion ovum | 1857655 | 23602
Bacillus popilliae | 762948 | 23603
Flavobacterium balustinum | 762898 | 23604
Helicoverpa zea | 762880 | 23605
Bacillus lentimorbus | 762823 | 23606
Melanoplus sanguinipes entomopoxvirus 'O' (Origin=orthopteran) | 762781 | 23607
Nosema locustae | 762765 | 23608
Lymantria dispar nucleopolyhedrovirus, multiple nucleocapsid (MNPV) | 762757 | 23609
Hirsutella thompsonii (Fisher) | 762732 | 23610
Staurastrum aspinosum | 1857473 | 23611
Staurastrum americanum | 1857465 | 23612
Cosmarium tinctum | 1857390 | 23613
Cosmarium angulosum | 1857374 | 23614
Gonium pectorale | 1857267 | 23615
Chlorogonium elongatum | 1857119 | 23616
Chlamydomonas globosa | 1857093 | 23617
Chlamydomonas angulosa | 1857085 | 23618
Carteria klebsii | 1857069 | 23619
Carteria globosa | 1857051 | 23620
Carteria cordiformis | 1857044 | 23621
Sphaerocystis schroeteri | 1856954 | 23622
Elakatothrix gelatinosa | 1856848 | 23623
Colletotrichum gloeosporioides | 762633 | 23624
Dendryphiella rodmanii Conway | 762625 | 23625
Verticillium dahliae | 762567 | 23626
Trichoderma hamatum | 762526 | 23627
Sclerotinia sclerotiorum | 762492 | 23628
Rhodotorula glutinis | 762484 | 23629
Reynoutria sachalinensis | 762476 | 23630
Bombyx mori nucleopolyhedrovirus (NPV) | 762393 | 23631
Helicoverpa zea nucleopolyhedrovirus, single nucleocapsid (SNPV) | 762385 | 23632
Autographa californica nucleopolyhedrovirus, multiple nucleocapsid (MNPV) | 762377 | 23633
Penicillium oxalicum | 762336 | 23634
Pasteuria penetrans | 762328 | 23635
Oedaleus senigalensis entomopoxvirus 'O' (Origin=orthopteran) | 762286 | 23636
Spodoptera exigua nucleopolyhedrovirus (MNPV) | 762278 | 23637
Cydia pomonella granulovirus (GV) | 762195 | 23638
Arthrobotrys oligospora | 762054 | 23639
Tetrastrum staurogeniaeforme | 1856699 | 23640
Scenedesmus perforatus | 1856632 | 23641
Scenedesmus longus | 1856624 | 23642
Scenedesmus dimorphus | 1856608 | 23643
Scenedesmus bijuga | 1856582 | 23644
Scenedesmus bernardii | 1856566 | 23645
Scenedesmus armatus | 1856558 | 23646
Scenedesmus acuminatus | 1856533 | 23647
Crucigenia tetrapedia | 1856491 | 23648
Crucigenia quadrata | 1856467 | 23649
Crucigenia apiculata | 1856442 | 23650
Actinastrum hantzschii | 1856426 | 23651
Treubaria varia | 1856376 | 23652
Quadrigula lacustris | 1856327 | 23653
Polyedriopsis spinulosa | 1856301 | 23654
Planktosphaeria gelatinosa | 1856285 | 23655
Oocystis submarina | 1856251 | 23656
Oocystis solitaria | 1856244 | 23657
Oocystis pusilla | 1856236 | 23658
Oocystis parva | 1856228 | 23659
Oocystis lacustris | 1856210 | 23660
Oocystis gloeocystiformis | 1856202 | 23661
Oocystis elliptica | 1856194 | 23662
Oocystis borgei | 1856186 | 23663
Nephrocytium lunatum | 1856160 | 23664
Nephrocytium agardhianum | 1856152 | 23665
Kirchneriella subsolitaria | 1856137 | 23666
Kirchneriella lunaris | 1856111 | 23667
Kirchneriella contorta | 1856095 | 23668
Chlorella saccharophila | 1855998 | 23669
Arthrobotrys botryospora | 762047 | 23670
Arthrobotrys amerospora | 762039 | 23671
Trichoderma polysporum | 762021 | 23672
Alternaria cassiae | 762013 | 23673
Pseudomonas cepacia type Wisconsin | 761874 | 23674
Giardia lamblia | 761726 | 23675
Bacillus sphaericus | 761676 | 23676
Pseudomonas syringae | 761668 | 23677
Escherichia coli | 457804 | 23678
Bacillus thuringiensis | 386763 | 23679
Verticillium lecanii | 372409 | 23681
Trichoderma viride | 372391 | 23682
Trichoderma harzianum | 372367 | 23683
Dactylaria brochopaga | 371997 | 23684
Beauveria bassiana | 331421 | 23685
Ankistrodesmus convolutus | 1855956 | 23686
Micractinium pusillum | 1855907 | 23687
Golenkinia radiata | 1855881 | 23688
Pediastrum simplex | 1855832 | 23689
Pediastrum duplex | 1855816 | 23690
Dictyosphaerium ehrenbergianum | 1855741 | 23691
Coelastrum microporum | 1855691 | 23692
Gloeocystis gigas | 1855659 | 23693
Tetraedron trigonum | 1855626 | 23694
Tetraedron muticum | 1855600 | 23695
Tetraedron hastatum | 1855584 | 23696
Schroederia setigera | 1855550 | 23697
Characium curvatum | 1855493 | 23698
Surirella ovata | 1855386 | 23699
Nitzschia tribionella | 1855352 | 23700
Nitzschia sublinearis | 1855345 | 23701
Nitzschia subacicularis | 1855337 | 23702
Nitzschia romana | 1855329 | 23703
Nitzschia reversa | 1855311 | 23704
Nitzschia pungens | 1855303 | 23705
Nitzschia paradoxa | 1855295 | 23706
Nitzschia obtusa | 1855279 | 23707
Nitzschia linearis | 1855253 | 23708
Nitzschia ignorata | 1855246 | 23709
Nitzschia gracilis | 1855220 | 23710
Nitzschia fonticola | 1855204 | 23711
Nitzschia elliptica | 1855188 | 23712
Nitzschia constricta | 1855162 | 23713
Nitzschia communis | 1855154 | 23714
Nitzschia amphibia | 1855139 | 23715
Nitzschia acicularis | 1855113 | 23716
Stauroneis smithii | 1855048 | 23717
Stauroneis anceps | 1855022 | 23718
Pinnularia microstauron | 1854991 | 23719
Pinnularia legumen | 1854975 | 23720
Pinnularia interrupta | 1854959 | 23721
Pinnularia braunii | 1854942 | 23722
Navicula viridula | 1854926 | 23723
Navicula tridentula | 1854900 | 23724
Navicula rhynchocephala | 1854884 | 23725
Navicula minima | 1854835 | 23726
Navicula cuspidata | 1854819 | 23727
Navicula cryptocephala | 1854801 | 23728
Navicula capitata | 1854785 | 23729
Diploneis ovalis | 1854710 | 23730
Caloneis bacillum | 1854694 | 23731
Anomoeneis sphaerophora | 1854678 | 23732
Gomphonema olivaceum | 1854629 | 23733
Eunotia vanheurcki | 1854579 | 23734
Eunotia tridon | 1854561 | 23735
Eunotia tenella | 1854553 | 23736
Eunotia sudetica | 1854538 | 23737
Eunotia praerupta | 1854520 | 23738
Eunotia pectinalis | 1854496 | 23739
Eunotia parallela | 1854488 | 23740
Eunotia naegelii | 1854470 | 23741
Eunotia maior | 1854462 | 23742
Eunotia lunaris | 1854454 | 23743
Bidessus fuscatus | 1872431 | 23744
Bidessonotus longovalis | 1872399 | 23745
Agabetes acuductus | 1872324 | 23746
Acilius mediatus | 1872308 | 23747
Baetisca rogersi | 1872233 | 23748
Baetisca obesa | 1872225 | 23749
Baetisca gibbera | 1872217 | 23750
Baetisca becki | 1872209 | 23751
Tricorythodes minutus | 1872175 | 23752
Tricorythodes albilineatus | 1872167 | 23753
Leptohyphes dolani | 1872142 | 23754
Paraleptophlebia volitans | 1872092 | 23755
Paraleptophlebia memorialis | 1872076 | 23756
Paraleptophlebia debilis | 1872050 | 23757
Paraleptophlebia bicornuta | 1872035 | 23758
Leptophlebia intermedia | 1872019 | 23759
Choroterpes albiannulata | 1871946 | 23760
Ephemerella deficiens | 1871870 | 23761
Eurylophella trilineata | 1871847 | 23762
Ephemerella subvaria | 1871805 | 23763
Ephemerella rotunda | 1871789 | 23764
Ephemerella infrequens | 1871771 | 23765
Ephemerella drunella | 1871755 | 23766
Ephemerella dannella | 1871730 | 23767
Ephemerella aurivillii | 1871714 | 23768
Ephemerella attenella | 1871706 | 23769
Drunella grandis | 1871664 | 23770
Drunella doddsi | 1871649 | 23771
Caudatella heterocaudata | 1871599 | 23772
Attenella margarita | 1871573 | 23773
Attenella attenuata | 1871557 | 23774
Siphlonurus occidentalis | 1871524 | 23775
Isonychia sicca | 1871466 | 23776
Isonychia sayi | 1871458 | 23777
Isonychia arida | 1871433 | 23778
Homoeoneuria ammophila | 1871417 | 23779
Siphloplecton speciosum | 1871383 | 23780
Stenonema vicarium | 1871359 | 23781
Stenonema tripunctatum | 1871342 | 23782
Stenonema terminatum | 1871334 | 23783
Stenonema smithae | 1871326 | 23784
Stenonema rubrum | 1871318 | 23785
Stenonema rubromaculatum | 1871300 | 23786
Stenonema reesi | 1871292 | 23787
Stenonema quinquespinum | 1871284 | 23788
Stenonema pulchellum | 1871276 | 23789
Stenonema pudicum | 1871268 | 23790
Stenonema nepotellum | 1871250 | 23791
Stenonema modestum | 1871243 | 23792
Stenonema luteum | 1871227 | 23793
Stenonema integrum | 1871201 | 23794
Stenonema femoratum | 1871185 | 23795
Stenonema exiguum | 1871177 | 23796
Stenonema ares | 1871151 | 23797
Stenacron interpunctatum | 1871102 | 23798
Rhithrogena hageni | 1871060 | 23799
Pseudiron meridionalis | 1871045 | 23800
Nixe perfida | 1871011 | 23801
Leucrocuta hebe | 1870971 | 23802
Heptagenia solitaria | 1870948 | 23803
Heptagenia simpliciodes | 1870930 | 23804
Heptagenia marginalis | 1870914 | 23805
Heptagenia flavescens | 1870898 | 23806
Epeorus longimanus | 1870864 | 23807
Epeorus albertae | 1870849 | 23808
Cinygma dimicki | 1870823 | 23809
Plauditus parvulus | 1870781 | 23810
Plauditus punctiventris | 1870773 | 23811
Pseudocloeon alachua | 1870757 | 23812
Paracloeodes minutus | 1870732 | 23813
Centroptilum hobbsi | 1870666 | 23814
Callibaetis fluctuans | 1870625 | 23815
Callibaetis floridanus | 1870617 | 23816
Callibaetis coloradensis | 1870591 | 23817
Baetis vagans | 1870575 | 23818
Baetis spinosus | 1870559 | 23819
Baetis spiethi | 1870542 | 23820
Acerpenna pygmaea | 1870534 | 23821
Pseudocloeon propinquum | 1870526 | 23822
Baetis macdunnoughi | 1870518 | 23823
Baetis longipalpus | 1870500 | 23824
Baetis levitans | 1870492 | 23825
Baetis intermedius | 1870484 | 23826
Baetis intercalaris | 1870476 | 23827
Acentrella insignificans | 1870468 | 23828
Diphetor hageni | 1870450 | 23829
Baetis frondalis | 1870443 | 23830
Baetis flavistriga | 1870435 | 23831
Baetis ephippiatus | 1870427 | 23832
Baetis brunneicolor | 1870419 | 23833
Baetis australis | 1870393 | 23834
Baetis alexanderi | 1870377 | 23835
Ephoron leukon | 1870278 | 23836
Pentagenia vittigera | 1870237 | 23837
Hexagenia munda | 1870161 | 23838
Hexagenia bilineata | 1870146 | 23839
Ephemera simulans | 1870112 | 23840
Neoephemera youngi | 1870054 | 23841
Neoephemera compressa | 1870047 | 23842
Caenis diminuta | 1870005 | 23843
Caenis amica | 1869981 | 23844
Brachycercus maculatus | 1869965 | 23845
Brachycercus lacustris | 1869957 | 23846
Smynthurus spinata | 1869890 | 23847
Pseudobourletiella chandleri | 1869882 | 23848
Anurida maritima | 1869734 | 23849
Stenocypris malcolmsoni | 1869643 | 23850
Macrocyclops albidus | 1869536 | 23851
Eucyclops agilis | 1869510 | 23852
Chthamalus fragilis | 1869395 | 23853
Balanus subalbidus | 1869353 | 23854
Balanus reticulatus | 1869346 | 23855
Balanus eburneus | 1869320 | 23856
Balanus amphitrite | 1869288 | 23857
Argulus maculosus | 1869197 | 23858
Argulus japonicus | 1869189 | 23859
Argulus alosae | 1869163 | 23860
Sida crystallina | 1869122 | 23861
Daphnia rosea | 1869023 | 23862
Ceriodaphnia laticaudata | 1869007 | 23863
Chydorus sphaericus | 1868959 | 23864
Bosmina longirostris | 1868918 | 23865
Neumania distincta | 1868835 | 23866
Koenikea spinipes | 1868801 | 23867
Koenikea elaphra | 1868793 | 23868
Koenikea aphrasta | 1868785 | 23869
Koenikea angulata | 1868777 | 23870
Hydrochoreutes ungulatus | 1868645 | 23871
Limnochares americana | 1868553 | 23872
Arrenurus zeugicornis | 1868264 | 23873
Arrenurus zapus | 1868256 | 23874
Arrenurus magnicaudatus | 1868231 | 23875
Arrenurus expansa | 1868215 | 23876
Arrenurus apopkensis | 1868199 | 23877
Arrenurus apetiolatus | 1868181 | 23878
Trichobranchus glacialis | 1868090 | 23879
Terebellides stroemi | 1868074 | 23880
Terebella turgidula | 1868025 | 23881
Terebella rubra | 1868017 | 23882
Streblosoma spiralis | 1867993 | 23883
Streblosoma hesslei | 1867985 | 23884
Streblosoma hartmanae | 1867977 | 23885
Streblosoma abranchiata | 1867969 | 23886
Polycirrus plumosus | 1867944 | 23887
Polycirrus eximius | 1867928 | 23888
Pista quadrilobata | 1867902 | 23889
Pista palmata | 1867894 | 23890
Pista cristata | 1867878 | 23891
Loimia medusa | 1867837 | 23892
Hauchiella tribullata | 1867803 | 23893
Typosyllis prolifera | 1867712 | 23894
Typosyllis corallicoloides | 1867696 | 23895
Typosyllis aciculata | 1867670 | 23896
Trypanosyllis zebra | 1867654 | 23897
Syllis hyalina | 1867621 | 23898
Syllis ferrugina | 1867605 | 23899
Syllides bansei | 1867571 | 23900
Streptosyllis pettiboneae | 1867555 | 23901
Sphaerosyllis riseri | 1867514 | 23902
Sphaerosyllis piriferopsis | 1867506 | 23903
Sphaerosyllis longicauda | 1867480 | 23904
Sphaerosyllis glandulata | 1867464 | 23905
Sphaerosyllis erinaceus | 1867449 | 23906
Sphaerosyllis aciculata | 1867423 | 23907
Odontosyllis fulgurans | 1867324 | 23908
Exogone verugera | 1867258 | 23909
Exogone gemmifera | 1867233 | 23910
Exogone atlantica | 1867217 | 23911
Eusyllis lamelligera | 1867183 | 23912
Brania wellfleetensis | 1867159 | 23913
Brania swedmarki | 1867142 | 23914
Brania clavata | 1867134 | 23915
Autolytus fasciatus | 1867118 | 23916
Autolytus dentalius | 1867100 | 23917
Autolytus cornutus | 1867092 | 23918
Dexiospira spirillum | 1867050 | 23919
Streblospio benedicti | 1867019 | 23920
Spiophanes wigleyi | 1866995 | 23921
Spio setosa | 1866961 | 23922
Scolelepis texana | 1866920 | 23923
Scolecolepides viridis | 1866896 | 23924
Prionospio steenstrupi | 1866813 | 23925
Prionospio pygmaea | 1866805 | 23926
Prionospio heterobranchia | 1866789 | 23927
Prionospio cristata | 1866763 | 23928
Polydora websteri | 1866748 | 23929
Polydora tetrabranchia | 1866730 | 23930
Polydora ligni | 1866714 | 23931
Polydora cornuta | 1866698 | 23932
Polydora ciliata | 1866672 | 23933
Polydora caulleryi | 1866664 | 23934
Minuspio cirrifera | 1866607 | 23935
Laonice cirrata | 1866573 | 23936
Dispio uncinata | 1866557 | 23937
Boccardia proboscidea | 1866508 | 23938
Aonides mayaguezensis | 1866441 | 23939
Ephesiella minuta | 1866417 | 23940
Sthenelais boa | 1866359 | 23941
Sigalion arenicola | 1866334 | 23942
Vermiliopsis annulata | 1866276 | 23943
Spirorbis borealis | 1866250 | 23944
Serpula vermicularis | 1866235 | 23945
Janua pagenstecheri | 1866177 | 23946
Hydroides protulicola | 1866136 | 23947
Hydroides dianthus | 1866128 | 23948
Scalibregma inflatum | 1866052 | 23949
Sabella variegata | 1865997 | 23950
Sabella crassicornis | 1865971 | 23951
Potamilla reniformis | 1865948 | 23952
Megalomma pigmentum | 1865906 | 23953
Megalomma bioculatum | 1865898 | 23954
Jasmineira elegans | 1865872 | 23955
Fabriciola trilobata | 1865823 | 23956
Fabricia sabella | 1865807 | 23957
Euchone rubrocincta | 1865781 | 23958
Demonax microphthalmus | 1865740 | 23959
Chone filicaudata | 1865716 | 23960
Chone collaris | 1865690 | 23961
Branchiomma nigromaculata | 1865666 | 23962
Sabellaria floridensis | 1865609 | 23963
Eupanthalis kinbergi | 1865575 | 23964
Lepidonotus sublevis | 1865518 | 23965
Lepidonotus squamatus | 1865500 | 23966
Lepidasthenia commensalis | 1865484 | 23967
Harmothoe imbricata | 1865468 | 23968
Harmothoe extenuata | 1865450 | 23969
Antinoella sarsi | 1865427 | 23970
Poecilochaetus johnsoni | 1865393 | 23971
Sigambra tentaculata | 1865336 | 23972
Sigambra bassi | 1865328 | 23973
Parandalia americana | 1865286 | 23974
Cabira incerta | 1865260 | 23975
Paranaitis polynoides | 1865195 | 23976
Nereiphylla paretti | 1865179 | 23977
Nereiphylla fragilis | 1865161 | 23978
Genetyllis castanea | 1865146 | 23979
Eumida sanguinea | 1865120 | 23980
Eulalia sanguinea | 1865104 | 23981
Eulalia myriacyclum | 1865096 | 23982
Eteone heteropoda | 1865054 | 23983
Anaitides mucosa | 1865013 | 23984
Anaitides madeirensis | 1865005 | 23985
Anaitides groenlandica | 1864982 | 23986
Pectinaria meridithi | 1864941 | 23987
Pectinaria gouldi | 1864933 | 23988
Cirrophorus lyriformis | 1864842 | 23989
Aricidea suecica | 1864800 | 23990
Aricidea philbinae | 1864784 | 23991
Aricidea jeffreysi | 1864776 | 23992
Owenia fusiformis | 1864685 | 23993
Myriochele oculata | 1864669 | 23994
Galathowenia africana | 1864644 | 23995
Scoloplos texana | 1864610 | 23996
Scoloplos rubra | 1864602 | 23997
Scoloplos robustus | 1864594 | 23998
Scoloplos capensis | 1864586 | 23999
Scoloplos acmeceps | 1864578 | 24000
Orbinia riseri | 1864545 | 24001
Orbinia americana | 1864537 | 24002
Naineris laevigata | 1864503 | 24003
Leitoscoloplos fragilis | 1864479 | 24004
Haploscoloplos fragilis | 1864438 | 24005
Travisia hobsonae | 1864388 | 24006
Polyophthalmus pictus | 1864362 | 24007
Ophelina hachaensis | 1864347 | 24008
Ophelina aulogaster | 1864321 | 24009
Ophelina acuminata | 1864313 | 24010
Armandia leptocirrus | 1864271 | 24011
Onuphis eremita | 1864222 | 24012
Nothria pallida | 1864206 | 24013
Kinbergonuphis simoni | 1864156 | 24014
Epidiopatra hupferiana | 1864131 | 24015
Diopatra cuprea | 1864115 | 24016
Americonuphis magna | 1864099 | 24017
Websterinereis tridentata | 1864065 | 24018
Nereis zonata | 1864008 | 24019
Nereis riisei | 1863992 | 24020
Nereis micromma | 1863950 | 24021
Nereis lamellosa | 1863935 | 24022
Nereis grayi | 1863927 | 24023
Nereis arenaceodonta | 1863901 | 24024
Neanthes acuminata | 1863869 | 24025
Laeonereis culveri | 1863802 | 24026
Ceratonereis versipedata | 1863786 | 24027
Ceratonereis mirabilis | 1863778 | 24028
Ceratonereis longicirrata | 1863760 | 24029
Ceratonereis irritabilis | 1863752 | 24030
Nephtys verrilli | 1863711 | 24031
Nephtys squamosa | 1863703 | 24032
Nephtys simoni | 1863695 | 24033
Nephtys inermis | 1863679 | 24034
Nephtys caeca | 1863653 | 24035
Inermonephtys inermis | 1863604 | 24036
Aglaophamus verrilli | 1863588 | 24037
Axiothella mucosa | 1863448 | 24038
Asychis carolinae | 1863406 | 24039
Magelona phyllisae | 1863380 | 24040
Magelona pettiboneae | 1863372 | 24041
Lumbrineris verrilli | 1863331 | 24042
Lumbrineris tenuis | 1863315 | 24043
Lumbrineris latreilli | 1863307 | 24044
Lumbrineris hebes | 1863281 | 24045
Lumbrineris coccinea | 1863265 | 24046
Lumbrineris acuta | 1863240 | 24047
Podarkeopsis brevipalpa | 1863190 | 24048
Podarke obscura | 1863174 | 24049
Parahesione luteola | 1863158 | 24050
Gyptis propinquus | 1863083 | 24051
Progoniada regularis | 1863059 | 24052
Goniadides carolinae | 1863034 | 24053
Goniadella gracilis | 1863018 | 24054
Goniada teres | 1862994 | 24055
Goniada maculata | 1862986 | 24056
Eunotia flexuosa | 1854439 | 24057
Rhopalodia gibba | 1854363 | 24058
Epithemia turgida | 1854348 | 24059
Epithemia sorex | 1854330 | 24060
Synedra tabulata | 1854272 | 24061
Synedra radians | 1854256 | 24062
Synedra gaillonii | 1854249 | 24063
Synedra acus | 1854223 | 24064
Opephora martyi | 1854207 | 24065
Fragilaria vaucheriae | 1854157 | 24066
Fragilaria leptostauron | 1854132 | 24067
Fragilaria construens | 1854116 | 24068
Fragilaria capucina | 1854108 | 24069
Asterionella japonica | 1854041 | 24070
Asterionella formosa | 1854033 | 24071
Cymbella minuta | 1853993 | 24072
Amphora perpusilla | 1853977 | 24073
Amphora ovalis | 1853969 | 24074
Cocconeis placentula | 1853902 | 24075
Cocconeis pediculus | 1853894 | 24076
Achnanthes minutissima | 1853852 | 24077
Achnanthes linearis | 1853837 | 24078
Achnanthes lanceolata | 1853803 | 24079
Achnanthes hungarica | 1853787 | 24080
Achnanthes exigua | 1853761 | 24081
Achnanthes clevei | 1853753 | 24082
Thalassiosira fluviatilus | 1853712 | 24083
Stephanodiscus tenuis | 1853696 | 24084
Stephanodiscus subtilis | 1853688 | 24085
Stephanodiscus niagarae | 1853670 | 24086
Stephanodiscus invisitatus | 1853662 | 24087
Stephanodiscus hantzschii | 1853654 | 24088
Phenol, 4,4'-(1-methylethylidene)bis-, styrenated | 1654193 | 24089
Siloxanes and Silicones, di-Me, 3-hydroxypropyl Me, Me Pr, ethers with polyethylene-polypropylene glycol and polyethylene-polypropylene glycol mono-Bu ether | 1654185 | 24090
Fatty acids, C16-18 and C18-unsatd., branched and linear, sodium salts | 1654169 | 24091
Poly(oxy-1,2-ethanediyl), .alpha.-hydro-.omega.-hydroxy-, mono-C16-18-alkyl ethers, phosphates, sodium salts | 1654151 | 24092
2-Propenoic acid, 2-methyl-, butyl ester, polymer with 1,1-dimethylethyl 2-methyl-2-propenoate, ethenylbenzene and 2-hydroxyethyl 2-methyl-2-propenoate, tert-Bu 3,5,5-trimethylhexaneperoxoate-initiated | 1654136 | 24093
Benzene, 2,4-diisocyanato-1-methyl-, homopolymer, 2-(dimethylamino)ethanol- and polyethylene-polypropylene glycol mono-Bu ether-blocked | 1654128 | 24094
Carbonic acid, diethyl ester, polymer with 2,2'-[1,2-ethanediylbis(oxy)]bis[ethanol], 1,6-hexanediol, .alpha.-hydro-.omega.-hydroxypoly[oxy(methyl-1,2-ethanediyl)] and 5-isocyanato-1-(isocyanatomethyl)-1,3,3-trimethylcyclohexane, 2-hydroxyethyl acrylate-blocked | 1654110 | 24095
1,6-Hexanediamine, N1,N6-bis(2,2,6,6-tetramethyl-4-piperidinyl)-, polymer with 2,4,6-trichloro-1,3,5-triazine, reaction products with 3-bromo-1-propene, N-butyl-1-butanamine and N-butyl-2,2,6,6-tetramethyl-4-piperidinamine, oxidized, hydrogenated | 1654094 | 24096
Waxes and Waxy substances, jojoba | 321653 | 24097
Oils, boronia | 160168 | 24098
Ambergris | 159863 | 24099
Oils, costus | 159343 | 24100
Gas oils (petroleum), vacuum, hydrocracked, hydroisomerized, hydrogenated, C25-55, branched and cyclic | 1651322 | 24101
Gas oils (petroleum), vacuum, hydrocracked, hydroisomerized, hydrogenated, C15-30, branched and cyclic | 1651306 | 24102
Canola oil, polymd., oxidized | 1650738 | 24103
1,3-Propanediol, 2-ethyl-2-(hydroxymethyl)-, polymer with 2,4-diisocyanato-1-methylbenzene, .alpha.-hydro-.omega.-hydroxypoly[oxy(methyl-1,2-ethanediyl)] and 2,2'-oxybis[ethanol], caprolactam-blocked | 1650704 | 24104
Poly(oxy-1,2-ethanediyl), .alpha.-(3-carboxy-1-oxosulfopropyl)-.omega.-hydroxy-, C12-14-sec-alkyl ethers, disodium salts | 1650696 | 24105
Smectite-group minerals, acid-activated | 1650654 | 24106
Hexadecanol, branched | 1650456 | 24107
Phenol, reaction products with hydrogen peroxide, distn. residues | 1650431 | 24108
Kaolin, calcined | 1650365 | 24109
Sulfonamides, C4-8-alkane, perfluoro, N-(hydroxyethyl)-N-methyl, reaction products with epichlorohydrin, adipates (esters) | 1650316 | 24110
Glycerides, sunflower-oil mono- and di-, 2,3-bis(acetyloxy)butanedioates | 1650282 | 24111
1,2,4-Benzenetricarboxylic acid, mixed hexyl and octyl triesters | 1650274 | 24112
2-Propenoic acid, 2-methyl-, C11-14-isoalkyl esters, C13-rich | 1650233 | 24113
Aluminum, chloro propylene glycol complexes | 1649961 | 24114
Siloxanes and Silicones, di-Me, polymers with Ph silsesquioxanes, methoxy- and [(trimethylsilyl)oxy]-terminated, polymers with adipic acid, ethylene glycol, isophthalic acid and trimethylolpropane | 1651926 | 24115
Heptadecene, branched | 1651918 | 24116
Pentadecene, branched | 1651900 | 24117
Heptadecanol, branched | 1651892 | 24118
Siloxanes and Silicones, ethoxy Pr, ethoxy vinyl, ethoxy-terminated | 1651868 | 24119
2,5-Furandione, polymer with 2,4,4-trimethyl-1-pentene, esters with polyethylene glycol mono-C12-14-alkyl ethers, sodium salts | 1651850 | 24120
Aluminosilicates, phospho- | 1651843 | 24121
2-Propenoic acid, 2-methyl-, C16-20-alkyl esters, polymers with C12-15-branched and linear alkyl methacrylate and Me methacrylate | 1651827 | 24122
2-Butenedioic acid (2Z)-, ammonium salt (1:?), homopolymer, hydrolyzed, ammonium salts | 1651819 | 24123
1,3 Benzenedicarboxylic acid, polymer with 2-ethyl-2-(hydroxymethyl)-1,3-propanediol, hexanedioic acid, 1,6-hexanediol, 1,3-isobenzofurandione and 1,1'-methylenebis[4-isocyanatobenzene], di-Et malonate-blocked | 1651801 | 24124
Cyclohexane, 5-isocyanato-1-(isocyanatomethyl)-1,3,3-trimethyl-, homopolymer, 3,5-dimethyl-1H-pyrazole-blocked | 1651793 | 24125
2-Propenoic acid, 2-methyl-, C12-16-alkyl esters, polymers with decyl methacrylate, 2-(dimethylamino)ethyl methacrylate, 2-ethylhexyl acrylate, Me methacrylate and stearyl methacrylate | 1651751 | 24126
Benzoic acid, 2-hydroxy-, polymer with formaldehyde and 6-phenyl-1,3,5-triazine-2,4-diamine, ethylated methylated | 1651744 | 24127
Carbonic acid, diphenyl ester, polymer with 5-amino-1,3,3-trimethylcyclohexanemethanamine, 1,4-butanediol, 1,6-hexanediol, hydrazine and 1,1'-methylenebis[4-isocyanatocyclohexane], morpholine-blocked | 1651694 | 24128
Fatty acids, soya, polymers with benzoic acid, 12-hydroxyoctadecanoic acid, 5-isocyanato-1-(isocyanatomethyl)-1,3,3-trimethylcyclohexane, pentaerythritol, phthalic anhydride, polyethylene glycol mono-Me ether and trimethylolpropane | 1651652 | 24129
Tar bases, quinoline derivs., 1-(chloromethyl)naphthalene-quaternized | 1651645 | 24130
Cyclohexane, 5-isocyanato-1-(isocyanatomethyl)-1,3,3-trimethyl-, homopolymer, polyethylene glycol mono-Me ether-blocked | 1651637 | 24131
Siloxanes and Silicones, cetyl Me, di-Me | 1651611 | 24132
Poly(oxy-1,2-ethanediyl), .alpha.-hydro-.omega.-hydroxy-, monoethers with stearyl alc. distn. lights | 1651603 | 24133
1-Octadecanol, manuf. of, distn. lights | 1651595 | 24134
Propanoic acid, 3-hydroxy-2-(hydroxymethyl)-2-methyl-, polymer with 1,6-diisocyanatohexane, Me Et ketone oxime-blocked | 1651587 | 24135
Castor oil, hydrogenated, ethoxylated, triisostearate | 1651579 | 24136
1,3-Butadiene, homopolymer, hydroxy-terminated, [1-methyl-1-[3-(1-methylethenyl)phenyl]ethyl]carbamate | 1651553 | 24137
Residues (petroleum), polycyclic arom. hydrocarbon-rich catalytic cracking, polymers with formaldehyde and phenol | 1651546 | 24138
Fatty acids, C6-10, mixed esters with adipic acid, dipentaerythritol, heptanoic acid, isostearic acid and pentaerythritol | 1651538 | 24139
2-Propenoic acid, 2-methyl-, polymer with butyl 2-methyl-2-propenoate, dodecyl 2-methyl-2-propenoate, ethenylbenzene, 2-hydroxyethyl 2-propenoate, methyl 2-methyl-2-propenoate and .alpha.-(2-methyl-1-oxo-2-propen-1-yl)-.omega.-methoxypoly(oxy-1,2-ethanediyl), tert-Bu 3,5,5-trimethylhexaneperoxoate-initiated, compds. with 2-(dimethylamino)ethanol | 1651520 | 24140
Fatty acids, tall-oil, reaction products with bisphenol A, Bu glycidyl ether, epichlorohydrin and triethylenetetramine | 1651504 | 24141
Silsesquioxanes, Ph, methoxy-terminated, polymers with di-Me terephthalate, ethylene glycol and trimethylolpropane | 1651470 | 24142
Silsesquioxanes, Ph, methoxy-terminated, polymers with di-Me terephthalate, ethylene glycol, neopentyl glycol and trimethylolpropane | 1651462 | 24143
Siloxanes and Silicones, di-Me, 2-(4-hydroxybutoxy)ethyl group-terminated | 1651447 | 24144
Siloxanes and Silicones, di-Me, Me Ph, polymers with Me Ph silsesquioxanes, methoxy-terminated | 1651397 | 24145
Siloxanes and Silicones, di-Me, Me Ph, polymers with Me Ph silsesquioxanes, hydroxy-terminated | 1651389 | 24146
Fatty acids, C18-unsatd., dimers, polymers with 2-ethylhexanoic acid, hexahydro-1,3-isobenzofurandione, 3-hydroxy-2-(hydroxymethyl)-2-methylpropanoic acid, isophthalic acid, neopentyl glycol, rosin and trimethylolpropane, compds. with 2-(dimethylamino)ethanol | 1651371 | 24147
Siloxanes and Silicones, ethoxy iso-Bu, ethoxy vinyl, ethoxy-terminated | 1651363 | 24148
Sulfonamides, C4-8-alkane, perfluoro, N-[3-(dimethyloxidoamino)propyl], potassium salts | 1651355 | 24149
Gas oils (petroleum), vacuum, hydrocracked, hydroisomerized, hydrogenated, C20-40, branched and cyclic | 1651314 | 24150
Gas oils (petroleum), vacuum, hydrocracked, hydroisomerized, hydrogenated, C10-25 | 1651298 | 24151
Fatty acids, tall-oil, polymers with isophthalic acid, linoleic acid, pentaerythritol, soybean oil and trimethylolpropane | 1651215 | 24152
Fatty acids, C18-unsatd., dimers, polymers with isophthalic acid, linoleic acid, octadecadienoic acid, tall-oil fatty acids and trimethylolpropane | 1651207 | 24153
Siloxanes and Silicones, di-Me, 3-hydroxypropyl Me, [[(3-hydroxypropyl)dimethylsilyl]oxy]-terminated, ethers with polyethylene glycol mono-Me ether and polypropylene glycol mono-Me ether | 1651199 | 24154
Siloxanes and Silicones, di-Me, mono(3-hydroxypropyl group)-terminated, ethoxylated propoxylated | 1651124 | 24155
Siloxanes and Silicones, di-Me, 3-(ethylamino)-2-methylpropyl group-terminated | 1651116 | 24156
Glycols, C5-6, 1,6-hexanediol manuf., distn. lights | 1651090 | 24157
Ethene, 1,1,2,2-tetrafluoro-, oxidized, polymd., reduced, Me esters, reduced, ethoxylated | 1651074 | 24158
Benzene, mono-C20-24-alkyl derivs. | 1651033 | 24159
1-Dodecene, homopolymer, hydrogenated | 1650977 | 24160
1-Dodecene, trimer, hydrogenated | 1650969 | 24161
1-Dodecene, polymer with 1-decene, hydrogenated | 1650951 | 24162
1-Dodecene, trimer with 1-decene, hydrogenated | 1650944 | 24163
1-Dodecene, dimer with 1-decene, hydrogenated | 1650936 | 24164
Titanium, acetylacetone Bu alc. iso-Pr alc. methanol complexes | 1650928 | 24165
Alcohols, C12-14, ethers with polyethylene glycol mono-Bu ether | 1650902 | 24166
Alcohols, C12-18, ethers with polyethylene glycol mono-Bu ether | 1650886 | 24167
Asphalt, reaction products with butadiene-styrene polymer | 1653039 | 24168
Poly[oxy(methyl-1,2-ethanediyl)], .alpha.-(2-methyl-1-oxo-2-propen-1-yl)-.omega.-hydroxy-, reaction products with phosphorus oxide (P2O5) | 1653021 | 24169
Phenol, tert-Bu derivs., phosphates (3:1) | 1653005 | 24170
2-Propenoic acid, reaction products with 2-chloroacetic acid and 4,5-dihydro-1H-imidazole-1-ethanamine 2-nortall-oil alkyl derivs., sodium salts | 1652999 | 24171
1-Propene, 1,1,2,3,3,3-hexafluoro-, telomer with chlorotrifluoroethene, oxidized, reduced, Et ester, hydrolyzed | 1652981 | 24172
1-Propanaminium, 3-chloro-2-hydroxy-N,N,N-trimethyl-, chloride (1:1), reaction products with C.I. Leuco Sulphur Black 1 | 1652973 | 24173
Glycols, C5-6, 1,6-hexanediol manuf., distn. lights, propoxylated | 1652957 | 24174
[1,1'-Biphenyl]-2,2'-disulfonic acid, 4,4'-bis[2-[1-(3-aminophenyl)-4,5-dihydro-3-methyl-5-oxo-1H-pyrazol-4-yl]diazenyl]-, sodium salt (1:2), reaction products with 2,2'-[1,2-ethanediylbis(oxymethylene)]bis[oxirane], 2',4',5',7'-tetrabromo-3',6'-dihydroxyspiro[isobenzofuran-1(3H),9'-[9H]xanthen]-3-one sodium salt (1:2) and 2',4',5',7'-tetrabromo-4,5,6,7-tetrachloro-3',6'-dihydroxyspiro[isobenzofuran-1(3H),9'-[9H]xanthen]-3-one sodium salt (1:2) | 1652940 | 24175
Poly(oxy-1,2-ethanediyl), .alpha.-sulfo-.omega.-(undecyloxy)-, branched and linear, sodium salt | 1652932 | 24176
Phenol, 2,6-dimethyl-, homopolymer, maleated | 1652866 | 24177
2-Propenoic acid, 2-methyl-, C12-15-branched and linear alkyl esters, homopolymers | 1652858 | 24178
2-Propenoic acid, 2-methyl-, C12-15-branched and linear alkyl esters, polymers with cetyl methacrylate, Me methacrylate, stearyl methacrylate and vinylpyrrolidone | 1652841 | 24179
Coconut oil, reaction products with polyethylene glycol and trimethylolpropane | 1652833 | 24180
Benzene, ethenylated, residues, middle fraction, reaction products with 1-butene, distn. residues | 1652817 | 24181
Oxirane, 2-methyl-, polymer with oxirane, ether with 2,2'-(oxidoimino)bis[ethanol] (2:1), N-[3-(C9-11-isoalkyloxy)propyl] derivs., C10-rich | 1652809 | 24182
Oxirane, 2-methyl-, polymer with oxirane, ether with 2,2'-iminobis[ethanol] (2:1), N-[3-(C9-11-isoalkyloxy)propyl] derivs., C10-rich | 1652791 | 24183
Poly[oxy(methyl-2,1-ethanediyl)], .alpha.,.alpha.'-[(oxidoimino)bis(methyl-2,1-ethanediyl)]bis[.omega.-hydroxy-, N-[3-(C9-11-isoalkyloxy)propyl] derivs., C10-rich | 1652783 | 24184
Poly[oxy(methyl-1,2-ethanediyl)], .alpha.,.alpha.'-[iminobis(methyl-2,1-ethanediyl)]bis[.omega.-hydroxy-, N-[3-(C9-11-isoalkyloxy)propyl] derivs., C10-rich | 1652775 | 24185
Poly(oxy-1,2-ethanediyl), .alpha.,.alpha.'-(iminodi-2,1-ethanediyl)bis[.omega.-hydroxy-, N-[3-(C9-11-isoalkyloxy)propyl] derivs., C10-rich | 1652767 | 24186
1-Propanamine, 3-(C9-11-isoalkyloxy) derivs., C10-rich | 1652759 | 24187
Propanenitrile, 3-(C9-11-isoalkyloxy) derivs., C10-rich | 1652742 | 24188
1-Propanol, reaction products with oxirane, high-boiling fraction | 1652726 | 24189
2,5-Furandione, reaction products with Et alc. and 3-(triethoxysilyl)-1-propanamine | 1652718 | 24190
Solvent naphtha (petroleum), heavy arom., middle fraction, reaction products with 1-butene, distn. residues | 1652700 | 24191
Fatty acids, coco, compds. with 2-(2-aminoethoxy)ethanol | 1652684 | 24192
Fatty acids, castor-oil, compds. with 2-(2-aminoethoxy)ethanol | 1652676 | 24193
Fatty acids, soya, compds. with 2-(2-aminoethoxy)ethanol | 1652668 | 24194
Fatty acids, tall-oil, compds. with 2-(2-aminoethoxy)ethanol | 1652650 | 24195
Fatty acids, tall-oil, compds. with C12-14-tert-alkyl amines, C16-22-tert-alkyl amines and tall oil, phosphates | 1652585 | 24196
9,10-Anthracenedione, 2-(1,2-dimethylpropyl)-, spent catalyst, from hydrogen peroxide manuf. | 1652577 | 24197
9,10-Anthracenedione, 2-(1,1-dimethylpropyl)-, spent catalyst, from hydrogen peroxide manuf. | 1652569 | 24198
9,10-Anthracenedione, 2-(1,1-dimethylethyl)-, spent catalyst, from hydrogen peroxide manuf. | 1652551 | 24199
9,10-Anthracenedione, 2-ethyl-, spent catalyst, from hydrogen peroxide manuf. | 1652544 | 24200
Phenol, 4,4'-(1-methylethylidene)bis-, polymer with 2-(chloromethyl)oxirane, mixed diesters with propylene glycol acrylate hydrogen succinate and propylene glycol hydrogen succinate methacrylate | 1652510 | 24201
2-Propenoic acid, 2-methyl-, polymer with butyl 2-propenoate, 2-(dimethylamino)ethyl 2-methyl-2-propenoate and ethenylbenzene, 2,2'-(1,2-diazenediyl)bis[2-methylpropanenitrile]-initiated | 1652486 | 24202
2-Propenoic acid, 2-methyl-, polymer with ethenylbenzene, 2-ethylhexyl 2-methyl-2-propenoate, ethyl 2-methyl-2-propenoate, 2-hydroxyethyl 2-methyl-2-propenoate and methyl 2-methyl-2-propenoate, 2,2'-(1,2-diazenediyl)bis[2-methylpropanenitrile]-initiated | 1652478 | 24203
Silsesquioxanes, Ph, methoxy-terminated, polymers with bisphenol A, epichlorohydrin and trimethylolpropane | 1652452 | 24204
Amines, dicoco alkyl, reaction products with ditallow alkyl amines and 1-hexadecene-maleic anhydride-polyethylene glycol allyl Me ether-1-tetradecene polymer | 1652411 | 24205
Amides, coco, N-[2-(2-hydroxyethoxy)ethyl] | 1652379 | 24206
Benzene, ethylenated, residues, heavy ends | 1652361 | 24207
Solvent naphtha (petroleum), heavy arom., distn. residues | 1652353 | 24208
Benzene, ethenyl-, reaction products with (1-methylethyl)benzene, distn. residues | 1652346 | 24209
Benzene, 1,1'-ethylidenebis-, isopropylated, distn. residues | 1652338 | 24210
2-Propenoic acid, 2-methyl-, dodecyl ester, polymer with butyl 2-propenoate, ethenylbenzene, 2-hydroxyethyl 2-propenoate, methyl 2-methyl-2-propenoate, 2-methyl-2-[(1-oxo-2-propen-1-yl)amino]-1-propanesulfonic acid and 2-propenoic acid, tert-Bu 3,5,5-trimethylhexaneperoxoate-initiated, compds. with 2-(dimethylamino)ethanol | 1652320 | 24211
2-Propenoic acid, 2-methyl-, butyl ester, polymers with C12-16-alkyl methacrylate, isodecyl methacrylate, Me methacrylate and stearyl methacrylate | 1652288 | 24212
2-Propenoic acid, 2-methyl-, C12-16-alkyl esters, polymers with N-[3-(dimethylamino)propyl]-2-methyl-2-propenamide, Me methacrylate and stearyl methacrylate | 1652270 | 24213
2-Propenoic acid, 2-methyl-, C12-15-branched and linear alkyl esters, polymers with cetyl methacrylate, Me methacrylate, polyethylene glycol methacrylate isotridecyl ether and stearyl methacrylate | 1652262 | 24214
2-Propenoic acid, 2-methyl-, C12-15-branched and linear alkyl esters, polymers with cetyl methacrylate, 2-hydroxyethyl methacrylate, Me methacrylate and stearyl methacrylate | 1652254 | 24215
Alkenes, C8-14 .alpha., .gamma.-.omega.-perfluoro | 1652247 | 24216
Decanedioic acid, di-C11-14-branched alkyl esters | 1652239 | 24217
Hydrofluoric acid, reaction products with octane | 1652221 | 24218
Benzene, ethenyl-, polymer with 1,3-butadiene, epoxidized | 1652213 | 24219
2-Oxepanone, polymer with 1,2-ethanediol, 5-isocyanato-1-(isocyanatomethyl)-1,3,3-trimethylcyclohexane, 2-oxepanone homopolymer ester with 1,3-bis[2-(2-hydroxyethoxy)ethyl] 5-sulfo-1,3-benzenedicarboxylate (2:1) monosodium salt and 2,2'-oxybis[ethanol], reaction products with 3-(triethoxysilyl)-1-propanamine, hydrolyzed | 1652205 | 24220
4-Heptanone, 2,6-dimethyl-, hydrogenated, by-products from | 1652197 | 24221
4-Nonanone, 2,6,8-trimethyl-, hydrogenated, by-products from | 1652189 | 24222
Butanal, condensation products, hydrogenated, by-products from | 1652171 | 24223
1-Butene, hydroformylation products, by-products from | 1652163 | 24224
1-Propene, hydroformylation products, by-products from | 1652155 | 24225
Ethene, hydroformylation products, by-products from | 1652148 | 24226
Fatty acids, tall-oil, polymers with benzoic acid, pentaerythritol, phthalic anhydride, soybean oil and trimethylolpropane | 1652130 | 24227
Amides, from ammonium hydroxide-maleic anhydride polymer and hydrogenated tallow alkyl amines, sodium salts, compds. with ethanolamine | 1652098 | 24228
2-Propenoic acid, 2-methyl-, C12-16-alkyl esters, polymers with 2-(4-morpholinyl)ethyl methacrylate and stearyl methacrylate | 1652080 | 24229
2-Propenoic acid, 2-methyl-, C12-15-branched and linear alkyl esters, polymers with Me methacrylate | 1652064 | 24230
Silsesquioxanes, 3-aminopropyl iso-Bu, formates (salts) | 1652056 | 24231
Fatty acids, C16-18 and C18-unsatd., branched and linear, polymers with hexahydro-1,3-isobenzofurandione, isophthalic acid, maleic anhydride, 1-piperazineethanamine, 3,5,5-trimethylhexanoic acid and trimethylolpropane | 1652023 | 24232
1,2,4-Benzenetricarboxylic acid, mixed 2-ethylhexyl and stearyl triesters | 1652015 | 24233
Aluminoxanes, Me octyl, branched, cyclic and linear | 1652007 | 24234
Acetic acid, 2-hydroxy-, reaction products with 7-[[4,6-bis[4-(2-aminoethyl)-1-piperazinyl]-1,3,5-triazin-2-yl]amino]-4-hydroxy-3-[2-(4-methoxyphenyl)diazenyl]-2-naphthalenesulfonic acid and methanesulfonic acid | 1651959 | 24235
2,5-Furandione, telomer with ethenylbenzene and (1-methylethyl)benzene, 3-(dimethylamino)propyl imide | 1653054 | 24236
2-Butenoic acid, 4,4'-[(dibutylstannylene)bis(oxy)]bis[4-oxo-, (2Z,2'Z)-, di-C8-10-isoalkyl esters, C9-rich | 1654045 | 24237
2-Propenoic acid, 2-methyl-, monoester with 1,2-propanediol, polymers with hydroxy-terminated acrylonitrile-butadiene polymer, 4,4'-(1-methylethylidene)bis[cyclohexanol] and 2,4-TDI | 1654011 | 24238
Hexanedioic acid, polymer with N1-(2-aminoethyl)-1,2-ethanediamine, 2-butene-1,4-diol, 1,6-diisocyanatohexane, 1,2-ethanediamine, 1,2-ethanediol, 1,3-isobenzofurandione, 5-isocyanato-1-(isocyanatomethyl)-1,3,3-trimethylcyclohexane, 2-methyloxirane and sodium sulfite (1:1), polyethylene-polypropylene glycol mono-Bu ether-blocked | 1653906 | 24239
Ferrocene, carboxy-, reaction products with [C,C,C-tribromo-4,11,18,25-tetrakis[2-methyl-1-(1-methylethyl)propoxy]-29H,31H-phthalocyanine-1-methanolato(2-)-.kappa.N29,.kappa.N30,.kappa.N31,.kappa.N32]palladium | 1653898 | 24240
Propanedioic acid, mono(.gamma.-.omega.-perfluoro-C8-12-alkyl) derivs., bis[4-(ethenyloxy)butyl] esters | 1653880 | 24241
Propanedioic acid, mono(.gamma.-.omega.-perfluoro-C8-12-alkyl) derivs., di-me esters | 1653872 | 24242
Siloxanes and Silicones, di-Me, hydroxy-terminated, polymers with silicic acid, reaction products with 1,1,1-trimethyl-N-(trimethylsilyl)silanamine | 1653864 | 24243
Siloxanes and Silicones, ethoxy octyl, ethoxy-terminated | 1653849 | 24244
Magnesium, EDTA cobalt copper iron manganese zinc complexes | 1653807 | 24245
Cashew, nutshell liq., 2-hydroxyethyl ethers | 1653716 | 24246
Castor oil, ester with pentaerythritol, polymer with 1,6-diisocyanatohexane, 1,6-hexanediol, hydrazine, 3-hydroxy-2-(hydroxymethyl)-2-methylpropanoic acid, 1,1'-methylenebis[4-isocyanatocyclohexane] and phthalic anhydride, compd. with triethylamine | 1653617 | 24247
Alcohols, C11-14-iso-, C13-rich, butoxylated ethoxylated | 1653609 | 24248
2-Propenoic acid, 2-methyl-, 2-[(1,1-dimethylethyl)amino]ethyl ester, polymer with methyl 2-methyl-2-propenoate, 2-propenoic acid and N-(1,1,3,3-tetramethylbutyl)-2-propenamide, 1,1-dimethylpropyl 2,2-dimethylpropaneperoxoate-initiated | 1653591 | 24249
2-Propenoic acid, 2-methyl-, 2-[(1,1-dimethylethyl)amino]ethyl ester, polymer with methyl 2-methyl-2-propenoate, 2-propenoic acid and N-(1,1,3,3-tetramethylbutyl)-2-propenamide, potassium salt, 1,1-dimethylpropyl 2,2-dimethylpropaneperoxoate-initiated | 1653583 | 24250
2-Propenoic acid, 2-methyl-, 2-[(1,1-dimethylethyl)amino]ethyl ester, polymer with methyl 2-methyl-2-propenoate, 2-propenoic acid and N-(1,1,3,3-tetramethylbutyl)-2-propenamide, sodium salt, 1,1-dimethylpropyl 2,2-dimethylpropaneperoxoate-initiated | 1653575 | 24251
2-Propenoic acid, 2-methyl-, 2-[(1,1-dimethylethyl)amino]ethyl ester, polymer with methyl 2-methyl-2-propenoate, 2-propenoic acid and N-(1,1,3,3-tetramethylbutyl)-2-propenamide, ammonium salt, 1,1-dimethylpropyl 2,2-dimethylpropaneperoxoate-initiated | 1653567 | 24252
Glycine, N-(2-amino-2-oxoethyl)-N-[2-[bis(carboxymethyl)amino]ethyl]-, N-C12-18-alkyl derivs., trisodium salts | 1653559 | 24253
Fatty acids, linseed-oil, polymers with bisphenol A, Bu acrylate, epichlorohydrin, methacrylic acid and styrene | 1653492 | 24254
Poly(oxy-1,2-ethanediyl), .alpha.-(carboxymethyl)-.omega.-hydroxy-, C16-18 and C18-unsatd. alkyl ethers | 1653484 | 24255
2,5-Furandione, polymer with ethenylbenzene, imide, N-Ph derivs. | 1653476 | 24256
.beta.-Alanine, N-[(5-amino-1,3,3-trimethylcyclohexyl)methyl]-, potassium salt (1:1), polymer with diphenyl carbonate, 1,6-hexanediol, 1,1'-methylenebis[4-isocyanatobenzene], 2-methyloxirane, 2-methyloxirane polymer with oxirane monobutyl ether, oxirane and .alpha.,.alpha.',.alpha.''-1,2,3-propanetriyltris[.omega.-hydroxypoly[oxy(methyl-1,2-ethanediyl)]], Me Et ketone oxime-blocked | 1653450 | 24257
Canola oil, hydrogenated | 1653443 | 24258
1,3-Butadiene, homopolymer, maleated, 2-[(2-methyl-1-oxo-2-propen-1-yl)oxy]ethyl esters | 1653427 | 24259
Castor oil, benzoate | 1653419 | 24260
Soybean oil, polymer with dicyclopentadiene and maleic anhydride, ammonium salt, compd. with diisopropanolamine | 1653393 | 24261
Benzenesulfonic acid, hydroxydinonyl-, branched, monoammonium salt | 1653351 | 24262
Fatty acids, C18-unsatd., dimers, di-Me esters, hydrogenated, polymd. | 1653344 | 24263
1,4-Benzenedicarboxylic acid, polymer with 1,2-ethanediol, manuf. of, by-products from, distn. residues | 1653336 | 24264
Fatty acids, C8-10, reaction products with epoxidized soybean oil, ethoxylated | 1653294 | 24265
Fatty acids, castor-oil, polymers with 1,6-hexanediol | 1653278 | 24266
Acetaldehyde, 2,2-dimethoxy-, reaction products with dipropylene glycol, melamine and polyethylene glycol ether with glycerol (3:1) | 1653260 | 24267
Poly(oxy-1,2-ethanediyl), .alpha.-hydro-.omega.-hydroxy-, mixed decanoate and octanoate | 1653252 | 24268
2-Propanol, 1,1',1''-nitrilotris-, compds. with ethanol 2-[2-(C12-14-alkyloxy)ethoxy] derivs. hydrogen sulfates | 1653237 | 24269
Poly(oxy-1,2-ethanediyl), .alpha.-(4-nonylphenyl)-.omega.-hydroxy-, branched, phosphates, ammonium salts | 1653179 | 24270
Propanenitrile, 3-[[3-[(3-aminopropyl)amino]propyl]amino]-, N-tallow alkyl derivs. | 1653153 | 24271
Distillates (petroleum), cracked steam-cracked, C5-12 fraction | 1653138 | 24272
Siloxanes and Silicones, di-Me, 6-hydroxyhexyl group-terminated, polymers with di-Et carbonate, diethylene glycol and 2-oxepanone, acetates | 1653120 | 24273
1-Propene, tetramer, manuf. of, distn. residues | 1653112 | 24274
Poly(oxy-1,2-ethanediyl), .alpha.-(carboxymethyl)-.omega.-hydroxy-, C12-14-alkyl ethers | 1653062 | 24275
1,3,5-Triazine-2,4,6-triamine, polymer with formaldehyde, methylated, hydrochlorides | 1655034 | 24276
Fatty acids, C18-unsatd., dimers, polymers with ethylenediamine, 2-methyl-1,5-pentanediamine, piperazine, polypropylene glycol diamine, sebacic acid and stearic acid | 1655018 | 24277
Sulfonamides, C4-8-alkane, perfluoro, N,N'-[1,6-hexanediylbis[(2-oxo-3,5-oxazolidinediyl)methylene]]bis[N-methyl- | 1655000 | 24278
Poly(oxy-1,2-ethanediyl), .alpha.-[2-(methylamino)ethyl]-.omega.-[(1,1,3,3-tetramethylbutyl)phenoxy]-, N-[(perfluoro-C4-8-alkyl)sulfonyl] derivs. | 1654995 | 24279
Hexane, 1,6-diisocyanato-, homopolymer, N-(hydroxyethyl)-N-methylperfluoro-C4-8-alkanesulfonamides- and stearyl alc.-blocked | 1654987 | 24280
2-Propenoic acid, butyl ester, polymers with acrylamide, 2-[methyl[(perfluoro-C4-8-alkyl)sulfonyl]amino]ethyl acrylate and vinylidene chloride | 1654979 | 24281
2-Propenoic acid, 2-methyl-, 3-(trimethoxysilyl)propyl ester, polymers with acrylic acid, 2-[methyl[(perfluoro-C4-8-alkyl)sulfonyl]amino]ethyl acrylate and propylene glycol monoacrylate, hydrolyzed, compds. with 2,2'-(methylimino)bis[ethanol] | 1654961 | 24282
2-Propenoic acid, 2-methyl-, 2-(dimethylamino)ethyl ester, telomer with 2-[ethyl[(perfluoro-C4-8-alkyl)sulfonyl]amino]ethyl methacrylate and 1-octanethiol, N-oxides | 1654953 | 24283
2-Propenoic acid, 2-methyl-, 2-methylpropyl ester, polymer with 2,4-diisocyanato-1-methylbenzene, 2-ethyl-2-(hydroxymethyl)-1,3-propanediol and 2-propenoic acid, N-ethyl-N-(hydroxyethyl)perfluoro-C4-8-alkanesulfonamides-blocked | 1654946 | 24284
1-Hexadecanaminium, N,N-dimethyl-N-[2-[(2-methyl-1-oxo-propen-1-yl)oxy]ethyl]-, bromide (1:1), polymers with Bu acrylate, Bu methacrylate and 2-[methyl[(perfluoro-C4-8-alkyl)sulfonyl]amino]ethyl acrylate | 1654938 | 24285
2-Propenoic acid, 2-methyl-, dodecyl ester, polymers with N-(hydroxymethyl)-2-propenamide, 2-[methyl[(perfluoro-C4-8-alkyl)sulfonyl]amino]ethyl methacrylate, stearyl methacrylate and vinylidene chloride | 1654920 | 24286
Poly(oxy-1,2-ethanediyl), .alpha.-hydro-.omega.-hydroxy-, polymer with 1,6-diisocyanatohexane, N-(hydroxyethyl)-N-methylperfluoro-C4-8-alkanesulfonamides-blocked | 1654912 | 24287
2-Propenoic acid, 2-methyl-, dodecyl ester, polymers with 2-[methyl[(perfluoro-C4-8-alkyl)sulfonyl]amino]ethyl acrylate and vinylidene chloride | 1654904 | 24288
Propanoic acid, 3-hydroxy-2-(hydroxymethyl)-2-methyl-, polymer with 1,1'-methylenebis[4-isocyanatobenzene] and 1,2,3-propanetriol, reaction products with N-ethyl-1,1,2,2,3,3,4,4,5,5,6,6,7,7,8,8,8-heptadecafluoro-N-(2-hydroxyethyl)-1-octanesulfonamide and N-ethyl-1,1,2,2,3,3,4,4,5,5,6,6,7,7,7-pentadecafluoro-N-(2-hydroxyethyl)-1-heptanesulfonamide, compds. with morpholine | 1654896 | 24289
Propanoic acid, 3-hydroxy-2-(hydroxymethyl)-2-methyl-, polymer with 2-ethyl-2-(hydroxymethyl)-1,3-propanediol and N,N',2-tris(6-isocyanatohexyl)imidodicarbonic diamide, reaction products with N-ethyl-1,1,2,2,3,3,4,4,5,5,6,6,7,7,8,8,8-heptadecafluoro-N-(2-hydroxyethyl)-1-octanesulfonamide and N-ethyl-1,1,2,2,3,3,4,4,5,5,6,6,7,7,7-pentadecafluoro-N-(2-hydroxyethyl)-1-heptanesulfonamide, compds. with triethylamine | 1654888 | 24290
Fatty acids, C18-unsatd., dimers, 2-[methyl[(perfluoro-C4-8-alkyl)sulfonyl]amino]ethyl esters | 1654870 | 24291
Sulfonic acids, C6-8-alkane, perfluoro, compds. with polyethylene-polypropylene glycol bis(2-aminopropyl) ether | 1654862 | 24292
Siloxanes and Silicones, di-Me, mono[3-[(2-methyl-1-oxo-2-propen-1-yl)oxy]propyl group]-terminated, polymers with 2-[methyl[(perfluoro-C4-8-alkyl)sulfonyl]amino]ethyl acrylate and stearyl methacrylate | 1654854 | 24293
Sulfonamides, C4-8-alkane, perfluoro, N-methyl-N-[(3-octadecyl-2-oxo-5-oxazolidinyl)methyl] | 1654847 | 24294
Sulfonamides, C4-8-alkane, perfluoro, N-ethyl-N-(hydroxyethyl), reaction products with 2-ethyl-1-hexanol and polymethylenepolyphenylene isocyanate | 1654839 | 24295
Sulfonamides, C4-8-alkane, perfluoro, N-(hydroxyethyl)-N-methyl, reaction products with 12-hydroxyoctadecanoic acid and 2,4-TDI, ammonium salts | 1654821 | 24296
Fatty acids, linseed-oil, dimers, 2-[[(1,1,2,2,3,3,4,4,5,5,6,6,7,7,8,8,8-heptadecafluorooctyl)sulfonyl]methylamino]ethyl esters | 1654813 | 24297
Sulfonamides, C4-8-alkane, perfluoro, N-[3-(dimethylamino)propyl], reaction products with acrylic acid | 1654805 | 24298
Octadecanoic acid, methyl ester, reaction products with 1-(2-hydroxy-2-methylpropoxy)-2,2,6,6-tetramethyl-4-piperidinol | 1654797 | 24299
Formaldehyde, polymer with 2-(chloromethyl)oxirane and phenol, reaction products with 6H-dibenz[c,e][1,2]oxaphosphorin 6-oxide | 1654789 | 24300
Sulfonic acids, C8-20-alkane, .gamma.-.omega.-perfluoro, compds. with triethylamine | 1654771 | 24301
Sulfuric acid, mono-C10-16-alkyl esters, compds. with 2-propen-1-amine | 1654755 | 24302
2-Propen-1-amine, compds. with polyethylene glycol hydrogen sulfate C10-16-alkyl ethers | 1654748 | 24303
Alkanes, C10-24 | 1654730 | 24304
Alkanes, C10-24-branched | 1654722 | 24305
2-Butenedioic acid (2Z)-, mono-C8-10-isoalkyl esters, C9-rich | 1654714 | 24306
Ethanol, 2,2',2''-nitrilotris-, compds. with polyethylene glycol hydrogen sulfate branched nonylphenyl ether (1:1) | 1654706 | 24307
3-Penten-2-one, 4-methyl-, self-condensation products | 1654698 | 24308
2,4,6-Octatriene, 2,6-dimethyl-, hydrogenated, acid-hydrated | 1654680 | 24309
Ethene, tetrafluoro-, oxidized, polymd., reduced, decarboxylated, C13 fraction | 1654615 | 24310
Ethene, tetrafluoro-, oxidized, polymd., reduced, decarboxylated, C12 fraction | 1654607 | 24311
Ethene, tetrafluoro-, oxidized, polymd., reduced, decarboxylated, C11 fraction | 1654599 | 24312
Ethene, tetrafluoro-, oxidized, polymd., reduced, decarboxylated, C10 fraction | 1654581 | 24313
Ethene, tetrafluoro-, oxidized, polymd., reduced, decarboxylated, C9 fraction | 1654573 | 24314
Ethene, tetrafluoro-, oxidized, polymd., reduced, decarboxylated, C8 fraction | 1654565 | 24315
Ethene, tetrafluoro-, oxidized, polymd., reduced, decarboxylated, C7 fraction | 1654557 | 24316
Ethene, tetrafluoro-, oxidized, polymd., reduced, decarboxylated, C6 fraction | 1654540 | 24317
Ethene, tetrafluoro-, oxidized, polymd., reduced, decarboxylated, C5 fraction | 1654532 | 24318
Ethene, tetrafluoro-, oxidized, polymd., reduced, decarboxylated, C4 fraction | 1654524 | 24319
Ethene, tetrafluoro-, oxidized, polymd., reduced, decarboxylated, C3 fraction | 1654516 | 24320
Siloxanes and Silicones, di-Me, hydroxy-terminated, reaction products with ethenyltrimethoxysilane and 3-(trimethoxysilyl)-1-propanamine | 1654482 | 24321
1-Dodecanethiol, telomers with styrene ar-bromo derivs. | 1654474 | 24322
Tar acids, coal, crude, reaction products with polymethylenepolyphenylene isocyanate | 1654466 | 24323
Tar acids, coal, crude, reactions products with 1,1'-methylenebis[4-isocyanatobenzene] | 1654458 | 24324
Fatty acids, tall-oil, polymers with benzoic acid, pentaerythritol and phthalic anhydride, sodium salts | 1654425 | 24325
2-Propenenitrile, polymer with 1,3-butadiene, carboxy-terminated, polymers with bisphenol A, bisphenol A diglycidyl ether, epichlorohydrin and polypropylene glycol diamine | 1654417 | 24326
Hexane, 1,6-diisocyanato-, homopolymer, 3,5-dimethyl-1H-pyrazole- and polyethylene glycol mono-Me ether-blocked | 1654409 | 24327
Fatty acids, C5-17-branched, 2,2-dimethyl-1,3-propanediyl esters | 1654391 | 24328
Terpenes and Terpenoids, turpentine-oil, limonene fraction, polymers with 1-methyl-4-(1-methylethenyl)cyclohexene and turpentine-oil .beta.-pinene fraction terpenes | 1654383 | 24329
Terpenes and Terpenoids, turpentine-oil, .beta.-pinene fraction, polymers with 1-methyl-4-(1-methylethenyl)cyclohexene | 1654375 | 24330
Terpenes and Terpenoids, turpentine-oil, limonene fraction, polymers with 1-methyl-4-(1-methylethenyl)cyclohexene | 1654367 | 24331
Fatty acids, C16-18 and C18-unsatd., triesters with polyethylene-polypropylene glycol ether with glycerol (3:1) | 1654359 | 24332
Formaldehyde, reaction products with 1,3-benzenedimethanamine and bisphenol A | 1654334 | 24333
Fatty acids, linseed-oil, reaction products with 2-amino-2-(hydroxymethyl)-1,3-propanediol and formaldehyde, polymers with benzoic acid, Bu methacrylate, isophthalic acid, linoleic acid, Me methacrylate, pentaerythritol and styrene | 1654318 | 24334
Propanoic acid, 3-hydroxy-2-(hydroxymethyl)-2-methyl-, polymer with 1,4-butanediol, diphenyl carbonate, 1,6-hexanediol, 5-isocyanato-1-(isocyanatomethyl)-1,3,3-trimethylcyclohexane, 1,1'-methylenebis[4-isocyanatocyclohexane] and 2-oxepanone, diethanolamine- and 2-ethyl-1-hexanol-blocked, compds. with triethylamine | 1654300 | 24335
Resin acids and Rosin acids, fumarated, C9-11-isoalkyl esters, C10-rich, compd. with 2-(dimethylamino)ethanol | 1654292 | 24336
Terpenes and Terpenoids, turpentine-oil, .alpha.-pinene fraction, polymers with phenol | 1654284 | 24337
Aluminosilicates, phospho-, compds. with N-propyl-1-propanamine | 1654276 | 24338
Fatty acids, C18-unsatd., trimers, compds. with N-tallow alkyltrimethylenediamines | 1654250 | 24339
Castor oil, sapond., pyrolyzed, fatty acid fraction | 1654243 | 24340
Benzene, 1,1'-methylenebis[4-isocyanato-, homopolymer, di-Et malonate- and iso-Bu alc.-blocked | 1654235 | 24341
Fatty acids, C18-unsatd., dimers, polymers with 1,4-butanediol, di-Me terephthalate and .alpha.-hydro-.omega.-hydroxypoly(oxy-1,4-butanediyl) | 649384 | 24342
Fatty acids, C18-unsatd., dimers, polymers with acrylic acid, bisphenol A, epichlorohydrin and nonanoic acid | 649376 | 24343
Fatty acids, C18-unsatd., dimers, compds. with 4,5-dihydro-2-nortallow alkyl-1H-imidazole-1-ethanamine and tall-oil fatty acid trimers | 649368 | 24344
Fatty acids, C18-unsatd., dimers, reaction products with diethylenetriamine and tall-oil fatty acids | 649350 | 24345
C18-unsatd., dimers, compds. with ethoxylated tallow alkyl amines | 649343 | 24346
Fatty acids, C18-unsatd., dimers, polymers with ethylenimine, propoxylated, methylated | 649335 | 24347
Fatty acids, C18-unsatd., dimers, compds. with monoethoxylated ethylenediamine-tall-oil fatty acid reaction products | 649327 | 24348
Fatty acids, C18-unsatd., dimers, compds. with triethylenetetramine | 649319 | 24349
Naphthalenesulfonic acids, polymers with formaldehyde and sulfonylbis[phenol], ammonium sodium salts | 649301 | 24350
1,3-Propanediol, 2-ethyl-2-(hydroxymethyl)-, polymer with 1,3-diisocyanatomethylbenzene, 1,1'-methylenebis[4-isocyanatobenzene], 4,4'-(1-methylethylidene)bis[phenol], 2-methyloxirane and oxirane, Me Et ketone oxime-blocked | 649293 | 24351
2-Propenoic acid, 2-methyl-, 2-(dimethylamino)ethyl ester, compds. with maleated polybutadiene 2-[(2-methyl-1-oxo-2-propen-1-yl)oxy]ethyl 3-[3-[(1-oxo-2-propen-1-yl)oxy]-2,2-bis[[(1-oxo-2-propen-1-yl)oxy]methyl]propoxy]-2,2-bis[[(1-oxo-2-propen-1-yl)oxy]methyl]propyl ester | 649285 | 24352
Fatty acids, tall-oil, polymers with ethylene glycol, linseed oil, pentaerythritol, phthalic anhydride, rosin and tunny oil | 649277 | 24353
Fatty acids, C18-unsatd., dimers, polymers with 2-ethoxyethyl acetate, ethylenediamine and phenyloxirane | 649269 | 24354
Fatty acids, C18-unsatd., dimers, polymers with 2-phenyloxirane and triethylenetetramine, acetylated | 649251 | 24355
Fatty acids, C18-unsatd., dimers, polymers with tall-oil fatty acids and triethanolamine | 649244 | 24356
Fatty acids, C18-unsatd., dimers, polymers with ethoxylated soya alkyl amines | 649236 | 24357
Fatty acids, C18-unsatd., dimers, polymers with 2-[(C8-10-alkyloxy)methyl]oxirane | 649228 | 24358
Fatty acids, C18-unsatd., dimers, compds. with N,N-dimethylcyclohexanamine (1:1) | 649210 | 24359
Fatty acids, C18-unsatd., dimers, compds. with triethanolamine (1:1) | 649202 | 24360
Fatty acids, C18-unsatd., dimers, compds. with polyethylene glycol ether with 2,2'-[(9Z)-9-octadecen-1-ylimino]bis[ethanol] (1:1) | 649194 | 24361
Fatty acids, C18-unsatd., dimers, polymers with acrylic acid, benzoic acid, bisphenol A, bisphenol A diglycidyl ether, 2-(diethylamino)ethyl methacrylate and Me methacrylate | 649186 | 24362
Fatty acids, C18-unsatd., dimers, polymers with bisphenol A and bisphenol A diglycidyl ether | 649178 | 24363
Fatty acids, C18-unsatd., dimers, polymers with isophthalic acid, neopentyl glycol and propylene glycol | 649160 | 24364
Fatty acids, C18-unsatd., dimers, polymers with azelaic acid and polypropylene glycol diamine | 649152 | 24365
Fatty acids, C18-unsatd., dimers, polymers with azelaic acid, ethylenediamine, piperazine and polypropylene glycol diamine | 649145 | 24366
Fatty acids, C18-unsatd., dimers, polymers with diethylenetriamine, ethylenediamine, oleic acid, sebacic acid and stearic acid | 649137 | 24367
Fatty acids, C18-unsatd., dimers, polymers with diethylenetriamine, ethylenediamine, phenol, .alpha.-pinene and tall-oil fatty acids | 649129 | 24368
Fatty acids, C18-unsatd., dimers, polymers with tall-oil fatty acids, tallow fatty acid Me esters and tetraethylenepentamine | 649111 | 24369
Fatty acids, C18-unsatd., dimers, polymers with ethylenediamine, isophthalic acid and tall-oil fatty acids | 649103 | 24370
Fatty acids, C18-unsatd., dimers, polymers with bisphenol A Bu ether, epichlorohydrin and ethylenediamine | 649095 | 24371
Fatty acids, C18-unsatd., dimers, polymers with diethylenetriamine | 649087 | 24372
Fatty acids, C18-unsatd., dimers, polymers with ethylenediamine and stearic acid | 649079 | 24373
Fatty acids, C18-unsatd., dimers, polymers with nonylphenol and 3,3'-[oxybis(2,1-ethanediyloxy)]bis[1-propanamine] | 649061 | 24374
Fatty acids, C18-unsatd., dimers, polymers with polypropylene glycol | 649053 | 24375
Fatty acids, C18-unsatd., dimers, polymers with adipic acid, 1,4-cyclohexanedimethanol and .alpha.-hydro-.omega.-hydroxypoly(oxy-1,4-butanediyl) | 649046 | 24376
Fatty acids, C18-unsatd., dimers, polymers with ethanolamine, ethylenediamine and sebacic acid | 649038 | 24377
Fatty acids, C18-unsatd., dimers, polymers with adipic acid, 1,4-cyclohexanedimethanol, .alpha.-hydro-.omega.-hydroxypoly(oxy-1,4-butanediyl) and 5-isocyanato-1-(isocyanatomethyl)-1,3,3-trimethylcyclohexane | 649020 | 24378
Fatty acids, C18-unsatd., dimers, polymers with caprolactam, hexamethylenediamine and sebacic acid | 649012 | 24379
Fatty acids, C18-unsatd., dimers, polymers with adipic acid, 5-amino-1,3,3-trimethylcyclohexanemethanamine and terephthalic acid | 649004 | 24380
Fatty acids, C18-unsatd., dimers, polymers with adipic acid, 5-amino-1,3,3-trimethylcyclohexanemethanamine, diethylenetriamine and terephthalic acid | 648998 | 24381
Fatty acids, C18-unsatd., dimers, polymers with N1,N1-bis(2-aminoethyl)-1,2-ethanediamine | 648980 | 24382
Fatty acids, C18-unsatd., dimers, polymers with azelaic acid, 3,3'-[1,4-butanediylbis(oxy)]bis[1-propanamine] and ethylenediamine | 648972 | 24383
Fatty acids, C18-unsatd., dimers, polymers with adipic acid, 3,3'-[1,4-butanediylbis(oxy)]bis[1-propanamine] and ethylenediamine | 648964 | 24384
Fatty acids, C18-unsatd., dimers, polymers with ethylenediamine, 4,4'-(1,3-propanediyl)bis[piperidine] and sebacic acid | 648956 | 24385
Fatty acids, C18-unsatd., dimers, reaction products with tetraethylenepentamine and triethylenetetramine | 648949 | 24386
Fatty acids, C18-unsatd., dimers, polymers with bisphenol A, Bu glycidyl ether and epichlorohydrin | 648931 | 24387
Fatty acids, C18-unsatd., dimers, reaction products with ethylenediamine | 648923 | 24388
Fatty acids, C18-unsatd., dimers, polymers with acetic acid, diethylenetriamine and ethylenediamine | 648915 | 24389
Fatty acids, C18-unsatd., dimers, polymers with adipic acid, 1-aminoethanol and ethylenediamine | 648907 | 24390
Fatty acids, C18-unsatd., dimers, polymers with polyethylene-polypropylene glycol mono-Bu ether | 648899 | 24391
Fatty acids, C18-unsatd., dimers, polymers with ethylenediamine, pentaerythritol, phthalic anhydride, soybean oil and tall-oil fatty acids | 648881 | 24392
Fatty acids, C18-unsatd., dimers, polymers with bisphenol A, diethylenetriamine and epichlorohydrin | 648873 | 24393
Fatty acids, C18-unsatd., dimers, polymers with 1,4-butanediol, 1,4-cyclohexanedimethanol and terephthalic acid | 648865 | 24394
Fatty acids, C18-unsatd., dimers, polymers with 11-aminoundecanoic acid and 4,4'-(1,3-propanediyl)bis[piperidine] | 648857 | 24395
Fatty acids, C18-unsatd., dimers, polymers with azelaic acid, hexamethylenediamine and 2-oxepanone | 648840 | 24396
Fatty acids, C18-unsatd., dimers, polymers with benzoic acid, ethylene glycol, linoleic acid, octadecadienoic acid, pentaerythritol and phthalic anhydride | 648832 | 24397
Linseed oil, maleated, ammonium salt, compd. with diisopropanolamine | 648824 | 24398
Benzenamine, 2,4-dinitro-, sulfurized, leuco derivs. | 648808 | 24399
1-Propanol, reaction products with phosphorus oxide (P2O5), potassium salts | 648790 | 24400
Phosphorous acid, mixed 4-isononylphenyl and lauryl and tridecyl triesters | 648774 | 24401
2-Propenoic acid, reaction products with N-[3-(dimethylamino)propyl]-1,1,2,2,3,3,4,4,4-nonafluoro-1-butanesulfonamide | 648766 | 24402
Vanadium, lactate oxo sodium complexes | 648717 | 24403
Phenol, 4-dodecyl-, branched | 648691 | 24404
Yttrium oxide sulfide (Y2O2S), ytterbium-doped | 648675 | 24405
Yttrium oxide sulfide (Y2O2S), praseodymium-doped | 648667 | 24406
Yttrium oxide sulfide (Y2O2S), europium- and terbium-doped | 648659 | 24407
Yttrium oxide sulfide (Y2O2S), terbium-doped | 648642 | 24408
Hexane, 1,6-diisocyanato-, homopolymer, di-Et malonate-and N-(1-methylethyl)-2-propanamine-blocked | 648626 | 24409
Poly(oxy-1,2-ethanediyl), .alpha.-sulfo-.omega.-(4-nonylphenoxy)-, branched, ammonium salt | 648618 | 24410
Fatty acids, tall-oil, polymers with asphalt, maleic anhydride and tall-oil pitch, compds. with diisopropanolamine | 648600 | 24411
Fatty acids, dehydrated castor-oil, polymers with isophthalic acid, Me methacrylate, phthalic anhydride, styrene, tall-oil fatty acids and trimethylolethane | 648592 | 24412
Fatty acids, peanut-oil, polymers with acrylic acid, Bu acrylate, 1-dodecanethiol, 1,6-hexanediol, maleic anhydride, Me methacrylate, phthalic anhydride, propylene glycol monomethacrylate and trimethylolpropane, tert-Bu 2-ethylhexaneperoxoate-initiated | 648584 | 24413
Oxirane, 2-methyl-, polymer with 1,1'-methylenebis[isocyanatobenzene] and oxirane, polyethylene glycol mono-Me ether-blocked | 648535 | 24414
Piperazine, polymer with 1,1'-methylenebis[isocyanatobenzene], 2-methyloxirane and oxirane, polyethylene glycol mono-Me ether-blocked | 648527 | 24415
Methanone, diphenyl-, reaction products with trichloromethylsilane, hydrolyzed | 648519 | 24416
Amines, C12-14-tert-alkyl, compds. with bis(.gamma.-.omega.-perfluoro-C6-12-alkyl) hydrogen phosphate (1:1) | 648501 | 24417
Amines, C12-14-tert-alkyl, compds. with .gamma.-.omega.-perfluoro-C6-12-alkyl dihydrogen phosphate (1:1) | 648493 | 24418
Oxirane, 2-ethyl-, homopolymer, monophenyl ether, ar-(tetrapropenyl) derivs. | 648485 | 24419
Formaldehyde, polymer with 1,3-benzenediol and phenol, sulfomethylated, sodium salts | 648477 | 24420
1,4-Benzenedicarboxylic acid, 1,4-dimethyl ester, polymers with acetaldehyde-formaldehyde reaction by-products, diethylene glycol, ethylene glycol, tetraethylene glycol and triethylene glycol | 648451 | 24421
1,4-Benzenedicarboxylic acid, polymers with acetaldehyde-formaldehyde reaction by-products, diethylene glycol, ethylene glycol, tetraethylene glycol and triethylene glycol | 648444 | 24422
Fatty acids, C16-18, polymers with Bu acrylate, 2-hydroxypropyl methacrylate, phthalic anhydride, styrene, 3,5,5-trimethylhexanoic acid and trimethylolpropane, tert-Bu peroxide- and 1-methyl-1-phenylethyl hydroperoxide-initiated | 648410 | 24423
Fatty acids, tall-oil, reaction products with sulfur dioxide and triethylenetetramine | 648402 | 24424
Starch, oxidized, polymers with Bu acrylate, tert-Bu acrylate and styrene | 648386 | 24425
Fatty acids, tall-oil, reaction products with 1-piperazineethanamine and sulfur dioxide | 648378 | 24426
Formaldehyde, reaction products with branched 4-nonylphenol and 1-dodecanethiol | 648360 | 24427
Formaldehyde, reaction products with butylamine and 1-piperazineethanamine | 648352 | 24428
Ethene, hydroformylation products, by-products from, distn. residues | 648345 | 24429
1-Propene, hydroformylation products, by-products from, distn. residues | 648337 | 24430
Tall-oil pitch, ammonium salt | 648295 | 24431
Siloxanes and Silicones, 3-[[2-[[[3(or 4)-(ethenylphenyl)]methyl]amino]ethyl]amino]propyl methoxy, methoxy-terminated, acetates | 648279 | 24432
Amides, tall-oil fatty, N-[2-[(2-hydroxyethyl)amino]ethyl], reaction products with sulfur dioxide | 648261 | 24433
1,3-Propanediol, 2-ethyl-2-(hydroxymethyl)-, polymer with 1,3-diisocyanatomethylbenzene, 1,1'-methylenebis[4-isocyanatobenzene], 4,4'-(1-methylethylidene)bis[phenol], 2-methyloxirane and oxirane, Me Et ketone oxime- and 2-methoxyethanol-blocked | 648253 | 24434
4-Heptanone, 2,6-dimethyl-, hydrogenated, by-products from, distn. residues | 648246 | 24435
4-Nonanone, 2,6,8-trimethyl-, hydrogenated, by-products from, distn. residues | 648238 | 24436
Butanal, condensation products, hydrogenated, by-products from, distn. residues | 648220 | 24437
1-Butene, hydroformylation products, by-products from, distn. residues | 648212 | 24438
Benzene, 1,1'-methylenebis[4-isocyanato-, homopolymer, iso-Bu alc.-blocked | 648204 | 24439
2-Propenenitrile, polymer with 1,3-butadiene, 3-carboxy-1-cyano-1-methylpropyl-terminated, polymers with bisphenol A, 3-carboxy-1-cyano-1-methylpropyl-terminated polybutadiene and epichlorohydrin | 648196 | 24440
Siloxanes and Silicones, di-Me, polymers with isophthalic acid, Ph silsesquioxanes, silicic acid (H4SiO4) tetra-Et ester and trimethylolpropane, ethoxy-terminated | 648162 | 24441
Fatty acids, C18-unsatd., dimers, polymers with azelaic acid, ethylenediamine and piperazine, acetates | 648154 | 24442
Residues (coal), subbituminous, gasification, low-temp. | 648139 | 24443
Siloxanes and Silicones, di-Me, 3-(3,4-dimethoxyphenyl)propyl Me, 3-hydroxypropyl Me, ethoxylated | 648121 | 24444
Hexanedioic acid, dihydrazide, polymer with 5-amino-1,3,3-trimethylcyclohexanemethanamine, 1,3-butanediol and 1,1'-methylenebis[4-isocyanatocyclohexane], Me Et ketone oxime- and polyethylene glycol mono-Me ether-blocked | 648113 | 24445
Castor oil, dehydrated, polymer with benzoic acid, glycerol, 2-hydroxyethyl methacrylate, Me methacrylate, phthalic anhydride and styrene | 648105 | 24446
Sunflower oil, polymer with p-tert-butylbenzoic acid, isophthalic acid, pentaerythritol, phthalic anhydride, polyethylene glycol and TDI | 648097 | 24447
Fatty acids, C18-unsatd., dimers, polymers with acetic acid, ethylenediamine, glycerol, 4-methyl-1,3-dioxolan-2-one and rosin | 648089 | 24448
Castor oil, dehydrated, polymer with formaldehyde, glycerol, linseed oil, phenol, phthalic anhydride and rosin | 648071 | 24449
Castor oil, dehydrated, polymer with formaldehyde, glycerol, phenol, phthalic anhydride, rosin and tung oil | 648063 | 24450
Fatty acids, tall-oil, polymers with bisphenol A, epichlorohydrin, linoleic acid and rosin | 648055 | 24451
2-Naphthalenol, mono- and dioctyl derivs. | 648022 | 24452
2-Propenoic acid, 2-methyl-, tridecyl ester, branched and linear | 648006 | 24453
2-Propenoic acid, 2-methyl-, tetradecyl ester, branched and linear | 647990 | 24454
2-Propenoic acid, 2-methyl-, dodecyl ester, branched and linear | 647982 | 24455
2-Propenoic acid, 2-methyl-, pentadecyl ester, branched and linear | 647974 | 24456
Benzene, 1,1'-methylenebis[4-isocyanato-, homopolymer, Bu alc.- and di-Et malonate-blocked | 647966 | 24457
Isocyanic acid, polymethylenepolyphenylene ester, 2-(2-butoxyethoxy)ethanol-, Et alc.- and methanol-blocked | 647958 | 24458
Ethanol, 2-(2-butoxyethoxy)-, reaction products with Et alc., methanol and 1,1'-methylenebis[isocyanatobenzene] | 647941 | 24459
2-Propenoic acid, polymer with 1,3-butadiene and 2-propenenitrile, 3-carboxy-1-cyano-1-methylpropyl-terminated, polymers with bisphenol A and epichlorohydrin | 647933 | 24460
2-Propenoic acid, polymer with 1,3-butadiene and 2-propenenitrile, 3-carboxy-1-cyano-1-methylpropyl-terminated, polymers with bisphenol A, 3-carboxy-1-cyano-1-methylpropyl-terminated polybutadiene and epichlorohydrin | 647925 | 24461
2-Propenoic acid, 2-methyl-, polymers with acrylonitrile, bisphenol A, butadiene, 3-carboxy-1-cyano-1-methylpropyl-terminated acrylic acid-acrylonitrile-butadiene polymer, 3-carboxy-1-cyano-1-methylpropyl-terminated polybutadiene and epichlorohydrin | 647917 | 24462
2-Propenoic acid, polymer with 1,3-butadiene and 2-propenenitrile, 3-carboxy-1-cyano-1-methylpropyl-terminated, polymers with bisphenol A, 3-carboxy-1-cyano-1-methylpropyl-terminated acrylonitrile-butadiene polymer and epichlorohydrin | 647909 | 24463
Fatty acids, C18-unsatd., dimers, polymers with ethylenediamine, hexamethylenediamine and 2-methylpropanoic acid | 647891 | 24464
Zirconium, 1,1'-[[2-[(2-hydroxyethyl)(2-hydroxypropyl)amino]ethyl]imino]bis[2-propanol] complexes | 647883 | 24465
Propanoic acid, 3-hydroxy-2-(hydroxymethyl)-2-methyl-, polymer with 2-(chloromethyl)oxirane polymer with 4,4'-(1-methylethylidene)bis[cyclohexanol] 2-propenoate, hexahydro-1,3-isobenzofurandione polymer with 2,2'-oxybis[(methylene)]bis[2-ethyl-1,3-propanediol] ester with .alpha.-methyl-.omega.-hydroxypoly(oxy-1,2-ethanediyl), and 1,1'-methylenebis[4-isocyanatocyclohexane], 4-hydroxybutyl acrylate-blocked, compds. with 2-(dimethylamino)ethanol | 647867 | 24466
Castor oil, polymer with benzoic acid, bisphenol A, 1,4-cyclohexanedimethanol, epichlorohydrin, 1,6-hexanediol, isophthalic acid, pentaerythritol, phthalic anhydride, 3a,4,7,7a-tetrahydro-1,3-isobenzofurandione, trimellitic anhydride and trimethylolpropane | 647859 | 24467
Hexanedioic acid, polymer with 1,6-hexanediol and 2-methyl-1,3-propanediol, C10-rich C9-11-isoalkyl esters | 647842 | 24468
Amines, C12-14-tert-alkyl, sulfamates | 647834 | 24469
Oxirane, 2-ethyl-, polymer with 5-isocyanato-1-(isocyanatomethyl)-1,3,3-trimethylcyclohexane and oxirane, 2-hydroxyethyl acrylate-blocked | 647826 | 24470
Poly(oxy-1,2-ethanediyl), .alpha.,.alpha.'-[(1-methylethylidene)di-4,1-phenylene]bis[.omega.-hydroxy-, polymer with 5-isocyanato-1-(isocyanatomethyl)-1,3,3-trimethylcyclohexane, 2-hydroxyethyl acrylate-blocked | 647818 | 24471
.beta.-Alanine, N,N-bis(2-aminoethyl)-, N,N'-disoya acyl derivs. | 647800 | 24472
Fatty acids, C16-18, esters with 2,2'-(methylimino)bis[ethanol] | 647784 | 24473
2,6,7-Trioxabicyclo[2.2.2]octane, 4-ethyl-, 1-C5-9-alkyl derivs. | 647776 | 24474
2-Propenoic acid, 2-methyl-, 2-(dimethylamino)ethyl ester, polymers with .gamma.-.omega.-perfluoro-C10-16-alkyl acrylate and vinyl acetate, acetates | 647768 | 24475
Acetamide, N-ethenyl-N-methyl-, polymer with 1-ethenylhexahydro-2H-azepin-2-one, 2,2'-(1,2-diazenediyl)bis[2-methylbutanenitrile]-initiated | 647743 | 24476
1,2-Benzenedicarboxylic acid, di-C7-12-branched and linear alkyl esters | 647719 | 24477
Phenol, 4,4'-(1-methylethylidene)bis-, polymer with 2-(chloromethyl)oxirane, reaction products with reduced 1,1'-[methylenebis(oxy)]bis[2-chloroethane]-sodium sulfide (Na2(Sx))-1,2,3-trichloropropane polymer | 647701 | 24478
Phenol, 2-[4,6-bis(2,4-dimethylphenyl)-1,3,5-triazin-2-yl]-5-(octyloxy)-, branched and linear | 647693 | 24479
Solvent naphtha (shale oil), hydrocracked, light arom. | 647685 | 24480
Solvent naphtha (shale oil), hydrocracked, heavy arom. | 647677 | 24481
Solvent naphtha (shale oil), hydrocracked, medium aliph. | 647669 | 24482
Solvent naphtha (shale oil), hydrocracked, light aliph. | 647651 | 24483
Solvent naphtha (shale oil), hydrocracked, heavy aliph. | 647644 | 24484
Slack wax (shale oil), hydrocracked | 647636 | 24485
Residues (shale oil), hydrocracked, vacuum | 647628 | 24486
Residues (shale oil), hydrocracked, steam-cracked | 647610 | 24487
Residues (shale oil), hydrocracked, hydrodesulfurized atm. tower | 647602 | 24488
Residues (shale oil), hydrocracked, hydrocracked | 647594 | 24489
Residues (shale oil), hydrocracked, catalytic reformer fractionator | 647586 | 24490
Residues (shale oil), hydrocracked, atm. tower | 647578 | 24491
Residual oils (shale oil), hydrocracked, solvent-refined | 647560 | 24492
Residual oils (shale oil), hydrocracked, solvent-dewaxed | 647552 | 24493
Residual oils (shale oil), hydrocracked, solvent deasphalted | 647545 | 24494
Fatty acids, C8-10, mixed esters with pentaerythritol and 3,5,5-trimethylhexanoic acid | 636357 | 24495
Fatty acids, C6-12, mixed esters with pentaerythritol and 3,5,5-trimethylhexanoic acid | 636340 | 24496
Fatty acids, C8-10, mixed esters with isononanoic acid and pentaerythritol | 636332 | 24497
Fatty acids, C6-12, mixed esters with isononanoic acid and pentaerythritol | 636324 | 24498
Fatty acids, tall-oil, polymers with isophthalic acid, linoleic acid, neopentyl glycol, terephthalic acid, trimellitic anhydride and trimethylolpropane | 636308 | 24499
Tall oil, polymd., maleated, esters with triethanolamine | 636290 | 24500
Tall oil, polymer with benzoic acid, linoleic acid, octadecadienoic acid, pentaerythritol, phthalic anhydride and trimethylolpropane | 636183 | 24501
Fatty acids, tall-oil, polymers with isophthalic acid, linoleic acid, TDI, trimellitic anhydride and trimethylolethane | 636175 | 24502
Fatty acids, tall-oil, polymers with isophthalic acid, linoleic acid, pentaerythritol and safflower oil | 636167 | 24503
Fatty acids, tall-oil, polymers with isophthalic acid, linoleic acid and pentaerythritol | 636159 | 24504
Fatty acids, tall-oil, polymers with benzoic acid, linoleic acid, pentaerythritol, phthalic anhydride and trimellitic anhydride | 636142 | 24505
Fatty acids, tall-oil, polymers with benzoic acid, isophthalic acid, linoleic acid, trimellitic anhydride and trimethylolpropane | 636134 | 24506
Fatty acids, linseed-oil, polymers with bisphenol A, epichlorohydrin and octadecadienoic acid | 636126 | 24507
Fatty acids, linseed-oil, polymers with acrylic acid, bisphenol A, epichlorohydrin, octadecadienoic acid and styrene | 636118 | 24508
Fatty acids, C18-unsatd., dimers, polymers with isophthalic acid, linoleic acid, neopentyl glycol, octadecadienoic acid, terephthalic acid, trimellitic anhydride and trimethylolpropane | 636100 | 24509
Fatty acids, C18-unsatd., dimers, polymers with ethylene glycol, linoleic acid, maleic anhydride, octadecadienoic acid, pentaerythritol and phthalic anhydride | 636092 | 24510
Fatty acids, C18-unsatd., dimers, polymers with ethylene glycol, glycerol, linoleic acid, octadecadienoic acid, pentaerythritol and phthalic anhydride | 636084 | 24511
Fatty acids, C18-unsatd., dimers, polymers with bisphenol A, epichlorohydrin, linoleic acid, octadecadienoic acid and trimethylolpropane | 636076 | 24512
Fatty acids, C18-unsatd., dimers, polymers with bisphenol A, epichlorohydrin, linoleic acid and octadecadienoic acid | 636068 | 24513
Fatty acids, C18-unsatd., dimers, polymers with benzoic acid, linoleic acid, octadecadienoic acid, pentaerythritol, phthalic anhydride and tall-oil fatty acids | 636050 | 24514
Fatty acids, C18-unsatd., dimers, polymers with allyl alc., bisphenol A, epichlorohydrin, linoleic acid, octadecadienoic acid and styrene | 636043 | 24515
Fatty acids, C18-unsatd., dimers, polymers with azelaic acid, ethylenediamine, 2-methyl-1,5-pentanediamine, piperazine, polypropylene glycol diamine and stearic acid | 636035 | 24516
Poly(oxy-1,2-ethanediyl), .alpha.-(carboxymethyl)-.omega.-(4-nonylphenoxy)-, branched | 636027 | 24517
Siloxanes and Silicones, di-Me, Me 2-(7-oxabicyclo[4.1.0]hept-3-yl)ethyl, [[dimethyl[2-(7-oxabicyclo[4.1.0]hept-3-yl)ethyl]silyl]oxy]-terminated | 636001 | 24518
Glycerides, mixed oleoyl and tall-oil mono-, di- and tri- | 635995 | 24519
Safflower oil, ester with pentaerythritol | 635938 | 24520
2-Oxepanone, polymer with 2-ethyl-2-(hydroxymethyl)-1,3-propanediol and 5-isocyanato-1-(isocyanatomethyl)-1,3,3-trimethylcyclohexane, 4-(ethenyloxy)-1-butanol-blocked | 635920 | 24521
Isooctanoic acid, mixed tetraesters with pentaerythritol and 3,5,5-trimethylhexanoic acid | 635912 | 24522
Fatty acids, C6-12, cadmium salts | 629139 | 24523
Linseed oil, polymer with benzoic acid, glycerol, hydroxy-terminated di-Me, di-Ph siloxanes and isophthalic acid | 629121 | 24524
Rosin, fumarated, polymer with p-tert-butylphenol, formaldehyde, glycerol and pentaerythritol | 629113 | 24525
Acetic acid, 2-chloro-, reaction products with aminomethylated divinylbenzene-ethenylethylbenzene-styrene polymer, sodium salts | 629105 | 24526
Hexanedioic acid, polymer with 5-amino-1,3,3-trimethylcyclohexanemethanamine, 1,6-diisocyanatohexane, 2,2-dimethyl-1,3-propanediol, 1,6-hexanediol, 5-isocyanato-1-(isocyanatomethyl)-1,3,3-trimethylcyclohexane, 2-methyloxirane, oxirane and sodium 2-[(2-aminoethyl)amino]ethanesulfonate (1:1), butyl ether | 629097 | 24527
1,3-Benzenedimethanamine, reaction products with epichlorohydrin | 629063 | 24528
Quaternary ammonium compounds, bis(2-hydroxypropyl)methyltallow alkyl, Me sulfates (salts) | 629055 | 24529
Formic acid, reaction products with aniline, 4-methyl-1,3-benzenediamine, 4-nitrobenzenamine, sodium carbonate (2:1), sulfur and p-toluidine | 629014 | 24530
Rosin, fumarated, polymer with pentaerythritol, aluminum salt | 629006 | 24531
Caseins, reaction products with diethanolamine | 628990 | 24532
Castor oil, dehydrated, polymer with bisphenol A, p-tert-butylphenol, formaldehyde, glycerol, linseed oil, pentaerythritol, phthalic anhydride and tung oil | 628982 | 24533
9-Octadecenamide, (9Z)-, polymer with formaldehyde, 2-propenamide and 1,3,5-triazine-2,4,6-triamine, methylated | 628958 | 24534
Hexane, 1,6-diisocyanato-, homopolymer, .gamma.-.omega.-perfluoro-C6-20-alc.-blocked | 628941 | 24535
2-Propenoic acid, 2-methyl-, 2-hydroxypropyl ester, reaction products with 5-isocyanato-1-(isocyanatomethyl)-1,3,3-trimethylcyclohexane | 628933 | 24536
Formaldehyde, polymer with benzenamine, hydrogenated | 628909 | 24537
Urea, reaction products with formaldehyde, hexamethylenediamine and polypropylene glycol diamine | 628891 | 24538
Fatty acids, tall-oil, polymers with benzoic acid, 1,4-cyclohexanedicarboxylic acid and pentaerythritol | 628883 | 24539
Fatty acids, tall-oil, polymers with benzoic acid, 1,4-cyclohexanedicarboxylic acid, 2-(dimethylamino)ethyl methacrylate, Me methacrylate, pentaerythritol, propionic acid and styrene, graft | 628875 | 24540
Siloxanes and Silicones, di-Me, 3-hydroxypropyl Me, [[(3-hydroxypropyl)dimethylsilyl]oxy]-terminated, ethers with polyethylene-polypropylene glycol mono-Me ether | 628867 | 24541
Aluminum, chloro Et Pr alc. complexes | 628859 | 24542
2,5-Furandione, homopolymer, potassium salt, tert-Bu peroxide-initiated | 628842 | 24543
Fatty acids, C10-20, diesters with 3-hydroxy-2,2-dimethylpropyl 3-hydroxy-2,2-dimethylpropanoate | 628800 | 24544
Benzene, diethenyl-, polymer with ethenylbenzene, chloromethylated, triethylamine-quaternized | 628792 | 24545
13-Docosen-1-amine, (13Z)-, ethoxylated | 628776 | 24546
Soybean oil, polymer with benzoic acid, chlorendic anhydride and pentaerythritol | 628735 | 24547
Alcohols, C10-16, potassium salts | 628727 | 24548
Benzene, 1-ethenyl-4-methyl-, polymer with 2-methyl-1-propene, brominated | 628677 | 24549
Copper, [29H,31H-phthalocyaninato(2-)-.kappa.N29,.kappa.N30,.kappa.N31,.kappa.N32]-, aminosulfonyl [[3-[(5-chloro-6-fluoro-4-pyrimidinyl)amino]phenyl]amino]sulfonyl sulfo derivs., sodium salts | 628669 | 24550
Siloxanes and Silicones, di-Me, 3-[3-[(3-coco amidopropyl)dimethylammonio]-2-hydroxypropoxy]propyl group-terminated, acetates (salts) | 628651 | 24551
Oils, Ammi visnaga | 628610 | 24552
Propanedioic acid, 1,3-diethyl ester, reaction products with 1,6-diisocyanatohexane homopolymer and Et acetoacetate | 628602 | 24553
Cyclohexanemethanamine, 5-amino-1,3,3-trimethyl-, polymer with 1,6-diisocyanatohexane and 2-methyloxirane, Me Et ketone-blocked | 628594 | 24554
Benzenesulfonic acid, C14-24-branched and linear alkyl derivs., barium salts, overbased | 622118 | 24555
Amines, coco alkyl, ethoxylated, compds. with polyethylene glycol monooleyl ether phosphate | 622100 | 24556
Canola oil | 622084 | 24557
Kerosine (petroleum), polymn. | 622076 | 24558
Fatty acids, C16-18 and C18-unsatd., branched and linear, polymers with benzoic acid, pentaerythritol and phthalic anhydride | 622068 | 24559
Fatty acids, C16-18 and C18-unsatd., branched and linear, polymers with formaldehyde, phthalic anhydride and trimethylolpropane | 622050 | 24560
Fatty acids, C16-18 and C18-unsatd., branched and linear, polymers with glycerol and phthalic anhydride | 622043 | 24561
Octadecanoic acid, reaction products with diethanolamine, di-Me sulfate-quaternized | 622035 | 24562
Poly(oxy-1,2-ethanediyl), .alpha.-phosphono-.omega.-(tridecyloxy)-, branched | 622027 | 24563
Oxirane, 2-[(C12-13-alkyloxy)methyl] derivs. | 621953 | 24564
Siloxanes and Silicones, di-Me, hydroxy-terminated, reaction products with dichloromethylsilane and polybutadiene | 621920 | 24565
Fatty acids, tall-oil, polymers with dipropylene glycol, glycerol, phthalic anhydride, terephthalic acid and tripropylene glycol | 621912 | 24566
Linseed oil, polymer with chlorendic anhydride, glycerol, soybean oil and styrene | 621904 | 24567
Poly(oxy-1,2-ethanediyl), .alpha.-(1-oxooctadecyl)-.omega.-hydroxy-, C11-14-isoalkyl ethers, C13-rich | 621896 | 24568
Octadecanoic acid, C11-14-isoalkyl esters, C13-rich | 621888 | 24569
Alcohols, C12-15-branched and linear, ethoxylated propoxylated | 621847 | 24570
Fatty acids, C18-unsatd., dimers, polymers with 2,2'-[1,4-butanediylbis(oxymethylene)]bis[oxirane] and hexahydro-1,3-isobenzofurandione | 621821 | 24571
2-Propenoic acid, 2-methyl-, C10-20-branched and linear alkyl esters, polymers with N-[3-(dimethylamino)propyl]-2-methyl-2-propenamide and Me methacrylate | 621748 | 24572
Fatty acids, C18-unsatd., dimers, polymers with bisphenol A, epichlorohydrin and 1,1'-methylenebis[4-isocyanatobenzene] | 621706 | 24573
.beta.-Alanine, N-(2-aminoethyl)-, sodium salt (1:1), polymer with 1,6-diisocyanatohexane and 2-methyloxirane polymer with oxirane monobutyl ether, caprolactam-blocked | 643031 | 24574
2-Propenoic acid, 2-methyl-, 2-hydroxyethyl ester, telomer with 1,3-butadiene, butyl 2-propenoate, 1-dodecanethiol, ethenylbenzene, 2-oxepanone and 2-propenoic acid, tert-Bu peroxide-initiated | 643015 | 24575
Fatty acids, C18-unsatd., dimers, hydrogenated, polymers with azelaic acid, ethylenediamine, piperazine and 4,4'-(1,3-propanediyl)bis[piperidine] | 643007 | 24576
Alkenes, C20-24 .alpha.-, polymers with maleic anhydride, sodium salts | 642991 | 24577
Quaternary ammonium compounds, coco alkyl(2,3-dihydroxypropyl)dimethyl, 3-phosphates (esters), chlorides, sodium salts | 642983 | 24578
Iodonium, (3-methylphenyl)phenyl-, ar'-C14-30-alkyl derivs., 2,2,2-trifluoromethanesulfonate (1:1) | 642975 | 24579
Pyridinium, alkyl 1-[2-[2-(C12-16-alkyldimethylammonio)ethoxy]ethyl] derivs., dichlorides | 642959 | 24580
Fatty acids, C18-unsatd., dimers, hydrogenated, reaction products with C>14 alcs. and hexamethylenediamine | 642934 | 24581
Siloxanes and Silicones, di-Me, 3-(2-hydroxyethoxy)-1-[(2-hydroxyethoxy)methyl]-1-propen-1-yl Me, 3-hydroxypropyl Me, ethoxylated propoxylated | 642918 | 24582
Formaldehyde, reaction products with acetone and phenol | 642900 | 24583
Phenol, 2,6-dimethyl-, homopolymer, fumarated | 642876 | 24584
Butanedioic acid, monopolyisobutylene derivs., mono[2-(diethylamino)ethyl] esters | 642868 | 24585
1,2-Ethanediamine, N1-[3-(trimethoxysilyl)propyl]-, N-[(ethenylphenyl)methyl] derivs., hydrochlorides, hydrolyzed | 642850 | 24586
1,2-Ethanediamine, N1-[3-(trimethoxysilyl)propyl]-, N-[(ethenylphenyl)methyl] derivs., hydrochlorides | 642843 | 24587
tert-Decanoic acid, 2-oxiranylmethyl ester, reaction products with N1-(6-aminohexyl)-1,6-hexanediamine-bisphenol A-epichlorohydrin-2-methyl-1,5-pentanediamine polymer, formates (salts) | 642819 | 24588
Siloxanes and Silicones, di-Me, Me 3-[(2,2,6,6-tetramethyl-4-piperidinyl)oxy]propyl | 642785 | 24589
Fatty acids, linseed-oil, polymers with bisphenol A, epichlorohydrin, glycidyl neodecanoate, 3-hydroxy-2-(hydroxymethyl)-2-methylpropanoic acid and TDI | 642777 | 24590
Rosin, maleated, polymer with bisphenol A and formaldehyde, potassium salt | 642769 | 24591
Fatty acids, tall-oil, polymers with dehydrated castor oil, glycerol, Me methacrylate, phthalic anhydride and styrene | 642751 | 24592
Carbon black, carboxy-modified, sodium salts | 642728 | 24593
Cashew, nutshell liq., glycidyl ethers | 642710 | 24594
Magnesium, bis[2-(hydroxy-.kappa.O)benzoato-.kappa.O]-, ar, ar'-di-C14-18-alkyl derivs. | 642702 | 24595
Benzene, ethenyl-, ar-bromo derivs., polymers with propene, graft | 642694 | 24596
Benzenepropanoic acid, 3,5-bis(1,1-dimethylethyl)-4-hydroxy-, C13-15-branched and linear alkyl esters | 642686 | 24597
3-Heptanone, 5-methyl-, reaction products with p-phenylenediamine, hydrogenated | 642660 | 24598
Aluminoxanes, Me, Me group-terminated, reaction products with bis[(1,2,3,4,5-.eta.)-1-butyl-2,4-cyclopentadien-1-yl]dichlorozirconium, Bu alc., butyl(1-methylpropyl)magnesium, silica gel, titanium tetrachloride and toluene | 642652 | 24599
Cellulose, 2-hydroxyethyl ether, reaction products with ethenylphosphonic acid, calcium salts | 642637 | 24600
Cellulose, 2-hydroxyethyl ether, reaction products with ethenylphosphonic acid, zinc salts | 642629 | 24601
Cellulose, 2-hydroxyethyl ether, reaction products with ethenylphosphonic acid, calcium magnesium salts | 642611 | 24602
Poly(oxy-1,2-ethanediyl), .alpha.-(2-aminoethyl)-.omega.-hydroxy-, C13-15-alkyl ethers | 642603 | 24603
Boric acid (H3BO3), reaction products with diethylene glycol and polyethylene glycol mono-Me ether | 642587 | 24604
Siloxanes and Silicones, hydroxy Me, Me octyl, Me (.gamma.-.omega.-perfluoro C8-14-alkyl)oxy, ethers with polyethylene glycol mono-Me ether | 642561 | 24605
Siloxanes and Silicones, 3-[(2-aminoethyl)amino]propyl Me, di-Me, methoxy-terminated, reaction products with polyethylene glycol Bu glycidyl ether | 642553 | 24606
2-Butenedioic acid (2Z)-, polymers with bisphenol A, epichlorohydrin, formaldehyde-phenol polymer glycidyl ether, vinyl acetate and vinyl chloride | 642538 | 24607
2-Propenamide, homopolymer, reaction products with dimethylamine and formaldehyde, di-Me sulfate-quaternized, acetates sulfates | 642504 | 24608
2-Propenamide, homopolymer, reaction products with dimethylamine and formaldehyde, di-Me sulfate-quaternized, acetates | 642496 | 24609
2-Propenamide, homopolymer, reaction products with dimethylamine and formaldehyde, di-Me sulfate-quaternized, sulfates | 642488 | 24610
2-Propenamide, homopolymer, reaction products with dimethylamine and formaldehyde, acetates sulfates | 642470 | 24611
2-Propenamide, homopolymer, reaction products with dimethylamine and formaldehyde, acetates | 642462 | 24612
2-Propenamide, homopolymer, reaction products with dimethylamine and formaldehyde, sulfates | 642454 | 24613
Formamide, N-ethenyl-, polymer with 2-propenenitrile, hydrolyzed | 642447 | 24614
1,5-Pentanediamine, 2-methyl-, reaction products with .alpha.-(1,3-dioxobutyl)-.omega.-(1,3-dioxobutoxy)poly(oxy-1,4-butanediyl) | 635433 | 24615
1,3-Butanediol, polymer with 2,4-diisocyanato-1-methylbenzene, 2-ethyl-2-(hydroxymethyl)-1,3-propanediol and .alpha.-hydro-.omega.-hydroxypoly[oxy(methyl-1,2-ethanediyl)], Me Et ketone oxime-blocked | 635425 | 24616
Zinc sulfide (ZnS), silver-doped | 635417 | 24617
Linseed oil, polymer with 3-hydroxy-2-(hydroxymethyl)-2-methylpropanoic acid, phthalic anhydride, TDI and trimethylolpropane | 635391 | 24618
Formaldehyde, polymer with 4-(1,1-dimethylethyl)phenol and 4,4'-(1-methylethylidene)bis[phenol], magnesium oxide complex | 635383 | 24619
Formaldehyde, polymer with 4-(1,1-dimethylethyl)phenol, 4,4'-(1-methylethylidene)bis[phenol] and 4-methylphenol, magnesium oxide complex | 635375 | 24620
Formaldehyde, polymer with 1,3-benzenediol, 4-(1,1-dimethylethyl)phenol and 4,4'-(1-methylethylidene)bis[phenol], magnesium oxide complex | 635367 | 24621
Phenol, polymer with 1-methyl-4-(1-methylethenyl)cyclohexene and 2,6,6-trimethylbicyclo[3.1.1]hept-2-ene, magnesium oxide complex | 635359 | 24622
1,3-Benzenedicarboxylic acid, polymers with 2,2-dimethyl-1,3-propanediol, 3-hydroxy-2-(hydroxymethyl)-2-methylpropanoic acid, nonanedioic acid and 1,2,3-propanetriol, reaction products with 2-(dimethylamino)ethanol | 635342 | 24623
1,3-Benzenedicarboxylic acid, polymer with 2,2-dimethyl-1,3-propanediol, 3-hydroxy-2-(hydroxymethyl)-2-methylpropanoic acid and nonanedioic acid, reaction products with 2-(dimethylamino)ethanol | 635334 | 24624
1,3-Benzenedicarboxylic acid, polymer with 2,2-dimethyl-1,3-propanediol, hexanedioic acid and 3-hydroxy-2-(hydroxymethyl)-2-methylpropanoic acid, reaction products with 2-(dimethylamino)ethanol | 635326 | 24625
Rosin, polymer with formaldehyde, magnesium oxide complex | 635300 | 24626
Fatty acids, C6-12, mixed esters with C5-9 carboxylic acids, dipentaerythritol, pentaerythritol and valeric acid | 635292 | 24627
Carboxylic acids, C5-9, mixed esters with isononanoic acid, nonanoic acid and trimethylolpropane | 635284 | 24628
Carboxylic acids, C5-9, mixed esters with nonanoic acid, 3,5,5-trimethylhexanoic acid and trimethylolpropane | 635276 | 24629
Distillates (Petroleum), C3-6, piperylene-rich, polymers with 2-methylbutene and terpenes limonene fraction | 628578 | 24630
Benzene, C14-62-branched and linear alkyl derivs. | 628545 | 24631
2-Propenoic acid, 2-methyl-, 3-(trimethoxysilyl)propyl ester, reaction products with ammonium hydroxide, polyvinyl alc., silica and titanium acetylacetone Bu alc. iso-Pr alc. methanol complexes | 628511 | 24632
Neodecanoic acid, 2-oxiranylmethyl ester, reaction products with bisphenol A-epichlorohydrin-hexamethylenediamine polymer, diethanolamine and N1,N1-dimethyl-1,3-propanediamine | 628503 | 24633
Alcohols, C1-4, ethers with polyethylene-polypropylene glycol mono(2-aminopropyl) ether, polymers with bisphenol A, epichlorohydrin, glycidyl o-tolyl ether, polyethylene-polypropylene glycol bis(2-aminopropyl) ether and polypropylene glycol diamine | 628495 | 24634
Tannins, sulfited | 628487 | 24635
2-Propenoic acid, telomer with ethenylbenzene, 2-propanol and sodium 4-ethenylbenzenesulfonate (1:1), sodium salt, peroxydisulfuric acid ([(HO)S(O)2]2O2) ammonium salt (1:2)-initiated | 628370 | 24636
2-Propenoic acid, telomer with ethanol, ethenylbenzene and sodium 4-ethenylbenzenesulfonate (1:1), sodium salt, peroxydisulfuric acid ([(HO)S(O)2]2O2) ammonium salt (1:2)-initiated | 628362 | 24637
2-Propenoic acid, telomer with ethenylbenzene, methanol and sodium 4-ethenylbenzenesulfonate (1:1), sodium salt, peroxydisulfuric acid ([(HO)S(O)2]2O2) ammonium salt (1:2)-initiated | 628354 | 24638
2-Propenoic acid, telomer with ethenylbenzene, 2-methyl-2-propanol and sodium 4-ethenylbenzenesulfonate (1:1), sodium salt, peroxydisulfuric acid ([(HO)S(O)2]2O2) ammonium salt (1:2)-initiated | 628347 | 24639
2-Propenoic acid, 2-methyl-, butyl ester, polymer with dodecyl 2-propenoate, ethenylbenzene, 4-hydroxybutyl 2-propenoate, 2-methylpropyl 2-methyl-2-propenoate and 2-oxiranylmethyl 2-methyl-2-propenoate, reaction products with diethylamine | 628339 | 24640
2-Propenenitrile, polymer with 1,3-butadiene, 3-carboxy-1-cyano-1-methylpropyl-terminated, polymers with bisphenol A, epichlorohydrin and 4,4'-(1-methylethylidene)bis[2,6-dibromophenol], dimethacrylate | 628321 | 24641
Benzene, polypropene derivs., sulfonated, potassium salts | 628313 | 24642
Benzene, 1,2-dimethyl-, polypropene derivs., sulfonated, potassium salts | 628305 | 24643
Carbonic acid, diethyl ester, polymer with 1,6-hexanediol and 5-isocyanato-1-(isocyanatomethyl)-1,3,3-trimethylcyclohexane, 2-hydroxyethyl acrylate-blocked | 628297 | 24644
Fatty acids, tall-oil, polymers with adipic acid, isophthalic acid, neopentyl glycol, pentaerythritol and phthalic acid | 628263 | 24645
Fatty acids, tall-oil, polymers with glycerol, pentaerythritol, phthalic anhydride, tall oil and p-vinyltoluene | 628255 | 24646
Carbonic acid, diphenyl ester, polymer with 1,4-butanediol, 1,6-hexanediol, 1,1'-methylenebis[isocyanatobenzene], oxirane and 2,2'-oxybis[ethanol], Me Et ketone oxime-blocked | 628214 | 24647
Benzenesulfonic acid, di-C8-16-alkyl derivs. | 628206 | 24648
Castor oil, dehydrated, polymer with benzoic acid, pentaerythritol, phthalic anhydride, sorbitol and soybean oil | 628198 | 24649
Fatty acids, montan-wax, reaction products with diethanolamine | 628180 | 24650
Fatty acids, tall-oil, polymers with glycerol, linseed oil and pentaerythritol | 628172 | 24651
Siloxanes and Silicones, di-Me, Me 3,3,3-trifluoropropyl, Me vinyl, vinyl group-terminated | 628164 | 24652
Siloxanes and Silicones, di-Me, Me 3,3,3-trifluoropropyl, Me vinyl, hydroxy- and vinyl group-terminated | 628156 | 24653
Castor oil, dehydrated, polymer with benzoic acid, p-tert-butylbenzoic acid, phthalic anhydride and trimethylolpropane | 628149 | 24654
Carbonic acid, diphenyl ester, polymer with 1,4-butanediol, 1,6-hexanediol, 1,1'-methylenebis[isocyanatobenzene], 2-methyloxirane, oxirane, 2,2'-[oxybis(2,1-ethanediyloxy)]bis[ethanol] and 1,2-propanediol, Me Et ketone oxime-blocked | 628131 | 24655
Carbonic acid, diphenyl ester, polymer with 1,4-butanediol, 1,3-diisocyanatomethylbenzene, 1,6-hexanediol, 2-methyloxirane, 2-oxepanone, oxirane and 1,2-propanediol, Me Et ketone oxime-blocked | 628123 | 24656
Butanedioic acid, monopolybutenyl derivs., potassium salts | 628115 | 24657
Siloxanes and Silicones, 2-[(carboxymethyl)thio]ethyl Me, di-Me, compds. with 2-heptadecyl-4,5-dihydro-1H-imidazole-1-ethanol | 628065 | 24658
Fatty acids, C8-18 and C18-unsatd., polymers with isophthalic acid, neopentyl glycol and trimellitic anhydride, compds. with 2-(dimethylamino)ethanol | 628024 | 24659
2-Propenoic acid, ethyl ester, reaction products with 3-(trimethoxysilyl)-1-propanamine | 621599 | 24660
2-Propenoic acid, ethyl ester, reaction products with 3-(triethoxysilyl)-1-propanamine | 621581 | 24661
1-Propanethiol, 3-(trimethoxysilyl)-, reaction products with ethyloxirane | 621573 | 24662
Benzenesulfonic acid, methyl-, ar-C20-24-alkyl derivs., sodium salts | 621565 | 24663
Benzenesulfonic acid, methyl-, ar-C20-24-alkyl derivs. | 621557 | 24664
Castor oil, ethoxylated, polymer with diethylene glycol, 1,3-di-Me 5-sulfo-1,3-benzenedicarboxylate sodium salt, di-Me terephthalate, isophthalic acid and polyethylene glycol | 621540 | 24665
Benzene, diethenyl-, polymer with ethenylbenzene and ethenylethylbenzene, chloromethylated, N,N-dipropyl-1-propanamine-quaternized | 621532 | 24666
Oxirane, 2-[[(.gamma.-.omega.-perfluoro-C4-10-alkyl)thio]methyl] derivs. | 621490 | 24667
1-Propene, homopolymer, maleated | 621466 | 24668
Phenol, polymer with 1,3-cyclopentadiene, 2-methyl-1,3-butadiene and 3a,4,7,7a-tetrahydro-4,7-methano-1H-indene, glycidyl ether | 621433 | 24669
Phenol, polymer with 3a,4,7,7a-tetrahydro-4,7-methano-1H-indene, glycidyl ether | 621425 | 24670
Benzene, 1,1'-oxybis-, tetrapropylene derivs., sulfonated, sodium salts | 621417 | 24671
Benzene, 1,1'-oxybis-, tetrapropylene derivs., sulfonated | 621409 | 24672
Benzene, 1,1'-oxybis-, tetrapropylene derivs. | 621391 | 24673
Phosphorous trichloride, reaction products with 1,1'-biphenyl and 2,4-bis(1,1-dimethylethyl)phenol | 621383 | 24674
1,3-Isobenzofurandione, 5,5'-[2,2,2-trifluoro-1-(trifluoromethyl)ethylidene]bis-, polymer with 3,3'-[1,3-phenylenebis(oxy)]bis[benzenamine], 3-ethynylbenzenamine-terminated | 621334 | 24675
1-Butene, polymer with 2-butene and 2-methyl-1-propene, epoxidized | 621326 | 24676
Siloxanes and Silicones, di-Me, Me trifluoropropyl, hydroxy-terminated | 621318 | 24677
Fatty acids, tall-oil, polymers with hydrogenated rosin, pentaerythritol, phthalic anhydride and trimethylolethane | 621300 | 24678
Poly[oxy(methyl-1,2-ethanediyl)], .alpha.,.alpha.',.alpha.''-1,2,3-propanetriyltris[.omega.-hydroxy-, polymer with .alpha.-hydro-.omega.-hydroxypoly[oxy(methyl-1,2-ethanediyl)] and 1,1'-methylenebis[4-isocyanatobenzene], Me Et ketone oxime-blocked | 621243 | 24679
1,3-Propanediol, 2-ethyl-2-(hydroxymethyl)-, polymer with 1,3-diisocyanatomethylbenzene and .alpha.-hydro-.omega.-hydroxypoly(oxy-1,4-butanediyl), caprolactam-blocked | 621235 | 24680
Fatty acids, C18-unsatd., dimers, polymers with dicyclopentadiene, fumaric acid, maleic anhydride, rosin and soybean oil | 621227 | 24681
Benzoic acid, 2-hydroxy-, reaction products with Bu glycidyl ether and m-phenylenediamine | 621177 | 24682
Siloxanes and Silicones, di-Me, Me vinyl, [(triethenylsilyl)oxy]-terminated | 621169 | 24683
Acetonitrile, reaction products with ammonia, calcium and propylene oxide | 621110 | 24684
Benzene, 1,3-diisocyanatomethyl-, homopolymer, 2-ethylhexyl 4-hydroxybenzoate- and methanol-blocked | 621102 | 24685
1,3-Propanediol, 2-ethyl-2-(hydroxymethyl)-, polymer with 5-isocyanato-1-(isocyanatomethyl)-1,3,3-trimethylcyclohexane, nonylphenol-blocked | 621094 | 24686
Acetic acid, [[[3,5-bis(1,1-dimethylethyl)-4-hydroxyphenyl]methyl]thio]-, C10-14-isoalkyl esters | 621086 | 24687
Fatty acids, C18-unsatd., dimers, polymers with adipic acid, 2-ethyl-1-hexanol and propylene glycol | 621078 | 24688
Propanoic acid, 3-hydroxy-2-(hydroxymethyl)-2-methyl-, polymer with 2-ethyl-2-(hydroxymethyl)-1,3-propanediol, 1,6-hexanediol, 1,1'-methylenebis[4-isocyanatocyclohexane] and 2-oxepanone, Me Et ketone oxime-blocked | 642439 | 24689
Cashew, nutshell liq., polymer with branched 4-nonylphenol, ethylene oxide, formaldehyde and propylene oxide | 642413 | 24690
Cashew, nutshell liq., polymer with branched 4-nonylphenol and formaldehyde | 642405 | 24691
1,3-Butadiene, homopolymer, hydroxy-terminated, bis[[1-methyl-1-[3-(1-methylethenyl)phenyl]ethyl]carbamate] | 642397 | 24692
Phosphoric acid, mixed C10-rich C9-11-isoalkyl and C13-rich C11-14-isoalkyl esters, compds. with 2-(dibutylamino)ethanol | 642355 | 24693
Phosphoric acid, mixed C10-rich C9-11-isoalkyl and C13-rich C11-14-isoalkyl esters | 642348 | 24694
Phosphoric acid, mixed C10-rich C9-11-isoalkyl and C13-rich C11-14-isoalkyl esters, compds. with triethanolamine | 642330 | 24695
Poly(oxy-1,2-ethanediyl), .alpha.-(2-chloroethyl)-.omega.-hydroxy-, C9-11-branched alkyl ethers | 642314 | 24696
Alcohols, C9-11-branched, ethoxylated | 642306 | 24697
Fatty acids, tall-oil, polymers with glycerol, linoleic acid, octadecadienoic acid and phthalic anhydride | 642298 | 24698
Fatty acids, tall-oil, polymers with bisphenol A, epichlorohydrin, linoleic acid, octadecadienoic acid and polymd. rosin | 642280 | 24699
Soybean oil, polymer with glycerol, linoleic acid, octadecadienoic acid, pentaerythritol, phthalic anhydride and vinyltoluene | 642272 | 24700
Soybean oil, polymer with chlorendic anhydride, glycerol and isophthalic acid | 642256 | 24701
Acetic acid, 2-mercapto-, compds. with alkylpyridines | 642173 | 24702
Pyridine, alkyl derivs., acetates | 642165 | 24703
1,3-Butadiene, homopolymer, maleated, 1-methyl-2-[(2-methyl-1-oxo-2-propen-1-yl)oxy]ethyl esters | 642157 | 24704
Fatty acids, tall-oil, dimethoxyphosphinyl | 642132 | 24705
Oils, rosemary, hydrogenated | 642124 | 24706
Soybean oil, epoxidized, polymer with adipic acid, 2-ethylhexyl acrylate, glycidyl methacrylate, 1,6-hexanediol, Me methacrylate, neopentyl glycol, styrene, terephthalic acid and trimellitic anhydride | 642082 | 24707
Soybean oil, epoxidized, polymer with adipic acid, dihydro-3-(tetrapropenyl)-2,5-furandione, 2-ethylhexyl acrylate, glycidyl methacrylate, 1,6-hexanediol, neopentyl glycol, styrene and trimellitic anhydride | 642074 | 24708
2,7-Naphthalenedisulfonic acid, 5-[(4,6-dichloro-1,3,5-triazin-2-yl)amino]-4-hydroxy-3-[2-(1-sulfo-2-naphthalenyl)diazenyl]-, sodium salt (1:3), reaction products with propylenediamine and 2,4,6-trichloro-5-pyrimidinecarbonitrile | 642058 | 24709
D-Glucitol, polymers with acrylonitrile, ethylene oxide, glycerol, propylene oxide, styrene and styrene ar-bromo derivs. | 642041 | 24710
Butanoic acid, 3-oxo-, 2-[(2-methyl-1-oxo-2-propen-1-yl)oxy]ethyl ester, polymer with butyl 2-propenoate, methyl 2-methyl-2-propenoate and 2-propenoic acid, reaction products with ammonium hydroxide, ammonium salts | 642033 | 24711
tert-Decanoic acid, 2-oxiranylmethyl ester, reaction products with bisphenol A-N1,N1-dimethyl-1,3-propanediamine-epichlorohydrin-2-methyl-1,5-pentanediamine polymer ether with diethanolamine, formate (salt) | 642025 | 24712
2,5-Furandione, dihydro-, monopolybutenyl derivs., reaction products with 2-(diethylamino)ethanol | 641993 | 24713
Formaldehyde, polymer with 1,3-dimethylbenzene and phenol, glycidyl ether | 641985 | 24714
Copper(3+), [[4,4',4''-[29H,31H-phthalocyanine-C,C,C-triyltris(methylene)]tris[1,3,5-trimethyl-1H-imidazoliumato]](2-)-.kappa.N29,.kappa.N30,.kappa.N31,.kappa.N32]-, Me sulfate sulfate | 641977 | 24715
Neodecanoic acid, 2-oxiranylmethyl ester, reaction products with bisphenol A-diethanolamine-N1,N1-dimethyl-1,3-propanediamine-epichlorohydrin-hexamethylenediamine polymer and N-(butoxymethyl)-2-propenamide | 641969 | 24716
Benzenesulfonic acid, di-C10-18-alkyl derivs., lithium salts | 641951 | 24717
Silsesquioxanes, 3-[(2-aminoethyl)amino]propyl Me, methoxy-terminated, reaction products with N,N-dimethyl-N-[3-(trimethoxysilyl)propyl]-1-octadecanaminium chloride | 641910 | 24718
Siloxanes and Silicones, di-Me, 3-aminopropyl group-terminated, polymers with 1,1'-methylenebis[4-isocyanatocyclohexane] | 641902 | 24719
Linseed oil, polymer with chlorendic anhydride, glycerol, Me methacrylate, soybean oil, styrene and vinyltoluene | 641894 | 24720
Siloxanes and Silicones, di-Me, hydroxy-terminated, reaction products with 3-(diethoxymethylsilyl)-1-propanamine | 641886 | 24721
1-Pentene, 4-methyl-, homopolymer, chlorinated | 635235 | 24722
1,4-Benzenedicarboxylic acid, reaction products with 1,4-cyclohexanedimethanol, diethylene glycol, di-Me terephthalate and ethylene glycol | 635227 | 24723
2-Propenoic acid, 2-methyl-, 2-(dimethylamino)ethyl ester, polymers with Bu acrylate, .gamma.-.omega.-perfluoro-C8-14-alkyl acrylate and polyethylene glycol monomethacrylate, 2,2'-(1,2-diazenediyl)bis[2,4-dimethylpentanenitrile]-initiated | 635219 | 24724
Fatty acids, coco, hydrogenated, polymer with adipic acid, 2-ethyl-1-hexanol, phthalic anhydride and propylene glycol | 635060 | 24725
Fatty acids, tall-oil, polymers with ethylene glycol, maleic anhydride, methacrylic acid, neopentyl glycol, pentaerythritol, phthalic anhydride and styrene | 635052 | 24726
Fatty acids, C16-18 and C18-22-unsatd., 2-ethylhexyl esters | 635045 | 24727
Fatty acids, linseed-oil, esters with polyethylene glycol mono-Me ether | 635037 | 24728
Hexanedioic acid, polymer with 2-ethyl-2-(hydroxymethyl)-1,3-propanediol, 1,6-hexanediol and 5-isocyanato-1-(isocyanatomethyl)-1,3,3-trimethylcyclohexane, 2-hydroxyethyl acrylate-blocked | 634865 | 24729
Fatty acids, C12-18, Me esters, sulfonated, sodium salts | 634824 | 24730
Morpholine, compds. with sulfonated divinylbenzene-ethenylethylbenzene-styrene polymer | 634816 | 24731
2-Propenoic acid, 2-methyl-, C10-20-branched and linear alkyl esters, polymers with Me methacrylate and polyethylene glycol methacrylate tridecyl ether | 634790 | 24732
2-Propenoic acid, 2-methyl-, butyl ester, polymers with C10-20-branched and linear alkyl methacrylate and Me methacrylate | 634782 | 24733
Propanoic acid, 3-(C12-18-alkylthio) derivs., C12-18-alkyl esters | 634774 | 24734
Formaldehyde, polymers with sulfonated bis(1-methylethyl)naphthalene and sulfonated 1,1'-oxybis[methylbenzene], ammonium salts | 634766 | 24735
1,2-Ethanediamine, N1-[(ethenylphenyl)methyl]-N2-[3-(trimethoxysilyl)propyl]-, hydrochloride (1:1), hydrolyzed, neutralized | 634758 | 24736
Hexanedioic acid, polymer with 2-methyl-1,3-propanediol, C10-rich C9-11-isoalkyl esters | 634733 | 24737
1,3-Benzenedicarboxylic acid, 5-sulfo-, mixed 2-hydroxyethyl and Me esters, monosodium salts | 634725 | 24738
Benzene, ethenyl-, polymer with 1,3-butadiene and 2-methyl-1,3-butadiene, hydrogenated | 627935 | 24739
1,3-Butadiene, 2-methyl-, polymer with 1,3-butadiene, hydrogenated | 627927 | 24740
Carboxylic acids, di-, C4-11, polymers with 1,4-butanediol, 2-ethylhexyl esters | 627919 | 24741
Siloxanes and Silicones, di-Me, 4-hydroxy-2-methylbutyl group-terminated | 627901 | 24742
Siloxanes and Silicones, di-Me, 6-hydroxyhexyl group-terminated | 627893 | 24743
Siloxanes and Silicones, di-Me, 4-hydroxy-2-methylbutyl group-terminated, diesters with 2-oxepanone homopolymer | 627885 | 24744
Siloxanes and Silicones, di-Me, 3-hydroxypropyl group-terminated, diesters with 2-oxepanone homopolymer | 627877 | 24745
Siloxanes and Silicones, di-Me, 6-hydroxyhexyl group-terminated, diesters with 2-oxepanone homopolymer | 627869 | 24746
Fatty acids, tall-oil, polymers with benzoic acid, 1,4-cyclohexanedicarboxylic acid, isophthalic acid, linoleic acid, neopentyl glycol and trimethylolpropane | 627851 | 24747
Fatty acids, dehydrated castor-oil, polymers with benzoic acid, pentaerythritol, phthalic anhydride and soya fatty acids | 627844 | 24748
Rosin, polymer with p-tert-butylphenol, formaldehyde, maleic anhydride, pentaerythritol and soybean oil | 627836 | 24749
D-Glucopyranose, oligomeric, C9-11-alkyl glycosides | 627828 | 24750
2-Propenoic acid, 2-methyl-, polymer with butyl 2-methyl-2-propenoate, ethenylbenzene, 2-ethylhexyl 2-propenoate, 2-hydroxyethyl 2-propenoate and methyl 2-methyl-2-propenoate tert-Bu benzenecarboperoxoate-initiated | 627810 | 24751
Phenol, C18-30-alkyl derivs., reaction products with phenol (tetrapropenyl) derivs. and sulfur, calcium salts, overbased | 627794 | 24752
Phosphorous trichloride, reaction products with phenol (tetrapropenyl) derivs. | 627786 | 24753
Phenol, (tetrapropenyl) derivs., sulfurized, carbonates, calcium salts | 627778 | 24754
Phenol, (tetrapropenyl) derivs., calcium salts | 627760 | 24755
Hexanedioic acid, mixed decyl and hexyl and octyl esters | 627752 | 24756
Thiazolidine, 2,2-dimethyl-, compds. with sulfonated divinylbenzene-styrene polymer | 627703 | 24757
Hexanedioic acid, polymer with 1,3-butanediol, 1,3-isobenzofurandione, 1,1'-methylenebis[4-isocyanatocyclohexane] and 1,2,3-propanetriol, 2-hydroxyethyl acrylate-blocked | 627638 | 24758
Fatty acids, coco, reaction products with 2-[(2-aminoethyl)amino]ethanol, bis(2-carboxyethyl) derivs., disodium salts | 627620 | 24759
Fatty acids, coco, reaction products with 2-[(2-aminoethyl)amino]ethanol, mono(2-carboxyethyl) derivs., monosodium salts | 627612 | 24760
Benzene, dodecylphenoxy-, branched and linear | 627604 | 24761
Fatty acids, C14-18 and C16-22-unsatd., 2-octyldodecyl esters | 627562 | 24762
Vinyl acetal polymers, acetals with 2-[(1E)-2-(4-formylphenyl)ethenyl]-3,4-dimethylthiazolium methyl sulfate (1:1) | 627554 | 24763
Fatty acids, C18-unsatd., dimers, polymers with azelaic acid, ethylenediamine, piperazine and N-tallow alkyltrimethylenediamines | 627547 | 24764
1,3-Propanediol, 2-ethyl-2-(hydroxymethyl)-, reaction products with 1-[(2-hydroxyethyl)thio]-2-propanol-2,2'-thiobis[ethanol] polymer and triethoxy(3-isocyanatopropyl)silane | 627539 | 24765
10H-Phenothiazine, 3,7-dioctyl-10-(2-propen-1-yl)-, branched | 627521 | 24766
Siloxanes and Silicones, di-Me, 3-hydroxypropyl Me, ethers with polyethylene glycol dihydrogen phosphate | 627513 | 24767
Castor oil, dehydrated, polymer with benzoic acid, p-tert-butylphenol, formaldehyde, glycerol, phenol, phthalic anhydride, sorbitol and tall oil | 627471 | 24768
Phosphonic acid, dioctadecyl ester, polymers with boric acid and diisopropanolamine N-tallow alkyl derivs. | 627463 | 24769
Nickel, [29H,31H-phthalocyaninato(2-)-.kappa.N29,.kappa.N30,.kappa.N31,.kappa.N32]-, sulfo [[4-[[2-(sulfooxy)ethyl]sulfonyl]phenyl]amino]sulfonyl derivs., sodium salts | 627430 | 24770
1-Propene, homopolymer, maleated, 3-(triethoxysilyl)propyl imide | 621060 | 24771
2-Propenenitrile, polymer with 1,3-butadiene, 4-[(5-amino-4-methylpentyl)amino]-1-cyano-1-methyl-4-oxobutyl-terminated | 621037 | 24772
Chromate(3-), bis[6-[2-[5-chloro-2-(hydroxy-.kappa.O)-4-nitrophenyl]diazenyl-.kappa.N1]-5-(hydroxy-.kappa.O)-1-naphthalenesulfonato(3-)]-, sodium | 621011 | 24773
Chromate(3-), [6-[2-[5-chloro-2-(hydroxy-.kappa.O)-4-nitrophenyl]diazenyl-.kappa.N1]-5-(hydroxy-.kappa.O)-1-naphthalenesulfonato(3-)][3-(hydroxy-.kappa.O)-4-[2-[2-(hydroxy-.kappa.O)-1-naphthalenyl]diazenyl-.kappa.N1]-1-naphthalenesulfonato(3-)]-, sodium | 620997 | 24774
Formaldehyde, polymer with methylphenol, nonylphenol and phenol, bisulfited | 620989 | 24775
1,2-Propanediol, polymer with 2,4-diisocyanato-1-methylbenzene and 2-methyloxirane, Me Et ketone oxime-blocked | 620971 | 24776
1,2-Cyclohexanediamine, reaction products with N-[4-(2-oxiranylmethoxy)phenyl]-N-(2-oxiranylmethyl)-2-oxiranemethanamine | 620948 | 24777
Phenol, 2-methyl-, reaction products with bisphenol A-epichlorohydrin polymer and butoxymethanol | 620930 | 24778
Disulfides, bis(.gamma.-.omega.-perfluoro-C6-20-alkyl) | 620922 | 24779
Glycerides, C18-24 mono-, di- and tri- | 620856 | 24780
Phenol, 4,4'-(1-methylethylidene)bis-, sulfonated, acetates | 620849 | 24781
Silsesquioxanes, Ph, ethoxy-terminated, polymers with ethylene glycol, terephthalic acid and trimethylolpropane | 620831 | 24782
Amines, C10-14-alkyl, [2,4-dihydro-4-[2-(2-hydroxy-5-nitrophenyl)diazenyl]-5-methyl-2-phenyl-3H-pyrazol-3-onato(2-)][1-[2-(2-hydroxy-4-methyl-4-nitrophenyl)diazenyl]-2-naphthalenolato(2-)]cobaltate(1-) (1:1) | 620807 | 24783
Amines, C16-22-tert-alkyl, compds. with 2(3H)-benzothiazolethione (1:1) | 620740 | 24784
Sulfuric acid, mono-C10-16-alkyl esters, compds. with triethanolamine | 620732 | 24785
Hydrocarbons, C9-14, ethylene-manuf.-byproducts, polymers with 1,3-bis(1-methylethenyl)benzene manuf.-byproduct distn. lights, dicyclopentadiene and soybean oil | 620666 | 24786
Fatty acids, sunflower-oil, polymers with benzoic acid, pentaerythritol, phthalic anhydride and trimethylolpropane | 620658 | 24787
Poly(oxy-1,2-ethanediyl), .alpha.,.alpha.'-phosphinicobis[.omega.-hydroxy-, di-C12-15-alkyl ethers | 620641 | 24788
Amines, C12-14-tert-alkyl, compds. with 1-[2-[5-(1,1-dimethylpropyl)-2-hydroxy-3-nitrophenyl]diazenyl]-2-naphthalenol 1-[2-[2-hydroxy-4(or 5)-nitrophenyl]diazenyl]-2-naphthalenol chromium complexes | 620625 | 24789
5-Isobenzofurancarboxylic acid, 1,3-dihydro-1,3-dioxo-, polymer with 1,3-isobenzofurandione and 1,1'-methylenebis[4-isocyanatobenzene], reaction products with benzoic acid | 620583 | 24790
1,3-Benzenedicarboxylic acid, polymer with 2-ethyl-2-(hydroxymethyl)-1,3-propanediol, 1,6-hexanediol, 5-isocyanato-1-(isocyanatomethyl)-1,3,3-trimethylcyclohexane and 2,2,4(or 2,4,4)-trimethyl-1,6-hexanediol, acetone oxime-blocked | 620575 | 24791
Siloxanes and Silicones, Me 3-(2-oxiranylmethoxy)propyl | 620567 | 24792
Siloxanes and Silicones, di-Me, 3-hydroxypropyl group-terminated, diethers with polyethylene glycol monoacrylate | 620559 | 24793
Castor oil, polymer with dipropylene glycol, TDI and trimethylolpropane | 620542 | 24794
Amines, coco alkyl, ethoxylated, reaction products with 3,5,5-trimethylhexanoic acid | 641878 | 24795
Amines, coco alkyl, ethoxylated, reaction products with cyclododecanol-cyclododecanone-nitric acid reaction by-products high-boiling fraction | 641860 | 24796
2-Propenoic acid, 2-methyl-, polymer with butyl 2-methyl-2-propenoate and ethenylbenzene, benzoyl peroxide-initiated | 641852 | 24797
Propanoic acid, 3-hydroxy-2-(hydroxymethyl)-2-methyl-, polymer with diphenyl carbonate, 1,6-hexanediol, 5-isocyanato-1-(isocyanatomethyl)-1,3,3-trimethylcyclohexane and 1,1'-methylenebis[4-isocyanatocyclohexane], polyethylene-polypropylene glycol mono-Bu ether-blocked | 641829 | 24798
Acetic acid ethenyl ester, polymer with N-ethenylformamide, hydrolyzed, amine-contg., hydrochloride | 641811 | 24799
Acetic acid ethenyl ester, polymer with N-ethenylformamide, hydrolyzed | 641803 | 24800
Boric acid (H3BO3), C11-14-isoalkyl pentyl esters, C13-rich | 641795 | 24801
Cyclosiloxanes, 2-[(carboxymethyl)thio]ethyl Me | 641720 | 24802
Poly[oxy(methyl-1,2-ethanediyl)], .alpha.-hydro-.omega.-hydroxy-, polymer with 1,3-diisocyanatomethylbenzene, 2-hydroxyethyl acrylate-blocked | 641712 | 24803
2-Propenoic acid, 2-methyl-, methyl ester, polymer with 1,1'-(1,1-dimethyl-3-methylene-1,3-propanediyl)bis[benzene], 2-oxiranylmethyl 2-methyl-2-propenoate and 2-propenenitrile, 2,2'-(1,2-diazenediyl)bis[2,4-dimethylpentanenitrile]-initiated | 641696 | 24804
1,6-Octadien-3-ol, 3,7-dimethyl-, acid-isomerized, hydrogenated | 641688 | 24805
1,4-Benzenedicarboxamide, N1,N1,N4,N4-tetramethyl-, reaction products with 6-(1,1-dimethylethyl)-1,2,3,4-tetrahydro-1,4-methanonaphthalene-5,8-diol | 641670 | 24806
2-Propenoic acid, 2-methyl-, 2-ethylhexyl ester, polymer with ethenylbenzene, 4-hydroxybutyl 2-propenoate and 2-oxiranylmethyl 2-methyl-2-propenoate, tert-Bu 2-ethylhexaneperoxoate-initiated | 641662 | 24807
Formaldehyde, homopolymer, ether with .alpha.-octadecyl-.omega.-hydroxypoly[oxy(methyl-1,2-ethanediyl)], acetate | 641654 | 24808
1,5-Pentanediamine, 2-methyl-, polymer with .alpha.-hydro-.omega.-hydroxypoly(oxy-1,4-butanediyl) and 1,1'-methylenebis[4-isocyanatocyclohexane], 2-(2-aminoethoxy)ethanol-blocked | 641647 | 24809
Poly(oxy-1,2-ethanediyl), .alpha.-hydro-.omega.-hydroxy-, polymer with 1,1'-methylenebis[4-isocyanatocyclohexane], polyethylene glycol mono-Me ether- and stearyl alc.-blocked | 641605 | 24810
Butanoic acid, 3-oxo-, 2-[(2-methyl-1-oxo-2-propen-1-yl)oxy]ethyl ester, polymer with butyl 2-methyl-2-propenoate, butyl 2-propenoate, ethenylbenzene and 2-methyl-2-propenoic acid, reaction products with ammonium hydroxide, ammonium salts | 641589 | 24811
Siloxanes and Silicones, di-Me, di-Ph, [[(3-hydroxypropyl)dimethylsilyl]oxy]-terminated, ethoxylated | 641571 | 24812
Fatty acids, C18-unsatd., dimers, hydrogenated, polymers with adipic acid, 1,6-hexanediol, 3-hydroxy-2-(hydroxymethyl)-2-methylpropanoic acid, isophthalic acid, 1,1'-methylenebis[4-isocyanatocyclohexane] and TDI | 641423 | 24813
Fatty acids, C12-21 and C18-unsatd., 2,2,6,6-tetramethyl-4-piperidinyl esters | 641415 | 24814
Amines, coco alkyl, ethoxylated, compds. with acrylic acid-stearyl methacrylate polymer | 641407 | 24815
Amines, coco alkyl, ethoxylated, compds. with polyacrylic acid | 641399 | 24816
Fatty acids, soya, polymers with benzoic acid, Bu methacrylate, castor oil, 2-(dimethylamino)ethyl methacrylate, isophthalic acid, linoleic acid, Me methacrylate, oxidized linseed oil, pentaerythritol and styrene | 641373 | 24817
Fatty acids, C18-unsatd., dimers, hydrogenated, polymers with adipic acid, 2-ethyl-1-hexanol and propylene glycol | 641340 | 24818
Benzene, 1,1'-oxybis-, sec-dodecyl derivs., sulfonated, sodium salts | 634709 | 24819
Benzene, 1,1'-oxybis-, sec-dodecyl derivs., sulfonated | 634691 | 24820
Benzene, 1,1'-oxybis-, sec-dodecyl derivs. | 634683 | 24821
Amines, N-tallow alkyltrimethylenedi-, polymers with epichlorohydrin | 634675 | 24822
Benzene, ethenyl-, ar-bromo derivs., homopolymers | 634642 | 24823
Poly(oxy-1,2-ethanediyl), .alpha.-(1-oxooctyl)-.omega.-hydroxy-, C12-13-alkyl ethers | 634626 | 24824
Propanoic acid, 3-hydroxy-2-(hydroxymethyl)-2-methyl-, polymer with 2,2-dimethyl-1,3-propanediol, diphenyl carbonate, 1,6-hexanediol, 5-isocyanato-1-(isocyanatomethyl)-1,3,3-trimethylcyclohexane and 1,1'-methylenebis[4-isocyanatocyclohexane], polyethylene-polypropylene glycol mono-Bu ether-blocked, compds. with triethylamine | 634618 | 24825
Hexanedioic acid, polymer with 5-amino-1,3,3-trimethylcyclohexanemethanamine, 2,2-dimethyl-1,3-propanediol, 1,1'-methylenebis[4-isocyanatocyclohexane] and 2,2'-oxybis[ethanol], reaction products with 1-isocyanatooctadecane, compds. with N-butyl-1-butanamine | 634600 | 24826
2,4-Thiophenedicarbonitrile, 5-amino-3-methyl-, diazotized, coupled with acetylated 2-(2-aminoethoxy)ethanol-4-(3-aminopropoxy)-1-butanol-ammonia-2,6-dichloro-4-methyl-3-pyridinecarbonitrile reaction products | 634592 | 24827
Fatty acids, C18-unsatd., dimers, polymers with ethylenediamine and 4-hydroxy-.gamma.-(4-hydroxyphenyl)-.gamma.-methylbenzenebutanoic acid | 634550 | 24828
Sulfonamides, C4-8-alkane, perfluoro, N-(hydroxyethyl)-N-methyl, reaction products with 1,6-diisocyanatohexane homopolymer and ethylene glycol | 634543 | 24829
Nitriles, C18 and C18-unsatd. | 634535 | 24830
Siloxanes and Silicones, di-Me, vinyl group-terminated, polymers with 3-ethenyl-7-oxabicyclo[4.1.0]heptane and Me hydrogen siloxanes | 634527 | 24831
Fatty acids, tall-oil, polymers with glycerol, phthalic anhydride, safflower oil and trimethylolethane | 634519 | 24832
Safflower oil, polymer with benzoic acid, glycerol, phthalic anhydride and trimethylolethane | 634501 | 24833
Linseed oil, polymer with ethylene glycol, maleic anhydride, pentaerythritol and phthalic anhydride | 634493 | 24834
Linseed oil, polymer with ethylene glycol, maleic anhydride, Me methacrylate, pentaerythritol, phthalic anhydride, soybean oil and vinyltoluene | 634485 | 24835
Fatty acids, C18-unsatd., dimers, polymers with azelaic acid, ethylenediamine and tall-oil alkyl amine dimers | 634477 | 24836
Fatty acids, coco, polymers with glycerol, isophthalic acid, pentaerythritol and trimethylolpropane | 634469 | 24837
Alkenes, C20 .alpha.-, isomerized | 634451 | 24838
Alkenes, C19 .alpha.-, isomerized | 634444 | 24839
Alkenes, C18 .alpha.-, isomerized | 634436 | 24840
Alkenes, C17 .alpha.-, isomerized | 634428 | 24841
Alkenes, C16 .alpha.-, isomerized | 634410 | 24842
Alkenes, C15 .alpha.-, isomerized | 634402 | 24843
Benzene, mono-C10-13-alkyl derivs., fractionation bottoms, heavy ends, sulfonated, magnesium salts | 634378 | 24844
Benzene, mono-C10-13-alkyl derivs., fractionation bottoms, heavy ends, sulfonated, barium salts | 634360 | 24845
Benzene, mono-C10-13-alkyl derivs., fractionation bottoms, heavy ends, sulfonated, calcium salts | 634352 | 24846
Benzene, mono-C10-13-alkyl derivs., fractionation bottoms, heavy ends, sulfonated, sodium salts | 634345 | 24847
Benzene, mono-C10-13-alkyl derivs., fractionation bottoms, heavy ends, sulfonated | 634337 | 24848
Cashew, nutshell liq., polymer with formaldehyde, oxidized linseed oil and phenol | 634311 | 24849
Cashew, nutshell liq., polymer with formaldehyde, phenol and polymd. linseed oil | 634303 | 24850
Amines, tallow alkyl, ethoxylated, compds. with polyethylene glycol hydrogen sulfate nonylphenyl ether | 634295 | 24851
1,3-Propanediol, 2,2-bis[[(.gamma.-.omega.-perfluoro-C10-20-alkyl)thio]methyl] derivs., phosphates, ammonium salts | 634279 | 24852
1,3-Propanediol, 2,2-bis[[(.gamma.-.omega.-perfluoro-C10-20-alkyl)thio]methyl] derivs., phosphates | 634261 | 24853
1,3-Propanediol, 2,2-bis[[(.gamma.-.omega.-perfluoro-C6-12-alkyl)thio]methyl] derivs., phosphates, ammonium salts | 634253 | 24854
1,3-Propanediol, 2,2-bis[[(.gamma.-.omega.-perfluoro-C6-12-alkyl)thio]methyl] derivs., phosphates | 634246 | 24855
1,3-Propanediol, 2,2-bis[[(.gamma.-.omega.-perfluoro-C4-10-alkyl)thio]methyl] derivs., phosphates, ammonium salts | 634238 | 24856
1,3-Propanediol, 2,2-bis[[(.gamma.-.omega.-perfluoro-C4-10-alkyl)thio]methyl] derivs., phosphates | 634220 | 24857
Propanoic acid, 3-hydroxy-2-(hydroxymethyl)-2-methyl-, polymer with 1,6-diisocyanatohexane, caprolactam-terminated, compd. with triethylamine | 634212 | 24858
Fatty acids, C18-unsatd., trimers, 2-[methyl[(1,1,2,2,3,3,4,4,5,5,6,6,7,7,7-pentadecafluoroheptyl)sulfonyl]amino]ethyl esters | 634204 | 24859
Fatty acids, C18-unsatd., trimers, 2-[methyl[(1,1,2,2,3,3,4,4,5,5,5-undecafluoropentyl)sulfonyl]amino]ethyl esters | 634196 | 24860
Fatty acids, C18-unsatd., trimers, 2-[methyl[(1,1,2,2,3,3,4,4,5,5,6,6,6-tridecafluorohexyl)sulfonyl]amino]ethyl esters | 634188 | 24861
Fatty acids, C18-unsatd., trimers, 2-[methyl[(1,1,2,2,3,3,4,4,4-nonafluorobutyl)sulfonyl]amino]ethyl esters | 634170 | 24862
Fatty acids, C18-unsatd., trimers, 2-[[(1,1,2,2,3,3,4,4,5,5,6,6,7,7,8,8,8-heptadecafluorooctyl)sulfonyl]methylamino]ethyl esters | 634162 | 24863
Fatty acids, tall-oil, polymers with benzoic acid, pentaerythritol, phthalic anhydride and sorbitol | 634154 | 24864
Castor oil, dehydrated, polymer with glycerol, maleic anhydride, sorbitol, tall oil and vinyltoluene, tert-Bu peroxide-initiated | 634147 | 24865
Carboxylic acids, C6-18 and C4-15-di-, polymers with ethylene glycol and 2-ethyl-1-hexanol | 634089 | 24866
Fatty acids, tall-oil, esters with trimethylolpropane | 634071 | 24867
Fatty acids, tallow, esters with trimethylolpropane | 634063 | 24868
2-Propenoic acid, 2-methyl-, 2-hydroxyethyl ester, polymer with methyl 2-methyl-2-propenoate, methyl 2-propenoate, 2-oxiranylmethyl 2-methyl-2-propenoate and 2-propenoic acid, tert-Bu 2-ethylhexaneperoxoate-initiated | 627364 | 24869
Alkenes, C24-54-branched and linear .alpha.- | 627315 | 24870
Methanesulfonic acid, reaction products with phosphorus oxide (P2O5) | 627273 | 24871
Ethanol, 2,2'-[1,2-ethanediylbis(oxy)]bis-, reaction products with ammonia | 627265 | 24872
Siloxanes and Silicones, methoxy vinyl | 627257 | 24873
Siloxanes and Silicones, di-Me, 3-[(2-aminoethyl)amino]-2-methylpropyl group-terminated | 627240 | 24874
Siloxanes and Silicones, di-Me, 4-carboxy-6-(4-morpholinyl)-6-oxohexyl group-terminated | 627232 | 24875
Propanoic acid, 3-hydroxy-2-(hydroxymethyl)-2-methyl-, polymer with 1,4-butanediol, 1,6-diisocyanatohexane, diphenyl carbonate, 1,2-ethanediamine, 1,6-hexanediol, 5-isocyanato-1-(isocyanatomethyl)-1,3,3-trimethylcyclohexane, 2-methyloxirane, oxirane and sodium 2-[(2-aminoethyl)amino]ethanesulfonate (1:1), reaction products with 2-(2-butoxyethoxy)ethanol | 627224 | 24876
Benzoic acid, C9-11-branched alkyl esters | 627216 | 24877
Fatty acids, C14-18 and C16-22-unsatd., C11-14-isoalkyl esters, C13-rich | 627174 | 24878
Tall oil, polymer with p-tert-butylphenol, formaldehyde, glycerol, maleic anhydride, phenol, phthalic anhydride and sorbitol | 627166 | 24879
Fatty acids, C18-unsatd., dimers, polymers with diethylene glycol, isophthalic acid and maleic anhydride | 627125 | 24880
Linseed oil, polymer with benzoic acid, ethylene glycol, pentaerythritol, phthalic anhydride, soybean oil and trimethylolethane | 627117 | 24881
Butene, tetramer, hydrogenated | 627109 | 24882
Siloxanes and Silicones, di-Me, 3-(2-hydroxyphenyl)propyl Me, Me 2-(7-oxabicyclo[4.1.0]hept-3-yl)ethyl | 627091 | 24883
Phosphonic acid, P,P',P'',P'''-[[(phosphonomethyl)imino]bis[6,1-hexanediylnitrilobis(methylene)]]tetrakis-, reaction products with diethylenetriamine | 627042 | 24884
Phosphonic acid, P,P',P'',P'''-[[(phosphonomethyl)imino]bis[6,1-hexanediylnitrilobis(methylene)]]tetrakis-, reaction products with N1-(9Z)-9-octadecen-1-yl-1,3-propanediamine | 627034 | 24885
Fatty acids, C16-18, tetraesters with polyethylene glycol ether with pentaerythritol (4:1) | 627000 | 24886
Fatty acids, C18-unsatd., dimers, polymers with bisphenol A, 3-carboxy-1-cyano-1-methylpropyl-terminated acrylonitrile-butadiene polymer, epichlorohydrin and polypropylene glycol | 626994 | 24887
Castor oil, polymer with benzoic acid, glycerol, phthalic anhydride, soybean oil and vinyltoluene | 626986 | 24888
Poly(oxy-1,2-ethanediyl), .alpha.-hydro-.omega.-hydroxy-, mono-C12-13-alkyl ethers, phosphates, sodium salts | 626978 | 24889
Benzenesulfonamide, 2-methyl-, reaction products with bisphenol A-epichlorohydrin polymer and 4-methylbenzenesulfonamide | 626960 | 24890
2-Propenenitrile, polymer with diethenylbenzene, ethenylethylbenzene and 1,7-octadiene, hydrolyzed | 626952 | 24891
Siloxanes and Silicones, di-Me, polymers with Ph silsesquioxanes, Me- and methoxy-terminated, reaction products with ethylene glycol and trimethylolpropane | 626937 | 24892
Siloxanes and Silicones, 3-hydroxypropyl Me, ethers with polyethylene glycol mono-Me ether | 620492 | 24893
Urea, N-(3-silylpropyl)-, Si-(ethoxy and methoxy) derivs. | 620468 | 24894
Cobalt, chloro cyano 1,2-dimethoxyethane zinc complexes | 620450 | 24895
Siloxanes and Silicones, di-Me, polymers with ethylene glycol, methoxy-terminated Ph silsesquioxanes, terephthalic acid and trimethylolpropane | 620435 | 24896
Quaternary ammonium compounds, trimethyltallow alkyl, hexa-.mu.-oxotetra-.mu.3-oxodi-.mu.5-oxotetradecaoxooctamolybdate(4-) (4:1) | 620427 | 24897
Thiourea, reaction products with chloromethylated divinylbenzene-styrene polymer, hydrolyzed, sodium salts | 620401 | 24898
[1,1'-Biphenyl]-ar,ar'-disulfonic acid, lauryl derivs., disodium salts | 620393 | 24899
Fatty acids, dehydrated castor-oil, polymers with benzoic acid, pentaerythritol, phthalic anhydride and tall-oil fatty acids | 620344 | 24900
Fatty acids, dehydrated castor-oil, polymers with benzoic acid, isophthalic acid, soya fatty acids and trimethylolpropane | 620336 | 24901
Linseed oil, polymer with glutaric acid, soybean oil, terephthalic acid and trimethylolpropane | 620328 | 24902
Fatty acids, tall-oil, polymers with Me methacrylate, pentaerythritol, phthalic anhydride, soybean oil, styrene and trimethylolpropane | 620310 | 24903
Linseed oil, polymer with benzoic acid, maleic anhydride, p-methylstyrene, pentaerythritol, phthalic anhydride, soybean oil and styrene | 620302 | 24904
Fatty acids, dehydrated castor-oil, polymers with Me methacrylate, phthalic anhydride, soya fatty acids, styrene, TDI and trimethylolpropane | 620294 | 24905
Soybean oil, polymer with pentaerythritol, phthalic anhydride and p-vinyltoluene | 620286 | 24906
Siloxanes and Silicones, Me 3-(2-oxiranylmethoxy)propyl, reaction products with N-methylglycine sodium salt (1:1) | 620237 | 24907
Siloxanes and Silicones, Me 3-(2-oxiranylmethoxy)propyl, reaction products with 2-(methylamino)-1-ethanesulfonic acid sodium salt (1:1) | 620229 | 24908
Fatty acids, linseed-oil, polymers with bisphenol A, p-tert-butylphenol, formaldehyde, glycerol, phthalic anhydride and tung oil | 620211 | 24909
Rosin, polymer with bisphenol A, p-tert-butylphenol, formaldehyde and phenol, magnesium salt | 620203 | 24910
Phosphoric acid, mixed Bu and C6-10-alkyl esters, aluminum salts | 620195 | 24911
Formaldehyde, reaction products with hexamethylenediamine and oxidized ethylene-propene polymer | 620187 | 24912
Phosphorous acid, triphenyl ester, reaction products with dipropylene glycol | 620179 | 24913
Propanoic acid, reaction products with diethylenetriamine | 620161 | 24914
1H-Imidazole-1-propanoic acid, 2,3-dihydro-3-(2-hydroxyethyl)-, 2-C4-8-alkyl derivs., Me esters, polymers with Me acrylate | 620120 | 24915
Hexanedioic acid, mixed esters with C10-rich C9-11-isoalcs. and pentaerythritol | 620096 | 24916
Benzene, mono(C4-9-branched and linear alkyl) derivs. | 620088 | 24917
Benzenesulfonic acid, C14-24-branched and linear alkyl derivs. | 620062 | 24918
1,3-Propanediol, 2-ethyl-2-(hydroxymethyl)-, polymer with N1-(2-aminoethyl)-1,2-ethanediamine, 1,3-diisocyanatomethylbenzene and .alpha.-hydro-.omega.-hydroxypoly(oxy-1,2-ethanediyl), acetone oxime-blocked, acetate (salt) phosphate (salt) | 620054 | 24919
Benzenesulfonic acid, C14-24-branched and linear alkyl derivs., calcium salts, overbased | 620047 | 24920
Benzenesulfonic acid, C14-24-branched and linear alkyl derivs., calcium salts | 620039 | 24921
Benzene, C14-24-branched and linear alkyl derivs. | 620021 | 24922
1-Propanaminium, N,N,N-trimethyl-3-[(2-methyl-1-oxo-2-propen-1-yl)amino]-, chloride (1:1), polymer with ethenyl acetate, hydrolyzed | 641324 | 24923
Boric acid (H3BO3), reaction products with (2R)-2-amino-1-butanol | 641316 | 24924
Safflower oil, polymer with p-tert-butylbenzoic acid, isophthalic acid, pentaerythritol, phthalic anhydride and polyethylene glycol, compds. with triethylamine | 641308 | 24925
Safflower oil, polymer with p-tert-butylbenzoic acid, Et alc., 5-isocyanato-1-(isocyanatomethyl)-1,3,3-trimethylcyclohexane, isophthalic acid, pentaerythritol, phthalic anhydride and polyethylene glycol, compds. with triethylamine | 641290 | 24926
Siloxanes and Silicones, di-Me, di-Ph, Me vinyl, [(ethenyldimethylsilyl)oxy]-terminated | 641233 | 24927
Rosin, fumarated, polymer with dinonylphenol, formaldehyde, nonylphenol and pentaerythritol | 641225 | 24928
Amides, canola-oil, N-[2-(4,5-dihydro-2-norcanola-oil alkyl-1H-imidazol-1-yl)ethyl] | 641217 | 24929
Amines, coco alkyl, 2-methylpropanoates | 641209 | 24930
Amines, hydrogenated tallow alkyl, reaction products with tetrakis(hydroxymethyl)phosphonium chloride and urea | 641183 | 24931
Butanedioic acid, monopolyisobutylene derivs., mono[2-(dimethylamino)-1-methylethyl] esters, compds. with 1-(dimethylamino)-2-propanol | 641167 | 24932
Butanedioic acid, monopolyisobutylene derivs., compds. with 1-(dimethylamino)-2-propanol (1:2) | 641159 | 24933
Carbonic acid, dimethyl ester, polymer with .alpha.-hydro-.omega.-hydroxypoly(oxy-1,2-ethanediyl), ether with polyethylene glycol monodecyl ether | 641142 | 24934
Polymers (petroleum), viscous, reaction products with ethanolamine, maleic anhydride and triethanolamine | 641118 | 24935
Polymers (petroleum), viscous, reaction products with ethanolamine and maleic anhydride, sodium salts | 641100 | 24936
Siloxanes and Silicones, di-Me, Me octyl, Me 2-phenylpropyl | 641092 | 24937
Fatty acids, tall-oil, maleated, compds. with diethylenetriamine-tall-oil fatty acids reaction products | 641084 | 24938
Butanedioic acid, 2-(octadecen-1-yl)-, mixed esters with diethylene glycol and 2-(tetrapropenyl)butanedioic acid, compds. with branched 3-(tridecyloxy)-1-propanamine, ethanolamine and triethanolamine | 641035 | 24939
Butanedioic acid, 2-(octadecen-1-yl)-, mixed esters with diethylene glycol and 2-(tetrapropenyl)butanedioic acid, compds. with triethanolamine | 641027 | 24940
Butanedioic acid, 2-(octadecen-1-yl)-, mixed esters with diethylene glycol and 2-(tetrapropenyl)butanedioic acid | 641019 | 24941
Fatty acids, soya, polymers with adipic acid, 1,6-hexanediol, 3-hydroxy-2-(hydroxymethyl)-2-methylpropanoic acid, 5-isocyanato-1-(isocyanatomethyl)-1,3,3-trimethylcyclohexane, isophthalic acid and trimethylolpropane | 640912 | 24942
1,3,5-Triazine, 2,4,6-tris(2-propen-1-yloxy)-, homopolymer, bis(1-oxodecyl) peroxide-initiated | 640904 | 24943
1,3-Propanediol, 2-ethyl-2-(hydroxymethyl)-, polymer with 1,3-bis(isocyanatomethyl)cyclohexane, iso-Pr alc.-blocked | 640896 | 24944
2,5-Furandione, polymer with ethenylbenzene, sulfonated, ammonium salts | 640888 | 24945
1-Piperazineethanamine, reaction products with bisphenol A diglycidyl ether | 640870 | 24946
Residues (petroleum), vacuum, asphaltene-low | 640862 | 24947
Extracts (petroleum), asphaltene-low vacuum residue solvent | 640854 | 24948
Raffinates (petroleum), asphaltene-low vacuum residues | 640847 | 24949
Formaldehyde, reaction products with 1-dodecanethiol and 4-nonylphenol | 640839 | 24950
Siloxanes and Silicones, di-Me, methoxy Ph, polymers with Ph silsesquioxanes, methoxy-terminated, polymers with 3-hydroxy-2,2-dimethylpropyl 3-hydroxy-2,2-dimethylpropanoate, isophthalic acid, maleic anhydride and trimethylolpropane | 634055 | 24951
Benzene, 1,4-dimethyl-, manuf. of, by-products from, C11-22-distn. residues | 634048 | 24952
Poly(oxy-1,2-ethanediyl), .alpha.-hydro-.omega.-hydroxy-, ether with N1-[2-[bis(2-hydroxyethyl)methylammonio]ethyl]-N2-[3-[(C14-18 and C16-18-unsatd. alkyl)oxy]-2-hydroxypropyl]-N1,N2-bis(2-hydroxyethyl)-N1,N2-dimethyl-1,2-ethanediaminium (5:1), tris(Me sulfate) (salt) | 634030 | 24953
Decanoic acid, mixed pentaesters with octanoic acid and triglycerol | 634022 | 24954
Fatty acids, dehydrated castor-oil, polymers with acrylic acid, bisphenol A, epichlorohydrin, 2-hydroxyethyl acrylate, linoleic acid and styrene, 1-methyl-1-phenylethyl hydroperoxide-initiated | 634014 | 24955
Amines, C14-18 and C16-18-unsatd. alkyl, ethoxylated, compds. with branched .alpha.-(nonylphenyl)-.omega.-hydroxypoly(oxy-1,2-ethanediyl) phosphates | 634006 | 24956
Fatty acids, C18-unsatd., trimers, compds. with oleylamine | 633990 | 24957
1,3-Propanediol, 2,2-bis(hydroxymethyl)-, C5-9-branched and linear carboxylates | 633982 | 24958
Fatty acids, C18-unsatd., dimers, di-Me esters, hydrogenated | 633974 | 24959
Thiourea, reaction products with aminomethylated divinylbenzene-ethenylethylbenzene-styrene polymer | 633941 | 24960
2-Propenoic acid, 2-methyl-, 3-(trimethoxysilyl)propyl ester, reaction products with ammonium hydroxide, polyvinyl alc. and silica | 633933 | 24961
Hexanedioic acid, mixed esters with C10-rich C9-11-isoalcs. and high-boiling C6-10-alkene hydroformylation products | 633925 | 24962
Benzene, 1,1'-oxybis-, sec-hexyl derivs., sulfonated, sodium salts | 633917 | 24963
Benzene, 1,1'-oxybis-, sec-hexyl derivs., sulfonated | 633909 | 24964
Benzene, 1,1'-oxybis-, sec-hexyl derivs. | 633891 | 24965
Alcohols, C11-14-iso, C13-rich, reaction products with p-tert-butylphenol-formaldehyde polymer and (T-4)-[Et 3-(oxo-.kappa.O)butanoato-.kappa.O']bis(2-propanolato)aluminum | 633875 | 24966
Cellulose, 2-hydroxyethyl ether, reaction products with ethenylphosphonic acid | 633859 | 24967
1,5-Pentanediamine, 2-methyl-, reaction products with polypropylene glycol acetoacetate | 633834 | 24968
2-Propenoic acid, 2-methyl-, C10-20-branched and linear alkyl esters, polymers with 2-hydroxyethyl methacrylate and Me methacrylate | 633826 | 24969
Fatty acids, C18-unsatd., dimers, mixed esters with oleic acid and trimethylolpropane | 633818 | 24970
Fatty acids, C8-10, esters with polyethylene glycol mono-C12-16-alkyl ethers | 633701 | 24971
Methanaminium, N,N,N-trimethyl-, salts with sulfonated 1,1'-oxybis[benzene] tetrapropylene derivs. | 633693 | 24972
1,3-Butadiene, homopolymers, oligomeric, maleated | 633685 | 24973
1,3,5-Triazine, 2,4-bis(2,4-dimethylphenyl)-6-[4-(octyloxy)phenyl]-, branched and linear | 633677 | 24974
1-Propanaminium, 3-amino-N-(carboxymethyl)-N,N-dimethyl-, N-(C8-18 and C18-unsatd. acyl) derivs., inner salts | 633669 | 24975
Ethene, polymer with carbon monoxide, oxidized | 633651 | 24976
Benzenesulfonic acid, 4-methyl-, reaction products with 2-[(C10-16-alkyloxy)methyl]oxirane and 2,2,4(or 2,4,4)-trimethyl-1,6-hexanediamine | 633644 | 24977
Thionyl chloride, reaction products with ammonia and polymd. oxidized 1,1,2,3,3,3-hexafluoro-1-propene hydrolyzed high-boiling fraction non-aqueous phase | 633610 | 24978
Aluminum, acetate carboxymethyl cellulose sodium complexes | 633602 | 24979
Oxirane, 2-[(4-nonylphenoxy)methyl]-, branched | 633578 | 24980
Decanoic acid, mixed esters with hexanoic acid, octanoic acid and triethylene glycol | 633560 | 24981
2-Propenamide, telomer with 2-propanol, reaction products with dimethylamine and formaldehyde, di-Me sulfate-quaternized | 633552 | 24982
Formaldehyde, polymers with branched 4-nonylphenol | 633545 | 24983
2,6-Octadienal, 3,7-dimethyl-, reaction products with Et alc. | 633537 | 24984
1,3-Propanediol, 2-ethyl-2-(hydroxymethyl)-, polymer with 1,1'-methylenebis[4-isocyanatocyclohexane], caprolactam-blocked | 626895 | 24985
Fatty acids, dehydrated castor-oil, polymers with benzoic acid, hexahydro-1,3-isobenzofurandione and pentaerythritol | 626887 | 24986
1,2,4,5-Benzenetetracarboxylic acid, diethyl ester, compd. with 4,4'-[[1,1'-biphenyl]-2,5-diylbis(oxy)]bis[benzenamine], reaction products with phthalic anhydride | 626820 | 24987
Siloxanes and Silicones, di-Me, hydroxy-terminated, polymers with Et alc., isophthalic acid, trichloromethylsilane, trichlorophenylsilane and trimethylolpropane | 626804 | 24988
Silsesquioxanes, 3,3,3-trifluoropropyl, [(dimethylsilyl)oxy]-terminated | 626796 | 24989
Quaternary ammonium compounds, N,N,N'-tris(hydroxyethyl)-N,N'-dimethyl-N'-tallow alkyltrimethylenedi-, ethoxylated, dichlorides | 626788 | 24990
Fatty acids, tall-oil, polymers with benzoic acid, Bu methacrylate, isophthalic acid, Me methacrylate, pentaerythritol, phthalic anhydride and styrene, graft, 2,2'-(1,2-diazenediyl)bis[2-methylbutanenitrile]-initiated | 626770 | 24991
Fatty acids, C18-unsatd., dimers, polymers with ethylenediamine, hexamethylenediamine and lauric acid | 626762 | 24992
Peanut oil, glycerol trioleate-enriched, sulfated, potassium sodium salt | 626747 | 24993
Lubricating oils, used, residues | 626739 | 24994
Copper, [29H,31H-phthalocyaninato(2-)-.kappa.N29,.kappa.N30,.kappa.N31,.kappa.N32]-, (SP-4-1)-, reaction products with chlorosulfuric acid, sodium sulfide (Na2(Sx)) and thionyl chloride | 626713 | 24995
Sulfonamides, C4-8-alkane, perfluoro, N-methyl-N-(2-oxiranylmethyl) | 626655 | 24996
Quaternary ammonium compounds, bis(2-hydroxypropyl)methyltallow alkyl, chlorides | 626648 | 24997
Fatty acids, tall-oil, polymers with glycerol, isophthalic acid, soybean oil, terephthalic acid and 1,3,5-tris(2-hydroxyethyl)-1,3,5-triazine-2,4,6(1H,3H,5H)-trione | 626630 | 24998
Alkenes, C20-24 .alpha.-, polymers with vinylpyrrolidone, C20-24-alkyl derivs. | 626622 | 24999
Alkanes, C12-14 | 626614 | 25000
Alkanes, C10-13 | 626606 | 25001
2-Pyrrolidinone, 1-ethenyl-, polymer with 1-hexadecene, cetyl derivs. | 626598 | 25002
2-Pyrrolidinone, 1-ethenyl-, homopolymer, (tetrabutenyl) derivs. | 626580 | 25003
Benzene, mono-C10-14-alkyl derivs., fractionation bottoms, light ends | 626572 | 25004
Benzene, mono-C10-13-alkyl derivs., fractionation bottoms, light ends | 626564 | 25005
Benzene, mono-C14-16-alkyl derivs., fractionation bottoms | 626556 | 25006
Benzene, mono-C14-16-alkyl derivs. | 626549 | 25007
Benzene, mono-C12-14-alkyl derivs. | 626531 | 25008
Benzene, mono-C10-13-alkyl derivs. | 626523 | 25009
Sulfurous acid, sodium salt (1:1), polymer with 1,4-butanediol, 2-butene-1,4-diol, 1,6-diisocyanatohexane and 2-methyloxirane, Me Et ketone oxime-blocked, reaction products with polyethylene-polypropylene glycol mono-Bu ether | 626481 | 25010
Decanedioic acid, 1,10-bis(2,2,6,6-tetramethyl-4-piperidinyl) ester, reaction products with tert-Bu hydroperoxide and octane | 626465 | 25011
Phosphoric acid, C6-12-alkyl esters, compds. with 2-(dibutylamino)ethanol | 626440 | 25012
Cyclohexanamine, 4,4'-methylenebis-, reaction products with bisphenol A diglycidyl ether homopolymer | 626432 | 25013
Benzenesulfonic acid, dodecyl-, branched, compds. with propylenediamine (2:1) | 626390 | 25014
Benzene, diethenyl-, polymer with ethenylbenzene and ethenylethylbenzene, aminomethylated methylated | 626382 | 25015
Rosin, maleated, polymer with bisphenol A, p-tert-butylphenol, formaldehyde, nonylphenol and pentaerythritol | 626374 | 25016
Siloxanes and Silicones, di-Me, lauryl Me, Me 3-mercaptopropyl, Me 2-phenylpropyl | 619973 | 25017
Siloxanes and Silicones, 3-aminopropyl Me, di-Me, Me 3-[(1-oxooctadecyl)amino]propyl | 619965 | 25018
Cashew, nutshell liq., polymer with epichlorohydrin and formaldehyde | 619932 | 25019
Siloxanes and Silicones, Me hydrogen, Me Ph, (dimethylsilyl)oxy-terminated | 619924 | 25020
Cyclotrisiloxane, 2,4,6-trimethyl-2,4,6-tris(3,3,3-trifluoropropyl)-, reaction products with trichlorophenylsilane | 619916 | 25021
Docosanoic acid, reaction products with stearic acid and tetraethylenepentamine, acetates | 619908 | 25022
Cyclohexene, 4-ethenyl-, reaction products with hydrogen sulfide | 619882 | 25023
Siloxanes and Silicones, di-Me, Me 3,3,3-trifluoropropyl | 619833 | 25024
Hexanedioic acid, polymer with N1-(2-aminoethyl)-1,2-ethanediamine and aziridine, reaction products with epichlorohydrin and polyethylene glycol, formates (salts) | 619783 | 25025
Benzoic acid, 2,2'-[[2,4(or 4,6)-dihydroxy-1,3-phenylene]bis(2,1-diazenediyl)]bis-, mixed C11-14-branched and linear alkyl and 2-ethylhexyl diesters | 619775 | 25026
Castor oil, sulfated, potassium sodium salt | 619759 | 25027
Soybean oil, polymer with chlorendic anhydride and pentaerythritol | 619742 | 25028
Fatty acids, tall-oil, polymers with benzoic acid, Me methacrylate, pentaerythritol, phthalic anhydride, styrene and trimethylolethane | 619734 | 25029
Linseed oil, polymer with maleic anhydride, pentaerythritol and soybean oil | 619726 | 25030
Linseed oil, polymer with maleic anhydride, pentaerythritol, soybean oil, styrene and p-vinyltoluene | 619718 | 25031
Linseed oil, polymer with maleic anhydride, pentaerythritol, soybean oil, styrene and vinyltoluene | 619700 | 25032
Hexanedioic acid, polymer with 1,4-butanediol, 1,6-diisocyanatohexane, 1,2-ethanediamine, 5-isocyanato-1-(isocyanatomethyl)-1,3,3-trimethylcyclohexane, .alpha.,.alpha.'-[(1-methylethylidene)di-4,1-phenylene]bis[.omega.-hydroxypoly[oxy(methyl-1,2-ethanediyl)]] and 2-methyloxirane, polyethylene-polypropylene glycol mono-Bu ether-blocked | 619676 | 25033
Fatty acids, C18-unsatd., dimers, polymers with dicyclopentadiene, fumaric acid and rosin | 619635 | 25034
Phosphoric acid, mixed Bu and C12-16-alkyl esters, ammonium salts | 619593 | 25035
Phosphoric acid, C8-16-alkyl esters, compds. with morpholine | 619585 | 25036
Phosphoric acid, C8-16-alkyl esters, compds. with 2-ethyl-1-hexanamine | 619577 | 25037
Phosphoric acid, C14-18 and C16-18-unsatd. alkyl esters | 619569 | 25038
Phosphoric acid, C8-16-alkyl esters | 619551 | 25039
Phosphoric acid, C10-16-alkyl esters | 619544 | 25040
Benzenediazonium, 4-[2-(2-methoxyphenyl)diazenyl]-2-methyl-5-[(2-nitro-4-sulfophenyl)amino]-, chloride (1:1), reaction products with formaldehyde-salicylic acid polymer, sodium salts | 619536 | 25041
Iron, complexes with diazotized 3-aminobenzenesulfonic acid coupled with diazotized 2-amino-5-nitrobenzenesulfonic acid, diazotized 2-[(4-aminophenyl)amino]-5-nitrobenzenesulfonic acid and 4-[2-(2-hydroxy-3,5-dinitrophenyl)diazenyl]-1,3-benzenediol, sodium salts | 619528 | 25042
Ferrate(5-), bis[4-[2-[2-(hydroxy-.kappa.O)-4-hydroxy-5-[2-(2-methoxyphenyl)diazenyl]-3-[2-[4-(phenylamino)-3-sulfophenyl]diazenyl]phenyl]diazenyl-.kappa.N1]-3-(hydroxy-.kappa.O)-7-nitro-1-naphthalenesulfonato(4-)]-, sodium | 619510 | 25043
Alkenes, C>10 .alpha.-, telomers with butyric acid, calcium salts | 619494 | 25044
Fatty acids, linseed-oil, polymers with acrylic acid, bisphenol A, conjugated tall-oil fatty acids, epichlorohydrin, Me methacrylate, 4,4'-(1-methylethylidene)bis[cyclohexanol] and styrene | 619486 | 25045
Coconut oil, polymer with di-Me terephthalate, dipropylene glycol, ethylene glycol, phthalic anhydride and tripropylene glycol | 619478 | 25046
Coconut oil, polymer with dipropylene glycol, ethylene glycol, phthalic anhydride, terephthalic acid and tripropylene glycol | 619460 | 25047
Propanoic acid, 3-hydroxy-2-(hydroxymethyl)-2-methyl-, polymer with 1,6-diisocyanatohexane, diphenyl carbonate, 1,2-ethanediamine, 1,6-hexanediol, hydrazine, 2-methyloxirane, oxirane, 1,2-propanediol and sodium 2-[(2-aminoethyl)amino]ethanesulfonate (1:1), Bu alc.-blocked | 640813 | 25048
Propanenitrile, 3-amino-, N-[3-(C8-10-alkyloxy)propyl] derivs. | 640805 | 25049
2-Propenoic acid, butyl ester, polymer with 1,3-butadiene and 2-propenenitrile, hydrogenated | 640797 | 25050
2-Propenenitrile, polymer with 1,3-butadiene, 3-carboxy-1-cyano-1-methylpropyl-terminated, polymer with 2,2'-[methylenebis(2,1-phenyleneoxymethylene)]bis[oxirane] | 640748 | 25051
Ethene, 1,1-difluoro-, telomer with 2,2-dichloro-1,1,1-trifluoroethane, tert-Bu peroxide-initiated | 640706 | 25052
1,3-Propanediol, 2-ethyl-2-(hydroxymethyl)-, polymer with 5-isocyanato-1-(isocyanatomethyl)-1,3,3-trimethylcyclohexane, propylene glycol monoacrylate-blocked | 640698 | 25053
Hexane, 1,6-diisocyanato-, homopolymer, polyethylene glycol monostearyl ether-blocked | 640680 | 25054
Fatty acids, C18-unsatd., dimers, hydrogenated, polymers with adipic acid, 1,3-bis(1-isocyanato-1-methylethyl)benzene, 2-ethylhexyl acrylate, 1,6-hexanediol, 3-hydroxy-2-(hydroxymethyl)-2-methylpropanoic acid, isophthalic acid and Me methacrylate | 640672 | 25055
Nitriles, C16-18 and C18-unsatd. | 640664 | 25056
Silica gel, reaction products with butyl(1-methylpropyl)magnesium, silicic acid (H4SiO4) tetra-Bu ester and titanium tetrachloride | 640656 | 25057
Silica gel, reaction products with butyl(1-methylpropyl)magnesium, silicic acid (H4SiO4) tetra-Et ester and titanium tetrachloride | 640649 | 25058
1,3,5,2,4,6-Triazatriphosphorine, 2,2,4,4,6,6-hexahydro-, 4-fluorophenoxy and 3-(trifluoromethyl)phenoxy derivs. | 640623 | 25059
Terpenes and Terpenoids, limonene fraction, polymers with turpentine-oil limonene fraction terpenes and turpentine-oil .beta.-pinene fraction terpenes | 640615 | 25060
Benzene, methyl(phenylmethyl)-, disproportionated | 640599 | 25061
Carboxylic acids, di-, C4-6, polymers with epoxidized soybean oil | 640532 | 25062
Fatty acids, C16-18 and C18-unsatd., branched and linear, Bu esters | 640524 | 25063
Benzoic acid, 3-amino-, diazotized, coupled with 6-amino-4-hydroxy-2-naphthalenesulfonic acid, diazotized P-(3-aminophenyl)phosphonic acid and diazotized 2,5-diethoxybenzenamine | 640490 | 25064
Acetic acid ethenyl ester, polymer with N-ethenylformamide, hydrolyzed, amine-contg. | 640482 | 25065
Ethanaminium, 2-[[2-cyano-3-[4-[ethyl(phenylmethyl)amino]phenyl]-1-oxo-2-propen-1-yl]oxy]-N,N,N-trimethyl-, chloride (1:1), reaction products with 3,6-bis(ethylamino)-9-[2-(methoxycarbonyl)phenyl]-2,7-dimethylxanthylium chloride (1:1), sodium phosphate (2:1), sodium (T-4)-molybdate (MoO42-) (2:1) and sodium (T-4)-tungstate (WO42-) (2:1) | 640458 | 25066
Alkenes, C14-16 .alpha.-, polymers with bis(2-ethylhexyl) fumarate | 640409 | 25067
Fatty acids, tall-oil, polymers with isophthalic acid, neopentyl glycol, phthalic anhydride and trimethylolpropane | 640391 | 25068
2-Propenenitrile, dendrimer, 1,4-butanediamine-core, amino-terminated, 64-functional | 640383 | 25069
2-Propenenitrile, dendrimer, 1,4-butanediamine-core, amino-terminated, 32-functional | 640375 | 25070
2-Propenenitrile, polymer with 1,3-butadiene, 3-carboxy-1-cyano-1-methylpropyl-terminated, polymers with 2,2'-[1,4-cyclohexanediylbis(methyleneoxymethylene)]bis[oxirane] | 640342 | 25071
2-Cyclohexen-1-one, 4-[3-(acetyloxy)-1-buten-1-yl]-3,5,5-trimethyl-, pyrolyzed | 640334 | 25072
Benzenesulfonic acid, 4-amino-, reaction products with formaldehyde-melamine polymer and sulfamic acid, sodium salts | 640326 | 25073
9-Octadecenoic acid (9Z)-, reaction products with diethylenetriamine and di-Et sulfate | 640318 | 25074
Formaldehyde, polymer with 1,3-benzenediol and 4-(1,1-dimethylethyl)phenol, magnesium oxide complex | 640300 | 25075
Distillates (petroleum), steam-cracked, C8-12 fraction, polymd. | 640292 | 25076
2-Propenoic acid, polymer with ethene and ethenyl acetate, hydrolyzed | 633487 | 25077
2-Propanol, 1,3-bis(4-nonylphenoxy)-, branched | 633479 | 25078
2-Propanol, 1,3-bis(4-nonylphenoxy)-, branched, potassium salt | 633461 | 25079
Hexanedioic acid, polymers with dipropylene glycol, glutaric acid, 1,6-hexanediol distn. residues and succinic acid | 633453 | 25080
Amides, C8-18 and C18-unsatd., N-[3-(dimethylamino)propyl] | 633412 | 25081
Aluminoxanes, iso-Bu Me, branched, cyclic and linear | 633362 | 25082
Siloxanes and Silicones, di-Me, 3-[3-[[3-(dimethylamino)propyl]amino]-2-hydroxypropoxy]propyl Me, 3-hydroxypropyl Me, ethoxylated propoxylated | 633354 | 25083
Siloxanes and Silicones, 3-[3-[(carboxymethyl)dimethylammonio]-2-hydroxypropoxy]propyl Me, di-Me, inner salts | 633347 | 25084
Naphtha (petroleum), light steam-cracked, debenzenized, C8-16-cycloalkadiene conc., polymers with p-tert-butylphenol, dicyclopentadiene, formaldehyde and steam-cracked middle arom. petroleum naphtha | 633339 | 25085
Siloxanes and Silicones, di-Me, methoxy Ph, polymers with Ph silsesquioxanes, methoxy-terminated, reaction products with adipic acid-1,6-hexanediol-isophthalic acid-neopentyl glycol-trimethylolpropane polymer | 633321 | 25086
Fatty acids, coco, hydrogenated, polymers with adipic acid and 1,3-butanediol | 633313 | 25087
Benzene, di-C10-18-alkyl derivs. | 633297 | 25088
Bicyclo[3.1.1]hept-2-ene, 2,6,6-trimethyl-, acid-isomerized | 633289 | 25089
Fatty acids, C8-10, mixed esters with C18-unsatd. fatty acid dimers and dipentaerythritol and 3,5,5-trimethylhexanoic acid | 633271 | 25090
Fatty acids, C6-12, mixed esters with C18-unsatd. fatty acid dimers and dipentaerythritol and 3,5,5-trimethylhexanoic acid | 633263 | 25091
Fatty acids, C8-10, mixed esters with C18-unsatd. fatty acid dimers and dipentaerythritol and isononanoic acid | 633255 | 25092
Fatty acids, C6-12, mixed esters with C18-unsatd. fatty acid dimers and dipentaerythritol and isononanoic acid | 633248 | 25093
Siloxanes and Silicones, di-Me, mixed palmitate- and stearate-terminated | 633230 | 25094
Isoheptanoic acid, mixed tetraesters with 2-ethylhexanoic acid and pentaerythritol | 633214 | 25095
Alkenes, C>10 .alpha.-, polymd., oxidized | 633198 | 25096
Fatty acids, C16-18 and C18-unsatd., polymers with isophthalic acid, pentaerythritol, trimellitic anhydride and trimethylolethane | 633164 | 25097
Carboxylic acids, di-, C4-11, polymers with bis(2-hydroxyethyl) azelate, 1,4-butanediol, ethylene glycol, 2-ethyl-1-hexanol and propylene glycol | 633156 | 25098
Siloxanes and Silicones, di-Me, Me 3-mercaptopropyl, telomers with iso-Bu methacrylate | 633107 | 25099
2,5-Furandione, polymer with 2-methyl-1-propene, amide imide, ammonium salts | 633081 | 25100
Hexanedioic acid, mixed esters with 2-methylbutanoic acid and 3-methylbutanoic acid and pentaerythritol and valeric acid | 633073 | 25101
Linseed oil, polymer with glycerol, pentaerythritol, phthalic anhydride and sorbitol | 633065 | 25102
Fatty acids, C18-unsatd., dimers, polymers with diethylene glycol, maleic anhydride and propylene glycol | 633057 | 25103
Poly(oxy-1,4-butanediyl), .alpha.-hydro-.omega.-hydroxy-, polymer with 1,6-diisocyanatohexane, 4,4'-(1-methylethylidene)bis[2-(2-propen-1-yl)phenol]-blocked | 633024 | 25104
Isononanoic acid, mixed esters with 2-methylbutanoic acid, 3-methylbutanoic acid, pentaerythritol and valeric acid | 633016 | 25105
Hexanoic acid, 3,5,5-trimethyl-, mixed esters with 2-methylbutanoic acid, 3-methylbutanoic acid, pentaerythritol and valeric acid | 633008 | 25106
Acetic acid ethenyl ester, telomers with 1-dodecanethiol, ethylene and styrene ar-bromo derivs., graft, bis(1-methyl-1-phenylethyl) peroxide- and 1-methyl-1-phenylethyl hydroperoxide- and [1,3(or 1,4)-phenylenebis(1-methylethylidene)]bis[(1,1-dimethylethyl) peroxide]-initiated | 632992 | 25107
Palm oil, polymer with isophthalic acid, pentaerythritol and trimethylolpropane | 626366 | 25108
1,3-Butadiene, homopolymer, epoxidized, hydroxy-terminated | 626325 | 25109
Titanium, glycerol iso-Pr alc. triethanolamine complexes | 626259 | 25110
Undecanol, branched and linear | 626242 | 25111
Fatty acids, dehydrated castor-oil, polymers with benzoic acid, pentaerythritol, phthalic anhydride, soya fatty acids and trimethylolpropane | 626234 | 25112
Fatty acids, C18-unsatd., dimers, polymers with isophthalic acid, neopentyl glycol, propylene glycol and trimethylolpropane | 626192 | 25113
Fatty acids, C18-unsatd., dimers, polymers with azelaic acid, diethylene glycol, isophthalic acid, maleic anhydride and trimethylolpropane | 626143 | 25114
Formaldehyde, reaction products with m-phenylenediamine and sulfur, thiosulfonated, sodium salts | 626135 | 25115
Siloxanes and Silicones, di-Me, acrylate-terminated | 626127 | 25116
Poly[oxy(methyl-1,2-ethanediyl)], .alpha.-hydro-.omega.-hydroxy-, polymer with 5-isocyanato-1-(isocyanatomethyl)-1,3,3-trimethylcyclohexane, 2-[2-[(1,3-dimethylbutylidene)amino]ethoxy]ethanol-blocked, hydrolyzed | 626077 | 25117
Hexanedioic acid, polymer with 1,4-butanediol, 1,6-diisocyanatohexane, 2,2-dimethyl-1,3-propanediol, 1,2-ethanediamine, 1,6-hexanediol, 3-hydroxy-2-(hydroxymethyl)-2-methylpropanoic acid, 2,2'-iminobis[ethanol] and 1,1'-methylenebis[4-isocyanatocyclohexane], polyethylene-polypropylene glycol mono-Bu ether-blocked, compd. with triethylamine | 626069 | 25118
Siloxanes and Silicones, di-Me, 3-hydroxypropyl Me, ethoxylated, polymers with 2-hydroxyethyl acrylate and 5-isocyanato-1-(isocyanatomethyl)-1,3,3-trimethylcyclohexane | 626051 | 25119
Fatty acids, C18-unsatd., dimers, polymers with acetic acid, ethylenediamine, 2-methyl-1,5-pentanediamine and propylenediamine | 626044 | 25120
Amines, N-tallow alkyltrimethylenedi-, cyanoethylated | 626036 | 25121
Amines, C12-14-tert-alkyl, 2-(2-benzothiazolylthio)butanedioates (2:1) | 626010 | 25122
.beta.-Cyclodextrin, methyl ethers | 625970 | 25123
.alpha.-Cyclodextrin, 2-hydroxypropyl ethers | 625962 | 25124
Fatty acids, C18-unsatd., dimers, polymers with C36-alkylenediamines, ethylenediamine and sebacic acid | 625947 | 25125
Fatty acids, soya, polymers with benzoic acid, Bu methacrylate, 2-(dimethylamino)ethyl methacrylate, isophthalic acid, Me methacrylate, pentaerythritol, styrene and tall-oil fatty acids | 625939 | 25126
Siloxanes and Silicones, di-Me, 3-hydroxypropyl Me, 3-hydroxypropyl group-terminated, ethoxylated propoxylated | 625913 | 25127
1,3-Butadiene, 2-methyl-, homopolymer, maleated, mono-Me esters | 625871 | 25128
Fatty acids, tall-oil, polymers with benzoic acid, pentaerythritol, phthalic anhydride, TDI and trimethylolethane | 619429 | 25129
Fatty acids, C6-10, Me esters, polymers with adipic acid, 1,4-butanediol and propylene glycol | 619411 | 25130
Phenol, 4,4'-(1-methylethylidene)bis-, hydroxymethyl derivs. | 619403 | 25131
Acetic acid ethenyl ester, homopolymer, hydrolyzed, reaction products with 4-methylene-2-oxetanone | 619395 | 25132
Chromium, hydroxybis[2-(hydroxy-.kappa.O)benzoato-.kappa.O]-, ar,ar'-di-C14-18-alkyl derivs. | 619387 | 25133
Chromate(5-), bis[6-(acetylamino)-4-(hydroxy-.kappa.O)-3-[2-[2-(hydroxy-.kappa.O)-3-nitro-5-sulfophenyl]diazenyl-.kappa.N1]-2-naphthalenesulfonato(4-)]-, potassium sodium | 619379 | 25134
Benzoic acid, 2-hydroxy-, mono-C14-18-alkyl derivs., calcium salts (2:1) | 619361 | 25135
1-Naphthalenediazonium, 4-[2-[4-[(4-nitro-2-sulfophenyl)amino]phenyl]diazenyl]-6-sulfo-, chloride (1:1), reaction products with formaldehyde and salicylic acid, ammonium sodium salts | 619346 | 25136
Benzenediazonium, 4-[(4-nitro-2-sulfophenyl)amino]-, chloride (1:1), reaction products with formaldehyde and salicylic acid, ammonium sodium salts | 619338 | 25137
Linseed oil, polymer with bisphenol A, formaldehyde, glycerol, maleic anhydride, pentaerythritol, phthalic anhydride and rosin | 619304 | 25138
Benzenediazonium, 4-[2-(4-sulfophenyl)diazenyl]-, chloride (1:1), reaction products with formaldehyde-salicylic acid polymer, sodium salts | 619296 | 25139
Benzenediazonium, 4-[2-(2-methoxy-5-sulfophenyl)diazenyl]-2-methyl-5-[(2-nitro-4-sulfophenyl)amino]-, chloride (1:1), reaction products with formaldehyde-salicylic acid polymer, sodium salts | 619288 | 25140
Chromate(5-), [6-(acetylamino)-4-(hydroxy-.kappa.O)-3-[2-[2-(hydroxy-.kappa.O)-3-nitro-5-sulfophenyl]diazenyl-.kappa.N1]-2-naphthalenesulfonato(4-)][4-(hydroxy-.kappa.O)-6-[2-(2-hydroxy-5-methylphenyl)diazenyl]-3-[2-[2-(hydroxy-.kappa.O)-5-nitro-3-sulfophenyl]diazenyl-.kappa.N1]-2-naphthalenesulfonato(4-)]-, potassium sodium | 619270 | 25141
Chromate(5-), [6-(acetylamino)-4-(hydroxy-.kappa.O)-3-[2-[2-(hydroxy-.kappa.O)-3-nitro-5-sulfophenyl]diazenyl-.kappa.N1]-2-naphthalenesulfonato(4-)][6-(acetylamino)-4-(hydroxy-.kappa.O)-3-[2-[2-(hydroxy-.kappa.O)-5-nitro-3-sulfophenyl]diazenyl-.kappa.N1]-2-naphthalenesulfonato(4-)]-, potassium sodium | 619262 | 25142
Chromate(5-), [6-(acetylamino)-4-(hydroxy-.kappa.O)-3-[2-[2-(hydroxy-.kappa.O)-5-nitro-3-sulfophenyl]diazenyl-.kappa.N1]-2-naphthalenesulfonato(4-)][4-(hydroxy-.kappa.O)-6-[2-(2-hydroxy-5-methylphenyl)diazenyl]-3-[2-[2-(hydroxy-.kappa.O)-3-nitro-5-sulfophenyl]diazenyl-.kappa.N1]-2-naphthalenesulfonato(4-)]-, potassium sodium | 619254 | 25143
Chromate(5-), [6-(acetylamino)-4-(hydroxy-.kappa.O)-3-[2-[2-(hydroxy-.kappa.O)-3-nitro-5-sulfophenyl]diazenyl-.kappa.N1]-2-naphthalenesulfonato(4-)][4-(hydroxy-.kappa.O)-6-[2-(2-hydroxy-5-methylphenyl)diazenyl]-3-[2-[2-(hydroxy-.kappa.O)-3-nitro-5-sulfophenyl]diazenyl-.kappa.N1]-2-naphthalenesulfonato(4-)]-, potassium sodium | 619247 | 25144
Chromate(5-), [6-(acetylamino)-4-(hydroxy-.kappa.O)-3-[2-[2-(hydroxy-.kappa.O)-5-nitro-3-sulfophenyl]diazenyl-.kappa.N1]-2-naphthalenesulfonato(4-)][4-(hydroxy-.kappa.O)-6-[2-(2-hydroxy-5-methylphenyl)diazenyl]-3-[2-[2-(hydroxy-.kappa.O)-5-nitro-3-sulfophenyl]diazenyl-.kappa.N1]-2-naphthalenesulfonato(4-)]-, potassium sodium | 619239 | 25145
Chromate(5-), bis[6-(acetylamino)-4-(hydroxy-.kappa.O)-3-[2-[2-(hydroxy-.kappa.O)-5-nitro-3-sulfophenyl]diazenyl-.kappa.N1]-2-naphthalenesulfonato(4-)]-, potassium sodium | 619221 | 25146
Chromate(5-), bis[4-(hydroxy-.kappa.O)-6-[2-(2-hydroxy-5-methylphenyl)diazenyl]-3-[2-[2-(hydroxy-.kappa.O)-5-nitro-3-sulfophenyl]diazenyl-.kappa.N1]-2-naphthalenesulfonato(4-)]-, potassium sodium | 619213 | 25147
Chromate(5-), bis[4-(hydroxy-.kappa.O)-6-[2-(2-hydroxy-5-methylphenyl)diazenyl]-3-[2-[2-(hydroxy-.kappa.O)-3-nitro-5-sulfophenyl]diazenyl-.kappa.N1]-2-naphthalenesulfonato(4-)]-, potassium sodium | 619205 | 25148
Chromate(5-), [4-(hydroxy-.kappa.O)-6-[2-(2-hydroxy-5-methylphenyl)diazenyl]-3-[2-[2-(hydroxy-.kappa.O)-3-nitro-5-sulfophenyl]diazenyl-.kappa.N1]-2-naphthalenesulfonato(4-)][4-(hydroxy-.kappa.O)-6-[2-(2-hydroxy-5-methylphenyl)diazenyl]-3-[2-[2-(hydroxy-.kappa.O)-5-nitro-3-sulfophenyl]diazenyl-.kappa.N1]-2-naphthalenesulfonato(4-)]-, potassium sodium | 619197 | 25149
1,2-Ethanediol, polymer with 1,3-diisocyanatomethylbenzene, 2-ethyl-1-hexanol- and methanol-blocked | 619148 | 25150
Disulfides, di-C1-2-alkyl, mixed with di-C1-2-alkyl trisulfides | 619130 | 25151
Silsesquioxanes, Ph Pr, hydroxy-terminated | 619072 | 25152
Fatty acids, C18-unsatd., dimers, polymers with azelaic acid, ethylenediamine and 4,4'-(1,3-propanediyl)bis[piperidine] | 619064 | 25153
Eicosene, branched and linear | 618983 | 25154
Copper, [29H,31H-phthalocyaninato(2-)-.kappa.N29,.kappa.N30,.kappa.N31,.kappa.N32]-, [[3-[(3-aminopropyl)methylamino]propyl]amino]sulfonyl derivs., acetates lactates methanesulfonates | 618975 | 25155
Propanoic acid, 3-hydroxy-2-(hydroxymethyl)-2-methyl-, polymer with 1,6-diisocyanatohexane, Me Et ketone oxime-blocked, compds. with triethylamine | 618967 | 25156
Oxirane, 2-methyl-, polymer with oxirane, ether with 1,2,3-propanetriol (3:1), polymer with 1,3-diisocyanatomethylbenzene, .alpha.-hydro-.omega.-hydroxypoly[oxy(methyl-1,2-ethanediyl)] and .alpha.,.alpha.',.alpha.''-1,2,3-propanetriyltris[.omega.-hydroxypoly[oxy(methyl-1,2-ethanediyl)]], caprolactam-blocked | 618959 | 25157
Glycerides, C14-22 mono-, 2,3-bis(acetyloxy)butanedioates | 618942 | 25158
Cuprate(4-), [3-[2-[8-[[4-[bis[2-[(2-chloroethyl)sulfonyl]ethyl]amino]-6-chloro-1,3,5-triazin-2-yl]amino]-1-(hydroxy-.kappa.O)-3,6-disulfo-2-naphthalenyl]diazenyl-.kappa.N1]-4-(hydroxy-.kappa.O)-1,5-naphthalenedisulfonato(6-)]-, sodium | 618868 | 25159
Formaldehyde, reaction products with Me Et ketone, dehydrated, hydrogenated, distn. residues | 640250 | 25160
1,2-Benzenedicarboxylic acid, di-C14-18-unsatd. alkyl esters | 640243 | 25161
Furan, tetrahydro-, homopolymer, cyclic by-products | 640235 | 25162
Fatty acids, C16-18 and C18-unsatd., esters with 2,2'-(methylimino)bis[ethanol] | 640227 | 25163
Benzenepropanoic acid, 3,5-bis(1,1-dimethylethyl)-4-hydroxy-, methyl ester, reaction products with 1,3-butanediol | 640219 | 25164
Hexane, 1,6-diisocyanato-, homopolymer, 3,5-dimethyl-1H-pyrazole-blocked | 640201 | 25165
Ethanaminium, N-ethyl-2-hydroxy-N,N-bis(2-hydroxyethyl)-, diesters with C12-18-fatty acids, Et sulfates (salts) | 640193 | 25166
Rosin, polymer with adipic acid, neopentyl glycol, pentaerythritol and trimethylolpropane | 640169 | 25167
Fatty acids, tall-oil, reaction products with acrylic acid and diethylenetriamine | 640151 | 25168
1-Dodecene, polymer with 1-octene, hydrogenated | 640110 | 25169
1-Dodecene, polymer with 1-decene and 1-octene, hydrogenated | 640102 | 25170
Rosin, polymer with maleic anhydride and tall oil, calcium zinc salts | 640094 | 25171
Fatty acids, tall-oil, polymers with formaldehyde, isophthalic acid, rosin, tall oil and trimethylolpropane | 640086 | 25172
1,3-Propanediol, 2-ethyl-2-(hydroxymethyl)-, polymer with 1,3-bis(1-isocyanato-1-methylethyl)benzene, Me Et ketone oxime-blocked | 640045 | 25173
Rosin, polymer with glycerol and phenol | 640037 | 25174
Ethanol, 2-amino-, compds. with polyethylene glycol hydrogen sulfate C12-15-alkyl ethers | 640029 | 25175
1,4-Benzenedicarboxylic acid, di-C11-14-isoalkyl esters, C13-rich | 640011 | 25176
Neodecanoic acid, 2-oxiranylmethyl ester, reaction products with triethylenetetramine | 639906 | 25177
Fatty acids, C18-unsatd., dimers, polymers with glycerol, linoleic acid, octadecadienoic acid, pentaerythritol, phthalic anhydride, tall-oil fatty acids and vinyltoluene | 639864 | 25178
Ethene, tetrafluoro-, oxidized, polymd., reduced, Me esters | 639856 | 25179
Siloxanes and Silicones, di-Me, 3-hydroxypropyl Me, Me 3-(2-oxiranylmethoxy)propyl, ethers with polyethylene-polypropylene glycol mono-Bu ether | 639823 | 25180
Fatty acids, C18-unsatd., dimers, hydrogenated, di-Me esters | 639799 | 25181
Phenol, 4-nonyl-, branched, compds. with 1-piperazineethanamine (1:1) | 639781 | 25182
Fatty acids, C18-unsatd., dimers, polymers with bisphenol A, 3-carboxy-1-cyano-1-methylpropyl-terminated acrylonitrile-butadiene polymer and epichlorohydrin | 639773 | 25183
Castor oil, dehydrated, polymd., polymer with pentaerythritol, phthalic anhydride, soybean oil, styrene and vinyltoluene | 639765 | 25184
Fatty acids, soya, polymers with benzoic acid, Bu methacrylate, 2-(dimethylamino)ethyl methacrylate, isophthalic acid, linoleic acid, Me methacrylate, pentaerythritol and styrene | 639757 | 25185
1,3-Butadiene, 2-methyl-, homopolymer, hydrogenated, hydroxy-terminated | 632968 | 25186
Silica gel, reaction products with chlorodimethyloctadecylsilane | 632919 | 25187
Phenol, 4-amino-, reaction products with 4-(2-naphthalenylamino)phenol and sodium sulfide (Na2(Sx)), oxidized | 632901 | 25188
Chromium, [4-(hydroxy-.kappa.O)-3-[2-[2-(hydroxy-.kappa.O)-3,5-dinitrophenyl]diazenyl-.kappa.N1]-7-[(4-methoxyphenyl)amino]-2-naphthalenesulfonato(3-)]-, reaction products with 1-[2-(5-chloro-2-hydroxyphenyl)diazenyl]-2-naphthalenol, sodium salts | 632893 | 25189
Benzenepropanoic acid, 3,5-bis(1,1-dimethylethyl)-4-hydroxy-, methyl ester, reaction products with sodium hydrogen sulfate | 632877 | 25190
Silsesquioxanes, 3-[(2-aminoethyl)amino]propyl Me, methoxy-terminated | 632869 | 25191
Naphthalenesulfonic acid, Bu derivs., sodium salts | 632828 | 25192
Oxirane, 2-methyl-, polymer with 1,3-diisocyanatomethylbenzene and oxirane, hydrolyzed, amine-terminated | 632810 | 25193
Tall oil, maleated, esters with triethanolamine | 632786 | 25194
Fatty acids, coco, polymers with adipic acid, phthalic anhydride and propylene glycol | 632778 | 25195
Fatty acids, tall-oil, polymers with glycerol, maleic anhydride, pentaerythritol, phthalic anhydride, sorbitol and tall oil | 632760 | 25196
Fatty acids, C18-unsatd., dimers, polymers with benzoic acid, p-tert-butylphenol, dehydrated castor oil, di-Me terephthalate, ethylene glycol, formaldehyde, fumaric acid, glycerol, hexahydro-1,3-isobenzofurandione, isophthalic acid, linseed oil, maleic anhydride, Me D-glucopyranoside, Me methacrylate, neopentyl glycol, pentaerythritol, phenol, phthalic anhydride, polymd. linseed oil, sorbitol, soybean oil, styrene, tall oil, tall-oil fatty acids, trimellitic anhydride, trimethylolethane, trimethylolpropane, tung oil and vinyltoluene | 632752 | 25197
Fatty acids, C18-unsatd., dimers, polymers with benzoic acid, p-tert-butylphenol, dehydrated castor oil, ethylene glycol, formaldehyde, fumaric acid, glycerol, hexahydro-1,3-isobenzofurandione, isophthalic acid, linseed oil, maleic anhydride, Me D-glucopyranoside, Me methacrylate, neopentyl glycol, pentaerythritol, phenol, phthalic anhydride, polymd. linseed oil, sorbitol, soybean oil, styrene, tall oil, tall-oil fatty acids, terephthalic acid, trimellitic anhydride, trimethylolethane, trimethylolpropane, tung oil and vinyltoluene | 632745 | 25198
Furan, tetrahydro-3-methyl-, polymer with 5-isocyanato-1-(isocyanatomethyl)-1,3,3-trimethylcyclohexane and tetrahydrofuran, 2-hydroxyethyl acrylate-blocked | 632737 | 25199
Siloxanes and Silicones, di-Me, 2-(4-hydroxybutoxy)ethyl group-terminated, diesters with 2-oxepanone-tetrahydro-2H-pyran-2-one polymer | 632729 | 25200
Fatty acids, C18-unsatd., dimers, polymers with azelaic acid, ethylenediamine, 2-methyl-1,5-pentanediamine and piperazine | 632711 | 25201
Fatty acids, tall-oil, polymers with glycerol, neopentyl glycol and phthalic anhydride | 632703 | 25202
Phosphoric acid, mixed esters with ethylene glycol and pentaerythritol | 632695 | 25203
Carbonic acid, polymer with 1,6-hexanediol, .alpha.-hydro-.omega.-hydroxypoly[oxy(methyl-1,2-ethanediyl)] and 5-isocyanato-1-(isocyanatomethyl)-1,3,3-trimethylcyclohexane, 2-hydroxyethyl acrylate-blocked | 632604 | 25204
Amines, coco alkyl, isotridecyl phosphates | 632596 | 25205
Fatty acids, tall-oil, polymers with adipic acid, pentaerythritol and polyethylene glycol | 632588 | 25206
Fats and Glyceridic oils, herring, sulfonated, polymers with methacrylic acid | 632570 | 25207
Fats and Glyceridic oils, oiticica, polymers with bisphenol A, bisphenol A diglycidyl ether, p-tert-butylphenol, cyclohexanone, formaldehyde and tung oil | 632521 | 25208
Rosin, polymer with 4-biphenylol, p-tert-butylphenol and formaldehyde | 632497 | 25209
Fatty acids, C9-10-neo-, C10-rich, (1,6-dioxo-1,6-hexanediyl)bis(oxy-2,1-ethanediyl) esters | 632489 | 25210
Fatty acids, C9-10-neo-, C9-rich, (1,6-dioxo-1,6-hexanediyl)bis(oxy-2,1-ethanediyl) esters | 632471 | 25211
1,4-Benzenedicarboxylic acid, polymer with 1,4-butanediol, 1,2-ethanediol and .alpha.-hydro-.omega.-hydroxypoly(oxy-1,4-butanediyl), reaction products with polyethylene glycol glycidyl Ph ether | 632463 | 25212
1,4-Benzenedicarboxylic acid, polymer with 1,4-butanediol, 1,4-dimethyl 1,4-benzenedicarboxylate, 1,2-ethanediol and .alpha.-hydro-.omega.-hydroxypoly(oxy-1,4-butanediyl), reaction products with polyethylene glycol glycidyl Ph ether | 632455 | 25213
Benzene, diethenyl-, polymer with 2-methyl-1,3-butadiene, hydrogenated | 625855 | 25214
Benzoic acid, 2-(aminocarbonyl)-, N,N-bis(hydrogenated tallow alkyl) derivs. | 625822 | 25215
Fatty acids, soya, polymers with benzoic acid, isophthalic acid, Me methacrylate, pentaerythritol, styrene and tall-oil fatty acids | 625798 | 25216
Naphthalenesulfonic acid, iso-Pr derivs., sodium salts | 625780 | 25217
Benzenepropanoic acid, 3-(2H-benzotriazol-2-yl)-5-(1,1-dimethylethyl)-4-hydroxy-, C7-9-branched and linear alkyl esters | 625756 | 25218
Siloxanes and Silicones, di-Me, 3-[3-[dimethyl(1-methylethyl)ammonio]-2-hydroxypropoxy]propyl Me, acetates (salts) | 625749 | 25219
Nitric acid, reaction products with cyclododecanol and cyclododecanone, by-products from, high-boiling fraction, Me esters | 625723 | 25220
2-Propenoic acid, 2-methyl-, polymers with Bu methacrylate, lauryl methacrylate and 2-[methyl[(perfluoro-C4-8-alkyl)sulfonyl]amino]ethyl methacrylate | 625707 | 25221
Poly(oxy-1,2-ethanediyl), .alpha.-(4-nonylphenyl)-.omega.-hydroxy-, branched | 625681 | 25222
Poly(oxy-1,2-ethanediyl), .alpha.-undecyl-.omega.-hydroxy-, branched and linear | 625673 | 25223
Benzene, (chloromethyl)-, reaction products with aluminum chloride and toluene, distillation lights | 625657 | 25224
2-Propenoic acid, 2-methyl-, polymer with ethene, chlorinated | 625640 | 25225
Oxirane, 2-methyl-, polymer with oxirane, 1,2-ethanediylbis(nitrilodialkylene) ether, reaction products with 1,6-diisocyanatohexane, sodium bisulfite-blocked | 625624 | 25226
Siloxanes and Silicones, di-Me, methoxy Ph, polymers with Ph silsesquioxanes, methoxy-terminated, polymers with neopentyl glycol, phthalic anhydride and trimethylolpropane | 625616 | 25227
Acetic acid ethenyl ester, homopolymer, hydrolyzed | 625608 | 25228
Siloxanes and Silicones, di-Me, [(ethenylsilylidyne)tris(oxy)]tris- | 625566 | 25229
Caseins, silver complexes | 625533 | 25230
Formaldehyde, polymer with 4-(1,1,3,3-tetramethylbutyl)phenol, hydrobromic acid-terminated, reaction products with isobutylene-isoprene polymer | 625517 | 25231
Phenol, 2(or 4)-C9-10-branched alkyl derivs., phosphorothioates (3:1) | 625467 | 25232
Alkenes, C2-3, hydroformylation products, C6-24 fraction | 625459 | 25233
Phosphoric acid, mixed 3-bromo-2,2-dimethylpropyl and 2-bromoethyl and 2-chloroethyl esters | 625434 | 25234
Aluminum, hydroxy stearate lithium complexes | 625426 | 25235
1,3-Propanediol, 2-ethyl-2-(hydroxymethyl)-, polymer with 2-mercaptoethanol, 2-methyloxirane and 2,2'-thiobis[ethanol], 2-[[6-[[2-[(2-mercaptoethyl)thio]ethyl]thio]hexyl]thio]ethyl ether | 625400 | 25236
Zirconium, chloro hydroxy myristate propylene glycol aluminum complexes | 625392 | 25237
Zirconium, .beta.-alanine chloro hydroxy propylene glycol aluminum complexes | 625384 | 25238
Zirconium, adipate chloro hydroxy propylene glycol aluminum complexes | 625376 | 25239
Castor oil, hydrogenated, ethoxylated, trilaurate | 625368 | 25240
Benzene, 1,3-diisocyanatomethyl-, homopolymer, methanol- and nonylphenol-blocked | 625350 | 25241
Benzene, ethenyl-, ar-bromo derivs. | 625343 | 25242
Benzene, (2-bromoethyl)-, ar-bromo derivs. | 625335 | 25243
9-Octadecenoic acid (9Z)-, esters with high-boiling nonene hydroformylation products | 618785 | 25244
Zinc, aminomethylated divinylbenzene-ethenylethylbenzene-styrene polymer EDTA complexes | 618678 | 25245
Manganese, aminomethylated divinylbenzene-ethenylethylbenzene-styrene polymer EDTA complexes | 618660 | 25246
Iron, aminomethylated divinylbenzene-ethenylethylbenzene-styrene polymer EDTA complexes | 618652 | 25247
Copper, aminomethylated divinylbenzene-ethenylethylbenzene-styrene polymer EDTA complexes | 618645 | 25248
Benzene, diethenyl-, polymer with ethenylbenzene and ethenylethylbenzene, (dimethylamino)methyl derivs., 2-chloroethanol-quaternized, chloride | 618637 | 25249
Benzene, diethenyl-, polymer with ethenylbenzene and ethenylethylbenzene, [bis(phosphonomethyl)amino]methyl [(phosphonomethyl)amino]methyl derivs., sodium salts | 618629 | 25250
D-Glucopyranose, oligomeric, C6-12-alkyl glycosides | 618595 | 25251
Phosphorodithioic acid, mixed O,O-bis(iso-Bu and iso-Pr and 2-methylbutyl and 3-methylbutyl and pentyl) esters, zinc salts | 618553 | 25252
Nickelate(6-), [4-[2-[5-[[(3,6-dichloro-4-pyridazinyl)carbonyl]amino]-2-sulfophenyl]diazenyl]-4,5-dihydro-5-oxo-1-[5-[[(C,C,C-trisulfo-29H,31H-phthalocyanin-C-yl)sulfonyl]amino]-2-sulfophenyl]-1H-pyrazole-3-carboxylato(8-)-.kappa.N29,.kappa.N30,.kappa.N31,.kappa.N32]-, sodium | 618546 | 25253
Nickel, [29H,31H-phthalocyaninato(2-)-.kappa.N29,.kappa.N30,.kappa.N31,.kappa.N32]-, sulfo [[4-[[2-(sulfooxy)ethyl]sulfonyl]phenyl]amino]sulfonyl derivs., potassium sodium salts | 618538 | 25254
Copper, [29H,31H-phthalocyaninato(2-)-.kappa.N29,.kappa.N30,.kappa.N31,.kappa.N32]-, aminosulfonyl sulfo [[4-[[2-(sulfooxy)ethyl]sulfonyl]phenyl]amino]sulfonyl derivs., potassium sodium salts | 618520 | 25255
Amylopectin, oxidized | 618512 | 25256
Amylopectin, acid-hydrolyzed, 2-(1-octen-1-yl)butanedioate | 618504 | 25257
Phosphorodithioic acid, mixed O,O-bis(sec-Bu and isooctyl) esters, zinc salts | 618470 | 25258
Phosphorodithioic acid, mixed O,O-bis(sec-Bu and isooctyl) esters | 618462 | 25259
Fatty acids, castor-oil, caustic-oxidized, distn. residues, esters with ammonia-ethylene oxide reaction product distn. residues, compds. with diethylenetriamine and triethylenetetramine | 618439 | 25260
Amides, from caustic-oxidized castor-oil fatty acid distn. residues, diethylenetriamine and triethylenetetramine | 618421 | 25261
Fatty acids, castor-oil, caustic-oxidized, distn. residues, esters with 1,3-butanediol | 618413 | 25262
Fatty acids, castor-oil, caustic oxidized, distn. residues, esters with ammonia-ethylene oxide reaction product distn. residues | 618405 | 25263
Benzene, 1,1'-sulfonylbis[4-chloro-, alkali-hydrolyzed, homopolymer | 618389 | 25264
9-Octadecenamide, N-[2-[(2-aminoethyl)amino]ethyl]-, (9Z)-, ethoxylated | 618371 | 25265
Silsesquioxanes, Ph Pr, polymers with adipic acid, isophthalic acid, neopentyl glycol and trimethylolethane | 618355 | 25266
Siloxanes and Silicones, di-Me, polymers with Me Ph silsesquioxanes, hydroxy-terminated | 618330 | 25267
Linseed oil, polymer with adipic acid, isophthalic acid, neopentyl glycol, pentaerythritol, phthalic anhydride and soybean oil | 618322 | 25268
Fatty acids, tall-oil, polymers with benzoic acid, 3-carboxy-1-cyano-1-methylpropyl-terminated acrylonitrile-butadiene polymer, isophthalic acid, linoleic acid and pentaerythritol | 618314 | 25269
Fatty acids, tall-oil, polymers with benzoic acid, 3-carboxy-1-cyano-1-methylpropyl group-terminated acrylonitrile-butadiene polymer, 2-(dimethylamino)ethyl methacrylate, isophthalic acid, linoleic acid, Me methacrylate, pentaerythritol and styrene | 618306 | 25270
Fatty acids, tall-oil, mixed esters with lauryl alc., myristyl alc. and pentaerythritol, oxidized | 618280 | 25271
1-Dodecanethiol, telomers with propene and styrene ar-bromo derivs., graft, bis(1-methyl-1-phenylethyl) peroxide- and tert-Bu peroxide- and 1-methyl-1-phenylethyl hydroperoxide- and [1,3(or 1,4)-phenylenebis(1-methylethylidene)]bis[(1,1-dimethylethyl) peroxide]-initiated | 639708 | 25272
2,5-Furandione, telomer with ethenylbenzene and (1-methylethyl)benzene, C8-rich C7-9-isoalkyl esters | 639658 | 25273
2-Propenoic acid, 2-methyl-, polymer with methyl 2-methyl-2-propenoate, 2-oxiranylmethyl 2-methyl-2-propenoate and 2-propenoic acid, 2,2'-(1,2-diazenediyl)bis[2-methylbutanenitrile]-initiated, compds. with triethylamine | 639633 | 25274
Siloxanes and Silicones, di-Me, 3-hydroxypropyl Me, Me 3-(2-oxiranylmethoxy)propyl, ethers with polyethylene-polypropylene glycol mono-Me ether, reaction products with formaldehyde-phenol polymer | 639617 | 25275
2-Propenoic acid, 2-methyl-, 3-(trimethoxysilyl)propyl ester, hydrolyzed | 639609 | 25276
Fatty acids, C18-unsatd., dimers, polymers with azelaic acid, ethylenediamine, 1-piperazineethanamine and polypropylene glycol diamine | 639591 | 25277
Fatty acids, tall-oil, polymers with isophthalic acid, Me methacrylate, pentaerythritol, soybean oil and trimethylolpropane | 639583 | 25278
Fatty acids, coco, hydrogenated, polymers with acetic anhydride, adipic acid, 1,3-butanediol, phthalic anhydride and propylene glycol | 639575 | 25279
Ethanaminium, 2-[[2-cyano-3-[4-[ethyl(phenylmethyl)amino]phenyl]-1-oxo-2-propen-1-yl]oxy]-N,N,N-trimethyl-, chloride (1:1), reaction products with N-[4-[[4-(diethylamino)phenyl]phenylmethylene]-2,5-cyclohexadien-1-ylidene]-N-ethylethanaminium sulfate (1:1), sodium phosphate (2:1), sodium (T-4)-tetraoxomolybdate(2-) (2:1) and sodium (T-4)-tetraoxotungstate(2-) (2:1) | 639567 | 25280
1,3-Propanediol, 2-ethyl-2-(hydroxymethyl)-, polymer with 1,1'-methylenebis[4-isocyanatobenzene], 2-butoxyethanol- and 2-(2-butoxyethoxy)ethanol-blocked | 639542 | 25281
Sulfurous acid, sodium salt (1:1), polymer with 2-butene-1,4-diol, 1,3-diisocyanatomethylbenzene, 2-ethyl-2-(hydroxymethyl)-1,3-propanediol, 2-methyloxirane, 2-methyloxirane polymer with oxirane monobutyl ether and 2,2'-oxybis[ethanol], Me Et ketone oxime-blocked | 639534 | 25282
1,2-Propanediol, monocarbamate, reaction products with methylated formaldehyde-melamine polymer | 639526 | 25283
Tannins, polymers with N,N,N-trimethyl-2-[(1-oxo-2-propen-1-yl)oxy]ethanaminium chloride (1:1) | 639518 | 25284
Siloxanes and Silicones, di-Me, mono[[dimethoxy[3-[(2-methyl-1-oxo-2-propen-1-yl)oxy]propyl]silyl]oxy]-terminated | 639500 | 25285
Fatty acids, dehydrated castor-oil, polymers with benzoic acid, isophthalic acid, lithium 5-sulfo-1,3-benzenedicarboxylate (1:1), trimellitic anhydride and trimethylolethane, ammonium salts | 639476 | 25286
Cuprate(4-), [6-[[(2,3-dichloro-6-quinoxalinyl)carbonyl]amino]-3-[2-[4-[2-(2,5-disulfophenyl)diazenyl]-2-(hydroxy-.kappa.O)-5-methylphenyl]diazenyl-.kappa.N1]-4-(hydroxy-.kappa.O)-2,7-naphthalenedisulfonato(6-)]-, ammonium potassium sodium, compds. with diethanolamine | 639468 | 25287
Cuprate(4-), [6-[[(2,3-dichloro-6-quinoxalinyl)carbonyl]amino]-3-[2-[4-[2-(2,5-disulfophenyl)diazenyl]-2-(hydroxy-.kappa.O)-5-methylphenyl]diazenyl-.kappa.N1]-4-(hydroxy-.kappa.O)-2,7-naphthalenedisulfonato(6-)][2,2'-(imino-.kappa.N)bis[ethanol]]-, ammonium potassium sodium, compds. with diethanolamine | 639450 | 25288
1-Propene, 1,1,2,3,3,3-hexafluoro-, polymer with tetrafluoroethene, oxidized | 639427 | 25289
Fatty acids, tall-oil, maleated, esters with diethylene glycol, ammonium salts | 639419 | 25290
Fatty acids, tall-oil, maleated, esters with ethylene glycol, potassium salts | 639401 | 25291
Fatty acids, tall-oil, maleated, esters with ethylene glycol, ammonium salts | 639393 | 25292
Fatty acids, tall-oil, maleated, esters with ethylene glycol | 639385 | 25293
Ethanol, 2,2'-oxybis-, polymer with 1,3-diisocyanatomethylbenzene and .alpha.-hydro-.omega.-hydroxypoly[oxy(methyl-1,2-ethanediyl)], sulfate (ester) | 639351 | 25294
Canola oil, lauric acid-high | 639344 | 25295
Siloxanes and Silicones, 3-(cyclohexylamino)propyl Me, di-Me, hydroxy- and Me group- and methoxy-terminated | 639328 | 25296
Fatty acids, tall-oil, polymers with benzoic acid, isophthalic acid, linoleic acid, neopentyl glycol, octadecadienoic acid, phthalic anhydride, trimellitic anhydride and trimethylolpropane | 639310 | 25297
Fatty acids, C18-unsatd., dimers, hydrogenated, polymers with adipic acid, ethylene glycol, 3-hydroxy-2-(hydroxymethyl)-2-methylpropanoic acid, 2-methyl-1,3-propanediol, phthalic anhydride, trimethylolpropane and 2,2,4-trimethyl-1,3-pentanediol | 639237 | 25298
Fatty acids, tall-oil, polymers with bisphenol A, p-tert-butylphenol, formaldehyde, glycerol, isophthalic acid and pentaerythritol | 639229 | 25299
Fatty acids, C18-unsatd., dimers, hydrogenated, polymers with adipic acid, 5-amino-1,3,3-trimethylcyclohexanemethanamine, 1,6-diisocyanato-2,2,4(or 2,4,4)-trimethylhexane, 1,6-hexanediol, 3-hydroxy-2-(hydroxymethyl)-2-methylpropanoic acid, isophthalic acid and 1,1'-methylenebis[4-isocyanatocyclohexane], compds. with triethylamine | 639211 | 25300
Ketones, C12-14 | 639203 | 25301
Siloxanes and Silicones, di-Me, Me 3-[(1-oxo-2-propen-1-yl)oxy]propyl | 639195 | 25302
Ethanaminium, 2-hydroxy-N,N-bis(2-hydroxyethyl)-N-methyl-, esters with C16-18 and C18-unsatd. fatty acids, Me sulfates (salts) | 639161 | 25303
Fatty acids, C16-18 and C18-unsatd., esters with triethanolamine | 639153 | 25304
2-Propenamide, homopolymer, hydrolyzed, sodium salts | 639146 | 25305
Poly(oxy-1,2-ethanediyl), .alpha.-[(2Z)-3-carboxy-1-oxo-2-propen-1-yl]-.omega.-(4-nonylphenoxy)-, branched | 632422 | 25306
Amines, C12-14-tert-alkyl, compds. with 9-octadecen-1-ol-sulfur polymer dihydrogen phosphate | 632414 | 25307
Fatty acids, tall oil, polymers with 21-amino-N-[2-[[2-[[2-[(2-aminoethyl)amino]ethyl]amino]ethyl]amino]ethyl]-9-(1-hydroxynonyl)-10,13,16,19-tetraazaheneicosanamide, bisphenol A diglycidyl ether and tetraethylenepentamine | 632349 | 25308
Pitch, gilsonite | 632331 | 25309
Asphaltenes (gilsonite) | 632323 | 25310
Hydrocarbon oils, gilsonite, C9-23 | 632315 | 25311
Propanoic acid, 2-hydroxy-, compds. with 2-(dimethylamino)ethanol-2-ethoxyethanol-5-isocyanato-1-(isocyanatomethyl)-1,3,3-trimethylcyclohexane reaction products | 632307 | 25312
Acetic acid, anhydride, reaction products with 1,5,10-trimethyl-1,5,9-cyclododecatriene | 632281 | 25313
Fatty acids, C9-10-neo-, 2-(benzoyloxy)ethyl esters | 632265 | 25314
Fatty acids, C8-10-neo-, 2-hydroxyethyl esters | 632257 | 25315
Poly[oxy(methyl-1,2-ethanediyl)], .alpha.-hydro-.omega.-hydroxy-, ether with 2-ethyl-2-(hydroxymethyl)-1,3-propanediol (3:1), polymer with .alpha.-hydro-.omega.-hydroxypoly[oxy(methyl-1,2-ethanediyl)] and 1,1'-methylenebis[4-isocyanatobenzene], Me Et ketone oxime-blocked | 632224 | 25316
Amines, bis(hydrogenated tallow alkyl), oxidized | 632190 | 25317
Hexanedioic acid, polymer with 2,2-dimethyl-1,3-propanediol, 2-ethyl-2-(hydroxymethyl)-1,3-propanediol, 1,1'-methylenebis[4-isocyanatocyclohexane] and 2-oxepanone, Me Et ketone oxime-blocked | 632182 | 25318
Benzene, reaction products with 2-butene-isobutylene-propene polymer, sulfonated | 632083 | 25319
Benzene, reaction products with 2-butene-isobutylene-propene polymer | 632075 | 25320
Benzene, reaction products with 2-butene-isobutylene-propene polymer, sulfonated, ammonium salts | 632067 | 25321
Benzene, reaction products with 2-butene-isobutylene-propene polymer, sulfonated, calcium salts | 632059 | 25322
Fatty acids, tall-oil, polymers with isophthalic acid, terephthalic acid and 1,3,5-tris(2-hydroxyethyl)-1,3,5-triazine-2,4,6(1H,3H,5H)-trione | 632042 | 25323
2-Propenoic acid, 2-methyl-, C16-20-alkyl esters, polymers with isodecyl methacrylate | 632018 | 25324
2,5-Furandione, telomer with ethenylbenzene and (1-methylethyl)benzene, ammonium salt, bis(1-methyl-1-phenylethyl) peroxide-initiated | 632000 | 25325
Castor oil, dehydrated, polymer with benzoic acid, pentaerythritol, phthalic anhydride, soybean oil and trimethylolpropane | 631978 | 25326
Tar acids, C3-4-alkylphenol fraction | 631960 | 25327
2,5-Furandione, polymer with ethenylbenzene, ester with polyethylene glycol mono-C12-15-alkyl ether, compd. with 2-amino-2-methyl-1-propanol | 631952 | 25328
Siloxanes and Silicones, (3,3,4,4,5,5,6,6,7,7,8,8,9,9,10,10,10-heptadecafluorodecyl)oxy Me, hydroxy Me, Me octyl, ethers with polyethylene glycol mono-Me ether | 631945 | 25329
Fatty acids, tall-oil, reaction products with N-(3-aminopropyl)-1,3-propanediamine, compds. with polyethylene glycol hydrogen maleate branched 4-nonylphenyl ether | 631937 | 25330
Fatty acids, coco, esters with polyethylene glycol mono-iso-Pr ether | 625269 | 25331
Terpenes and Terpenoids, cedarwood-oil, acetylated | 625251 | 25332
Terpenes and Terpenoids, cedarwood-oil, Texan, acetylated | 625244 | 25333
Shale oils, hydrocracked | 625228 | 25334
Fatty acids, tall-oil, polymers with benzoic acid, bisphenol A, epichlorohydrin, isophthalic acid, trimellitic anhydride and trimethylolpropane | 625194 | 25335
Soybean oil, polymer with benzoic acid, isophthalic acid, pentaerythritol and trimethylolethane | 625186 | 25336
Benzenepropanoic acid, 3,5-bis(1,1-dimethylethyl)-4-hydroxy-, C7-9-branched alkyl esters | 625178 | 25337
1,3-Propanediol, 2-ethyl-2-(hydroxymethyl)-, polymer with 2-mercaptoethanol, 2-methyloxirane and 2,2'-thiobis[ethanol], 2-(5-hexen-1-ylthio)ethyl ether | 625160 | 25338
Phosphorodithioic acid, mixed O,O-bis(iso-Bu and iso-Pr) esters | 625152 | 25339
Siloxanes and Silicones, 5-hexenyl Me, hydroxy-terminated | 625095 | 25340
Fatty acids, dehydrated castor-oil, polymers with benzoic acid, pentaerythritol, Ph Pr silsesquioxanes and phthalic anhydride | 625087 | 25341
Fatty acids, C8-10, polymers with adipic acid, phthalic anhydride and propylene glycol | 625079 | 25342
Safflower oil, conjugated, polymer with benzoic acid, Me methacrylate, pentaerythritol, phthalic anhydride, soybean oil and styrene | 625061 | 25343
2-Propen-1-ol, polymer with ethenylbenzene, esters with C8-18 and C18-unsatd. fatty acids | 624866 | 25344
Fatty acids, dehydrated castor-oil, polymers with benzoic acid, Me methacrylate, pentaerythritol, phthalic anhydride, soya fatty acids and trimethylolpropane | 624858 | 25345
Siloxanes and Silicones, di-Me, Me 2-(trimethoxysilyl)ethyl | 624841 | 25346
Siloxanes and Silicones, di-Me, Me 3,3,3-trifluoropropyl, [(trimethylsilyl)oxy]- and vinyl group-terminated | 624833 | 25347
Fatty acids, soya, polymers with glycerol, oleic acid and phthalic anhydride | 624825 | 25348
Fatty acids, tall-oil, polymers with dipropylene glycol, isophthalic acid, pentaerythritol, phthalic anhydride and propylene glycol | 618157 | 25349
1,2,3-Propanetriol, polymer with 2,4-diisocyanato-1-methylbenzene, 2-ethyl-2-(hydroxymethyl)-1,3-propanediol, 2-methyloxirane and oxirane, caprolactam-blocked | 639138 | 25350
Siloxanes and Silicones, di-Me, hydrogen-terminated, reaction products with pentaerythritol tetraacrylate | 639120 | 25351
Siloxanes and Silicones, di-Me, polymers with hexyl Me silsesquioxanes, methoxy-terminated | 639112 | 25352
Fatty acids, C18-unsatd., dimers, polymers with 1,3-benzenedimethanamine | 639070 | 25353
Fatty acids, C18-unsatd., dimers, polymers with 1,3-bis[[[3-(aminomethyl)phenyl]methyl]amino]-2-propanol | 639062 | 25354
Siloxanes and Silicones, di-Me, 3-hydroxypropyl group-terminated, ethers with polyethylene-polypropylene glycol mono-Me ether | 639047 | 25355
Benzene, 1,3-diisocyanatomethyl-, homopolymer, polypropylene glycol mono-Bu ether- and 2-pyridineethanol-blocked | 639039 | 25356
Pyridinium, 1-(carboxymethyl)-, ar-Me derivs., inner salts | 639013 | 25357
Zirconium, chloro citrate hydroxy lactate ammonium complexes | 639005 | 25358
2-Propenoic acid, telomer with 2,5-furandione and sodium sulfite (1:1), hydrolyzed | 638981 | 25359
2-Propenoic acid, 2-methyl-, ethyl ester, polymer with ethenylbenzene and 2-hydroxyethyl 2-methyl-2-propenoate, hydrogen (2Z)-2-butenedioate, tert-Bu benzenecarboperoxoate-initiated | 638973 | 25360
2-Propenoic acid, 2-methyl-, polymers with acrylic acid, Et acrylate and polyethylene glycol 2-butenoate C16-18-alkyl ethers | 638965 | 25361
Isobenzofurancarboxylic acid, 1,3-dihydro-1,3-dioxo-, polymer with 2,2-dimethyl-1,3-propanediol and 2,5-furandione, C11-14-isoalkyl esters, C13-rich | 638957 | 25362
2-Oxiranemethanol, polymers with reduced Me esters of reduced polymd. oxidized tetrafluoroethylene | 638940 | 25363
Siloxanes and Silicones, di-Me, 3-hydroxypropyl Me, [[(3-hydroxypropyl)dimethylsilyl]oxy]-terminated, ethers with polyethylene glycol mono-Me ether | 638924 | 25364
Siloxanes and Silicones, di-Me, 3-hydroxypropyl group-terminated, ethoxylated, polymers with 5-amino-1,3,3-trimethylcyclohexanemethanamine, 5-isocyanato-1-(isocyanatomethyl)-1,3,3-trimethylcyclohexane and polyethylene glycol | 638916 | 25365
Castor oil, polymer with benzoic acid, dehydrated castor oil, ethylene glycol, pentaerythritol and phthalic anhydride | 638908 | 25366
2-Propenoic acid, telomer with sodium P-(1-hydroxy-1-methylethyl)phosphinate (1:1) and sodium 2-methyl-2-[(1-oxo-2-propen-1-yl)amino]-1-propanesulfonate (1:1), peroxydisulfuric acid ([(HO)S(O)2]2O2) sodium salt (1:2)-initiated, oxidized, sodium salts | 638882 | 25367
Alkenes, ethylene-manuf.-by-product dicyclopentadiene-conc., polymers with p-tert-butylphenol, formaldehyde, linseed oil, steam-cracked petroleum distillates and tung oil | 638874 | 25368
Fatty acids, tall-oil, polymers with 2-amino-2-(hydroxymethyl)-1,3-propanediol, benzoic acid, Bu methacrylate, formaldehyde, isophthalic acid, linoleic acid, Me methacrylate, pentaerythritol and styrene | 638866 | 25369
Oils, walnut, polymd., polymers with ethylene glycol, phthalic anhydride, propylene glycol and trimethylolethane | 638858 | 25370
Silsesquioxanes, Ph Pr, polymers with linoleic acid, pentaerythritol, phthalic anhydride, trimellitic anhydride and trimethylolpropane | 638809 | 25371
Fatty acids, tall-oil, polymers with adipic acid, ethylene glycol, neopentyl glycol, phthalic anhydride and trimethylolpropane | 638791 | 25372
Furan, tetrahydro-3-methyl-, polymer with 1,3-diisocyanatomethylbenzene and tetrahydrofuran, 2-hydroxyethyl acrylate-blocked | 638775 | 25373
Poly(oxy-1,2-ethanediyl), .alpha.-(3-carboxy-1-oxo-3-sulfopropyl)-.omega.-phenoxy-, styrenated, disodium salts | 638767 | 25374
Siloxanes and Silicones, di-Me, hydroxy-terminated, ethers with polyethylene-polypropylene glycol mono-Me ether | 638734 | 25375
Silane, dichloromethyl-, reaction products with polybutadiene and polyethylene-polypropylene glycol mono-Bu ether | 638726 | 25376
Siloxanes and Silicones, cetyl Me, di-Me, Me 11-methoxy-11-oxoundecyl | 638718 | 25377
Siloxanes and Silicones, di-Me, polymers with Ph silsesquioxanes, ethoxy-terminated | 638700 | 25378
Siloxanes and Silicones, di-Me, 3-hydroxypropyl group-terminated, diethers with polyethylene-polypropylene glycol monoacrylate | 638692 | 25379
Benzenesulfonic acid, dodecyl-, reaction products with succinic anhydride monopolyisobutylene derivs., tetraethylenepentamine and zinc oxide | 638668 | 25380
Aluminum, Et acetoacetate iso-Bu alc. complexes | 638650 | 25381
Fatty acids, C>30 | 638643 | 25382
Syrups, hydrolyzed starch, dehydrated, reaction products with glyoxal | 638635 | 25383
1,2-Ethanediamine, N1-(2-aminoethyl)-N2-[2-[(2-aminoethyl)amino]ethyl]-, polymer with 2,2'-[methylenebis(4,1-phenyleneoxymethylene)]bis[oxirane], 2,2'-[(1-methylethylidene)bis(4,1-phenyleneoxymethylene)]bis[oxirane] and .alpha.-(2-oxiranylmethyl)-.omega.-(2-oxiranylmethoxy)poly[oxy(methyl-1,2-ethanediyl)], reaction products with glycidyl o-tolyl ether | 638627 | 25384
1,2-Ethanediamine, N1-(2-aminoethyl)-N2-[2-[(2-aminoethyl)amino]ethyl]-, polymer with .alpha.-(2-oxiranylmethyl)-.omega.-(2-oxiranylmethoxy)poly[oxy(methyl-1,2-ethanediyl)], reaction products with glycidyl o-tolyl ether | 638619 | 25385
Poly[oxy(methyl-1,2-ethanediyl)], .alpha.-(4-nonylphenyl)-.omega.-hydroxy-, branched | 638601 | 25386
Propanoic acid, 2-methyl-, polymer with methyl 2-methyl-2-propenoate, 2-oxiranylmethyl 2-methyl-2-propenoate and 2-propenoic acid, 2,2'-(1,2-diazenediyl)bis[2-methylbutanenitrile]-initiated | 638593 | 25387
Poly(oxy-1,2-ethanediyl), .alpha.,.alpha.'-[(1-methylethylidene)di-4,1-phenylene]bis[.omega.-hydroxy-, polymer with 2,4-diisocyanato-1-methylbenzene, 2-hydroxyethyl acrylate-blocked | 638585 | 25388
Furan, tetrahydro-, polymer with 2,4-diisocyanato-1-methylbenzene and 2-methyloxirane, 2-hydroxyethyl acrylate-blocked | 638577 | 25389
2,5-Furandione, polymer with 2-(chloromethyl)oxirane and 4,4'-(1-methylethylidene)bis[phenol], 2-butoxyethanol-blocked | 631911 | 25390
1,4-Benzenedicarboxylic acid, 1,4-dimethyl ester, manuf. of, by-products from, polymers with ethylene glycol and glycerol | 631879 | 25391
1,4-Benzenedicarboxylic acid, 1,4-dimethyl ester, polymers with by-products from manuf. of di-Me terephthalate, ethylene glycol and glycerol | 631861 | 25392
1,4-Benzenedicarboxylic acid, polymers with by-products from manuf. of di-Me terephthalate, ethylene glycol and glycerol | 631853 | 25393
1,4-Benzenedicarboxylic acid, 1,4-dimethyl ester, polymers with by-products from manuf. of di-Me terephthalate, diethylene glycol, ethylene glycol and glycerol | 631846 | 25394
1,4-Benzenedicarboxylic acid, polymers with by-products from manuf. of di-Me terephthalate, diethylene glycol, di-Me terephthalate, ethylene glycol and glycerol | 631838 | 25395
Isooctene, hydroformylation products, reaction products with phosphorus oxide (P2O5) | 631788 | 25396
Castor oil, dehydrated, polymer with glycerol, maleic anhydride, petroleum resins, phthalic anhydride, soybean oil, styrene and vinyltoluene | 631762 | 25397
Fatty acids, coco, polymers with coconut oil, glycerol, maleic anhydride and phthalic anhydride | 631754 | 25398
Dodecanedioic acid, di-C11-14-isoalkyl esters, C13-rich | 631747 | 25399
Naphthalenesulfonic acids, isopropylated, compds. with 1-octadecanamine | 631713 | 25400
Siloxanes and Silicones, di-Me, [(trimethoxysilyl)oxy]-terminated | 631705 | 25401
Fatty acids, tall-oil, polymers with C8-16-cycloalkadiene conc. debenzenized light steam-cracked petroleum naphtha, dicyclopentadiene, soybean oil, steam-cracked middle arom. petroleum naphtha, steam-cracked petroleum distillate C8-12 fraction and styrene | 631697 | 25402
Hypochlorous acid, sodium salt (1:1), reaction products with cyclopentadiene | 631663 | 25403
Fatty acids, C16-18 and C18-unsatd., polymers with isophthalic acid, trimethylolethane and 1,3,5-tris(2-hydroxyethyl)-1,3,5-triazine-2,4,6(1H,3H,5H)-trione | 631655 | 25404
Fatty acids, tall-oil, polymers with p-tert-butylphenol, formaldehyde, isophthalic acid, phenol, trimellitic anhydride and trimethylolpropane | 631648 | 25405
Heptanoic acid, C8-10-isoalkyl esters, C9-rich | 631614 | 25406
Benzene, 1,1'-oxybis-, reaction products with 2,4,4-trimethylpentene | 631606 | 25407
Phosphoric acid, C12-15-alkyl esters, compds. with 1-octadecanamine | 631598 | 25408
Formaldehyde, polymers with 6-phenyl-1,3,5-triazine-2,4-diamine and 1,3,5-triazine-2,4,6-triamine, Bu ethers | 631580 | 25409
Soybean oil, polymer with pentaerythritol, phthalic anhydride, TDI and trimethylolethane | 631481 | 25410
Siloxanes and Silicones, C15-18-alkyl Me, di-Me, 3-hydroxypropyl Me, ethoxylated propoxylated | 631473 | 25411
1,3-Benzenedicarboxylic acid, polymer with 1,4-benzenedicarboxylic acid, 2,2-dimethyl-1,3-propanediol, 1,2-ethanediol, 2,5-furandione, 2,2-oxybis[ethanol] and .alpha.,.alpha.',.alpha.''-1,2,3-propanetriyltris[.omega.-hydroxypoly(oxy-1,2-ethanediyl)], sulfited | 631457 | 25412
1,3-Benzenedicarboxylic acid, polymer with 1,4-dimethyl 1,4-benzenedicarboxylate, 2,2-dimethyl-1,3-propanediol, 1,2-ethanediol, 2,5-furandione, 2,2'-oxybis[ethanol] and .alpha.,.alpha.',.alpha.''-1,2,3-propanetriyltris[.omega.-hydroxypoly(oxy-1,2-ethanediyl)], sulfited | 631440 | 25413
Fatty acids, C18-unsatd., dimers, polymers with di-Me terephthalate, ethylene glycol, neopentyl glycol and trimethylolpropane | 631432 | 25414
Fatty acids, C18-unsatd., dimers, polymers with ethylene glycol, neopentyl glycol, terephthalic acid and trimethylolpropane | 631424 | 25415
Fatty acids, tall-oil, polymers with ethylene glycol, pentaerythritol, phthalic anhydride and TDI | 631416 | 25416
Alkenes, ethylene-manuf.-by-product dicyclopentadiene-conc., polymers with isophthalic acid, maleic anhydride, menhaden oil, pentaerythritol and steam-cracked petroleum distillates | 631390 | 25417
1,4-Benzenedicarboxylic acid, polymers with 1,4-butanediol, epichlorohydrin-polyethylene glycol reaction products, ethylene glycol and .alpha.-hydro-.omega.-hydroxypoly(oxy-1,4-butanediyl) | 631382 | 25418
1,4-Benzenedicarboxylic acid, polymers with 1,4-butanediol, di-Me terephthalate, epichlorohydrin-polyethylene glycol reaction products, ethylene glycol and .alpha.-hydro-.omega.-hydroxypoly(oxy-1,4-butanediyl) | 631374 | 25419
Naphthalenesulfonic acid, methyl-, reaction products with formaldehyde, sodium salts | 631341 | 25420
Soybean oil, polymer with isophthalic acid, terephthalic acid, trimellitic anhydride and trimethylolpropane | 624817 | 25421
Fatty acids, tall-oil, polymers with benzoic acid, isophthalic acid, 4,4'-(1-methylethylidene)bis[cyclohexanol], trimellitic anhydride and trimethylolpropane | 624809 | 25422
2-Propenoic acid, 2-methyl-, 1,1'-(1,2-ethanediyl) ester, polymer with 2-oxiranylmethyl 2-methyl-2-propenoate, reaction products with diethylamine | 624742 | 25423
Silicic acid (H4SiO4), sodium salt (1:2), reaction products with chlorotrimethylsilane and 3,3,4,4,5,5,6,6,7,7,8,8,9,9,10,10,10-heptadecafluoro-1-decanol | 624734 | 25424
Castor oil, dehydrated, polymer with 4-(1,1-dimethylpropyl)phenol, formaldehyde, glycerol, maleic anhydride, petroleum resins and rosin | 624684 | 25425
Fatty acids, tall-oil, polymers with benzoic acid, chlorendic anhydride, 1,4-cyclohexanedimethanol, ethylene glycol, maleic anhydride and pentaerythritol | 624676 | 25426
Phenol, 4,4'-(1-methylethylidene)bis-, polymer with 2-(chloromethyl)oxirane, reaction products with N-butyl-1-butanamine and diethanolamine | 624668 | 25427
Aziridine, homopolymer, reaction products with (3-chloropropyl)dimethoxymethylsilane | 624650 | 25428
Poly(oxy-1,2-ethanediyl), .alpha.-(2-methyl-1-oxo-2-propen-1-yl)-.omega.-hydroxy-, C18-22-alkyl ethers | 624643 | 25429
Cyclohexane, 2-heptyl-3,4-bis(9-isocyanatononyl)-1-pentyl-, reaction products with hydroxy-terminated polybutadiene | 624635 | 25430
Silicic acid (H4SiO4), tetramethyl ester, reaction products with 1,3-diethenyl-1,1,3,3-tetramethyldisiloxane, 1,1,1,3,3,3-hexamethyldisiloxane and 2-[[3-(trimethoxysilyl)propoxy]methyl]oxirane | 624627 | 25431
1,2-Ethanediamine, N1-(2-aminoethyl)-, polymer with 1,3-diisocyanatomethylbenzene, polyethylene-polypropylene glycol mono-Bu ether-blocked | 624619 | 25432
Amines, coco alkyl, compds. with polyacrylic acid | 624585 | 25433
Zirconium, chloro hydroxy propylene glycol L-serine aluminum complexes | 624577 | 25434
Zirconium, chloro hydroxy L-lysine propylene glycol aluminum complexes | 624569 | 25435
Poly[oxy(methyl-1,2-ethanediyl)], .alpha.-hydro-.omega.-hydroxy-, polymer with 1,3-diisocyanatomethylbenzene, allyl alc.-blocked | 624551 | 25436
Sunflower oil, polymer with hydroxy-terminated polybutadiene, pentaerythritol, phthalic anhydride and trimethylolethane | 624544 | 25437
Cobaltate(2-), [2-[[[4-(hydroxy-.kappa.O)-3-[2-[2-(oxo-.kappa.O)-1-[(phenylamino)carbonyl]propyl]diazenyl-.kappa.N1]phenyl]sulfonyl]amino]benzoato(3-)][2-[2-[2-(hydroxy-.kappa.O)-5-[(phenylamino)sulfonyl]phenyl]diazenyl-.kappa.N1]-3-(oxo-.kappa.O)-N-phenylbutanamidato(2-)]-, ammonium sodium | 624536 | 25438
Cobaltate(3-), bis[2-[[[4-(hydroxy-.kappa.O)-3-[2-[2-(oxo-.kappa.O)-1-[(phenylamino)carbonyl]propyl]diazenyl-.kappa.N1]phenyl]sulfonyl]amino]benzoato(3-)]-, ammonium sodium | 624528 | 25439
Amines, hydrogenated rape-oil alkyl | 624486 | 25440
Amines, canola-oil alkyl | 624478 | 25441
Poly(oxy-1,2-ethanediyl), .alpha.-(1-oxo-2-propen-1-yl)-.omega.-hydroxy-, C10-16-alkyl ethers | 624361 | 25442
Poly(oxy-1,2-ethanediyl), .alpha.-(carboxymethyl)-.omega.-(dinonylphenoxy)-, branched | 624353 | 25443
Oxirane, 2-methyl-, polymer with oxirane, carboxymethyl nonyl ether, branched | 624346 | 25444
Oxirane, 2-methyl-, polymer with oxirane, carboxymethyl tridecyl ether, branched | 624338 | 25445
Carboxylic acids, di-, C4-6, polymers with epoxidized rape oil | 618140 | 25446
Fatty acids, linseed-oil, polymers with p-tert-butylphenol, formaldehyde, glycerol, linseed oil, methoxy-terminated di-Me, methoxy Ph siloxane-Ph silsesquioxane polymer and pentaerythritol | 618132 | 25447
2-Propenoic acid, ethyl ester, polymer with ethenyl acetate and 2,5-furandione, hydrolyzed | 618124 | 25448
Zirconium, hydroxy lactate sodium complexes | 618025 | 25449
2-Propenoic acid, methyl ester, polymer with diethenylbenzene and ethenylethylbenzene, reaction products with N1,N1-dimethyl-1,3-propanediamine, chloromethane-quaternized, chloride | 618009 | 25450
Benzene, diethenyl-, polymer with ethenylbenzene and ethenylethylbenzene, aminomethylated, phosphate | 617993 | 25451
Benzene, diethenyl-, polymer with ethenylbenzene and ethenylethylbenzene, aminomethylated, octa-.mu.-oxodi-.mu.3-oxodi-.mu.4-oxododecaoxoheptamolybdate(6-) | 617985 | 25452
Benzene, diethenyl-, polymer with ethenylbenzene and ethenylethylbenzene, aminomethylated, nitrate | 617977 | 25453
Benzene, diethenyl-, polymer with ethenylbenzene and ethenylethylbenzene, aminomethylated, chloromethane-quaternized, hydroxide | 617969 | 25454
Benzene, diethenyl-, polymer with ethenylbenzene and ethenylethylbenzene, aminomethylated, chloromethane-quaternized, chloride | 617951 | 25455
Benzene, diethenyl-, polymer with ethenylbenzene and ethenylethylbenzene, aminomethylated, borate | 617944 | 25456
Fatty acids, tall-oil, C14-alkyl esters | 617936 | 25457
Oxirane, 2-methyl-, polymer with 1,1'-methylenebis[4-isocyanatocyclohexane] and oxirane, Me Et ketone oxime-blocked | 617852 | 25458
1-Octanol, reaction products with phosphorus oxide (P2O5) | 617795 | 25459
Rosin, reaction products with formaldehyde-xylene polymer | 617753 | 25460
Fatty acids, tall-oil, C12-14-alkyl esters, mixed with menhaden oil, oxidized | 617746 | 25461
Phenol, 2,6-dimethyl-, homopolymer, 2,4,6-trimethylphenyl-terminated | 638536 | 25462
Hexanedioic acid, mixed esters with isononanoic acid, 2-methylbutanoic acid, 3-methylbutanoic acid, pentaerythritol, 3,5,5-trimethylhexanoic acid and valeric acid | 638510 | 25463
Hexanedioic acid, mixed esters with 2-methylbutanoic acid, 3-methylbutanoic acid, pentaerythritol, 3,5,5-trimethylhexanoic acid and valeric acid | 638502 | 25464
Hexanedioic acid, mixed esters with isononanoic acid, 2-methylbutanoic acid, 3-methylbutanoic acid, pentaerythritol and valeric acid | 638494 | 25465
1,2-Propanediol, polymer with 5-amino-1,3,3-trimethylcyclohexanemethanamine, 1,3-diisocyanatomethylbenzene, 2,2'-(methylimino)bis[ethanol], 2-methyloxirane and oxirane, 2-(2-butoxyethoxy)ethanol-blocked, phosphate (salt) | 638486 | 25466
Fatty acids, tall-oil, maleated, esters with diethylene glycol, potassium salts | 638395 | 25467
Fatty acids, tall-oil, maleated, esters with diethylene glycol | 638387 | 25468
Humic acids, ammonium salts | 638379 | 25469
Silanetriol, 1-ethenyl-, 1,1,1-triacetate, reaction products with 2-[[3-(trimethoxysilyl)propoxy]methyl]oxirane | 638346 | 25470
Poly(oxy-1,2-ethanediyl), .alpha.-hydro-.omega.-hydroxy-, mono(C10-rich C9-11-isoalkyl) ethers, phosphates, potassium salts | 638338 | 25471
Poly(oxy-1,2-ethanediyl), .alpha.-hydro-.omega.-hydroxy-, mono(C10-rich C9-11-isoalkyl) ethers, phosphates | 638320 | 25472
Phosphoric acid, C11-14-isoalkyl esters, C13-rich | 638312 | 25473
Phosphoric acid, C11-14-isoalkyl esters, C13-rich, sodium salts | 638304 | 25474
Alcohols, C9-11-iso-, C10-rich, ethoxylated propoxylated | 638296 | 25475
Shellac, compd. with borax | 638288 | 25476
2,5-Furandione, polymer with 1-propene, 2-hydroxyethyl imide | 638270 | 25477
1,3-Propanediol, 2-ethyl-2-(hydroxymethyl)-, polymer with .alpha.-hydro-.omega.-hydroxypoly[oxy(methyl-1,2-ethanediyl)] and 1,1'-methylenebis[isocyanatobenzene], Me Et ketone oxime-blocked | 638262 | 25478
Oxirane, 2-methyl-, polymer with oxirane, reaction products with TDI | 638254 | 25479
Poly[oxy(methyl-1,2-ethanediyl)], .alpha.-hydro-.omega.-hydroxy-, polymers with hydroxy-terminated polybutadiene and 1,1'-methylenebis[isocyanatobenzene] | 638247 | 25480
Castor oil, polymer with hydroxy-terminated polybutadiene, 1,1'-methylenebis[isocyanatobenzene] and 1,1'-[(1-methyl-1,2-ethanediyl)bis(oxy)]bis[2-propanol] | 638239 | 25481
1,3-Butanediol, polymer with 1,3-diisocyanatomethylbenzene and .alpha.-hydro-.omega.-hydroxypoly(oxy-1,4-butanediyl), 4-(ethenyloxy)-1-butanol-blocked | 638197 | 25482
Formaldehyde, reaction products with diethanolamine, diisopropanolamine and nonylphenol, propoxylated | 638189 | 25483
Fatty acids, C8-10, C10-rich C9-11-isoalkyl esters | 638171 | 25484
Amides, from 2-[(2-aminoethyl)amino]ethanol, C18-24 fatty acids and hydrogenated tallow fatty acids | 638163 | 25485
Distillates (petroleum), hydrotreated heavy naphthenic, mixed with lard oil and vegetable oil deodorizer distilates, sulfated, sodium salts | 631333 | 25486
Soybean oil, polymer with Me methacrylate, phthalic anhydride, styrene and trimethylolpropane | 631325 | 25487
Fatty acids, C18-unsatd., dimers, reaction products with ammonia-ethanolamine reaction by-products, ethoxylated | 631317 | 25488
Soybean oil, reaction products with polypropylene glycol ether with sucrose | 631309 | 25489
1,4-Benzenedicarboxylic acid, 1,4-dimethyl ester, polymers with 1,4-butanediol, di-Me adipate, epichlorohydrin-polyethylene glycol reaction products, ethylene glycol and .alpha.-hydro-.omega.-hydroxypoly(oxy-1,4-butanediyl) | 631291 | 25490
1,4-Benzenedicarboxylic acid, polymers with 1,4-butanediol, di-Me adipate, di-Me terephthalate, epichlorohydrin-polyethylene glycol reaction products, ethylene glycol and .alpha.-hydro-.omega.-hydroxypoly(oxy-1,4-butanediyl) | 631283 | 25491
1,4-Benzenedicarboxylic acid, polymers with epichlorohydrin-polyethylene glycol reaction products and ethylene glycol | 631275 | 25492
1,4-Benzenedicarboxylic acid, 1,4-dimethyl ester, polymers with epichlorohydrin-polyethylene glycol reaction products and ethylene glycol | 631267 | 25493
1,4-Benzenedicarboxylic acid, polymers with 1,4-butanediol, epichlorohydrin-polyethylene glycol reaction products and ethylene glycol | 631259 | 25494
1,4-Benzenedicarboxylic acid, polymers with 1,4-butanediol, di-Me terephthalate, epichlorohydrin-polyethylene glycol reaction products and ethylene glycol | 631242 | 25495
Amines, C12-14-tert-alkyl, 2-[[bis(1,3-dimethylbutoxy)phosphinothioyl]thio]methylethyl phosphates | 631234 | 25496
Fatty acids, tall-oil, maleated, reaction products with 4,5-dihydro-2-nortall-oil alkyl-1H-imidazole-1-ethanamine | 631200 | 25497
Benzene, diethenyl-, polymer with ethenylbenzene and ethenylethylbenzene, chloromethylated, reaction products with dimethylamine, quaternized | 631192 | 25498
Phosphonic acid, polymers with diisopropanolamine N-tallow alkyl derivs., oleates (esters) | 631184 | 25499
Fatty acids, C3-24, compds. with .alpha.,.alpha.'-[(hexylimino)di-2,1-ethanediyl]bis[.omega.-hydroxypoly(oxy-1,2-ethanediyl)] | 631176 | 25500
Fatty acids, tall-oil, compds. with .alpha.,.alpha.'-[(hexylimino)di-2,1-ethanediyl]bis[.omega.-hydroxypoly(oxy-1,2-ethanediyl)] | 631168 | 25501
Hexanedioic acid, polymer with 1,2-ethanediol and 1,6-diisocyanato-2,2,4(or 2,4,4)-trimethylhexane, 2-hydroxyethyl acrylate-blocked | 631135 | 25502
1,2-Ethanediol, 1,1,2,2-tetraphenyl-, reaction products with trichloromethylsilane | 631127 | 25503
9,12-Octadecadienoic acid (9Z,12Z)-, dimer, polymer with 1,2-ethanediamine and 1,6-hexanediamine, reaction products with 2-methylpropanoic acid | 631119 | 25504
2-Propenenitrile, polymer with 1,3-butadiene, 3-carboxy-1-cyano-1-methylpropyl-terminated, polymers with epichlorohydrin, formaldehyde, 4,4'-(1-methylethylidene)bis[2,6-dibromophenol] and phenol, 2-methyl-2-propenoate | 631101 | 25505
1,3-Butadiene, 2-methyl-, polymer with 2-methyl-1-propene, chlorinated, sulfur-crosslinked | 631093 | 25506
1,3-Butadiene, 2-methyl-, polymer with 2-methyl-1-propene, chlorinated, crosslinked | 631085 | 25507
Terpenes and Terpenoids, turpentine-oil, limonene fraction, polymd. | 631069 | 25508
Castor oil, dehydrated, polymer with p-tert-butylphenol, formaldehyde and tung oil, zinc salt | 631044 | 25509
Castor oil, dehydrated, polymd., polymer with maleic anhydride, pentaerythritol, phthalic anhydride, soybean oil, styrene and vinyltoluene | 631036 | 25510
Fatty acids, tall-oil, polymers with bisphenol A, dehydrated castor oil, formaldehyde, glycerol, maleic anhydride, pentaerythritol, phthalic anhydride, rosin and tung oil | 631028 | 25511
Fatty acids, tall-oil, polymers with dehydrated castor oil, pentaerythritol, phthalic anhydride and styrene | 631010 | 25512
Castor oil, dehydrated, polymd., polymer with pentaerythritol, phthalic anhydride and soybean oil | 631002 | 25513
Castor oil, polymer with glycerol, maleic anhydride and tall-oil rosin | 630996 | 25514
Castor oil, dehydrated, polymer with glycerol, linseed oil, phthalic anhydride and polymd. dehydrated castor oil | 630988 | 25515
Castor oil, dehydrated, polymer with pentaerythritol, phthalic anhydride, soybean oil, styrene and vinyltoluene | 630970 | 25516
Silane, 1,1'-(1,2-ethanediyl)bis[1-chloro-1,1-dimethyl-, hydrolysis products with chlorotrimethylsilane | 630947 | 25517
Fatty acids, tall-oil, polymers with isophthalic acid, pentaerythritol and trimellitic anhydride | 630939 | 25518
Fatty acids, C18-unsatd., dimers, polymers with caprolactam, ethanolamine, hexamethylenediamine, piperazine and stearic acid | 630921 | 25519
Linseed oil, polymer with soybean oil, trimellitic anhydride and trimethylolpropane | 630913 | 25520
Fatty acids, coco, hydrogenated, polymers with adipic acid, azelaic acid, phthalic anhydride and propylene glycol | 630905 | 25521
Fatty acids, tall-oil, polymers with diethylene glycol, di-Me terephthalate, ethylene glycol, phthalic anhydride and 2,2,4-trimethyl-1,3-pentanediol | 630897 | 25522
Fatty acids, tall-oil, polymers with diethylene glycol, ethylene glycol, phthalic anhydride, terephthalic acid, and 2,2,4-trimethyl-1,3-pentanediol | 630889 | 25523
Fatty acids, tall-oil, polymers with 2,2-bis[(2-propen-1-yloxy)methyl]-1-butanol, 5-isocyanato-1-(isocyanatomethyl)-1,3,3-trimethylcyclohexane, pentaerythritol, phthalic anhydride and trimellitic anhydride | 630871 | 25524
Fatty acids, tall-oil, polymers with castor oil, ethylene glycol, glycerol, pentaerythritol and phthalic anhydride | 630863 | 25525
Fatty acids, tall-oil, 2,2-bis[(2-propen-1-yloxy)methyl]butyl esters | 630855 | 25526
Fatty acids, C18-unsatd., dimers, polymers with adipic acid, isophthalic acid, propylene glycol and terephthalic acid | 630848 | 25527
Castor oil, dehydrated, polymer with glycerol, pentaerythritol, phthalic anhydride, soybean oil and vinyltoluene | 630830 | 25528
Alkenes, ethylene-manuf.-by-product C5-cut, polymers with 1-methyl-3-(1-methylethenyl)benzene and 1-methyl-4-(1-methylethenyl)benzene | 630822 | 25529
2-Propenamide, reaction products with formaldehyde-melamine polymer Bu Me pentyl ether and hydrogen peroxide | 624320 | 25530
Ethanol, 2,2',2''-nitrilotris-, compds. with polyethylene glycol hydrogen sulfate C16-18-alkyl ether | 624312 | 25531
Cyclohexanamine, reaction products with 1,1'-methylenebis[isocyanatobenzene] | 624304 | 25532
Phenol, 2-(2H-benzotriazol-2-yl)-6-dodecyl-4-methyl-, branched and linear | 624296 | 25533
Silane, dichloroethenylmethyl-, polymer with dichloromethylsilane, (trimethylsilyl)-terminated | 624288 | 25534
Aluminum, benzoate 2-ethylhexanoate oxo complexes | 624270 | 25535
2-Propenoic acid, 2-methyl-, reaction products with aluminum chloride hydroxide Al2Cl(OH)5, dichlorooxozirconium and propylene glycol | 624262 | 25536
Xanthylium, 9-(2-carboxyphenyl)-3,6-bis[(2-ethyl-6-methylphenyl)amino]-, inner salt, reaction products with formaldehyde, 5-methyl-1H-imidazole and 2-phenyl-1H-imidazole | 624254 | 25537
13-Oxabicyclo[10.1.0]trideca-4,8-diene, 1,5,8-trimethyl-, acid-isomerized | 624247 | 25538
Phenol, 2,6-dimethyl-, homopolymer, reaction products with 2-chloro-4-(2-oxiranylmethoxy)-6-(2,4,6-trimethylphenoxy)-1,3,5-triazine | 624239 | 25539
1,4-Benzenedicarboxylic acid, polymers with 1,4-butanediol and 2-chloro-4-(2-oxiranylmethoxy)-6-(2,4,6-trimethylphenoxy)-1,3,5-triazine-poly(2,6-xylenol) reaction products | 624221 | 25540
Urea, N,N'-di-C14-18-alkyl derivs. | 624213 | 25541
Oxirane, 2-ethyl-, polymer with 2-methyloxirane and oxirane, bis(aminoalkyl) ether | 624197 | 25542
Fatty acids, coco, hydrogenated, polymers with phthalic anhydride, trimellitic anhydride and trimethylolpropane | 624171 | 25543
Castor oil, hydrogenated, polymer with adipic acid, ethylenediamine and 12-hydroxyoctadecanoic acid | 624163 | 25544
Hydrocarbons, C9-14, ethylene-manuf.-byproducts, polymers with 1,3-bis(1-methylethenyl)benzene manuf.-byproduct distn. lights and dicyclopentadiene | 624155 | 25545
Quaternary ammonium compounds, C6-12-alkyltrimethyl, C6-12-alkyl phosphates | 624148 | 25546
Tung oil, polymer with bisphenol A, p-tert-butylphenol, epichlorohydrin and formaldehyde | 624130 | 25547
Siloxanes and Silicones, di-Me, vinyl group-terminated, reaction products with Me hydrogen siloxanes and methylstyrene | 624122 | 25548
Fatty acids, tall-oil, esters with high-boiling C6-10 alkene hydroformylation products, oxidized, polymd. | 624114 | 25549
Fatty acids, linseed-oil, polymers with adipic acid, benzoic acid, pentaerythritol, phthalic anhydride, styrene and vinyltoluene | 624106 | 25550
Fatty acids, C18-unsatd., dimers, polymers with bisphenol A, epichlorohydrin, 1,1',1''-(1,2,3-propanetriyl) tris[12-(2-oxiranylmethoxy)-9-octadecenoate] and tall-oil fatty acids | 624098 | 25551
Benzene, diethenyl-, polymer with ethenylbenzene, chloromethylated, trimethylamine-quaternized, hydroxide | 624080 | 25552
Bicyclo[3.1.1]heptan-2-ol, 2,6,6-trimethyl-, thermal-rearrangement products, linalool fractions, acid-isomerized, distn. residues, acid-isomerized, distn. lights, terpenoids | 623892 | 25553
Platinum, 7-methyl-3-methylene-1,6-octadiene complexes | 623884 | 25554
Hexane, 1,6-diisocyanato-, homopolymer, polyethylene-polypropylene glycol mono-Bu ether-blocked | 623876 | 25555
Octadecanoic acid, reaction products with 2-[(2-aminoethyl)amino]ethanol and urea, di-Et sulfate-quaternized | 623868 | 25556
Fatty acids, tall-oil, C10-16-alkyl esters, mixed with tall-oil fatty acid esters with pentaerythritol, oxidized, polymd. | 623850 | 25557
Acetic acid ethenyl ester, homopolymer, hydrolyzed, cyclic acetal with 4-[2-(4-formylphenyl)ethenyl]-1-methylpyridinium, Me sulfate | 623843 | 25558
2-Propenoic acid, polymer with 1,3-butadiene and 2-propenenitrile, [1-cyano-4-[2-hydroxy-3-[(2-methyl-1-oxo-2-propen-1-yl)oxy]propoxy]-1-methyl-4-oxobutyl]-terminated | 623835 | 25559
Poly[oxy(methyl-1,2-ethanediyl)], .alpha.-hydro-.omega.-(2-aminomethylethoxy)-, ether with 2-ethyl-2-(hydroxymethyl)-1,3-propanediol (3:1), polymer with .alpha.-hydro-.omega.-hydroxypoly[oxy(methyl-1,2-ethanediyl)] and 5-isocyanato-1-(isocyanatomethyl)-1,3,3-trimethylcyclohexane, 2-hydroxyethyl acrylate-blocked | 623827 | 25560
Acetic acid ethenyl ester, polymer with ethene, chlorinated | 623819 | 25561
Phosphonic acid, P-methyl-, mono[3-(trihydroxysilyl)propyl] ester, sodium salt (1:1), reaction products with sodium silicate | 623801 | 25562
Cashew, nutshell liq., acetates | 623793 | 25563
Formaldehyde, polymer with 4-(1,1,3,3-tetramethylbutyl)phenol, hydrobromic acid-terminated | 617647 | 25564
Naphthalenedisulfonic acid, dinonyl-, branched, compds. with morpholine (1:2) | 617621 | 25565
Pentanedioic acid, di-C6-10-branched and linear alkyl esters | 617613 | 25566
Phenol, tert-Bu derivs. | 617605 | 25567
Phenol, poly(2,4,4-trimethylpentene) derivs. | 617597 | 25568
Phenol, polyisobutylene derivs. | 617589 | 25569
Castor oil, dehydrated, polymer with pentaerythritol, phthalic anhydride and trimethylolethane | 617480 | 25570
Fatty acids, C18-unsatd., dimers, polymers with ethylenediamine, piperazine, 4,4'-(1,3-propanediyl)bis[piperidine] and sebacic acid | 617472 | 25571
Rosin, maleated, polymer with formaldehyde, pentaerythritol and (1,1,3,3-tetramethylbutyl)phenol | 617464 | 25572
Phenol, 4,4'-(1-methylethylidene)bis-, polymer with 2-(chloromethyl)oxirane, reaction products with 2,2,4(or 2,4,4)-trimethyl-1,6-hexanediamine | 617449 | 25573
Hydrocarbons, C9-14, ethylene-manuf.-byproduct, polymers with dicyclopentadiene, fumaric acid and linseed oil | 617415 | 25574
Silicic acid, ethyl ester, hydrolysis products with chlorotrimethylsilane | 617373 | 25575
2-Propenoic acid, ethyl ester, polymer with ethenyl acetate and 2,5-furandione, hydrolyzed, sodium salt | 617340 | 25576
2-Propenoic acid, 1,1'-[(1-methyl-1,2-ethanediyl)bis[oxy(methyl-2,1-ethanediyl)]] ester, reaction products with diethylamine | 617324 | 25577
1,2-Benzenedicarboxylic acid, 1-nonyl 2-undecyl ester, branched and linear | 617308 | 25578
1,2-Benzenedicarboxylic acid, 1-heptyl 2-undecyl ester, branched and linear | 617290 | 25579
1,2-Benzenedicarboxylic acid, 1-heptyl 2-nonyl ester, branched and linear | 617282 | 25580
Fatty acids, C18-unsatd., dimers, polymers with adipic acid, ethylene glycol, isophthalic acid, neopentyl glycol, propylene glycol and terephthalic acid | 617274 | 25581
Fatty acids, vegetable-oil, polymers with benzoic acid, glycerol, neopentyl glycol, phthalic acid and trimethylolpropane | 617266 | 25582
Soybean oil, polymer with benzoic acid, glycerol, isophthalic acid and terephthalic acid | 617258 | 25583
Butanedioic acid, 2-methylene-, polymers with Bu acrylate, Me methacrylate and styrene ar-bromo derivs. | 637991 | 25584
Butanedioic acid, 2-methylene-, polymers with Et acrylate, 2-ethylhexyl acrylate and styrene ar-bromo derivs. | 637983 | 25585
Castor oil, polymer with dipropylene glycol and 1,1'-methylenebis[isocyanatobenzene] | 637967 | 25586
Castor oil, polymer with dipropylene glycol, 1,1'-methylenebis[isocyanatobenzene] and polypropylene glycol | 637959 | 25587
Castor oil, polymer with 1,1'-methylenebis[isocyanatobenzene] | 637942 | 25588
Castor oil, polymer with 1,1'-methylenebis[isocyanatobenzene] and polypropylene glycol ether with glycerol (3:1) | 637934 | 25589
Castor oil, polymer with 3-hydroxy-2,2-bis(hydroxymethyl)propyl ricinoleate, 1,1'-methylenebis[isocyanatobenzene] and TDI | 637926 | 25590
Castor oil, polymer with 1,1'-methylenebis[isocyanatobenzene], polypropylene glycol ether with glycerol (3:1) and TDI | 637918 | 25591
Castor oil, polymer with 1,1'-methylenebis[isocyanatobenzene], polypropylene glycol ether with pentaerythritol (4:1) and TDI | 637900 | 25592
Castor oil, polymer with adipic acid, 2-ethylhexanoic acid, phthalic anhydride, TDI and trimethylolpropane | 637892 | 25593
Soybean oil, polymer with pentaerythritol, propylene glycol and TDI | 637884 | 25594
Hexanedioic acid, polymer with 5-amino-1,3,3-trimethylcyclohexanemethanamine, 2,2-dimethyl-1,3-propanediol, 1,2-ethanediol, 1,6-hexanediol, 5-isocyanato-1-(isocyanatomethyl)-1,3,3-trimethylcyclohexane, 2,2,4,4,6,6,8,8-octamethylcyclotetrasiloxane, oxirane, 2,2'-oxybis[ethanol] and 1,1,3,3-tetramethyl-1,3-disiloxanediol, Me Et ketone oxime-blocked | 637660 | 25595
Hexanedioic acid, polymer with 1,3-diisocyanatomethylbenzene, 2,2-dimethyl-1,3-propanediol, 1,2-ethanediol, 1,6-hexanediol, 1,1'-methylenebis[isocyanatobenzene], oxirane and 2,2'-oxybis[ethanol], Me Et ketone oxime-blocked | 637652 | 25596
Zinc, benzoate neodecanoate tall-oil fatty acid complexes | 637645 | 25597
Barium, benzoate neodecanoate tall-oil fatty acid complexes | 637637 | 25598
Siloxanes and Silicones, di-Me, hydroxy-terminated, reaction products with Me hydrogen siloxanes | 637629 | 25599
Siloxanes and Silicones, di-Me, hydroxy-terminated, reaction products with Me hydrogen siloxanes and 2-[[3-(trimethoxysilyl)propoxy]methyl]oxirane | 637611 | 25600
2-Propenoic acid, 2-methyl-, ethyl ester, polymer with butyl 2-propenoate, ethenylbenzene, ethyl 2-propenoate, 2-propenamide and 2-propenoic acid, N-(butoxymethyl) derivs. | 637603 | 25601
1,3-Butadiene, 2-methyl-, homopolymer, hydroxy-terminated | 637595 | 25602
Siloxanes and Silicones, di-Me, 3-(2-hydroxyphenyl)propyl group-terminated | 637587 | 25603
Formaldehyde, polymers with branched 4-nonylphenol, ethylene oxide and propylene oxide | 637579 | 25604
Benzenepropanoic acid, 3-(2H-benzotriazol-2-yl)-5-(1,1-dimethylethyl)-4-hydroxy-, reaction products with glycidyl methacrylate | 637546 | 25605
Fatty acids, C18-unsatd., dimers, hydrogenated, polymers with C36-alkylenediamines and ethylenediamine | 637488 | 25606
1,3-Benzenediol, 4-[4,6-bis(2,4-dimethylphenyl)-1,3,5-triazin-2-yl]-, reaction products with 2-[(dodecyloxy)methyl]oxirane and 2-[(C10-16-alkyloxy)methyl]oxirane | 637470 | 25607
Formaldehyde, polymer with dimethylphenol, methylphenol and phenol, Bu ether | 630699 | 25608
Hexanedioic acid, polymer with 2-butene-1,4-diol, 1,6-diisocyanatohexane, 2,2-dimethyl-1,3-propanediol, 1,6-hexanediol, 1,1'-methylenebis[4-isocyanatocyclohexane], 2-methyloxirane, 2-methyl-1,5-pentanediamine and sodium sulfite (1:1), polyethylene-polypropylene glycol mono-Bu ether-blocked | 630681 | 25609
Hexanedioic acid, polymer with 1,4-butanediol, 1,6-diisocyanatohexane, 2-ethyl-2-(hydroxymethyl)-1,3-propanediol, 2-methyloxirane and oxirane, sodium 2-aminoethanesulfonate (1:1)-terminated | 630673 | 25610
Linseed oil, polymer with 2-hydroxyethyl acrylate, Me methacrylate, soybean oil, trimellitic anhydride and trimethylolpropane | 630665 | 25611
Fatty acids, dehydrated castor-oil, polymers with glycerol, pentaerythritol, phthalic anhydride, styrene and tall-oil fatty acids | 630657 | 25612
Fatty acids, tall-oil, polymers with glycerol, maleic anhydride, phthalic anhydride and sorbitol | 630640 | 25613
Fatty acids, tall-oil, polymers with diethylene glycol, di-Me terephthalate, ethylene glycol, neopentyl glycol, pentaerythritol, phthalic anhydride, trimethylolethane and trimethylolpropane | 630467 | 25614
Fatty acids, tall-oil, polymers with diethylene glycol, ethylene glycol, neopentyl glycol, pentaerythritol, phthalic anhydride, terephthalic acid, trimethylolethane and trimethylolpropane | 630459 | 25615
Fatty acids, coco, hydrogenated, polymers with adipic acid, phthalic anhydride and propylene glycol | 630442 | 25616
2-Propenoic acid, 2-ethylhexyl ester, polymer with ethenylbenzene and 2-methyl-2-[(1-oxo-2-propen-1-yl)amino]-1-propanesulfonic acid, 2,2'-(1,2-diazenediyl)bis[2-methylbutanenitrile]-initiated | 630434 | 25617
2-Propenoic acid, 2-methyl-, 2-(diethylamino)ethyl ester, polymer with butyl 2-propenoate and ethenylbenzene, compd. with methyl 4-methylbenzenesulfonate, 2,2'-(1,2-diazenediyl)bis[2-methylbutanenitrile]-initiated | 630426 | 25618
Fatty acids, soya, polymers with benzoic acid, Bu methacrylate, castor oil, 2-(dimethylamino)ethyl methacrylate, isophthalic acid, Me methacrylate, oxidized linseed oil, pentaerythritol, styrene and tall-oil fatty acids | 630392 | 25619
Castor oil, polymer with acrylic acid | 630384 | 25620
Fatty acids, coco, polymers with castor oil, phthalic anhydride and trimethylolpropane | 630376 | 25621
2-Propenoic acid, isodecyl ester, homopolymer, benzoyl peroxide-initiated | 630343 | 25622
Rubber, natural, Me methacrylate-and styrene-grafted | 630327 | 25623
Rubber, reclaimed | 630277 | 25624
Zirconium, chloro hydroxy 3-mercaptopropanoate propylene glycol aluminum complexes | 630244 | 25625
Zirconium, chloro hydroxy methacrylate myristate propylene glycol aluminum complexes | 630236 | 25626
Hexanedioic acid, polymer with 1,3-diisocyanatomethylbenzene, 2,2-dimethyl-1,3-propanediol, 1,6-hexanediol and 3-hydroxy-2-(hydroxymethyl)-2-methylpropanoic acid, Me Et ketone oxime-blocked | 623769 | 25627
Cellulose, acetate propanoate, reaction products with ozone | 623751 | 25628
Hexanedioic acid, polymer with 2,2-dimethyl-1,3-propanediol, 1,6-hexanediol, 1,1'-methylenebis[4-isocyanatocyclohexane] and 2,2,4-trimethyl-1,3-pentanediol, Me Et ketone oxime-blocked | 623744 | 25629
Benzene, methyl-, mono-C16-20-alkyl derivs. | 623736 | 25630
Poly(oxy-1,2-ethanediyl), .alpha.-phosphono-.omega.-hydroxy-, C14-18-alkyl ethers | 623728 | 25631
Alkenes, C20-24, ethylene polymn. byproduct | 623710 | 25632
Benzene, (chloromethyl)-, reaction products with toluene, C20-23 fraction | 623637 | 25633
Linseed oil, polymer with isophthalic acid, maleic anhydride, pentaerythritol and rosin | 623488 | 25634
Benzene, C14-16-alkyl derivs., distn. residues | 623470 | 25635
Formaldehyde, reaction products with C30-40-alkylphenol and triethylenetetramine | 623462 | 25636
Boric acid, reaction products with Bu alc. and succinic anhydride polybutenyl deriv.-tetraethylenepentamine reaction product | 623454 | 25637
Phenol, mono-C30-40-alkyl derivs. | 623447 | 25638
Alkenes, C2-3, hydroformylation products, C3-12 fraction | 623405 | 25639
Polysulfides, bis[3-(trimethoxysilyl)propyl] | 623397 | 25640
Fatty acids, C18-unsatd., dimers, polymers with dicyclopentadiene and rosin | 623389 | 25641
Zirconium, chloro L-cysteine hydroxy propylene glycol aluminum complexes | 623371 | 25642
Ethanol, 2-(methylamino)-, reaction products with carbon dioxide | 623363 | 25643
Butene, homopolymer, phosphosulfurized, sodium salt | 623348 | 25644
Octadecanoic acid, 12-hydroxy-, homopolymer, reaction products with polyethylenimine | 623231 | 25645
Glycine, N,N'-1,2-ethanediylbis[N-(carboxymethyl)-, reaction products with 1,1'-[iminobis(2,1-ethanediylimino-2,1-ethanediyl)]bis[3-C18-24-alkenyl-2,5-pyrrolidinedione] | 617100 | 25646
Copper, [29H,31H-phthalocyaninato(2-)-.kappa.N29,.kappa.N30,.kappa.N31,.kappa.N32]-, aminosulfonyl sulfo [[4-[[2-(sulfooxy)ethyl]sulfonyl]phenyl]amino]sulfonyl derivs., sodium salts | 617092 | 25647
Anthracenedisulfonic acid, 9,10-dihydro-9,10-dioxo-, sodium salt (1:2), reaction products with ammonia, chlorine and phosphorous trichloride, sulfomethylated, sodium salts | 617084 | 25648
Alcohols, C8-16, reaction products with phosphorus oxide (P2O5), compds. with 2-ethyl-1-hexanamine | 617076 | 25649
Alcohols, C8-16, reaction products with phosphorus oxide (P2O5), compds. with diethanolamine | 617068 | 25650
Alcohols, C8-16, reaction products with phosphorus oxide (P2O5) | 617050 | 25651
Distillates (petroleum), catalytic reformer fractionator residue, low-boiling, sulfonated, sodium salts | 617043 | 25652
Alcohols, C8-16, reaction products with phosphorus oxide (P2O5), compds. with morpholine | 617035 | 25653
Alcohols, C10-16, reaction products with phosphorus oxide (P2O5) | 617027 | 25654
Alcohols, C8-10, reaction products with phosphorus oxide (P2O5) | 617019 | 25655
Alcohols, C14-18 and C16-18-unsatd., reaction products with phosphorus oxide (P2O5) | 617001 | 25656
Alcohols, C4 and C12-16, reaction products with phosphorus oxide (P2O5), ammonium salts | 616995 | 25657
1-Octanol, reaction products with phosphorus oxide (P2O5), potassium salts | 616946 | 25658
1-Butanol, reaction products with phosphorus oxide (P2O5), potassium salts | 616938 | 25659
Chromium, aqua chloro hydroxy methacrylate complexes | 616912 | 25660
1,3,5-Triazine-2,4,6(1H,3H,5H)-trione, 1,3,5-tris(6-isocyanatohexyl)-, reaction products with 3,5-dimethyl-1H-pyrazole | 637462 | 25661
1H-Pyrazole, 3,5-dimethyl-, reaction products with 5-isocyanato-1-(isocyanatomethyl)-1,3,3-trimethylcyclohexane trimer | 637454 | 25662
Phenol, dimethyl-, reaction products with ethylphenol and 1,1'-methylenebis[isocyanatobenzene] | 637421 | 25663
Ethanol, hydrolysis products with 1,1'-(1,2-ethanediyl)bis[1,1-dichloro-1-methylsilane], high-boiling fraction | 637413 | 25664
Naphthalene, cetyl derivs. | 637405 | 25665
Phenol, 4,4'-(1-methylethylidene)bis-, polymer with 1,1'-sulfonylbis[4-chlorobenzene], sulfonated, sodium salts | 637397 | 25666
Phenol, 4,4'-(1-methylethylidene)bis-, polymer with 1,1'-sulfonylbis[4-chlorobenzene], sulfonated | 637389 | 25667
Zirconium, C18-32 alc. P,P'-di-C18-32-alkyl diphosphate tri-C12-15-alkyl phosphite complexes | 637322 | 25668
Alcohols, C18-32, zirconium salts | 637306 | 25669
Fatty acids, C16-18 and C18-unsatd., polymers with coco fatty acids, isophthalic acid, trimellitic anhydride and trimethylolpropane | 637280 | 25670
Fatty acids, C16-18 and C18-unsatd., polymers with benzoic acid, pentaerythritol, phthalic anhydride and TDI | 637272 | 25671
Fatty acids, C16-18 and C18-unsatd., polymers with benzoic acid, maleic anhydride, pentaerythritol, phthalic anhydride, tall-oil fatty acids and trimethylolpropane | 637264 | 25672
Fatty acids, tall-oil, polymers with diethylene glycol, 4,4'-(1-methylethylidene)bis[cyclohexanol] and trimellitic anhydride | 637256 | 25673
Fatty acids, C16-18 and C18-unsatd., polymers with bisphenol A and epichlorohydrin | 637249 | 25674
2-Propenoic acid, polymer with ethene, chlorinated | 637231 | 25675
Alkenes, C20-24 .alpha.-, polymers with maleic anhydride, reaction products with 2,2,6,6-tetramethyl-4-piperidinamine | 637223 | 25676
Alcohols, C14-15, ethoxylated propoxylated | 637215 | 25677
Oxirane, 2-methyl-, polymer with oxirane, mono(4-nonylphenyl) ether, branched | 637090 | 25678
Poly(oxy-1,2-ethanediyl), .alpha.-(4-nonylphenyl)-.omega.-hydroxy-, branched, phosphates | 637082 | 25679
Ethanol, 2,2',2''-nitrilotris-, compds. with polyethylene glycol mono(branched 4-nonylphenyl) ethers phosphates | 637074 | 25680
2-Propenamide, reaction products with formaldehyde-melamine polymer Bu 2-ethylhexyl Me ethers | 637066 | 25681
Tall oil, polymer with isophthalic acid and trimethylolpropane | 637058 | 25682
Soybean oil, polymer with glycerol, isophthalic acid and trimethylolpropane | 637041 | 25683
Soybean oil, polymer with benzoic acid, isophthalic acid, trimethylolpropane and tung oil | 637033 | 25684
Fatty acids, tallow, polymers with glycerol, isophthalic acid and trimethylolpropane | 637025 | 25685
Fatty acids, tall-oil, polymers with glycerol, isophthalic acid and trimethylolpropane | 637017 | 25686
Fatty acids, tall-oil, polymers with diethylene glycol and isophthalic acid | 637009 | 25687
Fatty acids, C18-unsatd., dimers, polymers with isophthalic acid, maleic anhydride and propylene glycol | 636993 | 25688
Coconut oil, polymer with glycerol, isophthalic acid and trimethylolpropane | 636985 | 25689
Coconut oil, polymer with glycerol, isophthalic acid and trimethylolethane | 636977 | 25690
Carboxylic acids, C6-18 and C8-15-di-, polymers with adipic acid, glutaric acid, propylene glycol and succinic acid | 636969 | 25691
Carboxylic acids, di-, C4-11, polymers with 1,4-butanediol, ethylene glycol, 2-ethyl-1-hexanol and propylene glycol | 636951 | 25692
Hexanedioic acid, polymer with 2-butyl-2-ethyl-1,3-propanediol, 2,2-dimethyl-1,3-propanediol, 3-hydroxy-2-(hydroxymethyl)-2-methylpropanoic acid, 2,2'-iminobis[ethanol], 5-isocyanato-1-(isocyanatomethyl)-1,3,3-trimethylcyclohexane and 1,1'-methylenebis[4-isocyanatocyclohexane], polyethylene-polypropylene glycol mono-Bu ether-blocked | 636902 | 25693
Aluminum, benzoate C16-18-fatty acids oxo complexes | 636894 | 25694
Siloxanes and Silicones, di-Me, 3-hydroxypropyl group-terminated, diethers with polyethylene-polypropylene glycol mono(hydrogen succinate) | 630228 | 25695
Fatty acids, C18-unsatd., dimers, ethoxylated, compds. with amides from 2-[(2-aminoethyl)amino]ethanol and C18-unsatd. fatty acid dimers, branched dodecylbenzenesulfonic acid, C18-unsatd. fatty acid trimers and poly-C20-24-alkylenepolyamines | 630210 | 25696
Amines, hydrogenated tallow alkyl, reaction products with C>10-alkene-maleic anhydride polymers | 630202 | 25697
Fatty acids, C7-9-branched | 630194 | 25698
Fatty acids, tall-oil, polymers with bisphenol A, epichlorohydrin, ethylene-manuf.-by-product dicyclopentadiene-conc. alkenes, ethylene-manuf.-by-product piperylene-cut alkenes and maleic anhydride | 630186 | 25699
2-Propenoic acid, 2-methyl-, octadecyl ester, telomer with 2-mercaptoethanol and 2-propenoic acid, sodium salt, tert-Bu peroxide-initiated | 630137 | 25700
Cyclohexanemethanamine, 5-amino-1,3,3-trimethyl-, reaction products with polypropylene glycol diglycidyl ether | 630129 | 25701
Isocyanic acid, C16-18-alkyl esters, reaction products with polyethylene glycol | 630111 | 25702
Ethanol, 2,2'-[oxybis(2,1-ethanediyloxy)]bis-, reaction products with ammonia | 630103 | 25703
1-Naphthalenesulfonic acid, 4-amino-, sodium salt (1:1), diazotized, coupled with C.I. Natural Yellow 11 | 630004 | 25704
Benzenesulfonic acid, 4-amino-, sodium salt (1:1), diazotized, coupled with C.I. Natural Yellow 11 | 629998 | 25705
Fatty acids, dehydrated castor-oil, polymers with bisphenol A, Bu methacrylate, epichlorohydrin, Me methacrylate and methacrylic acid | 629972 | 25706
Carbonic acid sodium salt (1:2), reaction products with aniline, 4-nitrobenzenamine, p-phenylenediamine, sulfur and p-toluidine | 629808 | 25707
Poly[oxy(methyl-1,2-ethanediyl)], .alpha.-hydro-.omega.-hydroxy-, polymer with 1,1'-methylenebis[4-isocyanatobenzene], Me Et ketone oxime-blocked | 629766 | 25708
2-Propenoic acid, telomer with 2-mercaptoethanol, calcium sodium salt, hydrogen peroxide-initiated | 629758 | 25709
Yttrium oxide (Y2O3), terbium-doped | 629741 | 25710
Phenol, polymer with formaldehyde, 3-[bis(2-hydroxyethyl)amino]-2-hydroxypropyl ether | 629733 | 25711
Turpentine, oil, maleated, mono-Bu ester, reaction products with ammonia, diethanolamine, ethanolamine and triethanolamine | 629725 | 25712
Fatty acids, C18-unsatd., dimers, hydrogenated, mono-Me esters | 629717 | 25713
2,5-Furandione, polymers with hydrogenated butadiene-styrene polymer | 623223 | 25714
Poly(oxy-1,2-ethanediyl), .alpha.,.alpha.'-[[ethyl[3-(tridecyloxy)propyl]iminio]di-2,1-ethanediyl]bis[.omega.-hydroxy-, branched, Et sulfate (salt) | 623116 | 25715
Fatty acids, canola-oil | 623108 | 25716
Cuprate(2-), [7-[(5-chloro-2,6-difluoro-4-pyrimidinyl)amino]-4-(hydroxy-.kappa.O)-3-[2-[2-[2-[2-(hydroxy-.kappa.O)-5-sulfophenyl]diazenyl-.kappa.N1]-4,5-dimethoxyphenyl]diazenyl-.kappa.N1]-2-naphthalenesulfonato(4-)]-, lithium sodium | 623082 | 25717
Benzene, methyl-, C20-24-alkyl derivs. | 623074 | 25718
1,3-Propanediol, 2-ethyl-2-(hydroxymethyl)-, polymer with 1,3-diisocyanatomethylbenzene, .alpha.-hydro-.omega.-hydroxypoly[oxy(methyl-1,2-ethanediyl)] and 2,2'-oxybis[ethanol], Me Et ketone oxime-blocked | 623066 | 25719
Fatty acids, C16-18, trimethylhexyl esters | 623058 | 25720
Siloxanes and Silicones, di-Me, 2-methyl-3-(methylamino)propyl group-terminated, polymers with 1,4-butanediol, 1,1'-methylenebis[4-isocyanatocyclohexane] and polyethylene glycol | 623041 | 25721
Amides, C12-18-unsatd., N,N'-(methylenedi-4,1-phenylene)bis- | 622951 | 25722
Phenol, 4,4'-(1-methylethylidene)bis-, polymer with 2,2'-[(1-methylethylidene)bis(4,1-phenyleneoxymethylene)]bis[oxirane], reaction products with .alpha.-(4-aminobutyl)-.omega.-(4-aminobutoxy)poly(oxy-1,4-butanediyl) | 622944 | 25723
Phenol, 4,4'-(1-methylethylidene)bis-, polymer with 2-(chloromethyl)oxirane, reaction products with formaldehyde-phenol polymer glycidyl ether | 622936 | 25724
2-Propenenitrile, polymer with 1,3-butadiene, 3-carboxy-1-cyano-1-methylpropyl-terminated, reaction products with formaldehyde-phenol polymer glycidyl ether | 622928 | 25725
2-Propenoic acid, polymer with 1,3-butadiene and 2-propenenitrile, 3-carboxy-1-cyano-1-methylpropyl-terminated, reaction products with bisphenol A diglycidyl ether homopolymer | 622910 | 25726
2-Propenenitrile, polymer with 1,3-butadiene, 3-carboxy-1-cyano-1-methylpropyl-terminated, reaction products with bisphenol A diglycidyl ether | 622902 | 25727
2-Propenenitrile, polymer with 1,3-butadiene, 3-carboxy-1-cyano-1-methylpropyl-terminated, reaction products with bisphenol A diglycidyl ether homopolymer | 622894 | 25728
2-Oxepanone, polymer with 1,3-diisocyanatomethylbenzene, 2-ethyl-2-(hydroxymethyl)-1,3-propanediol and 2,2'-oxybis[ethanol], 2-hydroxyethyl methacrylate-blocked | 622886 | 25729
2-Oxepanone, polymer with 1,4-butanediol, 5-isocyanato-1-(isocyanatomethyl)-1,3,3-trimethylcyclohexane and 2,2'-oxybis[ethanol], 2-hydroxyethyl acrylate-blocked | 622878 | 25730
2-Propenoic acid, 2-methyl-, methyl ester, homopolymer, reaction products with methylamine | 622860 | 25731
Linseed oil, polymer with bisphenol A, p-tert-butylphenol, formaldehyde, glycerol, phthalic anhydride, rosin and tung oil | 622852 | 25732
Soybean oil, polymer with benzoic acid, bisphenol A, p-tert-butylphenol, formaldehyde, glycerol, isophthalic acid and pentaerythritol | 622845 | 25733
Siloxanes and Silicones, di-Me, polymers with Me silsesquioxanes, hydroxy-terminated, reaction products with Me Et ketone O,O',O''-(methylsilylidyne)trioxime, 2-[[3-(trimethoxysilyl)propoxy]methyl]oxirane and N-[3-(trimethoxysilyl)propyl]benzenamine | 622753 | 25734
Siloxanes and Silicones, di-Me, polymers with Me silsesquioxanes, hydroxy-terminated, reaction products with Me Et ketone O,O',O''-(methylsilylidyne)trioxime and 2-[[3-(trimethoxysilyl)propoxy]methyl]oxirane | 622746 | 25735
Siloxanes and Silicones, di-Me, polymers with Me silsesquioxanes, hydroxy-terminated, reaction products with ethenylsilylidyne triacetate, hydroxy-terminated di-Me siloxanes, Me Et ketone O,O',O''-(methylsilylidyne)trioxime and 2-[[3-(trimethoxysilyl)propoxy]methyl]oxirane | 622738 | 25736
Aluminum, dodecylbenzenesulfonate Et acetoacetate iso-Pr alc. complexes | 616854 | 25737
Glycols, .alpha.,.omega.-, C7-11, phosphates (2:1), monopotassium salts | 616847 | 25738
Siloxanes and Silicones, di-Me, di-Ph, polymers with Me Ph silsesquioxanes, hydroxy-terminated | 616839 | 25739
Siloxanes and Silicones, di-Me, Me hydrogen, reaction products with polypropylene glycol monoallyl ether, polymers with 2,4-TDI, 2-hydroxyethyl acrylate-blocked | 616789 | 25740
Siloxanes and Silicones, 3-aminopropyl Me, Me stearyl | 616771 | 25741
Ammonium chloride ((NH4)Cl), reaction products with vermiculite | 616763 | 25742
1,3,5-Triazine-2,4,6-triamine, polymer with formaldehyde, 2-ethylhexyl Me ethers | 616755 | 25743
Fatty acids, tall-oil, polymers with glycerol, isophthalic acid, phthalic anhydride, soybean oil and trimethylolpropane | 616748 | 25744
1,2,3-Propanetricarboxylic acid, 2-hydroxy-, lithium salt (1:?), reaction products with vermiculite | 616722 | 25745
Fatty acids, tall-oil, polymers with 1,3-butanediol, glycerol, phthalic anhydride and terephthalic acid | 616714 | 25746
1,3-Propanediol, 2-ethyl-2-(hydroxymethyl)-, polymer with 1,1'-methylenebis[4-isocyanatobenzene], cresol-, phenol- and xylenol-blocked | 616680 | 25747
1,3-Propanediol, 2-ethyl-2-(hydroxymethyl)-, polymer with 1,3-diisocyanatomethylbenzene, cresol-, phenol- and xylenol-blocked | 616672 | 25748
Neodecanoic acid, 2-oxiranylmethyl ester, reaction products with dodecylbenzenesulfonic acid | 616664 | 25749
D-Glucopyranose, oligomeric, C10-16-alkyl glycosides | 616656 | 25750
Residual oils (shale oil), hydrocracked, hydrotreated | 647537 | 25751
Raffinates (shale oil), hydrocracked, sorption process | 647529 | 25752
Raffinates (shale oil), hydrocracked, heavy paraffinic distillate decarbonization | 647511 | 25753
Polymers (shale oil), hydrocracked, viscous | 647503 | 25754
Petrolatum (shale oil), hydrocracked | 647495 | 25755
Paraffin waxes (shale oil), hydrocracked, microcryst. | 647487 | 25756
Paraffin waxes (shale oil), hydrocracked, hydrotreated | 647479 | 25757
Paraffin waxes (shale oil), hydrocracked, clay-treated | 647461 | 25758
Paraffin waxes (shale oil), hydrocracked | 647453 | 25759
Paraffins (shale oil), hydrocracked, normal C5-20 | 647446 | 25760
Paraffin oils (shale oil), hydrocracked, catalytic dewaxed light | 647438 | 25761
Paraffin oils (shale oil), hydrocracked, catalytic dewaxed heavy | 647420 | 25762
Naphtha (shale oil), hydrocracked, sweetened | 647412 | 25763
Naphtha (shale oil), hydrocracked, solvent refined light | 647404 | 25764
Naphtha (shale oil), hydrocracked, solvent refined heavy | 647396 | 25765
Naphtha (shale oil), hydrocracked, polymn. | 647388 | 25766
Naphtha (shale oil), hydrocracked, light thermal cracked | 647370 | 25767
Naphtha (shale oil), hydrocracked, light straight-run | 647362 | 25768
Naphtha (shale oil), hydrocracked, light hydrocracked, lower-boiling fraction | 647354 | 25769
Naphtha (shale oil), hydrocracked, light catalytic reformed | 647347 | 25770
Naphtha (shale oil), hydrocracked, light catalytic cracked | 647339 | 25771
Naphtha (shale oil), hydrocracked, light alkylate | 647321 | 25772
Naphtha (shale oil), hydrocracked, isomerization | 647313 | 25773
Naphtha (shale oil), hydrocracked, hydrotreated light | 647305 | 25774
Naphtha (shale oil), hydrocracked, hydrotreated heavy | 647297 | 25775
Naphtha (shale oil), hydrocracked, hydrodesulfurized light | 647289 | 25776
Naphtha (shale oil), hydrocracked, hydrodesulfurized heavy | 647271 | 25777
Naphtha (shale oil), hydrocracked, heavy thermal cracked | 647263 | 25778
Naphtha (shale oil), hydrocracked, heavy straight-run hydrocracked | 647255 | 25779
Naphtha (shale oil), hydrocracked, heavy straight-run | 647248 | 25780
Naphtha (shale oil), hydrocracked, heavy catalytic reformed | 647230 | 25781
Naphtha (shale oil), hydrocracked, heavy catalytic cracked | 647222 | 25782
Naphtha (shale oil), hydrocracked, heavy alkylate | 647214 | 25783
Naphtha (shale oil), hydrocracked, full-range straight run | 647206 | 25784
Naphtha (shale oil), hydrocracked, full-range reformed | 647198 | 25785
Naphtha (shale oil), hydrocracked, full-range catalytic cracked | 647180 | 25786
Naphtha (shale oil), hydrocracked, full-range alkylate | 647172 | 25787
Naphtha (shale oil), hydrocracked, catalytic dewaxed | 647164 | 25788
Lubricating oils (shale oil), hydrocracked, solvent-refined spent | 647156 | 25789
Lubricating oils (shale oil), hydrocracked, chem. neutralized spent | 647149 | 25790
Kerosine (shale oil), hydrocracked, straight-run | 647131 | 25791
Kerosine (shale oil), hydrocracked, hydrodesulfurized | 647123 | 25792
Hydrocarbon waxes (shale oil), hydrocracked, hydrotreated microcryst. | 647115 | 25793
Gas oils (shale oil), hydrocracked, straight-run | 647107 | 25794
Gas oils (shale oil), hydrocracked, solvent refined | 647099 | 25795
Gas oils (shale oil), hydrocracked, light vacuum | 647081 | 25796
Gas oils (shale oil), hydrocracked, hydrotreated vacuum | 647073 | 25797
Gas oils (shale oil), hydrocracked, hydrodesulfurized light vacuum | 647065 | 25798
Gas oils (shale oil), hydrocracked, hydrodesulfurized heavy vacuum | 647057 | 25799
Gas oils (shale oil), hydrocracked, hydrodesulfurized | 647040 | 25800
Gas oils (shale oil), hydrocracked, heavy vacuum | 647032 | 25801
Gases (shale oil), hydrocracked, catalytic cracked | 647024 | 25802
Foots oil (shale oil), hydrocracked | 647016 | 25803
Extracts (shale oil), hydrocracked, residual oil solvent | 647008 | 25804
Extracts (shale oil), hydrocracked, middle distillate solvent | 646992 | 25805
Extracts (shale oil), hydrocracked, light paraffinic distillate solvent | 646984 | 25806
Extracts (shale oil), hydrocracked, light naphtha solvent | 646976 | 25807
Extracts (shale oil), hydrocracked, heavy paraffinic distillate solvent | 646968 | 25808
Extracts (shale oil), hydrocracked, heavy naphtha solvent | 646950 | 25809
Extracts (shale oil), hydrocracked, gas oil solvent | 646943 | 25810
Distillates (shale oil), hydrocracked, sweetened middle | 646935 | 25811
Distillates (shale oil), hydrocracked, straight-run middle | 646927 | 25812
Distillates (shale oil), hydrocracked, solvent refined middle | 646919 | 25813
Distillates (shale oil), hydrocracked, solvent-refined light paraffinic | 646901 | 25814
Distillates (shale oil), hydrocracked, solvent-refined heavy paraffinic | 646893 | 25815
Distillates (shale oil), hydrocracked, solvent-dewaxed light paraffinic | 646885 | 25816
Distillates (shale oil), hydrocracked, solvent-dewaxed heavy paraffinic | 646877 | 25817
Distillates (shale oil), hydrocracked, solvent-decarbonized heavy paraffinic | 646869 | 25818
Distillates (shale oil), hydrocracked, middle hydrocracked, lower-boiling fraction | 646851 | 25819
Distillates (shale oil), hydrocracked, light thermal cracked | 646844 | 25820
Distillates (shale oil), hydrocracked, light paraffinic | 646836 | 25821
Distillates (shale oil), hydrocracked, light catalytic cracked | 646828 | 25822
Distillates (shale oil), hydrocracked, intermediate catalytic cracked | 646810 | 25823
Distillates (shale oil), hydrocracked, hydrotreated middle | 646802 | 25824
Distillates (shale oil), hydrocracked, hydrotreated light paraffinic | 646794 | 25825
Distillates (shale oil), hydrocracked, hydrotreated light | 646786 | 25826
Distillates (shale oil), hydrocracked, hydrotreated heavy paraffinic | 646778 | 25827
Distillates (shale oil), hydrocracked, hydrodesulfurized middle | 646760 | 25828
Distillates (shale oil), hydrocracked, heavy thermal cracked | 646752 | 25829
Distillates (shale oil), hydrocracked, heavy paraffinic | 646745 | 25830
Distillates (shale oil), hydrocracked, heavy hydrocracked | 646737 | 25831
Distillates (shale oil), hydrocracked, heavy catalytic cracked | 646729 | 25832
Distillates (shale oil), hydrocracked, clay-treated light paraffinic | 646711 | 25833
Distillates (shale oil), hydrocracked, clay-treated heavy paraffinic | 646703 | 25834
Distillates (shale oil), hydrocracked, catalytic dewaxed middle | 646695 | 25835
Distillates (shale oil), hydrocracked, alkylate | 646687 | 25836
Condensates (shale oil), hydrocracked, vacuum tower | 646679 | 25837
Coke (shale oil), hydrocracked, calcined | 646661 | 25838
Coke (shale oil), hydrocracked | 646653 | 25839
Clarified oils (shale oil), hydrocracked, catalytic cracked | 646646 | 25840
2-Propenoic acid, ammonium salt (1:1), polymer with 2-propenamide, reaction products with hydroxylamine sulfate (2:1), sodium salts | 646612 | 25841
2-Propenamide, homopolymer, reaction products with hydroxylamine sulfate (2:1) (salt), sodium salts | 646604 | 25842
2-Propenoic acid, sodium salt (1:1), polymer with 2-propenamide, reaction products with hydroxylamine sulfate (2:1), sodium salts | 646596 | 25843
Fatty acids, dehydrated castor-oil, polymers with acrylic acid, bisphenol A, epichlorohydrin, 2-hydroxyethyl acrylate, linoleic acid and styrene | 646562 | 25844
Ethanaminium, 2-hydroxy-N-(2-hydroxyethyl)-N,N-dimethyl-, diesters with C16-18 and C18-unsatd. fatty acids, Me sulfates | 646547 | 25845
2-Propenoic acid, polymers with hydrolyzed poly(vinyl acetate), sodium salts | 646539 | 25846
2,5-Furandione, polymers with bisphenol A, epichlorohydrin and hydrogenated butadiene-styrene polymer | 646521 | 25847
Silane, ethenyltriethoxy-, polymers with hydrogenated butadiene-styrene polymer | 646513 | 25848
2-Propenoic acid, 2-methyl-, methyl ester, polymer with butyl 2-propenoate, ethenylbenzene, 2-oxepanone and 2-propenoic acid, 2,2'-(1,2-diazenediyl)bis[2-methylbutanenitrile]- and bis(1-methyl-1-phenylethyl) peroxide-initiated | 646505 | 25849
Butanoic acid, 3-oxo-, 2-propen-1-yl ester, polymers with acrylamide, acrylic acid and hydrolyzed poly(vinyl acetate) | 646497 | 25850
2-Propenoic acid, 2-methyl-, polymer with ethenylbenzene, ethyl 2-propenoate, 4,4'-(1-methylethylidene)bis[phenol] and 2,2'-[(1-methylethylidene)bis(4,1-phenyleneoxymethylene)]bis[oxirane], tert-Bu benzenecarboperoxoate-initiated, compds. with 2-(dimethylamino)ethanol | 646489 | 25851
Benzene, ethenyl-, ar-bromo derivs., polymers with propene | 646471 | 25852
Oxirane, 2-methyl-, polymer with oxirane, 2-aminomethylethyl 4-nonylphenyl ether, branched | 646463 | 25853
2-Propenoic acid, 2-methyl-, methyl ester, polymer with 3,3,4,4,5,5,6,6,7,7,8,8,9,9,10,10,10-heptadecafluorodecyl 2-propenoate, peroxidized adipoyl chloride-triethylene glycol polymer-initiated | 646455 | 25854
2-Propenoic acid, polymers with hydrolyzed poly(vinyl acetate) | 646448 | 25855
Siloxanes and Silicones, di-Me, di-Ph, polymers with Me Ph silsesquioxanes, hydroxy-terminated, polymers with 2-hydroxyethyl methacrylate, Me methacrylate and 3-(trimethoxysilyl)propyl methacrylate | 646430 | 25856
Siloxanes and Silicones, di-Me, polymers with Bu acrylate and Me methacrylate | 646422 | 25857
Fatty acids, tall-oil, polymers with benzoic acid, 2-(dimethylamino)ethyl methacrylate, isophthalic acid, linoleic acid, Me methacrylate, pentaerythritol and styrene | 646414 | 25858
Benzenesulfonic acid, C16-24-alkyl derivs., compds. with ethanolamine (1:1) | 646349 | 25859
Fatty acids, C16-18, polymers with Bu acrylate, hexahydro-1,3-isobenzofurandione, 2-hydroxyethyl methacrylate, styrene, 3,5,5-trimethylhexanoic acid and trimethylolpropane | 646331 | 25860
Silsesquioxanes, 3-[(2-methyl-1-oxo-2-propen-1-yl)oxy]propyl Ph, polymers with silicic acid (H4SiO4) tetra-Et ester | 646240 | 25861
Rosin, maleated, polymer with diethylene glycol and triethylene glycol | 646232 | 25862
Rosin, polymer with 2-amino-2-(hydroxymethyl)-1,3-propanediol, fumaric acid and tung oil | 646208 | 25863
Rosin, polymer with acetic acid, formaldehyde and phenol, calcium salt | 646190 | 25864
Rosin, polymer with acetic acid p-tert-butylphenol, formaldehyde and phenol, calcium salt | 646182 | 25865
1,6-Hexanediamine, N1,N6-bis(2,2,6,6-tetramethyl-4-piperidinyl)-, polymers with morpholine-2,4,6-trichloro-1,3,5-triazine reaction products, methylated | 646174 | 25866
Linseed oil, polymer with p-tert-butylphenol, formaldehyde, maleic anhydride, pentaerythritol, rosin and tung oil | 646166 | 25867
Resin acids and Rosin acids, compds. with 2-(dimethylamino)ethanol | 646158 | 25868
Resin acids and Rosin acids, anhydrides | 646141 | 25869
Rosin, polymer with formaldehyde and phenol, calcium salts | 646133 | 25870
Rosin, maleated, polymer with dicyclopentadiene | 646125 | 25871
Rosin, polymer with dimethylbenzenethiol, 4-octyl-N-(4-octylphenyl)benzenamine, N-phenylbenzenamine monooctyl deriv., titanium dioxide and zinc oxide | 646117 | 25872
Fatty acids, tall-oil, polymers with isophthalic acid, pentaerythritol, rosin and trimethylolpropane | 646109 | 25873
Resin acids and Rosin acids, calcium salts, polymers with bisphenol A, formaldehyde, glycerol, linseed oil, pentaerythritol, phenol, polymd. linseed oil, rosin and tung oil | 646091 | 25874
Resin acids and Rosin acids, calcium salts, polymers with bisphenol A, formaldehyde, glycerol, linseed oil, phenol, rosin and tung oil | 646083 | 25875
Linseed oil, polymer with bisphenol A, dicyclopentadiene, formaldehyde, glycerol, indene, methylstyrene, phenol, polymd. linseed oil, rosin, styrene, tung oil and vinyltoluene | 646075 | 25876
Linseed oil, polymer with p-tert-butylphenol, formaldehyde, maleic anhydride, pentaerythritol, phenol, rosin, soybean oil and tung oil | 646067 | 25877
Rosin, polymer with benzoic acid, ethylene glycol, maleic anhydride, pentaerythritol, phthalic anhydride and soybean oil | 646059 | 25878
Fatty acids, tall-oil, polymers with ethylene glycol, linseed oil, pentaerythritol, phthalic anhydride, rosin and tung oil | 646042 | 25879
Fatty acids, tall-oil, polymers with p-tert-butylphenol, ethylene glycol, formaldehyde, linseed oil, pentaerythritol, phthalic anhydride and rosin | 646034 | 25880
Linseed oil, polymer with p-tert-butylbenzoic acid, glycerol, phthalic anhydride, rosin and tung oil | 646026 | 25881
Rosin, polymer with p-tert-butylphenol, formaldehyde, glycerol, pentaerythritol, phthalic anhydride and soybean oil | 646018 | 25882
Rosin, fumarated, polymer with formaldehyde, calcium zinc salts | 646000 | 25883
2-Propenoic acid, 2-methyl-, butyl ester, polymer with C12-15-alkyl methacrylate and 2-(dimethylamino)ethyl methacrylate | 645994 | 25884
Fatty acids, tall-oil, polymers with benzoic acid, pentaerythritol, phthalic anhydride and rosin | 645986 | 25885
Fatty acids, tall-oil, polymers with benzoic acid, phthalic anhydride, rosin and trimethylolethane | 645978 | 25886
Fatty acids, tall-oil, polymers with p-tert-butylbenzoic acid, ethylene glycol, glycerol, pentaerythritol, phthalic anhydride and rosin | 645960 | 25887
Fatty acids, tall-oil, polymers with ethylene glycol, maleic anhydride, pentaerythritol, phthalic anhydride and rosin | 645952 | 25888
Fatty acids, tall-oil, polymers with pentaerythritol, phthalic anhydride, rosin and tung oil | 645945 | 25889
Fatty acids, tall-oil, polymers with benzoic acid, glycerol, isophthalic acid and rosin | 645937 | 25890
Fatty acids, tall-oil, polymers with benzoic acid, maleic anhydride, pentaerythritol, phthalic anhydride and rosin | 645929 | 25891
Rosin, polymer with benzoic acid, bisphenol A, p-tert-butylphenol, ethylene glycol, formaldehyde, pentaerythritol, phthalic anhydride and soybean oil | 645911 | 25892
Benzenesulfonamide, 2-methyl-, polymer with formaldehyde and 4-methylbenzenesulfonamide, caprolactam-terminated | 645895 | 25893
Siloxanes and Silicones, 3-[(2-aminoethyl)amino]propyl Me, di-Me, 3-hydroxypropyl Me, ethoxylated | 645887 | 25894
1,6-Octadien-3-ol, 3,7-dimethyl-, acid-isomerized, distn. residues terpene hydrocarbon by-products, distn. residues | 645853 | 25895
Benzene, 1,1'-oxybis-, lauryl and 1-methylundecyl derivs. | 645846 | 25896
Benzene, 1,1'-oxybis-, lauryl and 1-methylundecyl derivs., sulfonated | 645838 | 25897
2-Oxepanone, polymer with 1,6-diisocyanatohexane and 1,2-ethanediol, Et alc.-blocked | 645820 | 25898
Naphtha (petroleum), light steam-cracked, debenzenized, polymd., polymer with dinonylphenol, formaldehyde, fumaric acid, nonylphenol, pentaerythritol and rosin | 645812 | 25899
Siloxanes and Silicones, di-Me, 2-methyl-3-[(1-oxo-2-propen-1-yl)[2-[(1-oxo-2-propen-1-yl)amino]ethyl]amino]propyl group-terminated | 645804 | 25900
Phosphorothioic acid, O,O,O-triphenyl esters, tert-Bu derivs. | 645788 | 25901
1,6-Hexanediamine, N1,N6-bis(2,2,6,6-tetramethyl-4-piperidinyl)-, polymer with 2,4,6-trichloro-1,3,5-triazine, reaction products with, N-butyl-1-butanamine and N-butyl-2,2,6,6-tetramethyl-4-piperidinamine | 645770 | 25902
Amides, from acetic acid, C5-9 carboxylic acids and diethylenetriamine-ethylenimine polymer, acetates | 645754 | 25903
Amides, from acetic acid, C5-9 carboxylic acids and diethylenetriamine-ethylenimine polymer | 645747 | 25904
Ethanol, 2-amino-, reaction products with cyclohexane and peroxidized N-butyl-2,2,6,6-tetramethyl-4-piperidinamine-2,4,6-trichloro-1,3,5-triazine reaction products | 645739 | 25905
1,3-Propanediamine, N1,N1'-1,2-ethanediylbis-, reaction products with cyclohexane and peroxidized N-butyl-2,2,6,6-tetramethyl-4-piperidinamine-2,4,6-trichloro-1,3,5-triazine reaction products | 645721 | 25906
Chromium, aqua propionate complexes | 645697 | 25907
2-Propenoic acid, 2-methyl-, polymers with acrylonitrile, bisphenol A, butadiene, 3-carboxy-1-cyano-1-methylpropyl-terminated acrylic acid-acrylonitrile-butadiene polymer, 3-carboxy-1-cyano-1-methylpropyl-terminated polybutadiene, epichlorohydrin and 1,5-naphthalenediol | 645689 | 25908
9,10-Anthracenedione, 1,4-diamino-, N,N'-mixed 2-ethylhexyl and iso-Pr and Me and pentyl derivs. | 645671 | 25909
1-Naphthalenesulfonic acid, 5-[(4-hydroxyphenyl)amino]-8-(phenylamino)-, reaction products with sodium sulfide (Na2(Sx)), oxidized | 645663 | 25910
Sodium sulfide (Na2S), oxidized | 645655 | 25911
Siloxanes and Silicones, di-Me, Me hydrogen, reaction products with polyethylene-polypropylene glycol monoallyl ether and vinyl group-terminated di-Me siloxanes | 645648 | 25912
Chromate(2-), [3-(hydroxy-.kappa.O)-4-[2-[2-(hydroxy-.kappa.O)-1-naphthalenyl]diazenyl-.kappa.N1]-7-nitro-1-naphthalenesulfonato(3-)][1-[2-[2-(hydroxy-.kappa.O)-5-nitrophenyl]diazenyl-.kappa.N1]-2-naphthalenolato(2-)-.kappa.O]-, lithium | 645630 | 25913
Fatty acids, C9-28-neo-, potassium salts | 645622 | 25914
Fatty acids, tallow, polymers with Bu methacrylate, hexahydro-1,3-isobenzofurandione, 2-hydroxyethyl methacrylate, styrene, 3,5,5-trimethylhexanoic acid and trimethylolpropane, tert-Bu benzenecarboperoxoate- and tert-Bu 3,5,5-trimethylhexaneperoxoate-initiated | 645614 | 25915
Oxirane, 2-methyl-, polymer with 2,4-diisocyanato-1-methylbenzene and oxirane, branched 4-nonylphenol-blocked | 645572 | 25916
1,2,3-Propanetriol, polymer with 2,4-diisocyanato-1-methylbenzene, 2-methyloxirane, oxirane and 1,2-propanediol, branched 4-nonylphenol-blocked | 645564 | 25917
Siloxanes and Silicones, 3-[(2-aminoethyl)amino]propyl Me, di-Me, reaction products with polyethylene-polypropylene glycol Bu glycidyl ether | 645549 | 25918
Siloxanes and Silicones, di-Me, hydroxy-terminated, ethers with polyethylene-polypropylene glycol mono-Bu ether and polypropylene glycol | 645531 | 25919
Castor oil, oxidized, sulfurized | 645515 | 25920
Amines, N-coco alkyltrimethylenedi-, citrates | 645507 | 25921
Amines, N-tallow alkyltripropylenetetra-, citrates | 645499 | 25922
Siloxanes and Silicones, cetyl Me, di-Me, 3-hydroxypropyl Me, [(hexadecyldimethylsilyl)oxy]- and [[(3-hydroxypropyl)dimethylsilyl]oxy]-terminated, ethoxylated propoxylated | 645481 | 25923
1,3-Benzenediol, coupled with diazotized branched dodecylbenzenamine and diazotized xylidine | 645473 | 25924
2-Oxepanone, polymer with 1,4-butanediol and 5-isocyanato-1-(isocyanatomethyl)-1,3,3-trimethylcyclohexane, 2-ethyl-1-hexanol-blocked | 645457 | 25925
Siloxanes and Silicones, di-Me, hydroxy-terminated, reaction products with 2-[[3-(trimethoxysilyl)propoxy]methyl]oxirane | 645440 | 25926
1,3-Butadiene, 2-methyl-, polymer with 1,3-butadiene, hydrogenated, oxidized | 645408 | 25927
Cuprate(4-), [2-[2-[[2-[3-[[4-chloro-6-[[4-[(2,3-dibromo-1-oxopropyl)amino]-2-sulfophenyl]amino]-1,3,5-triazin-2-yl]amino]-2-(hydroxy-.kappa.O)-5-sulfophenyl]diazenyl-.kappa.N2]phenylmethyl]diazenyl-.kappa.N1]-4-sulfobenzoato(6-)-.kappa.O]-, sodium | 645382 | 25928
Poly(oxy-1,2-ethanediyl), .alpha.-hydro-.omega.-hydroxy-, ether with 2-ethyl-2-(hydroxymethyl)-1,3-propanediol (3:1), 2-propenoate, reaction products with 5-isocyanato-1-(isocyanatomethyl)-1,3,3-trimethylcyclohexane | 645374 | 25929
2-Propenoic acid, 2-hydroxyethyl ester, reaction products with 5-isocyanato-1-(isocyanatomethyl)-1,3,3-trimethylcyclohexane and polyethylene-polypropylene glycol ether with trimethylolpropane (3:1) acrylate | 645366 | 25930
Safflower oil, polymer with chlorendic anhydride and glycerol | 645333 | 25931
1,3-Benzenedicarboxylic acid, polymer with 2,2-bis(hydroxymethyl)-1,3-propanediol, butyl 2-methyl-2-propenoate, ethenylbenzene, 1,3-isobenzofurandione, methyl 2-methyl-2-propenoate and (9Z,12Z)-9,12-octadecadienoic acid, benzoate, 2,2'-(1,2-diazenediyl)bis[2-methylbutanenitrile]-initiated | 645325 | 25932
Fatty acids, soya, polymers with benzoic acid, isophthalic acid, linoleic acid, Me methacrylate, pentaerythritol and styrene | 645317 | 25933
2-Propenoic acid, 2-methyl-, 2-(1-oxa-4-azaspiro[4.5]dec-4-yl)ethyl ester, polymer with butyl 2-propenoate and 1,2-propanediol mono-2-propenoate, 2,2'-(1,2-diazenediyl)bis[2-methylbutanenitrile]-initiated | 645309 | 25934
Fatty acids, dehydrated castor-oil, polymers with bisphenol A, p-tert-butylphenol and epichlorohydrin | 645291 | 25935
Fatty acids, tall-oil, polymers with glycerol, phthalic anhydride, rosin and tung oil | 645283 | 25936
Poly(oxy-1,2-ethanediyl), .alpha.-[1-[(4-nonylphenoxy)methyl]-2-(2-propen-1-yloxy)ethyl]-.omega.-hydroxy-, branched | 645275 | 25937
Siloxanes and Silicones, di-Me, 3-hydroxypropyl group-terminated, ethoxylated polymers with 5-amino-1,3,3-trimethylcyclohexanemethanamine, .alpha.-hydro-.omega.-hydroxypoly(oxy-1,4-butanediyl), 5-isocyanato-1-(isocyanatomethyl)-1,3,3-trimethylcyclohexane and polyethylene glycol | 645267 | 25938
Fatty acids, linseed-oil, reaction products with 2-amino-2-(hydroxymethyl)-1,3-propanediol and formaldehyde, polymers with benzoic acid, isophthalic acid, linoleic acid, Me methacrylate, pentaerythritol and styrene | 645259 | 25939
Hydrofluoric acid, reaction products with 4-methylmorpholine | 645242 | 25940
Amides, from acetic acid, C6-9 fatty acids and ethylenediamine-ethylenimine polymer | 645226 | 25941
2-Propenoic acid, 2-methyl-, 2-(dimethylamino)ethyl ester, polymers with .gamma.-.omega.-perfluoro-C10-16-alkyl acrylate and vinyl acetate | 645218 | 25942
Benzene, 1,1'-methylenebis[4-isocyanato-, homopolymer, Bu alc.-blocked | 645192 | 25943
Fatty acids, tall-oil, reaction products with bisphenol A, epichlorohydrin, glycidyl tolyl ether and triethylenetetramine | 645184 | 25944
Phosphorous acid, (1-methylethylidene)di-4,1-phenylene tetra-C9-11-isoalkyl esters, C10-rich | 645176 | 25945
1,3-Benzenedicarboxylic acid, polymers with 3-carboxy-1-cyano-1-methylpropyl-terminated acrylonitrile-butadiene polymer, linoleic acid, octadecadienoic acid and pentaerythritol, benzoates (esters) | 645168 | 25946
Siloxanes and Silicones, di-Me, 3-hydroxypropyl Me, Me 3-(2-oxiranylmethoxy)propyl, ethers with polypropylene glycol mono-Bu ether | 645150 | 25947
Siloxanes and Silicones, di-Me, 3-hydroxypropyl Me, Me 3-(2-oxiranylmethoxy)propyl, ethers with polyethylene glycol mono-Me ether | 645143 | 25948
Phenol, methyl-, reaction products with Bu alc. titanium(4+) salt homopolymer | 645127 | 25949
1,2-Ethanediol, reaction products with 3-octyl-2-oxiraneoctanol | 645119 | 25950
Siloxanes and Silicones, 3-hydroxypropyl Me, polymers with Me silsesquioxanes, ethers with polyethylene glycol monoacetate | 645101 | 25951
Rosin, maleated, polymer with branched 4-nonylphenol, formaldehyde and pentaerythritol | 645093 | 25952
Poly(oxy-1,2-ethanediyl), .alpha.-(2-hydroxydodecyl)-.omega.-(2-hydroxymethylethoxy)-, .omega.-C6-12-alkyl ethers | 645069 | 25953
Amines, tallow alkyl, ethoxylated, compds. with polyethylene glycol hydrogen sulfate C12-14-alkyl ether | 645044 | 25954
Fatty acids, C10-13-branched, vinyl esters | 645036 | 25955
Fatty acids, C10-13-branched, zinc salts | 645028 | 25956
Poly(oxy-1,2-ethanediyl), .alpha.-sulfo-.omega.-[1-[(4-nonylphenoxy)methyl]-2-(2-propen-1-yloxy)ethoxy]-, branched, ammonium salts | 645010 | 25957
Soybean oil, polymer with diethylene glycol, phthalic anhydride, polyethylene-polypropylene glycol mono(nonylphenyl) ether and polymethylenepolyphenylene isocyanate | 644997 | 25958
Fatty acids, C18-unsatd., dimers, polymers with 2-ethylhexanoic acid, hexahydro-1,3-isobenzofurandione, 3-hydroxy-2-(hydroxymethyl)-2-methylpropanoic acid, isophthalic acid, neopentyl glycol, rosin and trimethylolpropane | 644963 | 25959
2-Propenoic acid, 2-methyl-, polymer with dodecyl 2-methyl-2-propenoate, ethenylbenzene, 2-hydroxyethyl 2-propenoate and 2-oxepanone, tert-Bu 3,5,5-trimethylhexaneperoxoate-initiated | 644930 | 25960
Fatty acids, C16-18, polymers with Bu methacrylate, hexahydro-1,3-isobenzofurandione, 2-hydroxyethyl methacrylate, styrene, 3,5,5-trimethylhexanoic acid and trimethylolpropane | 644914 | 25961
Formamide, ethenyl-, homopolymer, hydrolyzed, hydrochlorides | 644898 | 25962
Poly(oxy-1,2-ethanediyl), .alpha.-[4-nonyl-2-(1-propen-1-yl)phenyl]-.omega.-hydroxy-, branched | 644880 | 25963
Siloxanes and Silicones, di-Me, Me 6-[(1-oxo-2-propen-1-yl)oxy]hexyl, mono[[dimethyl[6-[(1-oxo-2-propen-1-yl)oxy]hexyl]silyl]oxy]-terminated, reaction products with chlorotrimethylsilane, iso-Pr alc. and sodium silicate | 644872 | 25964
Acetic acid ethenyl ester, polymer with 2-methyloxirane polymer with oxirane mono-2-propen-1-yl ether, methyl ether, 2,2'-(1,2-diazenediyl)bis[2-methylpropanenitrile]-initiated | 644864 | 25965
Oxirane, 2-methyl-, polymer with oxirane, mono[2-hydroxy-3-[(.gamma.-.omega.-perfluoro-C8-20-alkyl)thio]propyl] ethers | 644849 | 25966
2-Propenoic acid, 2-methyl-, polymer with ethyl 2-propenoate, esters with polyethylene glycol mono-C16-18-alkyl ethers | 644831 | 25967
Siloxanes and Silicones, di-Me, hydroxy-terminated, reaction products with ethenyltrimethoxysilane | 644823 | 25968
Oxirane, 2-(chloromethyl)-, homopolymer, reaction products with sodium azide (Na(N3)) | 644815 | 25969
Oxirane, 2-(chloromethyl)-, homopolymer, ether with 2-ethyl-2-(hydroxymethyl)-1,3-propanediol (3:1), reaction products with sodium azide (Na(N3)) | 644807 | 25970
Hexanedioic acid, polymer with 2-ethyl-2-(hydroxymethyl)-1,3-propanediol, C9-11-isoalkyl esters, C10-rich | 644799 | 25971
Tannins, polymers with acrylamide, N,N-dimethyl-2-propenamide and sodium 2-methyl-2-[(1-oxo-2-propen-1-yl)amino]-1-propanesulfonate (1:1), sodium salts, peroxydisulfuric acid ([(HO)S(O)2]2O2) ammonium salt (1:2)-initiated | 644773 | 25972
Fatty acids, tall-oil, C11-14-branched alkyl esters, C13-rich | 644765 | 25973
Fatty acids, tall-oil, polymers with acrylic acid, allyl alc. and styrene, compds. with 2-(dimethylamino)ethanol | 644757 | 25974
Benzenamine, N-phenyl-, reaction products with isobutylene, 2,4,4-trimethyl-1-pentene and 2,4,4-trimethyl-2-pentene | 644740 | 25975
1,3-Propanediol, 2-ethyl-2-(hydroxymethyl)-, polymer with 1,1'-methylenebis[isocyanatobenzene], phenol-blocked | 644732 | 25976
Triacontene, branched | 644716 | 25977
Octacosene, branched | 644708 | 25978
Hexacosene, branched | 644690 | 25979
Tetracosene, branched | 644682 | 25980
Docosene, branched | 644674 | 25981
Eicosene, branched | 644666 | 25982
Octadecene, branched | 644658 | 25983
Hexadecene, branched | 644641 | 25984
Tetradecene, branched | 644633 | 25985
Siloxanes and Silicones, Me hydrogen, reaction products with 2,2,6,6-tetramethyl-4-(2-propen-1-yloxy)piperidine | 644625 | 25986
Schiff bases, benzylidene coco alkyl, reaction products with allyl alc.-styrene polymer, hexahydro-5-methyl-1,3-isobenzofurandione and phosphonic acid | 644617 | 25987
2,7-Naphthalenedisulfonic acid, 4-amino-5-hydroxy-, disodium salt (1:2), coupled with diazotized 4-butylbenzenamine, diazotized 4,4'-cyclohexylidenebis[benzenamine] and m-phenylenediamine, sodium salt | 644575 | 25988
Ethaneperoxoic acid, reaction products with 3,3,4,4,5,5,6,6,7,7,8,8,9,9,10,10,10-heptadecafluorodecyl thiocyanate and 3,3,4,4,5,5,6,6,7,7,8,8,8-tridecafluorooctyl thiocyanate | 644534 | 25989
2-Butenedioic acid (2E)-, mixed esters with benzyl alc., 2,2-bis[(2-propen-1-yloxy)methyl]-1-butanol and ethylene glycol | 644500 | 25990
Rosin, maleated, polymer with formaldehyde, nonylphenol and pentaerythritol, zinc salts | 644492 | 25991
2-Butenedioic acid (2Z)-, ammonium salt (1:?), homopolymer, hydrolyzed, sodium salts | 644484 | 25992
Fatty acids, C16-18, polymers with pentaerythritol, phthalic anhydride, propylene glycol and 3,5,5-trimethylhexanoic acid | 644476 | 25993
Silsesquioxanes, Ph, hydroxy-terminated | 644468 | 25994
Siloxanes and Silicones, di-Me, Me methoxy, methoxy Ph, polymers with Me Ph silsesquioxanes, methoxy-terminated | 644450 | 25995
Siloxanes and Silicones, Me methoxy, polymers with Me silsesquioxanes, methoxy-terminated | 644443 | 25996
Siloxanes and Silicones, di-Ph, Me Ph, polymers with Me Ph silsesquioxanes, hydroxy-terminated | 644435 | 25997
Siloxanes and Silicones, di-Ph, polymers with Me Ph silsesquioxanes, hydroxy-terminated | 644427 | 25998
Siloxanes and Silicones, di-Me, di-Ph, Me Ph, polymers with Me Ph silsesquioxanes, hydroxy-terminated | 644419 | 25999
Siloxanes and Silicones, di-Me, di-Ph, polymers with Ph silsesquioxanes, hydroxy-terminated | 644401 | 26000
Siloxanes and Silicones, Me Ph, polymers with Ph silsesquioxanes, hydroxy-terminated | 644393 | 26001
Silsesquioxanes, Me Ph, hydroxy-terminated | 644385 | 26002
Phosphoric trichloride, reaction products with bisphenol A and phenol | 644377 | 26003
Amines, coco alkyl, ethoxylated, mono(2-ethylhexyl) phosphates (1:1) (salts) | 644344 | 26004
Amides, castor-oil, hydrogenated, ethoxylated, N,N'-ethylenebis- | 644336 | 26005
Sulfonic acids, C6-12-alkane, .gamma.-.omega.-perfluoro, ammonium salts | 644310 | 26006
Hexanedioic acid, polymer with N1-(2-aminoethyl)-1,2-ethanediamine and ethanedial, reaction products with epichlorohydrin | 644302 | 26007
2-Oxepanone, polymer with 2,2-dimethyl-1,3-propanediol, 2-ethyl-2-(hydroxymethyl)-1,3-propanediol and 1,1'-methylenebis[4-isocyanatobenzene], 2-hydroxypropyl methacrylate-blocked | 644294 | 26008
Phosphonic acid, reaction products with maleic anhydride, sodium salts | 644286 | 26009
Siloxanes and Silicones, di-Me, 3-[2,2-bis[[(1-oxo-2-propen-1-yl)oxy]methyl]butoxy]propyl group-terminated | 644260 | 26010
Siloxanes and Silicones, di-Me, Me 3,3,3-trifluoropropyl, [(dimethylsilyl)oxy]-terminated | 644252 | 26011
Siloxanes and Silicones, di-Me, Me 3,3,3-trifluoropropyl, polymers with Me silsesquioxanes, [(ethenyldimethylsilyl)oxy]-terminated | 644245 | 26012
Fatty acids, C18-unsatd., dimers, polymers with .alpha.-(3-aminopropyl)-.omega.-(3-aminopropoxy)poly(oxy-1,4-butanediyl) and C36-alkylenediamines | 644229 | 26013
2-Naphthalenol, heptyl-1-[2-[(2-phenyldiazenyl)phenyl]diazenyl]-, ar', ar''-Me derivs. | 644211 | 26014
Glycerides, mixed 3,5-bis(1,1-dimethylethyl)-4-hydroxybenzenepropanoyl and coco mono-, di- and tri- | 644195 | 26015
Butanoic acid, 3-oxo-, ethyl ester, reaction products with N1,N1-dimethyl-1,3-propanediamine and polypropylene glycol ether with trimethylolpropane (3:1) | 644187 | 26016
Phenol, 4,4'-[2,2,2-trifluoro-1-(trifluoromethyl)ethylidene]bis-, ion(1-), salts with benzene-chlorine-sulfur chloride (S2Cl2) reaction products | 644161 | 26017
Siloxanes and Silicones, di-Me, 6-hydroxyhexyl group-terminated, diesters with 2-oxepanone homopolymer, polymers with Bu alc., .alpha.-hydro-.omega.-hydroxypoly(oxy-1,4-butanediyl), 1,1'-methylenebis[4-isocyanatocyclohexane], 2-methyl-1,5-pentanediamine and polyethylene glycol | 644153 | 26018
1,3-Butadiene, homopolymer, maleated | 644146 | 26019
Siloxanes and Silicones, 3-[4-[[[3-[(2,3-dihydroxypropyl)dimethylammonio]propyl]amino]carbonyl]-2-oxo-1-pyrrolidinyl]propyl Me, di-Me, 3-[3-[[3-(C8-22-acylamino)propyl]dimethylammonio]-2-hydroxypropyl phosphates], chlorides, sodium salts | 644120 | 26020
Benzene, ethylenated, residues, distn. lights | 644070 | 26021
Fatty acids, C16-18 and C18-unsatd., branched and linear, distn. lights | 644062 | 26022
Fatty acids, linseed-oil, .gamma.-.omega.-perfluoro-C8-14-alkyl esters | 644054 | 26023
Sulfonamides, C4-8-alkane, perfluoro, N-ethyl-N-(hydroxyethyl), polymers with 1,1'-methylenebis[4-isocyanatobenzene] and polymethylenepolyphenylene isocyanate, 2-ethylhexyl esters, Me Et ketone oxime-blocked | 644047 | 26024
Siloxanes and Silicones, 3-butoxy-2-methyl-3-oxopropyl Me | 644039 | 26025
Fatty acids, coco, polymers with adipic acid, pentaerythritol, stearic acid and tall-oil fatty acids | 643981 | 26026
1,6-Hexanediol, polymer with 5-amino-1,3,3-trimethylcyclohexanemethanamine, .alpha.-hydro-.omega.-hydroxypoly(oxy-1,4-butanediyl) and 5-isocyanato-1-(isocyanatomethyl)-1,3,3-trimethylcyclohexane, N-butyl-1-butanamine-blocked | 643973 | 26027
2-Propenoic acid, polymer with 2-propenamide, sulfomethylated, ammonium salts | 643965 | 26028
Diphosphonic acid, P,P'-bis(1-methylethenyl)-, homopolymer, hydrolyzed, sodium salt | 643957 | 26029
Diphosphonic acid, P,P'-bis(1-methylethenyl)-, homopolymer, hydrolyzed | 643940 | 26030
Fatty acids, C18-unsatd., dimers, hydrogenated, polymers with hydrogenated di-Me esters of hydrogenated C18-unsatd. fatty acid dimers | 643932 | 26031
Siloxanes and Silicones, C24-54-branched and linear alkyl Me, di-Me | 643882 | 26032
Silazanes | 643841 | 26033
Fatty acids, montan-wax, diesters with hydroxy-terminated hydrogenated polybutadiene | 643833 | 26034
Fatty acids, C16-18 and C18-unsatd., polymers with bisphenol A, epichlorohydrin and Ph Pr silsesquioxanes | 643825 | 26035
Fatty acids, tall-oil, polymers with glycerol, linoleic acid, octadecadienoic acid, pentaerythritol and phthalic anhydride | 643817 | 26036
Oxirane, 2-methyl-, polymers with oxirane, mono(2-ethylhexyl) ether, reaction products with bis(isocyanatomethyl)benzene and polyethylene glycol | 643809 | 26037
2-Propenoic acid, 2-methyl-, 2-hydroxyethyl ester, polymer with butyl 2-propenoate, ethenylbenzene and 2-oxiranylmethyl 2-methyl-2-propenoate, tert-Bu 3,5,5-trimethylhexaneperoxoate-initiated | 643791 | 26038
2H-Azepin-2-one, hexahydro-, homopolymer, monononanamide, distn. residues | 643775 | 26039
Alcohols, C6-10, ethoxylated propoxylated, fumarated | 643767 | 26040
Benzaldehyde, 2-hydroxy-5-nonyl-, branched | 643700 | 26041
Fatty acids, tall-oil, polymers with benzoic acid, 1,4-cyclohexanedicarboxylic acid, isophthalic acid, linoleic acid, neopentyl glycol and trimethylolethane | 643692 | 26042
Formaldehyde, polymer with 4-(1,1-dimethylethyl)phenol and oxirane, esters with tall-oil fatty acids | 643643 | 26043
Coconut oil, ester with polyethylene glycol mono(branched 4-nonylphenyl) ether | 643627 | 26044
Castor oil, dehydrated, mixed esters with pentaerythritol and soybean oil | 643619 | 26045
Amines, C14-18-alkyl, polymers with maleic anhydride and 1-octadecene | 643601 | 26046
Fatty acids, sunflower-oil, polymers with benzoic acid, glycidyl neodecanoate, pentaerythritol, phthalic anhydride and trimethylolpropane | 643593 | 26047
Terpenes and Terpenoids, limonene fraction, polymers with turpentine-oil limonene fraction terpenes | 643585 | 26048
Fatty acids, tall-oil, polymers with tetraethylenepentamine, acetates, mercaptoacetates | 643544 | 26049
1-Dodecene, adduct with 1-decene (1:1), hydrogenated | 643536 | 26050
Fatty acids, tall-oil, polymers with glycerol, light steam-cracked petroleum naphtha C5 fraction oligomer conc., maleic anhydride, pentaerythritol, rosin, steam-cracked petroleum distillates C8-12 fraction and tall oil | 643528 | 26051
Zinc oxide (ZnO), zinc-64 depleted | 643494 | 26052
Benzene, 1,3-diisocyanatomethyl-, polymers with hydrolyzed Me esters of reduced polymd. oxidized tetrafluoroethylene | 643486 | 26053
Oxirane, 2-methyl-, polymer with oxirane, ether with 2-ethyl-2-(hydroxymethyl)-1,3-propanediol (3:1), polymer with 1,3-diisocyanatomethylbenzene, allyl alc.-blocked | 643478 | 26054
2-Oxepanone, homopolymer, ester with 2-ethyl-2-(hydroxymethyl)-1,3-propanediol (3:1), polymer with 1,6-diisocyanatohexane, Me Et ketone oxime-blocked | 643460 | 26055
1-Dodecene, adduct with 1-octene (1:1), hydrogenated | 643403 | 26056
Soybean oil, polymd., oxidized, bisulfited, sodium salt | 643395 | 26057
Phosphonic acid, P,P'-ethenylidenebis-, P,P,P',P'-tetrakis(1-methylethyl) ester, polymer with diethenylbenzene, ethenylbenzene and 2-propenenitrile, benzoyl peroxide-initiated | 643379 | 26058
Phosphonic acid, P,P'-ethenylidenebis-, P,P,P',P'-tetrakis(1-methylethyl) ester, polymer with diethenylbenzene, ethenylbenzene and 2-propenenitrile, benzoyl peroxide-initiated, sulfonated, hydrolyzed | 643361 | 26059
Phosphonic acid, P,P'-ethenylidenebis-, P,P,P',P'-tetrakis(1-methylethyl) ester, polymer with diethenylbenzene, ethenylbenzene and 2-propenenitrile, benzoyl peroxide-initiated, sulfonated, hydrolyzed, sodium salts | 643353 | 26060
1-Naphthalenamine, N-[(1,1,3,3-tetramethylbutyl)phenyl]-, reaction products with diphenylamine and 2,4,4-trimethylpentene | 643320 | 26061
Benzaldehyde, 2-hydroxy-5-nonyl-, oxime, branched | 643304 | 26062
2-Propenoic acid, 2-methyl-, butyl ester, polymer with 2-ethylhexyl 2-propenoate, 2-hydroxyethyl 2-methyl-2-propenoate, methyl 2-methyl-2-propenoate and 2-propenoic acid, tert-Bu 2-ethylhexaneperoxoate-initiated | 643296 | 26063
Soybean oil, epoxidized, polymer with sulfonated benzene polypropene derivs. | 643288 | 26064
Glycerides, vegetable-oil mono-, hydrogenated, acetates | 643270 | 26065
2-Propenoic acid, methyl ester, telomer with 1-dodecanethiol, C16-18-alkenyl esters | 643262 | 26066
2-Propenoic acid, methyl ester, telomer with 1-dodecanethiol, C16-18-alkyl esters | 643254 | 26067
Propanoic acid, 3,3'-thiobis-, di-C24-26-branched alkyl esters | 643247 | 26068
Poly(oxy-1,2-ethanediyl), .alpha.,.alpha.'-[thiobis(1-oxo-3,1-propanediyl)]bis[.omega.-hydroxy-, bis(C11-15 and C11-15-isoalkyl) ethers | 643239 | 26069
Zirconium, chloro glycolate hydroxy oxo sodium complexes | 643221 | 26070
Zirconium, chloro hydroxy lactate oxo sodium complexes | 643213 | 26071
Ethanol, 2-amino-, reaction products with carbon dioxide | 643205 | 26072
2-Propenoic acid, 2-methyl-, 2-(dimethylamino)ethyl ester, polymers with .delta.-.omega.-perfluoro-C10-16-alkyl acrylate and vinyl acetate | 643197 | 26073
Fatty acids, C16-18 and C18-unsatd., branched and linear, Me esters | 643189 | 26074
Siloxanes and Silicones, decyl Me, polymers with Me silsesquioxanes, ethoxy-terminated | 643171 | 26075
Polysulfides, bis[bis[(2-ethylhexyl)oxy]phosphinothioyl] | 643163 | 26076
Poly(oxy-1,2-ethanediyl), .alpha.-(carboxymethyl)-.omega.-hydroxy-, C9-11-alkyl ethers, sodium salts | 643155 | 26077
Poly(oxy-1,2-ethanediyl), .alpha.-(carboxymethyl)-.omega.-hydroxy-, C9-11-alkyl ethers | 643148 | 26078
1-Decene, adduct with 1-octene (1:1), hydrogenated | 643106 | 26079
Benzene, 1,3-diisocyanatomethyl-, homopolymer, polyethylene glycol mono-Me ether-blocked | 643098 | 26080
Fatty acids, C16-18, polymers with glycerol, glycidyl neodecanoate, maleic anhydride, phthalic anhydride, 3,5,5-trimethylhexanoic acid and trimethylolpropane | 643080 | 26081
Thiazolidine, 2,2-dimethyl-, compds. with sulfonated divinylbenzene-ethenylethylbenzene-styrene polymer | 643056 | 26082
Siloxanes and Silicones, di-Me, Me 3-mercaptopropyl, Me stearyl | 643049 | 26083
Alkyl chlorides, C8-10-iso-, C9-rich | 636852 | 26084
Amines, C8-10-isoalkyldecylmethyl, C9-rich | 636845 | 26085
Benzene, mono-C12-13-branched alkyl derivs., fractionation bottoms, heavy ends | 636837 | 26086
Benzene, mono-C12-13-branched alkyl derivs., fractionation bottoms, light ends | 636829 | 26087
Benzene, mono-C12-13-branched alkyl derivs., fractionation bottoms | 636811 | 26088
Benzene, mono-C12-13-branched alkyl derivs. | 636803 | 26089
D-Glucopyranose, oligomeric, 6-(hydrogen 2-sulfobutanedioate), coco alkyl glycosides, sodium salts | 636795 | 26090
D-Glucopyranose, oligomeric, 6-[hydrogen (2R,3R)-2,3-dihydroxybutanedioate], coco alkyl glycosides, sodium salts | 636787 | 26091
D-Glucopyranose, oligomeric, 6-(dihydrogen 2-hydroxy-1,2,3-propanetricarboxylate), coco alkyl glycosides, sodium salts | 636779 | 26092
Fatty acids, dehydrated castor-oil, polymers with benzoic acid, Bu acrylate, glycerol, 2-hydroxyethyl acrylate, 2-hydroxyethyl methacrylate, iso-Bu methacrylate, linseed oil, methacrylic acid, pentaerythritol, phthalic anhydride and styrene | 636761 | 26093
Zirconium, tri-C12-15-alkyl phosphite 1-tridecanol complexes | 636746 | 26094
Titanium, tri-C12-15-alkyl phosphite 1-tridecanol complexes | 636738 | 26095
2-Propenoic acid, 2-methyl-, polymers with butadiene, polyethylene glycol hydrogen maleate C16-18-alkyl ether and styrene | 636720 | 26096
Propanenitrile, 3-amino-, N-[3-(C11-14-isoalkyloxy)propyl] derivs., C13-rich | 636712 | 26097
Propanenitrile, 3-(C11-14-isoalkyloxy) derivs., C13-rich | 636704 | 26098
1,3-Propanediamine, N-[3-(C11-14-isoalkyloxy)propyl] derivs., C13-rich, acetates | 636696 | 26099
1,3-Propanediamine, N-[3-(C11-14-isoalkyloxy)propyl] derivs., C13-rich | 636688 | 26100
1-Propanamine, 3-(C11-14-isoalkyloxy) derivs., C13-rich | 636670 | 26101
Poly(oxy-1,2-ethanediyl), .alpha.-[(2Z)-3-carboxy-1-oxo-2-propen-1-yl]-.omega.-hydroxy-, C16-18-alkyl ethers | 636662 | 26102
1,3-Butadiene, 2-methyl-, homopolymer, hydrogenated | 636654 | 26103
1,3-Butanediol, polymer with 2,4-diisocyanato-1-methylbenzene, 2-ethyl-2-(hydroxymethyl)-1,3-propanediol and .alpha.-hydro-.omega.-hydroxypoly[oxy(methyl-1,2-ethanediyl)], caprolactam-terminated | 636647 | 26104
Siloxanes and Silicones, di-Me, 3-hydroxypropyl group-terminated, ethoxylated propoxylated | 636589 | 26105
Fatty acids, C16-18 and C18-unsatd., branched and linear, potassium salts | 636571 | 26106
Amines, N-tallow alkyltris(trimethylene)tetra- | 636563 | 26107
Poly(oxy-1,2-ethanediyl), .alpha.-sulfo-.omega.-[4-nonyl-2-(1-propen-1-yl)phenoxy]-, branched, ammonium salts | 636548 | 26108
2,5-Furandione, polymer with 1-propene, chlorinated | 636530 | 26109
Syrups, hydrolyzed starch, reaction products with glyoxal | 636498 | 26110
Amines, C12-14-tert-alkyl, isooctyl phosphates | 636480 | 26111
Ferrate(6-), tris[5,6-di(amino-.kappa.N)-1,3-naphthalenedisulfonato(5-)]-, sodium | 636472 | 26112
Fatty acids, tall-oil, polymers with maleic anhydride and rosin, calcium salts | 636464 | 26113
2,5-Furandione, reaction products with bisphenol A-epichlorohydrin polymer and methanol | 636456 | 26114
Epoxides, C11-17-branched alkyl di-Me and C12-18-branched alkyl Me | 636449 | 26115
Carboxylic acids, di-, C4-11, polymers with 1,4-butanediol, 2-ethyl-1-hexanol and propylene glycol | 636431 | 26116
2-Propenenitrile, polymer with 1,3-butadiene, 3-carboxy-1-cyano-1-methylpropyl-terminated, polymers with bisphenol A, o-cresol-formaldehyde polymer glycidyl ether, epichlorohydrin and 4,4'-(1-methylethylidene)bis[2,6-dibromophenol] | 636423 | 26117
Benzene, 1,2-dimethyl-, polypropene derivs., sulfonated, mixed with sulfonated benzene polypropene derivs., calcium salts | 636415 | 26118
1-Dodecene, dimer, hydrogenated | 636373 | 26119
Rubber, natural, epoxidized | 629709 | 26120
Fatty acids, C18-unsatd., dimers, hydrogenated, Me esters | 629691 | 26121
2-Propenoic acid, telomer with 3-mercaptopropanoic acid, sodium salt, peroxydisulfuric acid ([(HO)S(O)2]2O2) sodium salt (1:2)-initiated | 629675 | 26122
Phenol, 2,4,6-tris[(dimethylamino)methyl]-, reaction products with N1-(2-aminoethyl)-1,3-propanediamine and N1,N1'-1,2-ethanediylbis[1,3-propanediamine] | 629659 | 26123
2-Propenoic acid, polymer with .alpha.-2-propen-1-yl-.omega.-hydroxypoly(oxy-1,2-ethanediyl), sodium salt, peroxydisulfuric acid ([(HO)S(O)2]2O2) sodium salt (1:2)-initiated | 629642 | 26124
2-Propenoic acid, polymer with .alpha.-2-propen-1-yl-.omega.-hydroxypoly(oxy-1,2-ethanediyl), peroxydisulfuric acid ([(HO)S(O)2]2O2) sodium salt (1:2)-initiated | 629634 | 26125
Piperidine, 4-[3-(dichloromethylsilyl)propoxy]-2,2,6,6-tetramethyl-, hydrolyzed, polymd. | 629626 | 26126
Propanoic acid, 3-hydroxy-2-(hydroxymethyl)-2-methyl-, polymer with 1,6-diisocyanatohexane, diphenyl carbonate, 1,2-ethanediamine, 1,6-hexanediol, hydrazine, 2-methyloxirane, oxirane, 1,2-propanediol and sodium 2-[(2-aminoethyl)amino]ethanesulfonate (1:1), 2-(2-butoxyethoxy)ethanol-blocked | 629618 | 26127
Phosphoric acid, mixed decyl and Et and octyl esters, potassium salts | 629600 | 26128
Polyphosphoric acids, mixed esters with C12-18 alcs. and high-boiling C6-10-alkene hydroformylation products | 629568 | 26129
Polyphosphoric acids, esters with high-boiling C6-10-alkene hydroformylation products | 629550 | 26130
Silsesquioxanes, hydrogen, hydroxy-terminated | 629444 | 26131
Tricyclodecanedimethanol, polymer with 5-isocyanato-1-(isocyanatomethyl)-1,3,3-trimethylcyclohexane, 2-hydroxyethyl acrylate-blocked | 629428 | 26132
Furan, tetrahydro-3-methyl-, polymer with 2,4-diisocyanato-1-methylbenzene and tetrahydrofuran, 2-hydroxyethyl acrylate-blocked | 629410 | 26133
Formaldehyde, polymer with ethenylbenzene, sulfonated | 629402 | 26134
Benzoic acid, 2-hydroxy-, mono-C16-18-alkyl derivs., calcium salts (2:1) | 629394 | 26135
2-Propanol, reaction products with (3-chloropropyl)trimethoxysilane and polyethylenimine | 629386 | 26136
1,3-Propanediamine, N1,N1'-1,2-ethanediylbis-, polymer with 2,4,6-trichloro-1,3,5-triazine, reaction products with N-butyl-2,2,6,6-tetramethyl-4-piperidinamine | 629337 | 26137
2-Propenoic acid, 2-methyl-, butyl ester, polymer with 2-ethylhexyl 2-propenoate, 2-hydroxyethyl 2-propenoate, (1-methylethenyl)benzene and methyl 2-methyl-2-propenoate, 6-hydroxyhexanoate, bis(1-methyl-1-phenylethyl) peroxide- and 1-methyl-1-phenylethyl hydroperoxide-initiated | 629279 | 26138
Acetic acid ethenyl ester, polymer with 2-methyloxirane polymer with oxirane, mono-2-propen-1-yl ether, 2,2'-(1,2-diazenediyl)bis[2-methylpropanenitrile]-initiated | 629162 | 26139
Butanedioic acid, 2-methylene-, polymer with ethenyl acetate, hydrolyzed, sodium salts | 622670 | 26140
Phenol, tetrapropylene-, sulfurized, carbonates, calcium salts, overbased | 622662 | 26141
Phenol, tetrapropylene-, sulfurized, calcium salts | 622654 | 26142
Oxirane, 2-ethyl-, homopolymer, mono[N-(2-aminoethyl)carbamate], mixed ditetrapropylenephenyl and tetrapropylenephenyl ethers | 622647 | 26143
Oxirane, 2-ethyl-, homopolymer, N,N'-1,2-ethanediylbis[carbamate] (2:1), mixed ditetrapropylenephenyl and tetrapropylenephenyl ethers | 622639 | 26144
Formaldehyde, reaction products with methylamine and tetrapropylenephenol | 622621 | 26145
Formaldehyde, reaction products with calcium hydroxide, methylamine, sulfur and tetrapropylenephenol | 622613 | 26146
Alkenes, C15-18 .alpha.-, reaction products with sulfurized tetrapropylenephenol calcium salt, sulfurized | 622605 | 26147
Fatty acids, C8-18 and C18-unsatd., polymers with benzoic acid, pentaerythritol, phthalic anhydride and trimethylolpropane | 622472 | 26148
Fatty acids, C14-18 and C16-18-unsatd., polymers with pentaerythritol, phthalic anhydride and propylene glycol | 622464 | 26149
Fatty acids, C8-18 and C18-unsatd., polymers with isophthalic acid, neopentyl glycol and trimellitic anhydride | 622456 | 26150
Fatty acids, C16-18 and C18-unsatd., branched and linear, polymers with benzoic acid, 3-hydroxy-2,2-dimethylpropyl 3-hydroxy-2,2-dimethylpropanoate, maleic anhydride, pentaerythritol and phthalic anhydride | 622449 | 26151
Linseed oil, polymer with isophthalic acid, pentaerythritol, phthalic anhydride, TDI and trimethylolethane | 622407 | 26152
2-Propenoic acid, 2-methyl-, monoester with 1,2-propanediol, reaction products with 5-isocyanato-1-(isocyanatomethyl)-1,3,3-trimethylcyclohexane | 622399 | 26153
9-Octadecenoic acid (9Z)-, reaction products with epoxidized Bu oleate, isooctyl alc., phosphorus oxide (P2O5), propanediol, triethanolamine and zinc oxide | 622324 | 26154
2-Propenoic acid, ethyl ester, polymer with diethenylbenzene, 2-ethenylpyridine and methyl 2-propenoate, reaction products with N1-(3-aminopropyl)-N1-methyl-1,3-propanediamine and N1,N1-dimethyl-1,3-propanediamine, chloromethane-quaternized | 622217 | 26155
2-Propenoic acid, ethyl ester, polymer with diethenylbenzene, 2-ethenylpyridine and methyl 2-propenoate, reaction products with N1-(3-aminopropyl)-N1-methyl-1,3-propanediamine and N1,N1-dimethyl-1,3-propanediamine | 622209 | 26156
Cashew, nutshell liq., polymer with epichlorohydrin, epoxidized | 622191 | 26157
Copper, [29H,31H-phthalocyaninato(2-)-.kappa.N29,.kappa.N30,.kappa.N31,.kappa.N32]-, aminosulfonyl [[3-[[(3,6-dichloro-4-pyridazinyl)carbonyl]amino]-4-methyl-5-sulfophenyl]amino]sulfonyl sulfo derivs., sodium salts | 622175 | 26158
Castor oil, dehydrated, polymer with glycerol, maleic anhydride and rosin | 622159 | 26159
Formaldehyde, polymer with 4-octylphenol, reaction products with polyisoprene of cis-1,4-configuration | 588798 | 26160
Siloxanes and Silicones, Me myristyl | 588764 | 26161
Fatty acids, tall-oil, polymers with polyethylenepolyamines | 588756 | 26162
Poly(oxy-1,2-ethanediyl), .alpha.-hydro-.omega.-hydroxy-, ether with 2-hydroxy-N,N-bis(2-hydroxyethyl)-N-methyl-3,5-dinonylbenzenemethanaminium (3:1), branched, methyl sulfate (salt) | 588350 | 26163
Siloxanes and Silicones, di-Me, 1-[[(1-oxo-2-propen-1-yl)oxy]methyl]ethenyl group-terminated | 610667 | 26164
Siloxanes and Silicones, di-Me, 3-[(1-oxo-2-propen-1-yl)oxy]-1-propen-1-yl group-terminated | 610659 | 26165
Glycerides, mixed coco and nonanoyl, hydrogenated | 610642 | 26166
Siloxanes and Silicones, di-Me, 3-aminopropyl group-terminated, polymers with [5,5'-[(1-methylethylidene)bis(4,1-phenyleneoxy)]bis[1,3-isobenzofurandione and m-phenylenediamine | 610634 | 26167
Linseed oil, polymer with adipic acid, benzoic acid, pentaerythritol and phthalic anhydride | 610626 | 26168
Tall oil, polymer with ethylene glycol, pentaerythritol, phthalic anhydride and polypropylene glycol ether with glycerol (3:1) | 610527 | 26169
Soybean oil, polymer with pentaerythritol, phthalic anhydride and tetrahydroabietyl alc. | 610519 | 26170
Fats and Glyceridic oils, oiticica, polymers with p-tert-butylphenol and formaldehyde | 610501 | 26171
Fatty acids, tall-oil, polymers with maleic anhydride, pentaerythritol and resin acid ester with pentaerythritol | 610493 | 26172
Distillates (petroleum), steam-cracked, C5-10 fraction, polymers with light steam-cracked petroleum naphtha C5 fraction and soybean oil | 610485 | 26173
Distillates (petroleum), steam-cracked, C5-18 cracked fraction, polymd., reaction products with soybean oil | 610477 | 26174
Distillates (petroleum), steam-cracked, C5-18-cracked fraction, polymd., polymers with glycerol, linseed oil and maleic anhydride | 610469 | 26175
Carboxylic acids, di-, C10-12, polymers with 1,4-butanediol, ethylene glycol and 1,6-hexanediol | 610451 | 26176
Alcohols, C12-14, reaction products with N1,N1-dimethyl-1,3-propanediamine and phosphorus oxide (P2O5), aluminum salts | 610444 | 26177
Alcohols, C12-14, reaction products with N1,N1-dimethyl-1,3-propanediamine and phosphorus oxide (P2O5) | 610436 | 26178
1,3-Propanediol, 2,2-bis[(phosphonooxy)methyl]-, 1,3-bis(dihydrogen phosphate), compds. with ammonia-diethanolamine reaction products morpholine derivs. residues | 610428 | 26179
Phosphonic acid, P,P',P'',P'''-[carbonylbis[nitrilobis(methylene)]]tetrakis-, compds. with ammonia-diethylene glycol reaction products morpholine derivs. residues | 610410 | 26180
Neodecanoic acid, 2-oxiranylmethyl ester, polymers with 3a,4,5,6,7,7a-hexahydro-4,7-methano-1H-indenol, hydroxy-terminated polybutadiene, maleic anhydride and 2,4-TDI | 610402 | 26181
Neodecanoic acid, 2-oxiranylmethyl ester, polymers with dicyclopentadiene, hydroxy-terminated polybutadiene, maleic anhydride and 2,4-TDI | 610394 | 26182
Naphthalenesulfonic acid, bis(1-methylethyl)-, Me derivs. | 610386 | 26183
2,5-Furandione, polymers with bisphenol A, epichlorohydrin and formaldehyde-phenol polymer glycidyl ether | 610378 | 26184
1,4-Benzenedicarboxylic acid, polymers with bisphenol A, caprolactam-blocked 5-isocyanato-1-(isocyanatomethyl)-1,3,3-trimethylcyclohexane-trimethylolpropane polymer, epichlorohydrin, 4,4'-methylenebis[benzenamine], triethylene glycol, trimellitic anhydride and 1,3,5-tris(2-hydroxyethyl)-1,3,5-triazine-2,4,6(1H,3H,5H)-trione | 610360 | 26185
1,4-Benzenedicarboxylic acid, mixed esters with diethylene glycol, ethylene glycol and triethylene glycol, polymers with phthalic anhydride and propylene glycol | 610352 | 26186
1,4-Benzenedicarboxylic acid, 1,4-dimethyl ester, manuf. of, by-products from, polymers with dipropylene glycol, maleic anhydride, phthalic anhydride and propylene glycol | 610345 | 26187
1,3-Benzenedicarboxylic acid, polymers with maleic anhydride, mixed diethylene glycol-ethylene glycol-triethylene glycol terephthalate and propylene glycol | 610337 | 26188
Silsesquioxanes, Ph Pr, polymers with adipic acid, isophthalic acid, neopentyl glycol, terephthalic acid and trimethylolpropane | 610220 | 26189
Alkenes, C15-18 | 603670 | 26190
Hydrocarbons, C4, 1,3-butadiene-free, polymd., pentaisobutylene fraction, hydrogenated | 603639 | 26191
Phosphoric acid, mixed decyl and tridecyl esters, compds. with 2-(dibutylamino)ethanol | 603597 | 26192
Phosphoric acid, mixed decyl and tridecyl esters | 603589 | 26193
Rubber, natural, Me methacrylate-grafted | 603571 | 26194
Carboxylic acids, di-, C4-11, compds. with ammonia-ethylene oxide reaction product distn. residues | 603563 | 26195
Cuprate(4-), [4-amino-5-(hydroxy-.kappa.O)-6-[2-[2-(hydroxy-.kappa.O)-5-sulfophenyl]diazenyl-.kappa.N1]-3-[2-[4-[[2-(sulfooxy)ethyl]sulfonyl]phenyl]diazenyl]-2,7-naphthalenedisulfonato(6-)]-, sodium | 603555 | 26196
Cuprate(3-), [5-amino-4-(hydroxy-.kappa.O)-3-[2-[2-(hydroxy-.kappa.O)-4-[[2-(sulfooxy)ethyl]sulfonyl]phenyl]diazenyl-.kappa.N1]-2,7-naphthalenedisulfonato(5-)]-, sodium | 603548 | 26197
Cuprate(3-), [4-amino-5-(hydroxy-.kappa.O)-6-[2-[2-(hydroxy-.kappa.O)-5-[[2-(sulfooxy)ethyl]sulfonyl]phenyl]diazenyl-.kappa.N1]-1,3-naphthalenedisulfonato(5-)]-, sodium | 603530 | 26198
Cuprate(2-), [7-amino-4-(hydroxy-.kappa.O)-3-[2-[2-(hydroxy-.kappa.O)-4-[[2-(sulfooxy)ethyl]sulfonyl]phenyl]diazenyl-.kappa.N1]-2-naphthalenesulfonato(4-)]-, sodium | 603522 | 26199
Fatty acids, palm kernel-oil, 2-sulfoethyl esters, sodium salts | 603514 | 26200
Fatty acids, montan-wax, sodium salts | 603381 | 26201
Fatty acids, montan-wax, lithium salts | 603373 | 26202
1-Propanaminium, N-(3-aminopropyl)-2-hydroxy-N,N-dimethyl-3-(phosphonooxy)-, N-C6-18 acyl derivs., inner salts, monosodium salts | 603340 | 26203
1-Propanaminium, N-(2-aminoethyl)-N-(carboxymethyl)-2-hydroxy-N-(2-hydroxyethyl)-3-(phosphonooxy)-, N-C6-18 acyl derivs., inner salts, disodium salts | 603332 | 26204
Soybean oil, polymd., oxidized, polymer with formaldehyde and phenol | 603324 | 26205
Cashew, nutshell liq., polymer with formaldehyde, hexamethylenetetramine, linseed oil, phenol and xylenol | 603316 | 26206
Benzene, 1,1'-oxybis-, mono- and didecyl derivs. | 603308 | 26207
2-Propenoic acid, 2-methyl-, methyl ester, polymer with diethenylbenzene, ethenylethylbenzene, 1,1'-(1-methyl-1,3-propanediyl) bis(2-methyl-2-propenoate) and 2-propenenitrile, reaction products with diethylenetriamine | 603290 | 26208
2-Propenoic acid, 2-methyl-, methyl ester, polymer with diethenylethylbenzene, ethenylethylbenzene and 2-propenenitrile, reaction products with diethylenetriamine | 603282 | 26209
2-Propenoic acid, ethyl ester, reaction products with ethanolamine | 603159 | 26210
Oils, Cimicifuga racemosa | 603142 | 26211
Amines, N-C20-22-alkyltrimethylenedi-, acetates | 603126 | 26212
Phosphorodithioic acid, mixed O,O-bis(iso-Bu and 1-methylpentyl and pentyl) esters, zinc salts | 603100 | 26213
Tung oil, polymer with formaldehyde, phenol and xylenol | 603092 | 26214
Tung oil, polymer with formaldehyde and xylenol | 603084 | 26215
Perlite, reaction products with di-Me siloxane | 596122 | 26216
Perlite, reaction products with dichlorodimethylsilane | 596114 | 26217
9-Octadecenoic acid (9Z)-, compds. with oxidized N,N-dimethylbenzenamine-formaldehyde-N-methylbenzenamine reaction products | 596106 | 26218
Fatty acids, C16-22, reaction products with hexakis(methoxymethyl)melamine | 596056 | 26219
1-Propanaminium, 3,3',3''-[phosphinylidynetris(oxy)]tris[N-(3-aminopropyl)-2-hydroxy-N,N-dimethyl-, N,N',N''-tri-C6-18 acyl derivs. trichlorides | 595736 | 26220
1-Propanaminium, 3,3',3''-[phosphinylidynetris(oxy)]tris[N-(2-aminoethyl)-N-(carboxymethyl)-N-(2-hydroxyethyl)-2-hydroxy-, N,N',N''-tri-C6-18 acyl derivs. trichlorides | 595728 | 26221
Imidazolium compounds, 1,1',1''-[phosphinylidynetris[oxy(2-hydroxy-3,1-propanediyl)]]tris[2-C5-17-alkyl-4,5-dihydro-3-(2-hydroxyethyl)], trichlorides | 595710 | 26222
Phosphoric acid, triethyl ester, reaction products with chromium oxide (CrO3) and silica | 595678 | 26223
Phosphoric acid, triethyl ester, reaction products with aluminum sec-butoxide, chromium oxide (CrO3) and silica | 595660 | 26224
Siloxanes and Silicones, di-Me, [(methylsilylidyne)tris(oxy)]tris-, hydroxy-terminated, ethers with polyethylene glycol mono-Me ether | 595652 | 26225
Alkenes, C15-20 .alpha.-, mixed with lard oil, vegetable oil residues and vegetable oil residues Me esters, sulfurized, polymd. | 595595 | 26226
Acetic acid, 2-mercapto-, C10-16-alkyl esters, reaction products with dichlorodioctylstannane and trichlorooctylstannane | 595587 | 26227
9,10-Anthracenedione, 1,4-diamino-, N,N'-mixed Bu and Me derivs. | 588145 | 26228
Fatty acids, linseed-oil, compds. with ethylenediamine | 588137 | 26229
Fatty acids, C18-unsatd., trimers, sodium salts | 588129 | 26230
Fatty acids, C18-unsatd., trimers, potassium salts | 588111 | 26231
Fatty acids, C18-unsatd., trimers, compds. with triethanolamine | 588103 | 26232
Fatty acids, C18-unsatd., trimers, compds. with 2-amino-2-methylpropanol | 588095 | 26233
Castor oil, polymer with adipic acid, glycerol, maleic acid, neopentyl glycol, phthalic anhydride and trimethylolpropane | 588087 | 26234
Alkenes, C24-28 .alpha.-, reaction products with 1-docosanol and maleic anhydride | 588079 | 26235
2-Propenamide, polymer with ethenylbenzene, reaction products with bromomethane, dimethylamine and formaldehyde | 588012 | 26236
2-Propenamide, homopolymer, reaction products with dimethylamine and formaldehyde, di-Me sulfate-quaternized | 588004 | 26237
Phenol, reaction products with isobutylene, styrene and 2,4,4-trimethylpentene | 587998 | 26238
Benzene, polypropene derivs., sulfonated, calcium salts | 587980 | 26239
Benzene, polypropene derivs., sulfonated, ammonium salts | 587972 | 26240
Acetic acid, anhydride, reaction products with (1R,4E,9S)-4,11,11-trimethyl-8-methylenebicyclo[7.2.0]undec-4-ene | 587964 | 26241
Amides, tallow, sulfonated, N-(hydroxyethyl), sodium salts | 587956 | 26242
Amides, from diethylenetriamine, tall-oil fatty acids and triethylenetetramine, ethoxylated | 587949 | 26243
Acetic acid, 2-mercapto-, reaction products with 1,4-benzenediol and 1,2-dihydro-1-phenyl-3H-pyrazol-3-one | 587717 | 26244
Siloxanes and Silicones, cyclohexylamino Me, di-Me, (cyclohexylamino)-terminated, polymers with polyethylene-polypropylene glycol chloroformate, Bu ether | 587709 | 26245
Fatty acids, tall-oil, polymers with p-tert-butylphenol, formaldehyde, glycerol, phthalic anhydride, rosin and trimethylolpropane | 610113 | 26246
Isocyanic acid, polymethylenepolyphenylene ester, isohexadecanol-blocked | 610048 | 26247
Phenol, polymer with formaldehyde, glycidyl ether, polymers with glycidyl tolyl ether and triethylenetetramine, acetates (salts) | 609958 | 26248
Phenol, polymer with formaldehyde, glycidyl ether, polymers with glycidyl tolyl ether and triethylenetetramine | 609941 | 26249
Siloxanes and Silicones, 3-aminopropyl Me, di-Me | 609917 | 26250
Phenol, 2-[[(6-aminohexyl)amino]methyl]-4-nonyl-6-[[[3-[[3-(tridecyloxy)propyl]amino]propyl]amino]methyl]-, branched | 609909 | 26251
5-Isobenzofurancarboxylic acid, 1,3-dihydro-1,3-dioxo-, polymer with 2-(chloromethyl)oxirane and 4,4'-(1-methylethylidene)bis[phenol], Ph ether | 609891 | 26252
Hexanedioic acid, polymer with 1,6-diisocyanato-2,2,4-trimethylhexane, 2-methyloxirane, oxirane and 1,2-propanediol, 2-methyl-2-propenoate, 2-hydroxypropyl methacrylate-blocked | 609859 | 26253
Phenol, 2-[[(6-aminohexyl)amino]methyl]-6-[[(3-aminopropyl)amino]methyl]-4-nonyl-, N-[3-(C12-15-alkyloxy)propyl] derivs. | 609842 | 26254
Soybean oil, ethoxylated propoxylated, stearate | 609826 | 26255
Amines, N-tallow alkyltrimethylenedi-, polymers with formaldehyde, hexamethylenediamine and nonylphenol | 609818 | 26256
Hexanedioic acid, polymer with 2-butene-1,4-diol, 1,6-diisocyanatohexane, 1,2-ethanediol, 3-hydroxy-2-(hydroxymethyl)-2-methylpropanoic acid 1,3-isobenzofurandione, 5-isocyanato-1-(isocyanatomethyl)-1,3,3-trimethylcyclohexane, 1,1'-methylenebis[4-isocyanatocyclohexane], 2-methyloxirane, oxirane and sodium sulfite (1:1), reaction products with ammonia, Bu alc. and triethylamine | 609735 | 26257
9-Octadecenoic acid (9Z)-, potassium salt (1:1), reaction products with chlorinated polyethylene | 609727 | 26258
Soybean oil, polymer with formaldehyde, hexamethylenetetramine, phenol and xylenol | 603076 | 26259
Linseed oil, polymer with formaldehyde, hexamethylenetetramine, phenol and xylenol | 603068 | 26260
Castor oil, polymer with polymethylenepolyphenylene isocyanate and polypropylene glycol ether with pentaerythritol (4:1) | 603050 | 26261
Amines, N-tallow alkyltrimethylenedi-, compds. with oxidized heavy petroleum distillates | 603027 | 26262
1-Butanamine, reaction products with vermiculite | 602953 | 26263
Fats and Glyceridic oils, herring, polymd. | 602946 | 26264
Copper, [29H,31H-phthalocyaninato(2-)-.kappa.N29,.kappa.N30,.kappa.N31,.kappa.N32]-, [[4-(sulfothio)phenyl]amino]sulfonyl derivs., sodium salts | 602938 | 26265
Phosphoric acid, reaction products with aluminum hydroxide, chromium oxide (CrO3) and diethanolamine | 602904 | 26266
Phosphoric acid, reaction products with aluminum hydroxide and chromium oxide (CrO3) | 602896 | 26267
Whey, lactose-low | 602870 | 26268
Polyphosphoric acids, amido, ammonium salts | 602854 | 26269
Slack wax (petroleum), hydrotreated | 602839 | 26270
Naphtha (petroleum), isomerization, C6-fraction | 602821 | 26271
Lubricating oils (petroleum), hydrocracked nonarom. solvent-deparaffined | 602813 | 26272
Fatty acids, coco, 2-ethylhexyl esters | 602805 | 26273
Fatty acids, C9-13-neo-, potassium salts | 602797 | 26274
Fatty acids, C3-22, nickel salts, basic | 602730 | 26275
1,2-Ethanediol, reaction products with boron sodium oxide (B4Na2O7) | 602714 | 26276
Fatty acids, lard | 602706 | 26277
Amines, N-tallow alkyltrimethylenedi-, hydrochlorides | 602698 | 26278
Amines, tallow alkyl, hydrochlorides | 602680 | 26279
Alcohols, C8-14, .gamma.-.omega.-perfluoro, reaction products with 5,5'-carbonylbis[1,3-bisbenzofurandione] and epichlorohydrin | 602664 | 26280
Phenol, 2-nonyl-, branched | 602623 | 26281
1,3-Propanediol, 2,2-bis(hydroxymethyl)-, allyl ether | 602615 | 26282
Resin acids and Rosin acids, tall-oil, esters with glycerol, polymers with glycerol, phthalic anhydride, rosin-modified formaldehyde-phenol polymer and tung oil | 595496 | 26283
Amines, rosin, compds. with 9-(2-carboxyphenyl)-3,6-bis(diethylamino)xanthylium chloride (1:1), 4-[2-(4,5-dihydro-3-methyl-5-oxo-1-phenyl-1H-pyrazol-1-yl)diazenyl]-3-hydroxy-1-naphthalenesulfonic acid chromium sodium complexes and formic acid | 595454 | 26284
1,4-Benzenedicarboxylic acid, 1,4-dimethyl ester, manuf. of, by-products from, polymers with dipropylene glycol | 595447 | 26285
Rosin, reaction products with acrylic acid | 595322 | 26286
Aluminum, benzoate C16-22-fatty acids hydroxy complexes | 595199 | 26287
Aluminum, benzoate C16-18-fatty acids hydroxy complexes | 595181 | 26288
Aluminum, benzoate C14-18-fatty acids hydroxy complexes | 595173 | 26289
Polyphosphoric acids, aluminum salts | 595082 | 26290
Iron, complexes with diazotized 4-nitrobenzenamine coupled with diazotized sodium 3-amino-4-hydroxybenzenesulfonate (1:1) and resorcinol, sodium salts | 595017 | 26291
1,4-Benzenedicarboxylic acid, polymer with 1,2-ethanediol, by-products from, polymers with propylene glycol | 595009 | 26292
Terphenyl, sulfo derivs., sodium salts | 587501 | 26293
Phenol, 2-methyl-, sulfonated | 587493 | 26294
Ethanol, 2-(C11-14-alkylthio) derivs. | 587485 | 26295
1,2-Ethanediamine, N1-[2-(4,5-dihydro-1H-imidazol-1-yl)ethyl]-, mononortall-oil alkyl derivs. | 587477 | 26296
Chromium, 3-[4,5-dihydro-4-[2-(2-hydroxy-5-nitrophenyl)diazenyl]-3-methyl-5-oxo-1H-pyrazol-1-yl]benzenesulfonamide 4-hydroxy-3-[2-(2-hydroxy-1-naphthalenyl)diazenyl]benzenesulfonamide N-[7-hydroxy-8-[2-(2-hydroxy-5-nitrophenyl)diazenyl]-1-naphthalenyl]methanesulfonamide sodium complexes | 587469 | 26297
2-Butenedioic acid (2Z)-, mono(2-coco amidoethyl) esters | 587451 | 26298
1,1'-Biphenyl, sulfo derivs., sodium salts | 587444 | 26299
Sulfonium compounds, C11-14-alkylbis(hydroxyethyl), sulfates (2:1) (salts) | 587436 | 26300
Sulfonium compounds, C11-14-alkylbis(hydroxyethyl), sulfates (1:1) (salts) | 587428 | 26301
Siloxanes and Silicones, di-Me, polymers with boron oxide (B2O3) | 587410 | 26302
Rosin, polymer with acrylic acid and glycerol | 587402 | 26303
Rosin, polymer with acrylic acid and diethylene glycol | 587394 | 26304
Rosin, fumarated, polymer with acrylic acid and pentaerythritol | 587386 | 26305
Rosin, fumarated, polymer with acrylic acid and glycerol | 587378 | 26306
Rosin, fumarated, polymer with acrylic acid and diethylene glycol | 587360 | 26307
Rosin, fumarated, polymer with acrylic acid | 587352 | 26308
Naphthenic acids, reaction products with diethylenetriamine and triethylenetetramine | 587345 | 26309
Coconut oil, ester with polyethylene glycol 4-(1-phenylethyl)phenyl ether | 587337 | 26310
Amines, N-coco alkyltrimethylenedi-, ethoxylated | 587329 | 26311
Alkenes, C11-14 .alpha.-, reaction products with ethylene oxide and 2-mercaptoethanol | 587311 | 26312
Alcohols, C14-15 | 587303 | 26313
Alcohols, C12-13 | 587295 | 26314
Tar acids, cresylic, polymers with di-Me terephthalate, ethylene glycol and 2,2',2''-[1,3,5-triazine-2,4,6-triyltris(oxy)]tris[ethanol] | 587204 | 26315
Siloxanes and Silicones, 3-[(2-aminoethyl)amino]propyl Me, di-Me, hydroxy-terminated | 587196 | 26316
Rosin, maleated, polymer with 1-oxiranyl-7-oxabicyclo[4.1.0]heptane and polyethylene glycol mono-Me ether | 587188 | 26317
Oils, lavender, acetylated | 587170 | 26318
Octanal, branched | 587162 | 26319
Aldehydes, C9-11 | 587154 | 26320
Fatty acids, tall-oil, polymers with acrylic acid, benzoic acid, isophthalic acid, neopentyl glycol, pentaerythritol, phthalic anhydride and styrene | 609636 | 26321
Sulfonamides, C7-8-alkane, perfluoro, N-methyl-N-[2-[(1-oxo-2-propen-1-yl)oxy]ethyl], polymers with 2-ethoxyethyl acrylate, glycidyl methacrylate and N,N,N-trimethyl-2-[(2-methyl-1-oxo-2-propen-1-yl)oxy]ethanaminium chloride (1:1) | 609628 | 26322
Tall oil, mixed esters with acetaldehyde-formaldehyde reaction byproducts and glycerol | 609560 | 26323
Linseed oil, polymer with 5-isocyanato-1-(isocyanatomethyl)-1,3,3-trimethylcyclohexane, maleic anhydride, 1-[2-(2-methoxy-1-methylethoxy)-1-methylethoxy]-2-propanol, polymd. stripped thermally treated light steam-cracked petroleum naphtha and tung oil | 609552 | 26324
Glycerides, C16-18 and C18-unsatd., reaction products with acetaldehyde-formaldehyde reaction byproducts | 609545 | 26325
Fatty acids, tall-oil, polymers with ethylene glycol, isophthalic acid, pentaerythritol, phthalic anhydride, styrene, tall oil and trimellitic anhydride | 609537 | 26326
Fatty acids, tall-oil, polymers with benzoic acid, nonanoic acid, pentaerythritol, phthalic anhydride and trimethylolpropane | 609529 | 26327
Fatty acids, tall-oil, esters with acetaldehyde-formaldehyde reaction byproducts and glycerol | 609511 | 26328
Fatty acids, soya, polymers with crotonic acid, pentaerythritol and phthalic anhydride, reaction products with 2-(dimethylamino)ethanol and sulfur dioxide | 609503 | 26329
Fatty acids, linseed-oil, polymers with linseed oil and polymd. steam-cracked petroleum distillates C5-18 cracked fraction | 609495 | 26330
Fatty acids, C18-unsatd., trimers, polymers with C8-16-cycloalkadiene conc. debenzenized light steam-cracked petroleum naphtha, dehydrated castor oil, dicyclopentadiene, formaldehyde, isophthalic acid, linseed oil, menhaden oil, oiticica oil, pentaerythritol, phenol, .beta.-pinene, steam-cracked petroleum distillates, tall oil, tung oil and turpentine | 609487 | 26331
Fatty acids, C14-18-unsatd., compds. with 4,5-dihydro-2-nortall-oil alkyl-1H-imidazole-1-ethanol (1:1) | 609479 | 26332
Fatty acids, C16-18 and C18-unsatd., esters with acetaldehyde-formaldehyde reaction byproducts | 609461 | 26333
Distillates (petroleum), steam-cracked, polymers with debenzenized light steam-cracked petroleum naphtha C8-16-cycloalkadiene conc., dicyclopentadiene, formaldehyde, linseed oil, maleic anhydride, pentaerythritol, phenol, .beta.-pinene, tall oil and turpentine | 609453 | 26334
Distillates (petroleum), steam-cracked, C5-18 cracked fraction, polymd., polymers with linseed oil and soybean oil | 609446 | 26335
Distillates (petroleum), steam-cracked, C5-18 cracked fraction, polymd., polymers with linseed oil | 609438 | 26336
Distillates (petroleum), oxidized heavy, sodium salts | 609420 | 26337
Distillates (petroleum), oxidized heavy, compds. with diethanolamine | 609412 | 26338
Distillates (petroleum), heavy thermal cracked, polymers with ammonia, linseed oil and maleic anhydride | 609404 | 26339
Castor oil, polymer with 1,1'-methylenebis[4-isocyanatobenzene], polypropylene glycol ether with glycerol (3:1) and TDI | 609396 | 26340
Castor oil, polymer with 1,1'-methylenebis[4-isocyanatobenzene] and polypropylene glycol ether with glycerol (3:1) | 609388 | 26341
Castor oil, polymer with 3-hydroxy-2,2-bis(hydroxymethyl)propyl ricinoleate, 1,1'-methylenebis[4-isocyanatobenzene] and TDI | 609370 | 26342
Asphalt, polymer with linseed oil, polymd. linseed oil and rosin | 609362 | 26343
Amines, N-tallow alkyltrimethylenedi-, ethoxylated, compds. with oxidized heavy petroleum distillates | 609354 | 26344
Amines, cyclic, piperazine deriv.-rich, high-boiling, hydrochlorides | 609347 | 26345
1,3-Propanediamine, N1,N1-dimethyl-, reaction products with chlorinated polyisobutylene | 609321 | 26346
2-Propenoic acid, butyl ester, polymer with N-(hydroxymethyl)-2-propenamide and 2-propenenitrile, reaction products with zinc oxide | 609305 | 26347
Poly[oxy(methyl-1,2-ethanediyl)], .alpha.-hydro-.omega.-hydroxy-, polymer with 2,4-diisocyanato-1-methylbenzene, cyclohexanol- and Et alc.- and tetrahydroabietyl alc.-blocked | 609297 | 26348
Poly(oxy-1,2-ethanediyl), .alpha.-hydro-.omega.-hydroxy-, monoester with 5(or 6)-carboxy-4-hexyl-2-cyclohexene-1-octanoic acid, C9-11-alkyl ether | 609289 | 26349
Phenol, polymer with formaldehyde, reaction products with formaldehyde-phenol polymer glycidyl ether | 609271 | 26350
Fatty acids, dehydrated castor-oil, polymers with dehydrated castor oil, 2-(dimethylamino)ethanol, isononanoic acid, isophthalic acid, linseed oil, maleic anhydride and pentaerythritol | 609248 | 26351
Phosphoric acid, C8-10-alkyl esters | 609222 | 26352
Tar acids, cresylic, residues, polymers with formaldehyde, rosin and tung oil | 609131 | 26353
Poly(oxy-1,2-ethanediyl), .alpha.-hydro-.omega.-hydroxy-, mono(C16 and C18-unsatd. alkyl) ethers, phosphates | 602516 | 26354
Phenol, nonyl derivs., sulfides, magnesium salts | 602508 | 26355
Fatty acids, C18-unsatd., dimers, pentyl esters | 602490 | 26356
Magnesium, bis[2-(hydroxy-.kappa.O)benzoato-.kappa.O]-, 5,5'-di-C16-18-alkyl derivs. | 602417 | 26357
Guanidine, N,N'-mixed Ph and tolyl and xylyl derivs. | 602409 | 26358
2-Butenedioic acid (2Z)-, ester with 1,1'-[(1-methylethylidene)bis(4,1-phenyleneoxy)]bis[2-propanol], propoxylated, sulfonated, sodium salts | 602391 | 26359
2-Butenedioic acid (2Z)-, C10-16-alkyl esters, propoxylated, sulfonated, sodium salts | 602383 | 26360
Kieselguhr, calcined | 602375 | 26361
Glycols, 1,2-, C>10 | 602367 | 26362
Fatty acids, rape-oil, sulfurized | 602359 | 26363
Fatty acids, C6-18, triesters with trimethylolpropane | 602342 | 26364
Fatty acids, tall-oil, polymers with benzoic acid, isophthalic acid, neopentyl glycol and pentaerythritol | 602235 | 26365
Distillates (coal tar), heavy oils | 602219 | 26366
Anthracene oil | 602201 | 26367
Alkanes, C14-16 | 602193 | 26368
Alcohols, C12-15-branched and linear | 602185 | 26369
Sulfurous acid, sodium salt (1:1), reaction products with formaldehyde, sulfonylbis[phenol] and urea, sodium salts | 602177 | 26370
Phosphoric acid, C8-16-alkyl esters, compds. with diethanolamine | 602169 | 26371
Phenol, isopropylated | 602144 | 26372
Octadecanoic acid, reaction products with diethylenetriamine, di-Me sulfate-quaternized | 602128 | 26373
Poly(oxy-1,2-ethanediyl), .alpha.-hydro-.omega.-hydroxy-, ether with 1,1'-[(1-methylethylidene)bis(4,1-phenyleneoxy)]bis[3-[bis(2-hydroxyethyl)amino]-2-propanol] (6:1), tetracoco alkyl ethers | 602102 | 26374
Isocyanic acid, polymethylenepolyphenylene ester, Me Et ketone oxime-blocked | 602094 | 26375
Acetic acid, C6-8-branched alkyl esters | 602086 | 26376
Alkenes, C18-20 .alpha.-, alkylation products with benzene mono-C4-9-alkyl derivs., disproportionated, distn. lights | 602078 | 26377
2-Imidazolidinone, 1-(2-aminoethyl)-, N,N-bis[2-hydroxy-3-(2-propen-1-yloxy)propyl] and N-[2-hydroxy-3-(2-propen-1-yloxy)propyl] derivs. | 602060 | 26378
Fatty acids, tall-oil, polymers with benzoic acid, isophthalic acid, neopentyl glycol and trimethylolethane | 602011 | 26379
Fatty acids, tall-oil, polymers with adipic acid, benzoic acid, neopentyl glycol, phthalic anhydride, propylene glycol and trimethylolethane | 602003 | 26380
Copper, [29H,31H-phthalocyaninato(2-)-.kappa.N29,.kappa.N30,.kappa.N31,.kappa.N32]-, aminosulfonyl sulfo derivs., sodium salts | 601997 | 26381
Butanoic acid, 3-oxo-, ethyl ester, reaction products with propylene glycol | 601989 | 26382
1,4-Benzenedicarboxylic acid, polymer with 1,2-ethanediol, by-products from, polymers with isophthalic acid, maleic anhydride and propylene glycol | 594994 | 26383
1,4-Benzenedicarboxylic acid, polymer with 1,2-ethanediol, by-products from, polymers with diethylene glycol, maleic anhydride, phthalic anhydride and propylene glycol | 594986 | 26384
1,4-Benzenedicarboxylic acid, polymer with 1,2-ethanediol, by-products from, polymers with maleic anhydride, phthalic anhydride and propylene glycol | 594978 | 26385
2,7-Naphthalenedisulfonic acid, 4-amino-5-hydroxy-, diazotized, coupled with diazotized 2-[(4-aminophenyl)amino]-5-nitrobenzenesulfonic acid, diazotized 4-nitrobenzenamine, 4-methyl-1,3-benzenediamine and resorcinol, sodium salts | 594929 | 26386
2,7-Naphthalenedisulfonic acid, 4-amino-5-hydroxy-, diazotized, coupled with diazotized 2-[(4-aminophenyl)amino]-5-nitrobenzenesulfonic acid, diazotized 4-nitrobenzenamine and resorcinol, sodium salts | 594911 | 26387
Iron, complexes with diazotized 2-amino-4-nitrophenol coupled with diazotized sodium 3-amino-2-hydroxy-5-nitrobenzenesulfonate (1:1) and resorcinol, sodium salts | 594903 | 26388
Formaldehyde, polymers with sulfonated 1,1'-oxybis[methylbenzene], sulfonated terphenyl and sulfonylbis[phenol], ammonium sodium salts | 594895 | 26389
Formaldehyde, polymers with sulfonated 1,1'-oxybis[methylbenzene] and sulfonylbis[phenol], ammonium sodium salts | 594887 | 26390
Naphthalenesulfonic acids, polymers with formaldehyde, sulfonated 1,1'-oxybis[methylbenzene], sulfonated terphenyl and sulfonylbis[phenol], ammonium sodium salts | 594879 | 26391
Naphthalenesulfonic acids, polymers with formaldehyde, sulfonated 1,1'-oxybis[methylbenzene] and sulfonylbis[phenol], ammonium sodium salts | 594861 | 26392
Formaldehyde, polymers with sulfonated 1,1'-biphenyl, sulfonated 1,1'-oxybis[methylbenzene], sulfonated terphenyl and sulfonylbis[phenol], ammonium sodium salts | 594853 | 26393
Formaldehyde, polymers with sulfonated 1,1'-biphenyl, sulfonated 1,1'-oxybis[methylbenzene] and sulfonylbis[phenol], ammonium sodium salts | 594846 | 26394
Naphthalenesulfonic acids, polymers with formaldehyde, sulfonated 1,1'-biphenyl, sulfonated 1,1'-oxybis[methylbenzene], sulfonated terphenyl and sulfonylbis[phenol], ammonium sodium salts | 594838 | 26395
Naphthalenesulfonic acids, polymers with formaldehyde, sulfonated 1,1'-biphenyl, sulfonated 1,1'-oxybis[methylbenzene] and sulfonylbis[phenol], ammonium sodium salts | 594820 | 26396
Ethanol, 2-chloro-, phosphate (3:1), polymer with phosphorus oxide (P2O5), reaction products with isocyanatobenzene | 594812 | 26397
Dodecanoic acid, 2-(dimethoxyphosphinyl)ethyl ester, reaction products with polyethylene glycol | 594804 | 26398
Copper, complexes with diazotized 4-nitro-1,3-benzenediamine coupled with diazotized sodium 3-amino-4-methoxybenzenesulfonate (1:1) and resorcinol, sodium salts | 594796 | 26399
Chromium, 1-[2-(2-hydroxy-4-nitrophenyl)diazenyl]-2-naphthalenol 1-[2-(2-hydroxy-5-nitrophenyl)diazenyl]-2-naphthalenol lithium sodium complexes | 594788 | 26400
Benzenesulfonic acid, 2,2'-(1,2-ethenediyl)bis[5-[(4-chloro-6-methoxy-1,3,5-triazin-2-yl)amino]-, sodium salt (1:2), reaction products with diethanolamine and sodium 2-aminoethanesulfonate (1:1) | 594770 | 26401
Siloxanes and Silicones, di-Me, 3-(1-hydroxyethoxy)propoxy-terminated, polymers with adipic acid, 2-[[(butylamino)carbonyl]oxy]ethyl methacrylate, 1,6-hexanediol, 2-hydroxyethyl methacrylate, 5-isocyanato-1-(isocyanatomethyl)-1,3,3-trimethylcyclohexane and neopentyl glycol | 594721 | 26402
Benzene, dimethyl-, reaction products with ethylbenzene and styrene, hydrogenated, C24-fractionation cut | 594671 | 26403
Ethanol, 2,2'-thiobis-, reaction products with hydrogen peroxide | 594622 | 26404
Formaldehyde, reaction products with 1-octene, acetates | 594606 | 26405
1,3-Benzodioxole, 5-(1-propen-1-yl)-, manuf. of, by-products from | 594598 | 26406
Poly[oxy(methyl-1,2-ethanediyl)], .alpha.-hydro-.omega.-hydroxy-, polymer with .alpha.-hydro-.omega.-hydroxypoly(oxy-1,2-ethanediyl) and 5-isocyanato-1-(isocyanatomethyl)-1,3,3-trimethylcyclohexane, 2-hydroxyethyl acrylate-blocked | 594564 | 26407
Poly[oxy(methyl-1,2-ethanediyl)], .alpha.-hydro-.omega.-hydroxy-, polymer with 1,3-diisocyanatomethylbenzene and .alpha.-hydro-.omega.-hydroxypoly(oxy-1,2-ethanediyl), 2-hydroxyethyl methacrylate-blocked | 594556 | 26408
Poly[oxy(methyl-1,2-ethanediyl)], .alpha.-hydro-.omega.-hydroxy-, polymer with 1,3-diisocyanatomethylbenzene and .alpha.-hydro-.omega.-hydroxypoly(oxy-1,2-ethanediyl), 2-hydroxyethyl acrylate-blocked | 594549 | 26409
Poly(oxy-1,4-butanediyl), .alpha.-hydro-.omega.-hydroxy-, polymer with 5-isocyanato-1-(isocyanatomethyl)-1,3,3-trimethylcyclohexane, 2-hydroxyethyl methacrylate-blocked | 594531 | 26410
Poly(oxy-1,4-butanediyl), .alpha.-hydro-.omega.-hydroxy-, polymer with 5-isocyanato-1-(isocyanatomethyl)-1,3,3-trimethylcyclohexane, 2-hydroxyethyl acrylate-blocked | 594523 | 26411
Poly(oxy-1,4-butanediyl), .alpha.-hydro-.omega.-hydroxy-, polymer with 1,3-diisocyanatomethylbenzene, 2-hydroxyethyl acrylate-blocked | 594515 | 26412
Oxirane, 2-methyl-, polymer with oxirane, phenyl ether, polystyrenated | 594507 | 26413
Oxirane, 2-methyl-, polymer with oxirane, ether with 4,4'-(1-methylethylidene)bis[phenol] (2:1), polymer with 5-isocyanato-1-(isocyanatomethyl)-1,3,3-trimethylcyclohexane, 2-hydroxyethyl methacrylate-blocked | 594499 | 26414
Oxirane, 2-methyl-, polymer with oxirane, ether with 4,4'-(1-methylethylidene)bis[phenol] (2:1), polymer with 5-isocyanato-1-(isocyanatomethyl)-1,3,3-trimethylcyclohexane, 2-hydroxyethyl acrylate-blocked | 594481 | 26415
Oxirane, 2-methyl-, polymer with oxirane, ether with 4,4'-(1-methylethylidene)bis[phenol] (2:1), polymer with 1,3-diisocyanatomethylbenzene, 2-hydroxyethyl methacrylate-blocked | 594473 | 26416
Oxirane, 2-methyl-, polymer with oxirane, ether with 4,4'-(1-methylethylidene)bis[phenol] (2:1), polymer with 1,3-diisocyanatomethylbenzene, 2-hydroxyethyl acrylate-blocked | 594465 | 26417
Hexanedioic acid, polymer with 2,2-dimethyl-1,3-propanediol, 1,2-ethanediol and 5-isocyanato-1-(isocyanatomethyl)-1,3,3-trimethylcyclohexane, 2-hydroxyethyl methacrylate-blocked | 594457 | 26418
Hexanedioic acid, polymer with 2,2-dimethyl-1,3-propanediol, 1,2-ethanediol and 5-isocyanato-1-(isocyanatomethyl)-1,3,3-trimethylcyclohexane, 2-hydroxyethyl acrylate-blocked | 594440 | 26419
Hexanedioic acid, polymer with 2,2-dimethyl-1,3-propanediol and 5-isocyanato-1-(isocyanatomethyl)-1,3,3-trimethylcyclohexane, 2-hydroxyethyl methacrylate-blocked | 594432 | 26420
Sulfuric acid, polymer with [1,1'-biphenyl]-2-ol and 1,1'-oxybis[methylbenzene], sulfonated, ammonium salts | 586842 | 26421
Poly(oxy-1,2-ethanediyl), .alpha.-[2-(4,5-dihydro-1H-imidazol-1-yl)ethyl]-.omega.-hydroxy-, 2-norcoco alkyl derivs. | 586834 | 26422
Hexanediamide, N1,N1,N6,N6-tetra-C16-18-alkyl derivs. | 586826 | 26423
Formaldehyde, reaction products with 1-octene | 586818 | 26424
Chromate(1-), bis[4-hydroxy-3-[(2-hydroxy-1-naphthalenyl)azo]-N-methylbenzenesulfonamido(2-)]-, ammonium sodium | 586800 | 26425
Amines, hydrogenated tallow alkyl, ethoxylated propoxylated | 586479 | 26426
Amides, castor-oil, N-[3-(dimethylamino)propyl], lactates | 586461 | 26427
2-Butenedioic acid (2Z)-, 1-(1-methylethyl) ester, reaction products with maleic anhydride and polyethylene, cetyl 2-(2-hydroxyethoxy)ethyl stearyl esters | 586354 | 26428
2-Propenoic acid, 2-methyl-, polymer with ethenyl acetate, hydrolyzed, sodium salts | 586347 | 26429
Tall oil, polymer with maleic anhydride, phthalic anhydride, tetrahydroabietyl alc. and trimethylolethane | 609123 | 26430
Polyphosphoric acids, esters with ammonia-ethylene oxide reaction byproducts | 609115 | 26431
Polyphosphoric acids, compds. with ammonia-diethylene glycol reaction products morpholine derivs. residues and triethanolamine | 609107 | 26432
Linseed oil, polymer with p-tert-butylphenol, ethylene glycol, formaldehyde, pentaerythritol and rosin | 609099 | 26433
Fatty acids, C18-unsatd., dimers, polymers with dodecanedioic acid, ethylenediamine and hydrogenated C36-alkylenediamines | 609081 | 26434
Bentonite, acid-activated | 609073 | 26435
Octadecanoic acid, epoxyhydroxy-, reaction products with 2-ethylhexanoic acid, 2-octyloxirane and triethylenetetramine | 609065 | 26436
Butanoic acid, 4-amino-4-oxosulfo-, N-coco alkyl derivs., monosodium salts, compds. with triethanolamine | 608976 | 26437
Alcohols, C>30, ethoxylated | 608901 | 26438
Benzenesulfonic acid, mono-C10-14-alkyl derivs., compds. with neutralized aniline-nitrobenzene reaction products | 608885 | 26439
Amides, from C18-24 fatty acids and triethylenetetramine, reaction products with 1,6-diisocyanatohexane | 608844 | 26440
Oils, elecampane | 608836 | 26441
Oils, Rubus occidentalis | 608828 | 26442
Oils, rhubarb | 608810 | 26443
Oils, Quillaja saponaria | 608802 | 26444
Oils, oak, Quercus robur | 608794 | 26445
Oils, oak, Quercus alba | 608786 | 26446
Oils, quassia | 608778 | 26447
Oils, pineapple | 608760 | 26448
Oils, passionflower | 608752 | 26449
Oils, mate | 608745 | 26450
Oils, marshmallow | 608737 | 26451
Oils, licorice | 608729 | 26452
Oils, Gentiana lutea | 608711 | 26453
Oils, Equisetum arvense | 608703 | 26454
Oils, dandelion | 608695 | 26455
Oils, currant, Ribes nigrum | 608687 | 26456
Oils, Cola | 608679 | 26457
Oils, Acacia mearnsi | 608661 | 26458
Boric acid (H3BO3), reaction products with diethanolamine | 601955 | 26459
Fatty acids, tall-oil, polymers with neopentyl glycol, phthalic anhydride and trimethylolethane | 601914 | 26460
Carboxylic acids, C6-18 and C8-15-di-, hydrogenated, polymers with adipic acid, azelaic acid, neopentyl glycol and propylene glycol | 601906 | 26461
Copper, [29H,31H-phthalocyaninato(2-)-.kappa.N29,.kappa.N30,.kappa.N31,.kappa.N32]-, sulfonated, compds. with 2-(dimethylamino)ethanol | 601898 | 26462
Copper, [29H,31H-phthalocyaninato(2-)-.kappa.N29,.kappa.N30,.kappa.N31,.kappa.N32]-, chlorosulfonyl sulfo derivs., compds. with 2-(dimethylamino)ethanol | 601880 | 26463
Copper, [29H,31H-phthalocyaninato(2-)-.kappa.N29,.kappa.N30,.kappa.N31,.kappa.N32]-, chlorosulfonyl sulfo derivs. | 601872 | 26464
Copper, [29H,31H-phthalocyaninato(2-)-.kappa.N29,.kappa.N30,.kappa.N31,.kappa.N32]-, chlorosulfonyl derivs., compds. with 2-(dimethylamino)ethanol | 601864 | 26465
1,4-Benzenedicarboxylic acid, 1-methyl ester, manuf. of, by-products from, high-boiling fraction | 601856 | 26466
Benzoic acid, 2-hydroxy-, reaction products with ethylated methylated formaldehyde-6-phenyl-1,3,5-triazine-2,4-diamine condensate | 601849 | 26467
Benzenesulfonic acid, 2-methyl-5-nitro-, alk. cond. products, sodium salts | 601831 | 26468
Benzenesulfonic acid, dodecyl-, branched, compds. with 2-propanamine | 601823 | 26469
Benzenesulfonic acid, mono-C10-13-alkyl derivs., sodium salts | 601807 | 26470
9,10-Anthracenedione, 1,4-diamino-, N,N'-mixed 2-ethylhexyl and 3-[(2-ethylhexyl)oxy]propyl and 3-methoxypropyl derivs. | 601799 | 26471
Glycols, C13-17 | 601757 | 26472
Alkenes, C18-20 .alpha.-, alkylation products with benzene mono-C4-9-alkyl derivs., disproportionated, distn. residues | 601740 | 26473
Hexanedioic acid, polymer with 2,2-dimethyl-1,3-propanediol and 5-isocyanato-1-(isocyanatomethyl)-1,3,3-trimethylcyclohexane, 2-hydroxyethyl acrylate-blocked | 594424 | 26474
Hexanedioic acid, polymer with 1,3-diisocyanatomethylbenzene and 2,2-dimethyl-1,3-propanediol, 2-hydroxyethyl methacrylate-blocked | 594416 | 26475
Hexanedioic acid, polymer with 1,3-diisocyanatomethylbenzene and 2,2-dimethyl-1,3-propanediol, 2-hydroxyethyl acrylate-blocked | 594408 | 26476
Hexanedioic acid, polymer with 1,3-diisocyanatomethylbenzene, 2,2-dimethyl-1,3-propanediol and 1,2-ethanediol, 2-hydroxyethyl methacrylate-blocked | 594390 | 26477
Hexanedioic acid, polymer with 1,3-diisocyanatomethylbenzene, 2,2-dimethyl-1,3-propanediol and 1,2-ethanediol, 2-hydroxyethyl acrylate-blocked | 594382 | 26478
Sulfonic acids, C6-12-alkane and C6-12-alkane hydroxy and C6-12-alkene hydroxy, sodium salts | 594374 | 26479
Glycerides, tall-oil, polymd., oxidized | 594366 | 26480
Fatty acids, C10-16, polymers with Bu acrylate, glycerol, hexahydroisobenzofurandione, 2-hydroxyethyl methacrylate, maleic anhydride, styrene, trimethylhexanoic acid and trimethylolpropane | 594358 | 26481
Glycerides, linseed-oil mono- | 594101 | 26482
Fatty acids, C18-unsatd., dimers, polymers with ethylenediamine, hexamethylenediamine, sebacic acid and stearic acid | 594093 | 26483
Fatty acids, C16-18, 2-mercaptoethyl esters | 594085 | 26484
Cashew, nutshell liq., polymer with formaldehyde, phenol, tung oil and 2,4-xylenol | 594077 | 26485
Soybean oil, polymd., polymer with adipic acid, neopentyl glycol, phthalic anhydride and trimethylolpropane | 594069 | 26486
Fatty acids, C14-18 and C16-18-branched and C18-unsatd. | 594028 | 26487
Phosphonic acid, P,P',P''-[nitrilotris(methylene)]tris-, compds. with polyethylene glycol mono[2-(4,5-dihydro-2-nortall-oil alkyl-1H-imidazol-1-yl)ethyl] ether, ammonium salts | 586339 | 26488
Ethanol, 2-mercapto-, reaction products with propylene oxide | 586321 | 26489
Ethanol, 2-mercapto-, reaction products with 1-hexene | 586313 | 26490
Ethanol, 2-mercapto-, reaction products with 1,5-hexadiene | 586305 | 26491
Ethanol, 2-mercapto-, reaction products with 2-[(2-propen-1-yloxy)methyl]oxirane | 586297 | 26492
Ethanol, 2,2'-iminobis-, compds. with polyethylene glycol mono[1-(methoxycarbonyl)-1-tridecanesulfonate] ether with 2,2'-(coco alkylimino)bis[ethanol] (2:1) | 586289 | 26493
2-Butenedioic acid (2Z)-, 1-(1-methylethyl) ester, reaction products with maleic anhydride and polyethylene, ethoxylated propoxylated | 586263 | 26494
1,1'-Biphenyl, C15-20-alkyl derivs. | 586255 | 26495
Alkenes, C>10 .alpha.-, reaction products with maleic anhydride and mono-iso-Pr maleate | 586230 | 26496
Amines, C16-22-alkyldimethyl | 585976 | 26497
Poly(oxy-1,2-ethanediyl), .alpha.-sulfo-.omega.-hydroxy-, C6-12-alkyl ethers, ammonium salts | 585927 | 26498
Copper, [29H,31H-phthalocyaninato(2-)-.kappa.N29,.kappa.N30,.kappa.N31,.kappa.N32]-, aminosulfonyl [[3-[[4-chloro-6-[[4-[[4-chloro-6-(1-methylethoxy)-1,3,5-triazin-2-yl]amino]-2,5-disulfophenyl]amino]-1,3,5-triazin-2-yl]amino]phenyl]amino]sulfonyl sulfo derivs., sodium salts | 585919 | 26499
Copper, [29H,31H-phthalocyaninato(2-)-.kappa.N29,.kappa.N30,.kappa.N31,.kappa.N32]-, aminosulfonyl [[2-[[4-chloro-6-[(2,5-disulfophenyl)amino]-1,3,5-triazin-2-yl]amino]ethyl]amino]sulfonyl sulfo derivs., sodium salts | 585901 | 26500
Amines, tallow alkyl, reaction products with formaldehyde and phenol, ethoxylated | 585893 | 26501
Benzene, 1,1'-oxybis[methyl-, sulfonated, ammonium salts | 585851 | 26502
Fatty acids, coco, esters with polyethylene-polypropylene glycol ether with trimethylolpropane (3:1) | 585844 | 26503
Fatty acids, C12-18, propoxylated | 585836 | 26504
Fatty acids, soya, polymers with 5-isocyanato-1-(isocyanatomethyl)-1,3,3-trimethylcyclohexane and trimethylolpropane | 585828 | 26505
Siloxanes and Silicones, di-Me, vinyl group-terminated, dicarbonyldichloroplatinum complexes | 585810 | 26506
Siloxanes and Silicones, di-Me, vinyl group-terminated, mixed with Me vinyl siloxanes, dicarbonyldichloroplatinum complexes | 585802 | 26507
Siloxanes and Silicones, Et Me hydrogen | 585794 | 26508
Siloxanes and Silicones, Me hydrogen, Me vinyl, hydrogen-terminated | 585786 | 26509
Siloxanes and Silicones, Me vinyl, dicarbonyldichloroplatinum complexes | 585778 | 26510
Soybean oil, polymer with 2-ethylhexanoic acid, glycerol, isononanoic acid, maleic anhydride, pentaerythritol and phthalic anhydride | 585760 | 26511
Alcohols, C8-18, ethers with polyethylene glycol mono-Me ether | 585752 | 26512
Ethanol, 2,2'-iminobis-, compds. with sulfonated 1,1'-oxybis[methylbenzene] | 585745 | 26513
Copper, [29H,31H-phthalocyaninato(2-)-.kappa.N29,.kappa.N30,.kappa.N31,.kappa.N32]-, [(2-hydroxyethyl)methylamino]sulfonyl sulfo [[3-[[2-(sulfooxy)ethyl]sulfonyl]phenyl]amino]sulfonyl derivs. | 585737 | 26514
Copper, [29H,31H-phthalocyaninato(2-)-.kappa.N29,.kappa.N30,.kappa.N31,.kappa.N32]-, aminosulfonyl sulfo derivs., ammonium sodium salts, compds. with 2-(diethylamino)ethanol | 585729 | 26515
Copper, [29H,31H-phthalocyaninato(2-)-.kappa.N29,.kappa.N30,.kappa.N31,.kappa.N32]-, sulfo [[4-[[2-(sulfooxy)ethyl]sulfonyl]phenyl]amino]sulfonyl derivs., sodium salts | 608653 | 26516
Alkenes, C8-14 .alpha.-, .delta.-.omega.-perfluoro | 608646 | 26517
2-Propenamide, polymer with 2,5-furandione, hydrolyzed | 608638 | 26518
Amines, di-C16-22-alkylmethyl | 608596 | 26519
Castor oil, dehydrated, polymer with Me methacrylate, phthalic anhydride, soybean oil, styrene and trimethylolpropane | 608588 | 26520
Thiocyanic acid, .gamma.-.omega.-perfluoro-C4-20-alkyl esters | 608562 | 26521
Hexanedioic acid, polymer with 1,2-ethanediol, 5-isocyanato-1-(isocyanatomethyl)-1,3,3-trimethylcyclohexane and 1,2-propanediol, 2-hydroxyethyl acrylate-blocked | 608554 | 26522
Hexanedioic acid, polymer with 1,3-diisocyanatomethylbenzene, .alpha.-hydro-.omega.-hydroxypoly(oxy-1,2-ethanediyl), 3-hydroxy-2-(hydroxymethyl)-2-methylpropanoic acid and 2,2'-oxybis[ethanol], 2-hydroxyethyl acrylate-blocked | 608547 | 26523
Octadecanoic acid, 12-hydroxy-, homopolymer, reaction products with N1,N1-dimethyl-1,3-propanediamine | 608539 | 26524
Lard, oil, esters with diethylene glycol | 608513 | 26525
Fats and Glyceridic oils, fish, oxidized, bisulfited, sodium salts | 608505 | 26526
Fatty acids, soya, polymers with neopentyl glycol, pentaerythritol and phthalic anhydride | 608398 | 26527
1,3-Propanediamine, N1-(2-ethylhexyl)-, reaction products with bisphenol A diglycidyl ether | 608380 | 26528
Safflower oil, polymd., polymers with glycerol and phthalic anhydride | 608349 | 26529
Rosin, maleated, polymer with diethylene glycol, phthalic anhydride and stearic acid | 608331 | 26530
Fatty acids, tall-oil, polymers with ethylene glycol, phthalic anhydride and trimethylolpropane | 608323 | 26531
Fatty acids, C18-unsatd., trimers, polymers with ethylene glycol, phthalic anhydride, propylene glycol and trimethylolethane | 608315 | 26532
Fatty acids, C18-unsatd., dimers, reaction products with diethylenetriamine, cyclized, compds. with oxidized heavy petroleum distillates | 608307 | 26533
Distillates (petroleum), straight-run middle, polymers with C10-16 alcs., 1-[2-(2-methoxy-1-methylethoxy)-1-methylethoxy]-2-propanol, trimellitic anhydride and trimethylolpropane | 608299 | 26534
Distillates (petroleum), steam-cracked, C5-18 cracked fraction, polymd., polymers with 4-(1,1-dimethylpropyl)phenol, formaldehyde and tung oil | 608281 | 26535
Carboxylic acids, di-, C5-14, polymers with adipic acid, C6-20 fatty acids, maleic anhydride, neopentyl glycol, phthalic anhydride and trimethylolpropane | 608273 | 26536
Linseed oil, polymer with dicyclopentadiene, 1H-indene, maleic anhydride, 1,1'-[(1-methylethylidene)bis(4,1-phenyleneoxy)]bis[2-propanol], methylstyrene, styrene and vinyltoluene | 608265 | 26537
Fatty acids, vegetable-oil, polymers with p-tert-butylphenol, formaldehyde, glycerol, phthalic anhydride and tung oil | 608257 | 26538
Amines, polyethylenepoly-, hydrochlorides | 608240 | 26539
Alcohols, C9-16, ethoxylated | 608232 | 26540
Xanthylium, 3,6-bis(diethylamino)-9-[2-(ethoxycarbonyl)phenyl]-2,7-dimethyl-, chloride (1:1), reaction products with formaldehyde-naphthalenesulfonic acid-4,4'-sulfonylbis[phenol] polymer | 608224 | 26541
Nonanedioic acid, polymers with bisphenol A, epichlorohydrin, formaldehyde-phenol polymer glycidyl ether, 4,4'-(1-methylethylidene)bis[2,6-dibromophenol] and neopentyl glycol | 608216 | 26542
Naphthalenesulfonic acid, polymer with formaldehyde and 4,4'-sulfonylbis[phenol], reaction products with C.I. Basic Violet 1 | 608208 | 26543
Naphthalenesulfonic acid, polymer with formaldehyde and 4,4'-sulfonylbis[phenol], reaction products with 4-[(4-aminophenyl)(4-imino-2,5-cyclohexadien-1-ylidene)methyl]-2-methylbenzenamine hydrochloride (1:1) | 608190 | 26544
Guanidine, N-cyano-, reaction products with bisphenol A-epichlorohydrin polymer, N-cyanocyanamide and 2-methyl-1H-imidazole | 608182 | 26545
1,3,5,7-Tetraazatricyclo[3.3.1.13,7]decane, reaction products with chloromethylated divinylbenzene-styrene polymer, phosphonomethylated, sodium salts | 601369 | 26546
2-Propenoic acid, 2-hydroxyethyl ester, reaction products with isocyanatobenzene and propylene oxide | 601294 | 26547
Alkenes, C11-14-.alpha.-, mixed with corn oil, sulfurized | 601286 | 26548
Vinyl acetal polymers, acetals with 4-formyl-1,3-benzenedisulfonic acid, disodium salts | 601104 | 26549
Siloxanes and Silicones, di-Me, Me hydrogen, reaction products with polypropylene glycol monoallyl ether, polymers with 2-hydroxyethyl acrylate and 5-isocyanato-1-(isocyanatomethyl)-1,3,3-trimethylcyclohexane | 601096 | 26550
1,2,3-Propanetricarboxylic acid, 2-hydroxy-, triesters with high-boiling C6-10-alkene hydroformylation products | 601021 | 26551
Poly(oxy-1,4-butanediyl), .alpha.-hydro-.omega.-hydroxy-, polymer with 2,4-diisocyanato-1-methylbenzene, 2-hydroxyethyl acrylate-blocked | 601013 | 26552
Butanediamide, N1,N4-bis[3-[(9Z)-9-octadecen-1-ylamino]propyl]-, polybutenyl derivs. | 601005 | 26553
1-Propanesulfonic acid, 3-[[1-amino-9,10-dihydro-9,10-dioxo-4-(phenylamino)-2-anthracenyl]oxy]-, ar'-sulfo derivs., sodium salts | 600965 | 26554
Ethene, 1,1,2,2-tetrafluoro-, oxidized, polymd., reduced, Me esters, reduced | 600940 | 26555
Carbonic dichloride, reaction products with reduced ammonia-Me esters of reduced polymd. oxidized tetrafluoroethylene reaction product | 600932 | 26556
Ethanaminium, 2-amino-N-(2-aminoethyl)-N,N-diethyl-, N,N'-bis(hydrogenated tallow acyl) derivs., sulfates (1:1) | 600924 | 26557
Distillates (petroleum), heavy thermal cracked, polymd., hydrogenated | 600908 | 26558
Fatty acids, tall-oil, polymers with Et acrylate, 2-hydroxyethyl methacrylate, isophthalic acid, Me methacrylate, methacrylic acid, trimellitic acid and trimethylolpropane | 600890 | 26559
Fatty acids, linseed-oil, polymers with ethylene glycol, maleic anhydride and 1,1'-[(1-methylethylidene)bis(4,1-phenyleneoxy)]bis[2-propanol] | 600874 | 26560
Poly(oxy-1,2-ethanediyl), .alpha.-(carboxymethyl)-.omega.-hydroxy-, C12-15-alkyl ethers | 600866 | 26561
Phenol, 4,4'-(1-methylethylidene)bis-, polymer with 2-(chloromethyl)oxirane, 4-methylmorpholine-quaternized, acetates (salts) | 600858 | 26562
Benzene, ethenyl-, homopolymer, brominated | 600841 | 26563
Hexanedioic acid, polymer with N1-(2-aminoethyl)-1,2-ethanediamine, reaction products with epichlorohydrin | 593756 | 26564
1,1'-Biphenyl, butenylated | 593525 | 26565
Hexanedioic acid, polymer with 2,2-dimethyl-1,3-propanediol and 1,1'-methylenebis[4-isocyanatocyclohexane], 2-hydroxyethyl acrylate-blocked | 593376 | 26566
Cobalt, 4-[4-[2-[4-[[[3-[2-(4,5-dihydro-3-methyl-5-oxo-1-phenyl-1H-pyrazol-4-yl)diazenyl]-4-hydroxyphenyl]sulfonyl]amino]phenyl]diazenyl]-4,5-dihydro-3-methyl-5-oxo-1H-pyrazol-1-yl]benzenesulfonate 4-[4-[2-[4-[[[3-[2-[4,5-dihydro-3-methyl-5-oxo-1-(4-sulfophenyl)-1H-pyrazol-4-yl]diazenyl]-4-hydroxyphenyl]sulfonyl]amino]phenyl]diazenyl]-4,5-dihydro-3-methyl-5-oxo-1H-pyrazol-1-yl]benzenesulfonate sodium complexes | 585711 | 26567
Chromium, 3-[4,5-dihydro-4-[2-(2-hydroxy-5-nitrophenyl)diazenyl]-3-methyl-5-oxo-1H-pyrazol-1-yl]benzenesulfonamide 4-hydroxy-3-[2-(2-hydroxy-1-naphthalenyl)diazenyl]benzenesulfonamide N-[7-hydroxy-8-[2-(2-hydroxy-5-nitrophenyl)diazenyl]-1-naphthalenyl]acetamide sodium complexes | 585703 | 26568
Chromium, 3-[4,5-dihydro-4-[2-(2-hydroxy-5-nitrophenyl)diazenyl]-3-methyl-5-oxo-1H-pyrazol-1-yl]benzenesulfonamide N-[8-[2-[5-(ethylsulfonyl)-2-hydroxyphenyl]diazenyl]-7-hydroxy-1-naphthalenyl]methanesulfonamide sodium complexes | 585695 | 26569
Chromium, 2-[2-[5-(aminosulfonyl)-2-hydroxyphenyl]diazenyl]-3-oxo-N-phenylbutanamide N-[7-hydroxy-8-[2-(2-hydroxy-5-nitrophenyl)diazenyl]-1-naphthalenyl]methanesulfonamide sodium complexes | 585687 | 26570
Xanthylium, 3,6-bis(ethylamino)-9-[2-(methoxycarbonyl)phenyl]-2,7-dimethyl-, chloride (1:1), reaction products with 9-(2-carboxyphenyl)-3,6-bis(diethylamino)xanthylium chloride (1:1), molybdatetungstatephosphate | 585679 | 26571
1,3,5,7-Tetraazatricyclo[3.3.1.13,7]decane, reaction products with chloromethylated divinylbenzene-styrene polymer, phosphonomethylated | 608091 | 26572
Fatty acids, tall-oil, cerium(3+) salts, basic | 608083 | 26573
Fatty acids, tallow, ethoxylated propoxylated | 608075 | 26574
Tar acids, cresylic, residues, polymers with bisphenol A, 2-butoxyethanol and formaldehyde | 608067 | 26575
Tar acids, cresylic, residues, polymers with formaldehyde and phenol | 608059 | 26576
Tar acids, cresylic, residues, polymers with formaldehyde and 3-(3,7-pentadecadien-1-yl)phenol | 608042 | 26577
Tar acids, cresylic, residues, polymers with Bu alc., formaldehyde and phenol | 608034 | 26578
Tar acids, cresylic, residues, polymers with bisphenol A, Bu alc., epichlorohydrin, formaldehyde and phenol | 608026 | 26579
Soybean oil, polymer with benzoic acid, p-tert-butylphenol, formaldehyde, isophthalic acid and trimethylolethane | 608018 | 26580
Fats and Glyceridic oils, menhaden, polymers with dicyclopentadiene, 1H-indene, isophthalic acid, maleic anhydride, methylstyrene, pentaerythritol and vinyltoluene | 608000 | 26581
Fats and Glyceridic oils, menhaden, polymers with dicyclopentadiene, 1H-indene, isophthalic acid, maleic anhydride, methylstyrene, pentaerythritol, styrene and vinyltoluene | 607994 | 26582
Linseed oil, polymd., polymer with p-tert-butylphenol, formaldehyde, maleic anhydride, pentaerythritol, rosin and tung oil | 607986 | 26583
Fatty acids, C8-18 and C18-unsatd., ethoxylated propoxylated | 607978 | 26584
Fatty acids, C18-unsatd., dimers, compds. with amides from polyethylenepolyamines and tall-oil fatty acids and tall-oil fatty acids | 607960 | 26585
Distillates (petroleum), steam-cracked, C5-18 cracked fraction, polymd., polymer with tung oil | 607952 | 26586
Distillates (petroleum), steam-cracked, C5-18 cracked fraction, polymd., polymers with linseed oil and tung oil | 607945 | 26587
Castor oil, dehydrated, polymer with bisphenol A, p-tert-butylphenol, copals, formaldehyde, glycerol, linseed oil and phthalic anhydride | 607937 | 26588
Cashew, nutshell liq., polymer with heavy arom. petroleum solvent naphtha, rosin and tall-oil pitch | 607929 | 26589
Cashew, nutshell liq., polymer with heavy arom. petroleum solvent naphtha and tall-oil pitch | 607911 | 26590
Amines, C12-22-tert-alkyl, oleates phosphates | 607903 | 26591
Amides, from polyethylenepolyamines and tall-oil fatty acids, glycolates | 607895 | 26592
Butanoic acid, 3-oxo-, ethyl ester, reaction products with 1,6-diisocyanatohexane homopolymer | 607853 | 26593
Fatty acids, tall-oil, polymers with maleic anhydride and rosin, calcium zinc salts | 607796 | 26594
Fatty acids, linseed-oil, polymers with adipic acid, epichlorohydrin, isophthalic acid, 4,4'-(1-methylethylidene)bis[cyclohexanol] and terephthalic acid | 607754 | 26595
Fatty acids, C18-unsatd., dimers, polymers with ethylene glycol, glycidyl neodecanoate, phthalic anhydride and propylene glycol | 607721 | 26596
Siloxanes and Silicones, di-Me, hydroxymethyl group-terminated, polymers with adipic acid, 5-amino-1,3,3-trimethylcyclohexanemethanamine, 1,4-butanediol and 5-isocyanato-1-(isocyanatomethyl)-1,3,3-trimethylcyclohexane | 607689 | 26597
Fatty acids, tall-oil, reaction products with maleic anhydride and rosin acids, calcium salts | 607671 | 26598
Castor oil, dehydrated, polymer with Bu acrylate, Me methacrylate, oleic acid, phthalic anhydride and trimethylolethane | 607663 | 26599
Carboxylic acids, C2-9, polymers with azelaic acid and aziridine | 607655 | 26600
1,3-Isobenzofurandione, 5,5'-carbonylbis-, reaction products with 3-ethynylbenzenamine and 3,3'-[1,3-phenylenebis(oxy)]bis[benzenamine] | 607648 | 26601
Formaldehyde, polymers with sulfonated 1,1'-biphenyl, sulfonated terphenyl and sulfonylbis[phenol], ammonium sodium salts | 607630 | 26602
Copper, 3,3'-[(3,3'-dimethoxy[1,1'-biphenyl]-4,4'-diyl)bis(2,1-diazenediyl)]bis[5-amino-4-hydroxy-2,7-naphthalenedisulfonate] morpholine ammonium lithium sodium complexes | 607622 | 26603
Fatty acids, vegetable-oil, esters with 3-(C10-16-alkyloxy)-1,2-propanediol | 600783 | 26604
Fatty acids, dehydrated castor-oil, polymers with adipic acid, benzoic acid, pentaerythritol, phthalic anhydride, tall-oil fatty acids and 3,5,5-trimethylhexanoic acid | 600775 | 26605
Chromium, acetate hydroxy sulfate aluminum complexes | 600726 | 26606
Castor oil, hydrogenated, polymer with p-tert-butylbenzoic acid, glycerol, pentaerythritol and phthalic anhydride | 600718 | 26607
2-Propenenitrile, polymer with 1,3-butadiene, hydrogenated | 600700 | 26608
2-Propenoic acid, methyl ester, polymer with 2,2-bis[(2-propen-1-yloxy)methyl]-1-butanol and diethenylbenzene, reaction products with N1,N1-dimethyl-1,3-propanediamine, chloromethane-quaternized | 600692 | 26609
2-Propenoic acid, methyl ester, polymer with 2,2-bis[(2-propen-1-yloxy)methyl]-1-butanol and diethenylbenzene, reaction products with N1,N1-dimethyl-1,3-propanediamine | 600684 | 26610
Hexanol, acetate, branched and linear | 600676 | 26611
2,5-Furandione, dihydro-, reaction products with N1-[3-(trimethoxysilyl)propyl]-1,2-ethanediamine | 600668 | 26612
Benzene, diethenyl-, polymer with ethenylbenzene, brominated | 600619 | 26613
Benzenesulfonic acid, 2,4-diamino-, calcium salt (2:1), polymer with 1,3-benzenediamine, 1,3-benzenedicarbonyl dichloride and 1,4-benzenedicarbonyl dichloride, benzoyl chloride-capped | 600585 | 26614
Distillates (petroleum), steam-cracked, C5-18 cracked fraction, polymd., reaction products with soybean oil and tung oil | 600577 | 26615
Rosin, polymer with formaldehyde, glycerol and phenol, calcium oxide-modified | 600395 | 26616
Phosphonic acid, P,P',P'',P'''-[[(phosphonomethyl)imino]bis[6,1-hexanediylnitrilobis(methylene)]]tetrakis-, reaction products with ammonia-diethylene glycol reaction product morpholine derivs. residues | 600346 | 26617
Copper, [29H,31H-phthalocyaninato(2-)-.kappa.N29,.kappa.30,.kappa.31,.kappa.32]-, [[3-(1-methylethoxy)propyl]amino]sulfonyl derivs. | 592915 | 26618
Copper, [29H,31H-phthalocyaninato(2-)-.kappa.N29,.kappa.30,.kappa.31,.kappa.32]-, (butylamino)sulfonyl [(2-ethylhexyl)amino]sulfonyl derivs. | 592907 | 26619
Benzenesulfonic acid, 4-amino-, diazotized, coupled with diazotized xylidine and resorcinol, compds. with N,N'-bis(2-methylphenyl)guanidine | 607614 | 26620
Fatty acids, vegetable-oil, reaction products with 2-amino-2-(hydroxymethyl)-1,3-propanediol and formaldehyde, polymers with acrylic acid, lauryl methacrylate, Me methacrylate and styrene | 607606 | 26621
Fatty acids, tall-oil, reaction products with 2-amino-2-(hydroxymethyl)-1,3-propanediol and formaldehyde, polymers with Bu methacrylate, 2-(diethylamino)ethyl methacrylate, 2-hydroxyethyl acrylate and Me methacrylate | 607598 | 26622
Fatty acids, tall-oil, reaction products with 2-amino-2-(hydroxymethyl)-1,3-propanediol and formaldehyde, polymers with acrylonitrile, Et acrylate and Me methacrylate | 607580 | 26623
Fatty acids, linseed-oil, reaction products with 2-amino-2-(hydroxymethyl)-1,3-propanediol and formaldehyde, polymers with Bu methacrylate, 2-(diethylamino)ethyl methacrylate, 2-hydroxyethyl acrylate and Me methacrylate | 607572 | 26624
1,3,5-Triazine-2,4,6(1H,3H,5H)-trione, ethyl derivs. | 607556 | 26625
Amines, C12-14-tert-alkyl, 4-[2-(5-cyano-1-ethyl-1,6-dihydro-2-hydroxy-4-methyl-6-oxo-3-pyridinyl)diazenyl]-1,3-benzenedisulfonates (2:1) | 607523 | 26626
Amines, C12-24-tert-alkyl, bis[4-[2-[5-(1,1-dimethylpropyl)-2-hydroxy-3-nitrophenyl]diazenyl]-2,4-dihydro-5-methyl-2-phenyl-3H-pyrazol-3-onato(2-)]chromate(1-) (1:1) | 607515 | 26627
Amines, C12-14-tert-alkyl, bis[2,4-dihydro-4-[2-[2-hydroxy-5-(methylsulfonyl)-4-nitrophenyl]diazenyl]-5-methyl-2-phenyl-3H-pyrazol-3-onato(2-)]chromate(1-) (1:1) | 607507 | 26628
4,6,10-Dodecatrien-3-one, 7,11-dimethyl-, reaction products with acetone, ionone fraction | 607499 | 26629
Tar acids, cresylic, residues, polymers with 2,4-dioctylphenol and formaldehyde | 607440 | 26630
Rosin, polymer with formaldehyde, glycerol, pentaerythritol, phenol, phthalic anhydride, soybean oil and tetrahydroabietyl alc. | 607432 | 26631
Rosin, fumarated, polymer with ethylene glycol, ammonium salt | 607424 | 26632
Resin acids and Rosin acids, zinc salts, polymers with batu gum and polymd. menhaden oil | 607416 | 26633
Polyphosphoric acids, esters with polyethylene glycol mono-C12-15-alkyl ethers, compds. with 2-(2-aminoethoxy)ethanol | 607408 | 26634
Polyphosphoric acids, 2-butoxyethyl esters, sodium salts | 607390 | 26635
Polyphosphoric acids, 2-butoxyethyl esters, potassium salts | 607382 | 26636
Petrolatum (petroleum), oxidized, Me esters, compd. with 2-(8-heptadecen-1-yl)-4,5-dihydro-4-methyl-4-oxazolemethanol | 607374 | 26637
Fats and Glyceridic oils, menhaden, polymd., polymers with glycerol, phthalic anhydride, rosin, soybean oil and tall oil | 607366 | 26638
Fats and Glyceridic oils, menhaden, polymd., polymers with glycerol, pentaerythritol, phthalic anhydride, sorbitol and tall oil | 607358 | 26639
Naphtha (petroleum), heavy alkylate, sulfonated | 607341 | 26640
Linseed oil, polymer with polymd. linseed oil and rosin | 607333 | 26641
Linseed oil, polymer with maleic anhydride and rosin | 607325 | 26642
Linseed oil, polymer with formaldehyde, glycerol, phenol, phthalic anhydride, rosin, sorbitol and tung oil | 607317 | 26643
Linseed oil, polymer with formaldehyde, glycerol, pentaerythritol, phenol, phthalic anhydride, rosin, soybean oil and tall oil | 607309 | 26644
Linseed oil, polymer with p-tert-butylphenol, diethylene glycol, formaldehyde, pentaerythritol, phthalic anhydride and rosin | 607291 | 26645
Linseed oil, polymd., polymer with p-tert-butylphenol, cyclopentadiene, dicyclopentadiene, formaldehyde, pentaerythritol and tung oil | 607283 | 26646
Fatty acids, tall-oil, polymers with maleic anhydride, phthalic anhydride, rosin, tetrahydroabietyl alc. and trimethylolethane | 607275 | 26647
Fatty acids, tall-oil, polymers with isophthalic acid, trimethylolpropane and unsatd. vegetable-oil fatty acids | 607267 | 26648
Fatty acids, tall-oil, polymers with ethylene glycol, menhaden oil, pentaerythritol and phthalic anhydride | 607259 | 26649
Fatty acids, tall-oil, chlorinated, potassium salts | 607242 | 26650
Fatty acids, tall-oil, chlorinated, compds. with triethanolamine | 607234 | 26651
Fatty acids, tall-oil, chlorinated, compds. with isopropanolamine | 607226 | 26652
Fatty acids, castor-oil, caustic-oxidized, distn. residues, Me esters | 607218 | 26653
Fatty acids, C14-18 and C16-18-unsatd., compds. with 2-(8-heptadecen-1-yl)-4,5-dihydro-4-methyl-4-oxazolemethanol | 607200 | 26654
Castor oil, dehydrated, polymer with linseed oil, maleic anhydride and rosin | 607192 | 26655
Amides, from ammonia-ethanolamine reaction by-products and caustic-oxidized castor-oil fatty acid distn. residues, glycolates (salts) | 607184 | 26656
Amides, from ammonia-ethanolamine reaction by-products and caustic-oxidized castor-oil fatty acid distn. residues | 607176 | 26657
Castor oil, dehydrated, polymer with bisphenol A, p-tert-butylphenol, dicyclopentadiene, formaldehyde, linseed oil and (4.alpha.,8.alpha.,12.alpha.,13R,14R)-16-(1-methylethyl)-17,19-dinoratis-15-ene-4,13,14-tricarboxylic acid cyclic 13,14-anhydride ester with pentaerythritol | 607168 | 26658
Formaldehyde, reaction products with Bu alcohol and phenol | 607093 | 26659
Poly[oxy(methyl-1,2-ethanediyl)], .alpha.-hydro-.omega.-hydroxy-, ether with 2-ethyl-2-(hydroxymethyl)-1,3-propanediol (3:1), polymer with 1,3-diisocyanatomethylbenzene, hydroxypropyl acrylate-blocked | 607069 | 26660
Phenol, 4,4'-(1-methylethylidene)bis-, polymer with 2-(chloromethyl)oxirane, reaction products with 1,2-cyclohexanediamine | 600239 | 26661
Phenol, lauryl derivs., sulfurized, calcium salts | 600221 | 26662
Amines, C12-14-tert-alkyl, isooctyl diphosphates | 600213 | 26663
Phosphoric acid, mixed esters with polyethylene glycol and polyethylene glycol monolauryl ether | 600080 | 26664
Fatty acids, C18-unsatd., dimers, polymers with dipentaerythritol, ethylenediamine, glycerol, isophthalic acid, pentaerythritol, soybean oil, tall oil and terephthalic acid | 600049 | 26665
Cobalt, resinate soya fatty acids complexes | 600023 | 26666
Linseed oil, polymer with benzoic acid, pentaerythritol and TDI | 599993 | 26667
Perfluoro compounds, C5-18 | 599936 | 26668
2-Propanol, 1-amino-, reaction products with melamine | 599910 | 26669
Vinyl acetal polymers, butyrals, polymers with acrylic acid, bisphenol A, epichlorohydrin, Et acrylate, Me methacrylate and styrene | 599878 | 26670
Terphenyl, sulfo derivs., ammonium salts | 599860 | 26671
Phenol, dimethyl-, reaction products with cresol, phenol, propene tetramer and styrene | 599852 | 26672
Formaldehyde, polymers with sulfonated terphenyl, ammonium salts | 599845 | 26673
Formaldehyde, polymers with sulfonated terphenyl | 599837 | 26674
Formaldehyde, polymers with sulfonated 1,1'-oxybis[methylbenzene] ammonium salts | 599829 | 26675
Naphthalenesulfonic acids, polymers with formaldehyde, sodium salts | 599811 | 26676
Formaldehyde, polymers with sulfonated 1,1'-biphenyl and sulfonated terphenyl, ammonium salts | 599803 | 26677
Formaldehyde, polymers with sulfonated 1,1'-biphenyl, ammonium salts | 599795 | 26678
1,1'-Biphenyl, sulfo derivs., ammonium salts | 599787 | 26679
Amides, C9-21, N,N'-ethylenebis- | 599779 | 26680
1,2-Ethanediamine, N1-[(4-ethenylphenyl)methyl]-N2-[3-(trimethoxysilyl)propyl]-, hydrochloride (1:1), reaction products with silica | 599753 | 26681
Amines, C11-14-branched alkyl, monohexyl and dihexyl phosphates | 592725 | 26682
Siloxanes and Silicones, Me Ph, hydroxy-terminated | 592634 | 26683
Fatty acids, vegetable-oil, reaction products with 2-amino-2-(hydroxymethyl)-1,3-propanediol and formaldehyde | 592600 | 26684
Fatty acids, tall-oil, reaction products with 2-amino-2-(hydroxymethyl)-1,3-propanediol and formaldehyde | 592592 | 26685
Fatty acids, linseed-oil, reaction products with 2-amino-2-(hydroxymethyl)-1,3-propanediol and formaldehyde | 592584 | 26686
1-Phenanthrenemethanamine, 1,2,3,4,4a,9,10,10a-octahydro-1,4a-dimethyl-7-(1-methylethyl)-, (1R,4aS,10aR)-, ethoxylated | 592576 | 26687
Hydrofluoric acid, reaction products with myristoyl chloride, high-boiling fractions | 592568 | 26688
Hydrofluoric acid, reaction products with lauroyl chloride, high-boiling fractions | 592550 | 26689
Fatty acids, tall-oil, polymers with glycidyl neodecanoate | 592378 | 26690
Fatty acids, tall-oil, polymers with bisphenol A, bisphenol A diglycidyl ether, Bu acrylate, 2-[(1,1-dimethylethyl)amino]ethyl methacrylate, 2-(dimethylamino)ethyl methacrylate, glycidyl neodecanoate, 2-hydroxyethyl methacrylate and Me methacrylate | 592360 | 26691
1,2,3-Propanetriol, polymer with 1,3-diisocyanatomethylbenzene, 2-methyloxirane, oxirane and 1,2-propanediol, isononylphenyl ether | 592303 | 26692
D-Glucose, reaction products with lithium hydroxide and 2-methyl-5-nitrobenzenesulfonic acid | 592295 | 26693
D-Glucose, reaction products with dilithium 2,2'-(1,2-ethenediyl)bis[5-nitrobenzenesulfonate], formaldehyde and lithium hydroxide | 592287 | 26694
Copper, [29H,31H-phthalocyaninato(2-)-.kappa.N29,.kappa.30,.kappa.31,.kappa.32]-, chlorosulfonyl derivs., reaction products with 3,3'-[[2-[(2-cyanoethyl)amino]ethyl]imino]bis[propanenitrile] and 3,3'-(1,2-ethanediyldiimino)bis[propanenitrile], acetates | 592279 | 26695
Copper, [29H,31H-phthalocyaninato(2-)-.kappa.N29,.kappa.30,.kappa.31,.kappa.32]-, chlorosulfonyl derivs., reaction products with 3,3'-[[2-[(2-cyanoethyl)amino]ethyl]imino]bis[propanenitrile] and 3,3'-(1,2-ethanediyldiimino)bis[propanenitrile] | 592261 | 26696
Copper, [29H,31H-phthalocyaninato(2-)-.kappa.N29,.kappa.30,.kappa.31,.kappa.32]-, aminosulfonyl sulfo derivs., ammonium lithium sodium salts | 592253 | 26697
Copper, [29H,31H-phthalocyaninato(2-)-.kappa.N29,.kappa.30,.kappa.31,.kappa.32]-, aminosulfonyl sulfo derivs. | 592246 | 26698
Titanium, iso-Pr alc. triethanolamine complexes | 584219 | 26699
Titanium, Bu alc. 2-ethyl-1,3-hexanediol complexes | 584201 | 26700
Silane, chlorodimethyl-, hydrolysis products with silica | 584193 | 26701
Phenol, sulfonated | 584185 | 26702
Octanal, 7-hydroxy-3,7-dimethyl-, distn. lights distillates | 584177 | 26703
1-Naphthalenesulfonamide, 5(or 6)-diazo-5,6-dihydro-6(or 5)-oxo-, N-(mixed abietyl, dehydroabietyl, dihydroabietyl and tetrahydroabietyl) derivs. | 584169 | 26704
2-Naphthalenamine, N-phenyl-, reaction products with 2,4,4-trimethylpentane | 584151 | 26705
Manganese, borate naphthenate neodecanoate complexes | 584144 | 26706
Hexanoic acid, 2-ethyl-, mixed esters with dipentaerythritol, 3-methylbutanoic acid and valeric acid | 584136 | 26707
Guar gum, mixed cyanoethyl and hydroxyethyl and hydroxypropyl ethers | 584128 | 26708
1,2-Ethanediol, reaction products with titanium hydroxide (Ti(OH)4) | 584110 | 26709
Butanoic acid, 3-oxo-, ethyl ester, reaction products with 1,6-diisocyanato-2,2,4-trimethylhexane homopolymer | 584102 | 26710
Benzenesulfonic acid, 2,2'-(1,2-ethenediyl)bis[5-nitro-, reaction products with sodium 4-[2-(4-aminophenyl)diazenyl]benzenesulfonate (1:1), compds. with N,N'-diphenylguanidine | 584094 | 26711
Benzenesulfonic acid, 2,2'-(1,2-ethenediyl)bis[5-nitro-, reaction products with sodium 4-[2-(4-aminophenyl)diazenyl]benzenesulfonate (1:1), compds. with guanidine N,N'-mixed Ph and tolyl and xylyl derivs. | 584086 | 26712
Benzenesulfonic acid, 2,2'-(1,2-ethenediyl)bis[5-nitro-, reaction products with sodium 4-[2-(4-aminophenyl)diazenyl]benzenesulfonate (1:1), compds. with N,N'-bis(methylphenyl)guanidine | 584078 | 26713
Benzenesulfonic acid, 2,2'-(1,2-ethenediyl)bis[5-nitro-, reaction products with sodium 4-[2-(4-aminophenyl)diazenyl]benzenesulfonate (1:1), compds. with N,N'-bis(dimethylphenyl)guanidine | 584060 | 26714
Spinels, aluminum chromium cobalt zinc blue | 584052 | 26715
Quaternary ammonium compounds, di-C8-18-alkyldimethyl, monoisooctyl phosphates (1:1) | 584045 | 26716
Quaternary ammonium compounds, di-C8-18-alkyldimethyl, diisooctyl phosphates | 584037 | 26717
Linseed oil, polymer with cyclopentadiene, soybean oil and tung oil | 584029 | 26718
Fatty acids, soya, polymers with adipic acid, glycerol, maleic anhydride, pentaerythritol, phthalic anhydride and trimethylolpropane | 584011 | 26719
Fatty acids, tall-oil, 2-ethylhexyl esters, sulfurized | 584003 | 26720
Fatty acids, C16-20 and C18-unsatd., polymers with benzoic acid, 3-hydroxy-2,2-dimethylpropyl 3-hydroxy-2,2-dimethylpropanoate, maleic anhydride, pentaerythritol and phthalic anhydride | 583997 | 26721
Amides, from polyethylenepolyamines and tall-oil fatty acids | 583989 | 26722
Alkanes, C14-30 | 583971 | 26723
Poly(oxy-1,2-ethanediyl), .alpha.-hydro-.omega.-hydroxy-, mono-C11-15-sec-alkyl ethers, phosphates, potassium salts | 607051 | 26724
Phosphoric acid, mixed esters with 2-ethyl-1-hexanol and polyethylene glycol mono-C11-15-sec-alkyl ethers, potassium salts | 607044 | 26725
Hexanedioic acid, polymer with 1,3-diisocyanatomethylbenzene, 2-ethyl-2-(hydroxymethyl)-1,3-propanediol and 2,2'-oxybis[ethanol], oxidized | 607036 | 26726
Formaldehyde, polymer with 2-(chloromethyl)oxirane, 4,4'-(1-methylethylidene)bis[phenol] and phenol, reaction products with 3-chloro-1-propene | 607028 | 26727
Ethanol, 2-amino-, compds. with polyethylene glycol mono-C11-15-sec-alkyl ethers phosphates | 607010 | 26728
Disulfurous acid, sodium salt (1:2), reaction products with maleic anhydride and polypropylene glycol mono-Bu ether | 607002 | 26729
Rosin, hydrogenated, polymer with glycerol, maleic anhydride and turpentine oil | 606970 | 26730
Fats and Glyceridic oils, menhaden, polymers with dicyclopentadiene, 1H-indene, isophthalic acid, methylstyrene, pentaerythritol, styrene and vinyltoluene | 606962 | 26731
Fatty acids, tall-oil, reaction products with 2-amino-2-(hydroxymethyl)-1,3-propanediol and formaldehyde, polymers with Bu methacrylate, 2-[(1,1-dimethylethyl)amino]ethyl methacrylate and Me methacrylate | 606954 | 26732
Fatty acids, tall-oil, polymers with bisphenol A, epichlorohydrin and polymd. rosin | 606947 | 26733
Fatty acids, C16-18 and C18-unsatd., branched and linear, ethoxylated | 606939 | 26734
Castor oil, dehydrated, polymer with glycerol, phenol, rosin, tall-oil rosin and tung oil | 606921 | 26735
Poly[oxy(methyl-1,2-ethanediyl)], .alpha.-hydro-.omega.-hydroxy-, polymer with 1,1'-methylenebis[isocyanatobenzene], isocyanate-terminated | 606905 | 26736
Propanoic acid, 3-mercapto-, 1,1'-[2,2-bis[(3-mercapto-1-oxopropoxy)methyl]-1,3-propanediyl] ester, reaction products with 1-decene and 1,1'-[2-(hydroxymethyl)-2-[(3-mercapto-1-oxopropoxy)methyl]-1,3-propanediyl] bis(3-mercaptopropanoate) | 606897 | 26737
Hexanedioic acid, polymer with 2,2-dimethyl-1,3-propanediol and 1,1'-methylenebis[4-isocyanatobenzene], isodecanol-blocked | 606889 | 26738
Phosphoric acid, mixed esters with allyl alc.-styrene polymers and polyisobutenylphenol | 606855 | 26739
Fatty acids, C18-unsatd., dimers, polymers with azelaic acid, dicyclopentadiene, 1,6-hexanediol and maleic anhydride | 606764 | 26740
Fatty acids, C18-unsatd., dimers, polymers with adipic acid, dicyclopentadiene, diethylene glycol, ethylene glycol, maleic anhydride and phthalic anhydride | 606756 | 26741
Tung oil, polymd., oxidized, polymer with bisphenol A, p-tert-butylphenol and formaldehyde | 606731 | 26742
Soybean oil, polymer with bisphenol A, p-tert-butylphenol, formaldehyde, glycerol, pentaerythritol and phthalic anhydride | 606723 | 26743
Soybean oil, polymer with bisphenol A, p-tert-butylphenol, ethylene glycol, formaldehyde, pentaerythritol and phthalic anhydride | 606715 | 26744
Siloxanes and Silicones, di-Me, di-Ph, polymers with 3-hydroxy-2,2-dimethylpropyl 3-hydroxy-2,2-dimethylpropanoate, isophthalic acid, Ph silsesquioxanes and trimethylolpropane | 606707 | 26745
Siloxanes and Silicones, di-Me, di-Ph, polymers with adipic acid, isophthalic acid, Ph silsesquioxanes, trimethylolethane and trimethylolpropane | 606699 | 26746
Siloxanes and Silicones, di-Me, di-Ph, Me vinyl, reaction products with chlorotrimethylsilane, iso-Pr alc., silica, sodium silicate and 1,1,1-trimethyl-N-(trimethylsilyl)silanamine | 606681 | 26747
Rubber, natural, reaction products with phenol | 606673 | 26748
Naphthalenesulfonic acids, polymers with formaldehyde, sulfonated terphenyl and sulfonylbis[phenol], ammonium sodium salts | 606665 | 26749
Linseed oil, polymer with bisphenol A, formaldehyde, glycerol, maleic anhydride, pentaerythritol and rosin, calcium salts | 606657 | 26750
Linseed oil, polymer with bisphenol A, formaldehyde, glycerol, isophthalic acid, rosin and trimethylolpropane, complex with oxo(2-propanolato)aluminum | 606640 | 26751
Fatty acids, tall-oil, polymers with bisphenol A, castor oil, formaldehyde, glycerol, maleic anhydride, pentaerythritol, phthalic anhydride, rosin and tung oil | 606632 | 26752
Fatty acids, tall-oil, reaction products with morpholine and oxidized polyethylene | 606624 | 26753
Fatty acids, C18-unsatd., dimers, hydrogenated, polymers with ethylene glycol, 2-ethyl-2-[[(1-oxo-2-propen-1-yl)oxy]methyl]-1,3-propanediyl diacrylate, 2-hydroxyethyl acrylate, 4-methoxyphenol and TDI | 606616 | 26754
Fatty acids, C18-unsatd., dimers, compds. with diisopropanolamine | 606608 | 26755
Fatty acids, C14-16 and C16-18-unsatd., polymers with pentaerythritol, phthalic anhydride and propylene glycol | 606590 | 26756
Fatty acids, C14-16 and C16-18-unsatd., polymers with benzoic acid, pentaerythritol and phthalic anhydride | 606582 | 26757
Castor oil, polymer with 4-biphenylol, formaldehyde, linseed oil and tung oil | 606574 | 26758
Castor oil, dehydrated, polymer with p-tert-butylbenzoic acid, glycerol, phthalic anhydride and tetrahydroabietyl alc. | 606566 | 26759
Iron, complexes with diazotized 2-amino-4,6-dinitrophenol coupled with diazotized 4-nitrobenzenamine and 4-[2-(2,4-dihydroxyphenyl)diazenyl]-5-hydroxy-2,7-naphthalenedisulfonic acid, sodium salts | 599472 | 26760
Cuprate(4-), [5-(acetylamino)-4-(hydroxy-.kappa.O)-3-[2-[1-(hydroxy-.kappa.O)-6-sulfo-8-[[2-(sulfooxy)ethyl]sulfonyl]-2-naphthalenyl]diazenyl-.kappa.N1]-2,7-naphthalenedisulfonato(6-)]-, sodium | 599464 | 26761
Cuprate(3-), [3-[2-[2-(hydroxy-.kappa.O)-4-hydroxy-3-[2-[2-(hydroxy-.kappa.O)-5-[[2-(sulfooxy)ethyl]sulfonyl]phenyl]diazenyl-.kappa.N1]phenyl]diazenyl]-1,5-naphthalenedisulfonato(5-)]-, sodium | 599456 | 26762
Cuprate(3-), [4,5-dihydro-4-[2-[2-(hydroxy-.kappa.O)-4-[[2-(sulfooxy)ethyl]sulfonyl]phenyl]diazenyl-.kappa.N1]-5-(oxo-.kappa.O)-1-(4-sulfophenyl)-1H-pyrazole-3-carboxylato(5-)]-, sodium | 599449 | 26763
Cuprate(3-), [5-(acetylamino)-4-(hydroxy-.kappa.O)-3-[2-[2-(hydroxy-.kappa.O)-5-methoxy-4-[[2-(sulfooxy)ethyl]sulfonyl]phenyl]diazenyl-.kappa.N1]-2,7-naphthalenedisulfonato(5-)]-, potassium sodium | 599431 | 26764
Cuprate(2-), [4-(hydroxy-.kappa.O)-3-[2-[2-(hydroxy-.kappa.O)-4-[[2-(sulfooxy)ethyl]sulfonyl]phenyl]diazenyl-.kappa.N1]-1-naphthalenesulfonato(4-)]-, sodium | 599423 | 26765
Hexanedioic acid, di-C6-10-branched and linear alkyl esters | 599407 | 26766
Alcohols, C12-18, ethers with polyethylene glycol mono-Me ether | 599282 | 26767
Hexane, 1,6-diisocyanato-, homopolymer, Me Et ketone oxime-blocked | 599274 | 26768
Cobaltate(1-), bis[4-(hydroxy-.kappa.O)-3-[2-[2-(hydroxy-.kappa.O)-1-naphthalenyl]diazenyl-.kappa.N1]-N-methylbenzenesulfonamidato(2-)]-, lithium sodium | 599191 | 26769
Cobalt, 2-[2-[5-(aminosulfonyl)-2-hydroxyphenyl]diazenyl]-3-oxo-N-phenylbutanamide 3-[2-[1-(2-benzothiazolyl)-2-oxopropyl]diazenyl]-4-hydroxybenzenesulfonamide lithium sodium complexes | 599183 | 26770
Chromium, 4-hydroxy-3-[2-(2-hydroxy-1-naphthalenyl)diazenyl]benzenesulfonamide N-[7-hydroxy-8-[2-(2-hydroxy-5-nitrophenyl)diazenyl]-1-naphthalenyl]acetamide lithium sodium complexes | 599175 | 26771
Chromium, 2-[2-(4,5-dihydro-3-methyl-5-oxo-1-phenyl-1H-pyrazol-4-yl)diazenyl]benzoate 2-[2-(4,5-dihydro-3-methyl-5-oxo-1-phenyl-1H-pyrazol-4-yl)diazenyl]-5-sulfobenzoate lithium sodium complexes | 599167 | 26772
Chromium, 3-[[[5-[2-(2-chloro-4-nitrophenyl)diazenyl]-2-hydroxyphenyl]methylene]amino]-4-hydroxybenzenesulfonamide 2-[2-(4,5-dihydro-3-methyl-5-oxo-1-phenyl-1H-pyrazol-4-yl)diazenyl]-5-sulfobenzoate lithium sodium complexes | 599159 | 26773
Chromium, 5-chloro-2-hydroxy-3-[2-(2-hydroxy-1-naphthalenyl)diazenyl]benzenesulfonate 4-[2-(2-chloro-4-nitrophenyl)diazenyl]-2-[[(2-hydroxy-5-nitrophenyl)imino]methyl]phenol lithium sodium complexes | 599142 | 26774
Chromate(2-), [5-chloro-2-(hydroxy-.kappa.O)-3-[2-[5-(hydroxy-.kappa.O)naphth[2,1-d]-1,3-oxathiol-4-yl]diazenyl-.kappa.N1]benzenesulfonic acid S,S-dioxidato(3-)][4-[2-(2,5-dichlorophenyl)diazenyl-.kappa.N1]-2-[[[2-(hydroxy-.kappa.O)-5-nitrophenyl]imino]methyl]phenolato(2-)-.kappa.O]-, lithium sodium | 599134 | 26775
Chromate(2-), bis[4-[2-(4,5-dihydro-3-methyl-5-(oxo-.kappa.O)-1-phenyl-1H-pyrazol-4-yl)diazenyl-.kappa.N1]-3-(hydroxy-.kappa.O)-N,N-dimethylbenzenesulfonamidato(2-)]-, lithium sodium | 599126 | 26776
Coconut oil, polymer with benzoic acid, phthalic anhydride and trimethylolpropane | 591990 | 26777
Zirconium, C3-10-fatty acids oxo complexes | 591982 | 26778
Lead, C3-13-fatty acid naphthenate complexes | 591974 | 26779
Cobalt, butyl phosphate C3-10-fatty acid complexes | 591966 | 26780
1,3-Isobenzofurandione, polymer with 1,6-hexanediol, .alpha.-hydro-.omega.-hydroxypoly(oxy-1,4-butanediyl) and 1,1-methylenebis[4-isocyanatocyclohexane], 2-hydroxyethyl methacrylate-blocked | 591685 | 26781
Formaldehyde, polymer with 2-(chloromethyl)oxirane and 4,4'-(1-methylethylidene)bis[phenol], reaction products with N-butylbutanamine and diethanolamine | 591677 | 26782
Ethanol, reaction products with ammonia, distn. residues | 591669 | 26783
2-Propanol, reaction products with ammonia, distn. residues | 591651 | 26784
2-Oxepanone, polymer with 1,4-butanediol and 1,3-diisocyanatomethylbenzene, 2-hydroxyethyl acrylate-blocked | 591644 | 26785
Poly[oxy(methyl-1,2-ethanediyl)], .alpha.-(2-aminomethylethyl)-.omega.-(2-aminomethylethoxy)-, polymer with 2-hydroxyethyl acrylate-blocked 1,1'-methylenebis[4-isocyanatocyclohexane]-polypropylene glycol polymer | 591636 | 26786
Distillates (petroleum), steam-cracked, polymers with C8-16-cycloalkadiene conc. debenzenized light steam-cracked petroleum naphtha | 583807 | 26787
Distillates (petroleum), steam-cracked, polymers with C8-16-cycloalkadiene conc. debenzenized light steam-cracked petroleum naphtha, dicyclopentadiene and styrene | 583799 | 26788
1,3-Benzenediamine, N1,N3-mixed Bu and octyl and pentyl derivs. | 583468 | 26789
C.I. Solvent Black 7, sulfonated, ammonium sodium salts | 583450 | 26790
Phosphoric acid, .gamma.-.omega.-perfluoro-C8-16-alkyl esters, compds. with diethanolamine | 583443 | 26791
Sulfuric acid, dimethyl ester, reaction products with formaldehyde-phenol polymer | 583435 | 26792
Acetic acid, reaction products with acetic anhydride and phosphonic acid | 583427 | 26793
Propanoic acid, reaction products with acetic anhydride and phosphonic acid | 583419 | 26794
Aluminum, dihydro(2-methyl-1,3-butadien-1-yl)-, reaction products with Et alc. magnesium salt and titanium tetrachloride | 583401 | 26795
Aluminum, dihydro(2-methyl-1,3-butadien-1-yl)-, reaction products with titanium tetrachloride | 583393 | 26796
1,3,5-Triazine-2,4,6-triamine, polymer with formaldehyde, 2-(2-ethoxyethoxy)ethyl Me ethers | 583385 | 26797
9,10-Anthracenedione, 1,4-diamino-, N,N'-mixed 2-ethylhexyl and Me and pentyl derivs. | 583377 | 26798
Phenol, (tetrapropenyl) derivs. | 583369 | 26799
Alcohols, C12-15, propoxylated | 583351 | 26800
Alcohols, C3-12-alkenyl, propoxylated | 583344 | 26801
Quaternary ammonium compounds, N,N,N'-tribenzyl-N,N'-dimethyl-N'-tallow alkyltrimethylenedi-, bis(Me sulfates) | 583336 | 26802
Pitch, menhaden-oil fatty acid, hydrogenated | 583328 | 26803
Pitch, herring-oil fatty acid, hydrogenated | 583310 | 26804
Pitch, coco nitrile | 583302 | 26805
Fatty acids, C9-18-branched, distn. residues, zinc salts | 583294 | 26806
Fatty acids, linseed-oil, polymers with fumaric acid, polyethylene glycol ether with D-glucitol (6:1), rosin and tall oil | 583286 | 26807
Steroids, soya hydroxy, isodecanoates | 583278 | 26808
Linseed oil, polymer with soybean oil and tung oil, calcium salt | 583260 | 26809
Saponins, Quillaja saponaria | 583252 | 26810
Methanone, [2-hydroxy-4-(2-propen-1-yloxy)phenyl]phenyl-, reaction products with silica-trimethoxymethylsilane hydrolysis products and triethoxysilane | 606434 | 26811
Methanone, [2-hydroxy-4-(2-propen-1-yloxy)phenyl]phenyl-, reaction products with triethoxysilane | 606426 | 26812
Iodonium, bis(4-dodecylphenyl)-, branched and linear, hexafluoroantimonate(1-) | 606418 | 26813
Oils, lemongrass, sulfated | 606392 | 26814
Oils, lemongrass, acetates | 606384 | 26815
Humic acids, sulfomethylated, sulfonated, sodium salts | 606376 | 26816
Cottonseed oil, mixed with Bu oleate, chlorosulfurized | 606368 | 26817
Phosphorous acid, (1-methylethylidene)di-4,1-phenylene tetra-C12-15-alkyl esters | 606350 | 26818
Poly(oxy-1,2-ethanediyl), .alpha.-sulfo-.omega.-hydroxy-, C9-11-alkyl ethers, sodium salts | 606335 | 26819
Fatty acids, tall-oil, polymers with glycerol, pentaerythritol, phthalic anhydride, soybean oil and vinyltoluene | 606319 | 26820
Fatty acids, C18-unsatd., dimers, reaction products with 2,2-bis[(2-propen-1-yloxy)methyl]-1-butanol | 606301 | 26821
Fatty acids, C18-unsatd., dimers, polymers with linseed oil, maleic anhydride and tung oil | 606293 | 26822
Fatty acids, C18-unsatd., dimers, polymers with linseed oil | 606285 | 26823
Fatty acids, C18-unsatd., dimers, polymers with glycerol, rosin and tall-oil fatty acids | 606277 | 26824
Fatty acids, C18-unsatd., dimers, polymers with diethylenetriamine, ethylenediamine, oleic acid and stearic acid | 606269 | 26825
Fatty acids, C18-unsatd., trimers, polymers with bisphenol A, Bu glycidyl ether and epichlorohydrin | 606251 | 26826
Fatty acids, C18-unsatd., dimers, hydrogenated, polymers with 1,4-butanediol, di-Me isophthalate, di-Me terephthalate and .alpha.-hydro-.omega.-hydroxypoly(oxy-1,4-butanediyl) | 606244 | 26827
Fatty acids, C18-unsatd., dimers, hydrogenated, polymers with 2-[(2-aminoethyl)amino]ethanol, azelaic acid, bisphenol A, diethylenetriamine and epichlorohydrin | 606236 | 26828
Fatty acids, C18-unsatd., dimers, compds. with diethylenetriamine and oleic acid | 606228 | 26829
Fatty acids, C16 and C16-18-unsatd., potassium salts | 606210 | 26830
Fatty acids, C18 and C18-unsatd., polymers with 3-hydroxy-2,2-dimethylpropyl 3-hydroxy-2,2-dimethylpropanoate, maleic anhydride, pentaerythritol and phthalic anhydride | 606202 | 26831
Castor oil, dehydrated, polymer with polymd. rosin, safflower oil and soybean oil | 606194 | 26832
Carboxylic acids, C6-18 and C5-15-di-, polymers with ethylene glycol, sorbitol and succinic acid | 606186 | 26833
Carboxylic acids, C6-18 and C5-15-di-, ammonium salts | 606178 | 26834
Amines, coco alkyl, polymers with bisphenol A, 1,4-butanediol, diethylenetriamine, epichlorohydrin, 3-mercaptopropionic acid and 2-(methylamino)ethanol, glycolates (salts) | 606160 | 26835
Amines, coco alkyl, polymers with bisphenol A, 1,4-butanediol, diethylenetriamine, epichlorohydrin, 3-mercaptopropionic acid and 2-(methylamino)ethanol, lactates (salts) | 606152 | 26836
Amides, from C5-15-dicarboxylic acids, C6-18 fatty acids, diethylenetriamine and triethylenetetramine | 606145 | 26837
1H-Imidazoledipropanoic acid, 4,5-dihydro-1-(2-hydroxyethyl)-, 2-norcoco alkyl derivs., di-Me esters, phosphates (esters), sodium salts | 606061 | 26838
Fatty acids, tallow, hydrogenated, reaction products with 2-[(2-aminoethyl)amino]ethanol, lactates | 606053 | 26839
Zirconium, acetate neodecanoate oxo complexes | 599076 | 26840
Zirconium, acetate 2-ethylhexanoate oxo complexes | 599068 | 26841
Zinc, 2-ethylhexanoate neodecanoate complexes | 599050 | 26842
Zinc, 2-ethylhexanoate naphthenate complexes | 599043 | 26843
Vanadium, neodecanoate oxo pentyl phosphate complexes | 599035 | 26844
Manganese, naphthenate neodecanoate pentyl phosphate complexes | 599027 | 26845
Manganese, C3-13-carboxylate pentyl phosphate complexes | 599019 | 26846
Magnesium, dodecylbenzenesulfonate naphthenate tall-oil fatty acid complexes | 599001 | 26847
Iron, C3-13-carboxylate naphthenate complexes | 598995 | 26848
Chromium, naphthenate propionate complexes | 598987 | 26849
Calcium, naphthenate neodecanoate complexes | 598979 | 26850
Rare earth metals, 2-ethylhexanoate neodecanoate complexes | 598961 | 26851
Naphthenic acids, lanthanum salts | 598953 | 26852
Fatty acids, C3-22, manganese salts, basic | 598946 | 26853
Fatty acids, C3-22, copper salts, basic | 598938 | 26854
Fatty acids, C3-22, cobalt salts, basic | 598920 | 26855
Calcium, carbonate C3-13 fatty acids complexes | 598912 | 26856
Fatty acids, C3-22, iron salts, basic | 598904 | 26857
Carboxylic acids, C3-10, copper(1+) salts, oxidized | 598896 | 26858
Carboxylic acids, C3-8, chromium salts | 598888 | 26859
Naphthenic acids, bismuth salts | 598870 | 26860
Carnauba Wax, ethoxylated propoxylated | 598847 | 26861
Ethanol, 2-[(2-hydroxyethyl)amino]-, 1-(dihydrogen phosphate), N-tallow alkyl derivs., N-oxides, dipotassium salts | 598839 | 26862
Ethanol, 2-[(2-hydroxyethyl)amino]-, 1-(dihydrogen phosphate), N-coco alkyl derivs., N-oxides, dipotassium salts | 598821 | 26863
Fatty acids, tall-oil, compds. with oleylamine | 598813 | 26864
Amines, N-(3-aminopropyl)-N-tallow alkyltrimethylenedi- | 598722 | 26865
Amides, tallow, N,N'-ethylenebis- | 598706 | 26866
Titanium, iso-Pr alc. 1-octanol complexes | 598698 | 26867
Amines, C12-14-tert-alkyl, bis[2,4-dihydro-4-[2-(2-hydroxy-5-nitrophenyl)diazenyl]-5-methyl-2-phenyl-3H-pyrazol-3-onato(2-)]chromate(1-) | 598680 | 26868
Cuprate(5-), [4-amino-3-[2-(2,5-disulfophenyl)diazenyl]-5-(hydroxy-.kappa.O)-6-[2-[2-(hydroxy-.kappa.O)-5-[[2-(sulfooxy)ethyl]sulfonyl]phenyl]diazenyl-.kappa.N1]-2,7-naphthalenedisulfonato(7-)]-, sodium | 598672 | 26869
Cuprate(4-), [5-(acetylamino)-4-hydroxy-3-[2-[5-(hydroxy-.kappa.O)-6-[2-[2-(hydroxy-.kappa.O)-5-[[2-(sulfooxy)ethyl]sulfonyl]phenyl]diazenyl-.kappa.N1]-7-sulfo-2-naphthalenyl]diazenyl]-2,7-naphthalenedisulfonato(6-)]-, sodium | 598664 | 26870
Cuprate(3-), [4-amino-5-(hydroxy-.kappa.O)-6-[2-[2-(hydroxy-.kappa.O)-4-[[2-(sulfooxy)ethyl]sulfonyl]phenyl]diazenyl-.kappa.N1]-1,7-naphthalenedisulfonato(5-)]-, sodium | 598656 | 26871
Cuprate(2-), [3-[2-[4,5-dihydro-3-methyl-5-(oxo-.kappa.O)-1-[4-[[2-(sulfooxy)ethyl]sulfonyl]phenyl]-1H-pyrazol-4-yl]diazenyl-.kappa.N1]-4-(hydroxy-.kappa.O)benzenesulfonato(4-)]-, sodium | 598649 | 26872
Cuprate(2-), [4-[4,5-dihydro-4-[2-[2-(hydroxy-.kappa.O)-5-[[2-(sulfooxy)ethyl]sulfonyl]phenyl]diazenyl-.kappa.N1]-3-methyl-5-(oxo-.kappa.O)-1H-pyrazol-1-yl]benzenesulfonato(4-)]-, sodium | 598631 | 26873
Methanaminium, N-[4-[[4-(dimethylamino)phenyl][4-(phenylamino)-1-naphthalenyl]methylene]-2,5-cyclohexadien-1-ylidene]-N-methyl-, salt with C10-14-alkylbenzenesulfonic acid (1:1) | 598599 | 26874
Carbonic acid, aluminum magnesium salt, basic | 598581 | 26875
Cuprate(4-), [4,5-dihydro-4-[2-[8-(hydroxy-.kappa.O)-7-[2-[2-(hydroxy-.kappa.O)-5-methoxy-4-[[2-(sulfooxy)ethyl]sulfonyl]phenyl]diazenyl-.kappa.N1]-6-sulfo-2-naphthalenyl]diazenyl]-5-oxo-1-(4-sulfophenyl)-1H-pyrazole-3-carboxylato(6-)]-, sodium | 598573 | 26876
Cuprate(3-), [4-(hydroxy-.kappa.O)-3-[2-[2-(hydroxy-.kappa.O)-5-[[2-(sulfooxy)ethyl]sulfonyl]phenyl]diazenyl-.kappa.N1]-7-[(1-oxo-3-sulfopropyl)amino]-2-naphthalenesulfonato(5-)]-, sodium | 598565 | 26877
Cuprate(3-), [3-(hydroxy-.kappa.O)-4-[2-[2-(hydroxy-.kappa.O)-5-[[2-(sulfooxy)ethyl]sulfonyl]phenyl]diazenyl-.kappa.N1]-2,7-naphthalenedisulfonato(5-)]-, potassium sodium | 598557 | 26878
Fatty acids, linseed-oil, polymers with adipic acid, dipropylene glycol, trimellitic anhydride and trimethylolpropane | 598474 | 26879
1,3-Isobenzofurandione, polymer with 2,2-bis(hydroxymethyl)-1,3-propanediol, formaldehyde, 2,5-furandione and urea, butylated 2-ethylhexylated, isononanoate | 591628 | 26880
Fatty acids, vegetable-oil, polymers with benzoic acid, TDI, trimellitic anhydride and trimethylolpropane | 591610 | 26881
Alcohols, C18-32, propoxylated | 591602 | 26882
Fatty acids, tall-oil, polymers with ethylene glycol, neopentyl glycol, phthalic anhydride and trimethylolpropane | 591594 | 26883
Fatty acids, C18-unsatd., dimers, distn. lights, reaction products with .alpha.,.alpha.'-(1-methyl-1,3-propanediyl)bis[.omega.-hydroxypoly(oxy-1,2-ethanediyl)] | 591586 | 26884
Soybean oil, polymer with bisphenol A, p-tert-butylphenol and formaldehyde | 591578 | 26885
Quaternary ammonium compounds, bis(2-hydroxy-1-methylethyl)methyltallow alkyl, Me sulfates (salts) | 591560 | 26886
Fatty acids, soya, polymers with acrylic acid, bisphenol A, epichlorohydrin and styrene | 591552 | 26887
Rosin, polymer with glycerol, phthalic anhydride and sunflower oil | 591545 | 26888
Sunflower oil, polymer with benzoic acid, isophthalic acid and pentaerythritol | 591537 | 26889
Soybean oil, polymer with pentaerythritol, phthalic anhydride, sunflower oil and trimethylolethane | 591529 | 26890
Tannins, sulfonated, iron(2+) complexes | 591511 | 26891
Amines, C4-6-alkyl di- and C6 cyclic di-, polymers with 1,2-dichloroethane, epichlorohydrin and hydrogenated hexanedinitrile distn. residues | 591503 | 26892
Fatty acids, C18-unsatd., dimers, hydrogenated, sodium salts | 591495 | 26893
Amines, C10-16-alkyldimethyl, phosphates (1:1) | 591487 | 26894
Linseed oil, polymer with glycerol, styrene and TDI | 591479 | 26895
Fatty acids, coco, polymers with benzoic acid, isophthalic acid, neopentyl glycol and propylene glycol | 591461 | 26896
Fatty acids, tall-oil, polymers with isophthalic acid, neopentyl glycol, terephthalic acid, trimellitic anhydride and trimethylolpropane | 591453 | 26897
Fatty acids, castor-oil, polymers with benzoic acid, bisphenol A, 2-(dimethylamino)ethanol, epichlorohydrin, fumaric acid and styrene | 591446 | 26898
Fatty acids, C18-unsatd., dimers, polymers with C18-unsatd. fatty acid trimers, isophthalic acid, neopentyl glycol, propylene glycol and terephthalic acid | 591438 | 26899
Fatty acids, C18-unsatd., dimers, polymers with neopentyl glycol, phthalic anhydride, propylene glycol and trimethylolpropane | 591420 | 26900
Castor oil, dehydrated, polymer with benzoic acid, phthalic anhydride and trimethylolethane | 591412 | 26901
Waste solids, brass, plated | 591222 | 26902
Slimes and Sludges, brass-casting | 591214 | 26903
Slimes and Sludges, brass-manufg. | 591206 | 26904
Scale (coating), copper alloy | 591198 | 26905
Quaternary ammonium compounds, bis(hydroxyethyl)ditallow alkyl, ethoxylated, chlorides | 591180 | 26906
Flue dust, copper alloy-casting | 591172 | 26907
Fatty acids, C6-10, compds. with ethoxylated C14-18-alkylamines | 591164 | 26908
Amines, ditallow alkyl, hydrochlorides | 591156 | 26909
Amines, C14-18-alkyl, ethoxylated, benzoates (salts) | 591149 | 26910
Amines, C18-22-tert-alkyl, (chloromethyl)phosphonates (2:1) | 591131 | 26911
Tin alloy, Sn 99, Cu 0.7, eutectic, tin-coating wastes | 591123 | 26912
Fatty acids, tall-oil, Me esters | 583245 | 26913
3-Cyclohexene-1-methanol, .alpha.,.alpha.,4-trimethyl-, mixed with .alpha.-pinene and .beta.-pinene, sulfurized, reaction products with palladium chloride (PdCl2) | 582981 | 26914
Butene, homopolymer, phosphosulfurized, barium salts, overbased | 582973 | 26915
Terpineol, sulfurized, ruthenium salts | 582965 | 26916
Terpineol, sulfurized, iridium salts | 582957 | 26917
Gold(3+), bis(1,2-propanediamine-.kappa.N1,.kappa.N2)-, chloride (1:3), reaction products with neodecanoic acid | 582940 | 26918
Poly[oxy(methyl-1,2-ethanediyl)], .alpha.-sulfo-.omega.-hydroxy-, C3-12-alkenyl ethers, sodium salts | 582932 | 26919
Chromium, 4-hydroxy-3-[2-(2-hydroxy-1-naphthalenyl)diazenyl]benzenesulfonamide 4-hydroxy-5-[2-[2-oxo-1-[(phenylamino)carbonyl]propyl]diazenyl]-1,3-benzenedisulfonate sodium complexes | 582924 | 26920
Sulfuric acid, mono-C3-12-alkenyl esters, sodium salts | 582916 | 26921
Phosphonic acid, mixed with phosphonothioic acid, polyisobutenyl derivs., bis(2-hydroxyethyl) esters | 582908 | 26922
2-Propenoic acid, 2-methyl-, polymer with 2-propenenitrile, oxidized | 582890 | 26923
Anthracene, sulfurized | 582882 | 26924
Ethanol, 2,2'-oxybis-, polymer with 5-isocyanato-1-(isocyanatomethyl)-1,3,3-trimethylcyclohexane, caprolactam-blocked | 582874 | 26925
Polyphosphoric acids, C16-18-alkyl esters | 582825 | 26926
Polyphosphoric acids, compds. with oleylamine | 582817 | 26927
Polyoxyalkylenes, C2-8, mono(C2-3-alkenylphenyl) ethers | 582809 | 26928
Oxirane, 2-(chloromethyl)-, homopolymer, iso-Bu alc.-modified | 582791 | 26929
Poly(oxy-1,2-ethanediyl), .alpha.-[2-[[3-[(carboxymethyl)dimethylammonio]propyl]amino]ethyl]-.omega.-hydroxy-, inner salt, N-coco acyl derivs. | 582783 | 26930
Oxirane, 2-(chloromethyl)-, homopolymer, reaction products with sodium iodide | 582775 | 26931
Oxirane, 2-(chloromethyl)-, homopolymer, reaction products with 4-piperidinemethanamine and sodium iodide | 582767 | 26932
Heneicosanamide, N-[2-(2-heneicosyl-4,5-dihydro-1H-imidazol-1-yl)ethyl]-, epichlorohydrin-quaternized | 582759 | 26933
Vinyl acetal polymers, butyrals, polymers with bisphenol A, epichlorohydrin, Et acrylate, Me methacrylate, methacrylic acid and styrene | 605972 | 26934
Silsesquioxanes, iso-Bu Me, methoxy-terminated | 605964 | 26935
Carboxylic acids, C6-8-neo- | 605956 | 26936
Propanoic acid, 3-mercapto-, 1,1'-[2,2-bis[(3-mercapto-1-oxopropoxy)methyl]-1,3-propanediyl] ester, reaction products with 1,1'-[2-(hydroxymethyl)-2-[(3-mercapto-1-oxopropoxy)methyl]-1,3-propanediyl] bis(3-mercaptopropanoate) and 1-octene | 605949 | 26937
Phosphoric acid, lanthanum salt, cerium terbium-doped | 605931 | 26938
Alcohols, coco, ethers with polyethylene glycol mono-Me ether | 605923 | 26939
2-Propenenitrile, telomer with 1,3-butadiene and 2-dodecanethiol, reaction products with p-tert-butylphenol and formaldehyde | 605857 | 26940
Hexanedioic acid, 1,6-dimethyl ester, polymers with 2-butoxyethanol, di-Me glutarate and 2-ethyl-1-hexanol distn. residues | 605840 | 26941
Formaldehyde, polymer with 1,3-diisocyanatomethylbenzene, 2,2'-(methylimino)bis[ethanol], oxirane and 1,2-propanediol, methanol-blocked | 605832 | 26942
Formaldehyde, polymers with sulfonated terphenyl and sulfonylbis[phenol], ammonium sodium salts | 605824 | 26943
Formaldehyde, polymers with sulfonated 1,1'-biphenyl and sulfonylbis[phenol], ammonium sodium salts | 605816 | 26944
Benzenesulfonic acid, 2,2'-(1,2-ethenediyl)bis[5-[(4-amino-6-chloro-1,3,5-triazin-2-yl)amino]-, potassium salt (1:2), reaction products with diethanolamine and ethanolamine | 605808 | 26945
Naphthalenesulfonic acids, polymers with formaldehyde, sulfonated 1,1'-biphenyl, sulfonated terphenyl and sulfonylbis[phenol], ammonium salts | 605790 | 26946
Naphthalenesulfonic acids, polymers with formaldehyde, sulfonated 1,1'-biphenyl and sulfonylbis[phenol], ammonium sodium salts | 605782 | 26947
Fatty acids, tall-oil, esters with polyethylene glycol mono-C11-15-sec-alkyl ethers | 605774 | 26948
Phenol, polymer with formaldehyde, glycidyl ether, esters with tall-oil fatty acids | 605766 | 26949
Fatty acids, linseed-oil, polymers with bisphenol A and epichlorohydrin, reaction products with 4-methylmorpholine, acetates | 605758 | 26950
Rape oil, Me ester, reaction products with 1-docosanol | 605717 | 26951
2-Oxepanone, polymer with 2,4-diisocyanato-1-methylbenzene and 2-ethyl-2-(hydroxymethyl)-1,3-propanediol, caprolactam-blocked | 605527 | 26952
2-Propenoic acid, polymer with 1,1'-(1,6-hexanediyl) di-2-propenoate, ester with formaldehyde-phenol polymer glycidyl ether | 605519 | 26953
2-Propenoic acid, methyl ester, reaction products with 1,3-benzenedimethanamine and oleylamine | 605501 | 26954
1,3-Propanediamine, N-(3-aminopropyl)-N-methyl-, polymer with 2,4-diisocyanato-1-methylbenzene, hydrazine, .alpha.-hydro-.omega.-hydroxypoly(oxy-1,4-butanediyl) and 1,1'-methylenebis[4-isocyanatobenzene], diethylamine-terminated | 605493 | 26955
Poly(oxy-1,4-butanediyl), .alpha.-hydro-.omega.-hydroxy-, reaction products with 2,4-TDI | 605485 | 26956
Phenol, 4,4'-(1-methylethylidene)bis-, polymer with 2-(chloromethyl)oxirane, compd. with 4-methylmorpholine, acetate | 605477 | 26957
5-Isobenzofurancarboxylic acid, 1,3-dihydro-1,3-dioxo-, polymer with 2-(chloromethyl)oxirane, 2-ethyl-2-(hydroxymethyl)-1,3-propanediol, 5-isocyanato-1-(isocyanatomethyl)-1,3,3-trimethylcyclohexane and 4,4'-(1-methylethylidene)bis[phenol], caprolactam-blocked | 605469 | 26958
Hexanedioic acid, polymers with 2-ethyl-1-hexanol distn. residues | 605451 | 26959
Hexanedioic acid, 1,6-dimethyl ester, polymers with di-Me glutarate and 2-ethyl-1-hexanol distn. residues | 605444 | 26960
Glycine, N-methyl-, N-coco acyl derivs., potassium salts | 605436 | 26961
Fatty acids, butter | 598417 | 26962
Amines, C10-14-branched and linear alkyl, [3-[2-(4,5-dihydro-3-methyl-5-oxo-1-phenyl-1H-pyrazol-4-yl)diazenyl]-2-hydroxy-5-nitrobenzenesulfonato(3-)]hydroxychromate(1-) | 598409 | 26963
Benzenesulfonic acid, 4-C10-13-sec-alkyl derivs. | 598391 | 26964
1,2-Benzenedicarboxylic acid, 1,2-diundecyl ester, branched and linear | 598359 | 26965
Chromate(2-), [2,4-dihydro-4-[2-[2-(hydroxy-.kappa.O)-5-nitrophenyl]diazenyl-.kappa.N1]-5-methyl-2-phenyl-3H-pyrazol-3-onato(2-)-.kappa.O3][3-(hydroxy-.kappa.O)-4-[2-[2-(hydroxy-.kappa.O)-1-naphthalenyl]diazenyl-.kappa.N1]-7-nitro-1-naphthalenesulfonato(3-)]-, lithium sodium | 598326 | 26966
Chromate(2-), [4-[2-(2-chloro-4-nitrophenyl)diazenyl]-2-[[[2-(hydroxy-.kappa.O)-5-nitrophenyl]imino-.kappa.N]methyl]phenolato(2-)-.kappa.O][2-(hydroxy-.kappa.O)-3-[2-[2-(hydroxy-.kappa.O)-1-naphthalenyl]diazenyl-.kappa.N1]-5-nitrobenzenesulfonato(3-)]-, lithium sodium | 598318 | 26967
Chromate(2-), [1-[2-[5-chloro-2-(hydroxy-.kappa.O)phenyl]diazenyl-.kappa.N1]-2-naphthalenolato(2-)-.kappa.O][3-(hydroxy-.kappa.O)-4-[2-[2-(hydroxy-.kappa.O)-1-naphthalenyl]diazenyl-.kappa.N1]-1-naphthalenesulfonato(3-)]-, lithium sodium | 598300 | 26968
Phenol, Me derivs., phosphates (3:1), distn. residues | 598227 | 26969
Phenol, isopropylated, phosphates (3:1), distn. residues | 598219 | 26970
Phenol, isobutylenated, phosphate (3:1), distn. residues | 598201 | 26971
Sludges (shale oil), acid | 598193 | 26972
Residues (shale oil), hydrocracked | 598185 | 26973
Naphtha (shale oil), light hydrocracked | 598177 | 26974
Distillates (shale oil), light hydrocracked | 598169 | 26975
Amines, C12-14-tert-alkyl, bis[2-[2-(4,5-dihydro-3-methyl-5-oxo-1-phenyl-1H-pyrazol-4-yl)diazenyl]benzoato(2-)]chromate(1-) | 598144 | 26976
1-Propene, 2-methyl-, reaction products with sulfur chloride (S2Cl2) | 598136 | 26977
2-Oxepanone, polymer with 2-ethyl-2-(hydroxymethyl)-1,3-propanediol, .alpha.-hydro-.omega.-hydroxypoly(oxy-1,2-ethanediyl) and 5-isocyanato-1-(isocyanatomethyl)-1,3,3-trimethylcyclohexane, 2-hydroxyethyl acrylate-blocked | 598078 | 26978
Amines, tallow alkyldi-, reaction products with linoleic acid dimer-maleic anhydride polymer | 598060 | 26979
Glycols, 1,2-, C15-18, reaction products with boric acid | 598052 | 26980
1,3-Propanediol, 2-ethyl-2-(hydroxymethyl)-, polymer with 1,3-diisocyanatomethylbenzene, 2-methoxyethanol, 1,1'-methylenebis[4-isocyanatobenzene], 4,4'-(1-methylethylidene)bis[phenol], 2-methyloxirane and oxirane, Me Et ketone oxime-blocked | 591115 | 26981
Hexanedioic acid, polymer with 2,2-dimethyl-1,3-propanediol, 1,6-hexanediol, 1,1'-methylenebis[4-isocyanatobenzene], 2-methyloxirane and 1,2-propanediol, Me Et ketone oxime-blocked | 591107 | 26982
Hexanedioic acid, polymer with 1,3-diisocyanatomethylbenzene, 2,2-dimethyl-1,3-propanediol, 2-ethyl-2-(hydroxymethyl)-1,3-propanediol, 1,6-hexanediol, 1,1'-methylenebis[4-isocyanatobenzene], 2-methyloxirane, oxirane and 1,2-propanediol, Me Et ketone oxime-blocked | 591099 | 26983
Copper alloy, Sn, dross | 591081 | 26984
Copper alloy, dross | 591073 | 26985
Benzene, ethenyl-, polymer with 1,3-butadiene, carboxy-terminated | 591065 | 26986
Aluminum, triethyl-, reaction products with nickel(2+) 2-ethylhexanoate (1:2) | 591057 | 26987
Glycine, reaction products with 3-(dodecen-1-yl)dihydro-2,5-furandione, glycerol and sodium hydroxide | 590695 | 26988
Oils, Ceratonia siliqua | 590687 | 26989
Fatty acids, C18-unsatd., dimers, mixed 2-ethylhexyl and hexyl esters | 590679 | 26990
Alcohols, C10-12, ethoxylated, reaction products with 1-(ethenyloxy)-2-methylpropane | 590661 | 26991
Pyroligneous acids, hickory | 582452 | 26992
Castor oil, hydrogenated, ethoxylated, polymer with maleic acid and stearic acid | 582445 | 26993
Amides, vegetable-oil, N-[2-(diethylamino)ethyl] | 582437 | 26994
Amides, vegetable-oil, N-[2-(diethylamino)ethyl], ethoxylated, reaction products with sodium 2-chloroacetate (1:1) | 582429 | 26995
Amides, vegetable-oil, N-[2-(diethylamino)ethyl], ethoxylated | 582411 | 26996
Amides, vegetable-oil, N-[2-(diethylamino)ethyl], reaction products with sodium 2-chloroacetate (1:1) | 582403 | 26997
Amides, vegetable-oil, N-[2-(diethylamino)ethyl], N-oxides | 582395 | 26998
Amides, vegetable-oil, N-[3-(diethylamino)propyl] | 582387 | 26999
Amides, vegetable-oil, N-[3-(diethylamino)propyl], reaction products with sodium 2-chloroacetate (1:1) | 582379 | 27000
Amides, vegetable-oil, N-[3-(diethylamino)propyl], N-oxides | 582361 | 27001
Amides, vegetable-oil, N-[3-(diethylamino)propyl], ethoxylated | 582353 | 27002
Amides, vegetable-oil, N-[3-(diethylamino)propyl], ethoxylated, reaction products with sodium 2-chloroacetate (1:1) | 582346 | 27003
Amides, vegetable-oil, N-[2-(dimethylamino)ethyl] | 582338 | 27004
Amides, vegetable-oil, N-[2-(dimethylamino)ethyl], ethoxylated | 582320 | 27005
Amides, vegetable-oil, N-[2-(dimethylamino)ethyl], N-oxides | 582312 | 27006
Amides, tallow, hydrogenated, N,N-bis(hydroxyethyl), ethoxylated, reaction products with sodium 2-chloroacetate (1:1) | 582304 | 27007
Phenol, polymer with formaldehyde, glycidyl ether, polymers with bisphenol A, epichlorohydrin and maleic anhydride | 582270 | 27008
2,5-Furandione, polymers with 3a,4,5,6,7,7a-hexahydro-4,7-methano-1H-indenol and hydroxy-terminated polybutadiene | 605428 | 27009
2,5-Furandione, polymers with dicyclopentadiene and hydroxy-terminated polybutadiene | 605410 | 27010
1,4-Butanediol, polymer with 1,2-ethanediamine, 1,2-ethanediol, hydrazine, .alpha.-hydro-.omega.-hydroxypoly(oxy-1,4-butanediyl) and 1,1'-methylenebis[4-isocyanatobenzene], dimethylamine-terminated | 605402 | 27011
1,3-Butadiene, homopolymer, hydroxy-terminated, dimethacrylate | 605394 | 27012
1,3-Butadiene, homopolymer, hydroxy-terminated, diacrylates | 605386 | 27013
1,3-Butadiene, homopolymer, hydrogenated, hydroxy-terminated, dimethacrylate | 605378 | 27014
1,4-Benzenedicarboxylic acid, polymer with 2,2-dimethyl-1,3-propanediol, 1,3-dihydro-1,3-dioxo-5-isobenzofurancarboxylic acid, 2-ethyl-2-(hydroxymethyl)-1,3-propanediol and 5-isocyanato-1-(isocyanatomethyl)-1,3,3-trimethylcyclohexane, caprolactam-blocked | 605360 | 27015
1,3-Benzenedicarboxylic acid, reaction products with 1,1'-[2,2-dimethyl-1-(1-methylethyl)-1,3-propanediyl] bis(2-methylpropanoate), dodecylphenol and formaldehyde-phenol polymer glycidyl ether | 605352 | 27016
Linseed oil, polymer with 2-hydroxyethyl acrylate, 2-hydroxyethyl methacrylate, maleic anhydride and soybean oil | 605345 | 27017
Castor oil, dehydrated, polymer with dimerized rosin, fumaric acid, hydrotreated middle petroleum distillates, maleic anhydride, pentaerythritol, polymd. dehydrated castor oil and rosin | 605337 | 27018
1H-Indene-1,3(2H)-dione, 2-(2-quinolinyl)-, sulfonated, sodium salts | 605246 | 27019
1H-Indene-1,3(2H)-dione, 2-(6-methyl-2-quinolinyl)-, sulfonated, sodium salts | 605238 | 27020
1,3-Propanediamine, N1-(2-ethylhexyl)-, reaction products with 2,2'-[methylenebis(4,1-phenyleneoxymethylene)]bis[oxirane] | 605154 | 27021
Benzene, diethenyl-, polymer with ethenylbenzene and ethenylethylbenzene, chloromethylated, trimethylamine-quaternized, carbonate | 605147 | 27022
Benzoic acid, 2-hydroxy-3-methyl-, reaction products with 4-amino-5-hydroxy-2,7-naphthalenedisulfonic acid, 6-amino-4-hydroxy-2-naphthalenesulfonic acid and 2,2'-(1,2-ethenediyl)bis[5-aminobenzenesulfonic acid] | 605089 | 27023
Silsesquioxanes, 2-(sulfophenyl)ethyl, sodium salts | 605071 | 27024
Silsesquioxanes, 2-(sulfophenyl)ethyl | 605063 | 27025
Benzenesulfonic acid, 4-amino-, diazotized, coupled with diazotized xylidine and resorcinol | 605006 | 27026
Linseed oil, polymer with debenzenized light steam-cracked petroleum naphtha, glycerol, isophthalic acid, phthalic anhydride and soybean oil | 604942 | 27027
Resin acids and Rosin acids, fumarated, calcium salts | 604926 | 27028
Resin acids and Rosin acids, fumarated, aluminum salts | 604918 | 27029
Platinum, diamminebis(nitrito-.kappa.N)-, reaction products with nitric acid | 604884 | 27030
Amines, C12-18-alkyl, bis[2,4-dihydro-4-[2-(2-hydroxy-5-nitrophenyl)diazenyl]-5-methyl-2-phenyl-3H-pyrazol-3-onato(2-)]cobaltate(1-) | 597823 | 27031
Amines, C10-14-branched and linear alkyl, compds. with sodium hydrogen [3-hydroxy-4-[2-(2-hydroxy-1-naphthalenyl)diazenyl]-7-nitro-1-naphthalenesulfonato(3-)][1-[2-(2-hydroxy-4-nitrophenyl)diazenyl]-2-naphthalenolato(2-)]chromate(2-) (1:1:1) | 597773 | 27032
Amines, C10-14-branched and linear alkyl, compds. with sodium hydrogen bis[3-hydroxy-4-[2-(2-hydroxy-1-naphthalenyl)diazenyl]-7-nitro-1-naphthalenesulfonato(3-)]chromate(3-) (1:?:?) | 597765 | 27033
Amines, C10-14-branched and linear alkyl, bis[1-[2-(2-hydroxy-4-nitrophenyl)diazenyl]-2-naphthalenolato(2-)]cobaltate(1-) | 597757 | 27034
Amines, C10-14-branched and linear alkyl, bis[1-[2-(2-hydroxy-5-nitrophenyl)diazenyl]-2-naphthalenolato(2-)]chromate(1-) | 597740 | 27035
Amines, C10-14-branched and linear alkyl, bis[1-[2-(2-hydroxy-4-nitrophenyl)diazenyl]-2-naphthalenolato(2-)]chromate(1-) | 597732 | 27036
Amines, C10-14-branched and linear alkyl, bis[2,4-dihydro-4-[2-(2-hydroxy-5-nitrophenyl)diazenyl]-5-methyl-2-phenyl-3H-pyrazol-3-onato(2-)]cobaltate(1-) | 597724 | 27037
Amines, C10-14-branched and linear alkyl, [1-[2-(2-hydroxy-4-nitrophenyl)diazenyl]-2-naphthalenolato(2-)][1-[2-(2-hydroxy-5-nitrophenyl)diazenyl]-2-naphthalenolato(2-)]chromate(1-) | 597716 | 27038
Amines, C10-14-branched and linear alkyl, compds. with sodium hydrogen [3-hydroxy-4-[2-(2-hydroxy-1-naphthalenyl)diazenyl]-7-nitro-1-naphthalenesulfonato(3-)][1-[2-(2-hydroxy-5-nitrophenyl)diazenyl]-2-naphthalenolato(2-)]chromate(2-) (1:1:1) | 597708 | 27039
Xanthylium, 9-(2-carboxyphenyl)-3,6-bis(diethylamino)-, salt with mono-C10-14-alkylbenzenesulfonic acid (1:1) | 597690 | 27040
Cuprate(2-), [.mu.-[[3,3'-[methylenebis[[4-(hydroxy-.kappa.O)-6-hydroxy-3,1-phenylene]-2,1-diazenediyl-.kappa.N1]]bis[4-(hydroxy-.kappa.O)-5-nitrobenzenesulfonato]](6-)]]di-, sodium | 597682 | 27041
Butanedioic acid, polyisobutenyl derivs., reaction products with tetraethylenepentamine, zinc salts | 597633 | 27042
Benzene, mono-C10-14-alkyl derivs., fractionation bottoms, heavy ends | 597583 | 27043
Benzene, mono-C10-14-alkyl derivs., fractionation bottoms | 597575 | 27044
9H-Thioxanthen-9-one, 2-C10-14-alkyl derivs. | 597567 | 27045
Chromate(3-), [2-[[[5-[2-(2-chloro-5-sulfophenyl)diazenyl]-2-(hydroxy-.kappa.O)phenyl]methylene]amino-.kappa.N]benzoato(3-)-.kappa.O][2-(hydroxy-.kappa.O)-3-[[[2-(hydroxy-.kappa.O)phenyl]methylene]amino-.kappa.N]-5-nitrobenzenesulfonato(3-)]-, potassium sodium | 597559 | 27046
Chromate(3-), bis[2-(hydroxy-.kappa.O)-3-[2-[2-(hydroxy-.kappa.O)-1-naphthalenyl]diazenyl-.kappa.N1]-5-nitrobenzenesulfonato(3-)]-, sodium | 597542 | 27047
Amines, rosin, 4-[2-(4,5-dihydro-3-methyl-5-oxo-1-phenyl-1H-pyrazol-4-yl)diazenyl]-4'-[2-(2-hydroxy-1-naphthalenyl)diazenyl][1,1'-biphenyl]-2,2'-disulfonate | 597518 | 27048
Amines, C10-14-branched and linear alkyl, [2,4-dihydro-4-[2-(2-hydroxy-5-nitrophenyl)diazenyl]-5-methyl-2-phenyl-3H-pyrazol-3-onato(2-)][2-[2-(4,5-dihydro-3-methyl-5-oxo-1-phenyl-1H-pyrazol-4-yl)diazenyl]benzoato(2-)]chromate(1-) | 597500 | 27049
Amines, C10-14-branched and linear alkyl, bis[2-[2-(4,5-dihydro-3-methyl-5-oxo-1-phenyl-1H-pyrazol-4-yl)diazenyl]benzoato(2-)]chromate(1-) | 597492 | 27050
Amines, C10-14-branched and linear alkyl, bis[2,4-dihydro-4-[2-(2-hydroxy-4-nitrophenyl)diazenyl]-5-methyl-2-phenyl-3H-pyrazol-3-onato(2-)]chromate(1-) | 597484 | 27051
Chromate(3-), [3-[2-(4,5-dihydro-3-methyl-5-(oxo-.kappa.O)-1-phenyl-1H-pyrazol-4-yl)diazenyl-.kappa.N1]-2-(hydroxy-.kappa.O)-5-nitrobenzenesulfonato(3-)][3-(hydroxy-.kappa.O)-4-[2-[2-(hydroxy-.kappa.O)-1-naphthalenyl]diazenyl-.kappa.N1]-7-nitro-1-naphthalenesulfonato(3-)]-, sodium | 597435 | 27052
Benzenesulfonic acid, 4-C10-13-sec-alkyl derivs., calcium salts | 597427 | 27053
Fatty acids, C16-18 and C18-unsatd., iso-Bu esters | 597419 | 27054
Fatty acids, C6-12, ethoxylated | 597393 | 27055
Phenol, dinonyl-, branched | 597377 | 27056
Chromate(3-), bis[2-(hydroxy-.kappa.O)-5-nitro-3-[2-[2-(oxo-.kappa.O)-1-[(phenylamino)carbonyl]propyl]diazenyl-.kappa.N1]benzenesulfonato(3-)]-, compd. with 3-[(2-ethylhexyl)oxy]-1-propanamine | 597369 | 27057
Benzene, mono-C10-13-alkyl derivs., distn. residues | 597351 | 27058
Urea, reaction products with ethylene glycol and ethylene oxide | 590307 | 27059
Oxirane, 2-methyl-, polymer with oxirane, mono-C11-14-alkyl ethers, branched, sulfates, sodium salts | 590299 | 27060
Fatty acids, mustard-oil, oxidized, potassium salts | 590232 | 27061
Distillates (petroleum), solvent-dewaxed heavy paraffinic, maleated | 590224 | 27062
Amines, polyethylenepoly-, benzyl chloride-quaternized, polymers with glyoxal | 590216 | 27063
Oxirane, 2-methyl-, polymer with oxirane, mono(hydrogen sulfate), C11-14-isoalkyl ethers, C13-rich | 590208 | 27064
Poly(oxy-1,2-ethanediyl), .alpha.-sulfo-.omega.-hydroxy-, C11-14-isoalkyl ethers, C13-rich, sodium salts | 590190 | 27065
Poly(oxy-1,2-ethanediyl), .alpha.-sulfo-.omega.-hydroxy-, C9-11-isoalkyl ethers, C10-rich, sodium salts | 590182 | 27066
Poly(oxy-1,2-ethanediyl), .alpha.-sulfo-.omega.-hydroxy-, C7-9-isoalkyl ethers, C8-rich, sodium salts | 590174 | 27067
Poly(oxy-1,2-ethanediyl), .alpha.-sulfo-.omega.-hydroxy-, C11-14-isoalkyl ethers, C13-rich, ammonium salts | 590166 | 27068
Poly(oxy-1,2-ethanediyl), .alpha.-sulfo-.omega.-hydroxy-, C9-11-isoalkyl ethers, C10-rich, ammonium salts | 590158 | 27069
Poly(oxy-1,2-ethanediyl), .alpha.-sulfo-.omega.-hydroxy-, C7-9-isoalkyl ethers, C8-rich, ammonium salts | 590141 | 27070
Poly(oxy-1,2-ethanediyl), .alpha.-hydro-.omega.-hydroxy-, mono-C11-14-isoalkyl ethers, C13-rich, phosphates | 590133 | 27071
Alcohols, C11-14-iso-, C13-rich, ethoxylated propoxylated | 590125 | 27072
Poly(oxy-1,2-ethanediyl), .alpha.-hydro-.omega.-hydroxy-, mono-C11-14-isoalkyl ethers, C13-rich, phosphates, ethoxylated | 590117 | 27073
Alcohols, C11-14-iso-, C13-rich, ethoxylated | 590109 | 27074
Alcohols, C9-11-iso-, C10-rich, ethoxylated | 590091 | 27075
Alcohols, C7-9-iso-, C8-rich, ethoxylated | 590083 | 27076
Alcohols, C7-11, distn. residues, ethoxylated | 590075 | 27077
Poly(oxy-1,2-ethanediyl), .alpha.-sulfo-.omega.-(hexyloxy)-, branched, sodium salt | 590067 | 27078
Poly(oxy-1,2-ethanediyl), .alpha.-sulfo-.omega.-(hexyloxy)-, branched, ammonium salt | 590059 | 27079
Phenol, tetrapropylene-, barium salt, overbased | 590042 | 27080
Phenol, butenylated, nitrated | 590034 | 27081
Phenol, butenylated, aminated | 590026 | 27082
Benzenesulfonic acid, mono- and di-C15-30-alkyl derivs., sodium salts | 590018 | 27083
Amines, N-tallow alkyltrimethylenedi-, reaction products with sodium 2-chloroacetate (1:1) | 581934 | 27084
Amines, N-tallow alkyltrimethylenedi-, N-oxides | 581926 | 27085
Amines, N-tallow alkyltrimethylenedi-, ethoxylated, reaction products with sodium 2-chloroacetate (1:1) | 581918 | 27086
Amines, N-soya alkyltrimethylenedi-, reaction products with sodium 2-chloroacetate (1:1) | 581900 | 27087
Amines, N-soya alkyltrimethylenedi-, N-oxides | 581892 | 27088
Amines, N-coco alkyltrimethylenedi-, N-oxides | 581884 | 27089
Amides, vegetable-oil, N-[2-(dimethylamino)ethyl], reaction products with sodium 2-chloroacetate (1:1) | 581876 | 27090
Amides, vegetable-oil, N-[2-[(2-aminoethyl)amino]ethyl], reaction products with sodium 2-chloroacetate (1:1) | 581868 | 27091
Amides, vegetable-oil, N-[2-[[2-[[2-[(2-aminoethyl)amino]ethyl]amino]ethyl]amino]ethyl], reaction products with sodium 2-chloroacetate (1:1) | 581850 | 27092
Amides, tallow, hydrogenated, N,N-bis(hydroxyethyl), reaction products with sodium 2-chloroacetate (1:1) | 581843 | 27093
Amides, tallow, hydrogenated, N,N-bis(hydroxyethyl), N-oxides | 581835 | 27094
Amides, tallow, N,N-bis(hydroxyethyl), reaction products with sodium 2-chloroacetate (1:1) | 581827 | 27095
Amides, tallow, N,N-bis(hydroxyethyl), N-oxides | 581819 | 27096
Amides, vegetable-oil, N-[2-(dimethylamino)ethyl], ethoxylated, reaction products with sodium 2-chloroacetate (1:1) | 581801 | 27097
Amides, from ethylenediamine and tallow, reaction products with sodium 2-chloroacetate (1:1) | 581793 | 27098
Amides, from ethylenediamine and tallow, N-oxides | 581785 | 27099
Amides, from ethylenediamine and tallow, ethoxylated, reaction products with sodium 2-chloroacetate (1:1) | 581777 | 27100
Amides, from ethylenediamine and tallow, ethoxylated | 581769 | 27101
Amides, coco, N-[2-[(2-hydroxyethyl)amino]ethyl], N-oxides | 581751 | 27102
Amides, coco, N-[3-(dimethylamino)propyl], ethoxylated | 581744 | 27103
Amides, coco, N,N-bis(hydroxyethyl), reaction products with sodium 2-chloroacetate (1:1) | 581736 | 27104
Amides, coco, N,N-bis(hydroxyethyl), N-oxides | 581728 | 27105
Amides, coco, N-[2-[(2-aminoethyl)amino]ethyl], ethoxylated, reaction products with sodium 2-chloroacetate (1:1) | 581710 | 27106
Hexanedioic acid, C16-18-alkyl esters | 581637 | 27107
Hexanedioic acid, mixed esters with C14-18-alcs., polyethylene glycol and stearic acid | 581629 | 27108
1,6-Hexanediol, reaction products with ammonia, distn. overheads, phosphonomethylated, sodium salts | 581611 | 27109
1,6-Hexanediol, reaction products with ammonia, distn. overheads, phosphonomethylated, potassium salts | 581603 | 27110
1,6-Hexanediol, reaction products with ammonia, distn. overheads, phosphonomethylated | 581595 | 27111
Formaldehyde, polymer with 4,4'-sulfonylbis[phenol], sulfomethylated, sodium salts | 581587 | 27112
2-Propanol, 1,1',1''-nitrilotris-, polymer with 1,3-diisocyanatomethylbenzene and .alpha.-hydro-.omega.-hydroxypoly[oxy(methyl-1,2-ethanediyl)], Me Et ketone oxime-blocked | 581579 | 27113
Propanoic acid, 2,2-dimethyl-, reaction products with iso-Pr alc. titanium(4+) salt | 581561 | 27114
Hexanedioic acid, polymers with 1,3-butanediol, C12-15-alkyl esters | 581553 | 27115
Siloxanes and Silicones, di-Me, (2-aminoethoxy)-terminated | 581546 | 27116
Rape oil, Me ester | 581538 | 27117
Glycerides, C9-11 mono-, ethoxylated | 581520 | 27118
Fatty acids, C18-unsatd., dimers, polymers with glycerol, phthalic anhydride, rosin and tall-oil fatty acids | 581512 | 27119
Tall oil, polymer with glycerol, isophthalic acid, terephthalic acid, 3,4,5,6-tetrachloro-1,2-benzenedicarboxylic acid, 4,5,6,7-tetrachloro-1,3-isobenzofurandione and trimethylolethane | 581504 | 27120
Rosin, polymer with allyl alc., ethylene glycol, maleic acid, styrene and trimethylolpropane | 581496 | 27121
Fatty acids, C18-unsatd., dimers, polymers with bisphenol A, epichlorohydrin, glycidyl Ph ether, tall-oil fatty acids and tetraethylenepentamine | 581488 | 27122
Siloxanes and Silicones, C10-50-alkyl Me, di-Me, Me myristyl | 581470 | 27123
Fatty acids, C18-22, esters with 2,2'-(heptadecylimino)bis[ethanol], acetates (salts) | 581462 | 27124
Siloxanes and Silicones, di-Me, hydroxy-terminated, potassium salts, reaction products with cerium trichloride | 581454 | 27125
Resin acids and Rosin acids, platinum salts | 581447 | 27126
Siloxanes and Silicones, Me vinyl, hydroxy-terminated, reaction products with 2-[[3-(trimethoxysilyl)propoxy]methyl]oxirane | 581439 | 27127
Alcohols, C2-4, 2,2'-iminobis-, polymers with bisphenol A, butylphenol, epichlorohydrin and propylene oxide | 581421 | 27128
Siloxanes and Silicones, di-Me, hydroxy-terminated, ethers with polypropylene glycol mono(nonylphenyl) ether | 581413 | 27129
Fatty acids, C18-unsatd., dimers, polymers with bisphenol A, epichlorohydrin, 3-hydroxy-2-(hydroxymethyl)-2-methylpropanoic acid and soya fatty acids | 604835 | 27130
Benzoic acid, 4-amino-, diazotized, reaction products with 7,7'-(carbonyldiimino)bis[4-hydroxy-2-naphthalenesulfonic acid] and diazotized aniline, ammonium salts | 604827 | 27131
Amines, polyethylenepoly-, polymers with N1-(3-aminopropyl)-N1-methyl-1,3-propanediamine, 1,2-dichloroethane and urea, hydrochlorides | 604645 | 27132
Amines, polyethylenepoly-, polymers with adipic acid, 1,2-dichloroethane and diethylenetriamine, hydrochlorides | 604637 | 27133
Amides, from tall-oil fatty acids and tetraethylenepentamine, reaction products with succinic anhydride mono-C18-24-alkenyl derivs. | 604629 | 27134
Sulfamic acid, reaction products with chloroacetamide, ethylene oxide and N-methyl-1-octadecanamine | 604611 | 27135
Fatty acids, soya, epoxidized, Me esters, reaction products with 2-ethylhexanoic acid, 2-octyloxirane and triethylenetetramine | 604546 | 27136
1,2,4,5-Benzenetetracarboxylic acid, mixed esters with 2-hydroxyethyl acrylate and 1,1'-[(1-methylethylidene)bis[4,1-phenyleneoxy(2-hydroxy-3,1-propanediyl)]] bis[4-[2-[(2-methyl-1-oxo-2-propen-1-yl)oxy]ethyl] 2-butenedioate] | 604538 | 27137
1,2-Benzenedicarboxylic acid, mixed 2-phenoxyethyl and tridecyl esters | 604520 | 27138
1,2-Benzenedicarboxylic acid, mixed isohexyl and 2-phenoxyethyl esters | 604512 | 27139
1,2-Benzenedicarboxylic acid, mixed esters with 1,4-butanediol and tridecanol | 604504 | 27140
1,3-Propanediamine, N-[3-(C8-10-alkyloxy)propyl] derivs. | 604397 | 27141
Benzene, mono-C10-13-alkyl derivs., fractionation bottoms, heavy ends | 604389 | 27142
Amines, C10-14-branched and linear alkyl, bis[2,4-dihydro-4-[2-(2-hydroxy-5-nitrophenyl)diazenyl]-5-methyl-2-phenyl-3H-pyrazol-3-onato(2-)]chromate(1-) (1:1) | 597344 | 27143
Phenol, 4-nonyl-, branched | 597278 | 27144
.beta.-Alanine, N-coco alkyl derivs. | 597245 | 27145
Cuprate(2-), [2-(hydroxy-.kappa.O)-3-[2-[2-(hydroxy-.kappa.O)-4-hydroxy-3-[2-(4-nitro-2-sulfophenyl)diazenyl]phenyl]diazenyl-.kappa.N1]-5-nitrobenzenesulfonato(4-)]-, sodium | 597146 | 27146
Chromate(1-), [6-(amino-.kappa.N)-5-[2-[2-(hydroxy-.kappa.O)-4-nitrophenyl]diazenyl-.kappa.N1]-1-naphthalenesulfonato(2-)][2-[[[2-(hydroxy-.kappa.O)ethyl]imino-.kappa.N]methyl]phenolato(2-)-.kappa.O]-, sodium | 597138 | 27147
Fatty acids, soya, epoxidized, Me esters, reaction products with tall-oil fatty acids and tetraethylenepentamine | 597120 | 27148
Fatty acids, tall-oil, polymers with 1,4-cyclohexanedimethanol, phthalic anhydride and trimethylolpropane | 596940 | 27149
Fatty acids, tall-oil, polymers with adipic acid, 1,4-cyclohexanedimethanol, neopentyl glycol, phthalic anhydride and trimethylolpropane | 596932 | 27150
Fatty acids, coco, polymers with adipic acid, diethylene glycol and isophthalic acid | 596924 | 27151
Hydrofluoric acid, reaction products with hexane | 596916 | 27152
Sorbitan, mono-(9Z)-9-octadecenoate, poly(oxy-1,2-ethanediyl) derivs., polyisobutenylbutanedioates | 596791 | 27153
Phosphorodithioic acid, mixed O,O-bis(1,3-dimethylbutyl and iso-Pr) esters, zinc salts | 596783 | 27154
Sulfonium compounds, C11-14-alkylbis(hydroxyethyl), 2-hydroxyethyl sulfates (salts) | 589887 | 27155
Linseed oil, polymer with bisphenol A, formaldehyde, glycerol, maleic anhydride and rosin | 589879 | 27156
Phenol, thiobis-, (tetrapropenyl) derivs., calcium salts | 589416 | 27157
Phenol, 4,4'-(1-methylethylidene)bis-, polymer with 2-(chloromethyl)oxirane and 1,2-ethanediamine, reaction products with diethylamine | 589408 | 27158
Fatty acids, C18-unsatd., dimers, compds. with C18-unsatd. fatty acid trimers and N-tallow alkyltrimethylenediamines | 589390 | 27159
Fatty acids, linseed-oil, 2-[(2-methyl-1-oxo-2-propen-1-yl)oxy]ethyl esters | 589382 | 27160
Fatty acids, tall-oil, polymers with bisphenol A, diethylenetriamine, epichlorohydrin and triethylenetetramine | 581371 | 27161
Pitch, veneer dryer | 581363 | 27162
Amides, naphthenic, N,N-bis[2-(4,5-dihydro-2-nortall-oil alkyl-1H-imidazol-1-yl)ethyl] | 581355 | 27163
Oils, citronella, distn. residues | 581348 | 27164
Amides, palm kernel-oil, N,N-bis(hydroxyethyl) | 581330 | 27165
Phenol, C12-and C18-30-alkyl derivs., sulfurized, calcium salts, overbased | 581058 | 27166
Acetic acid, 1,1'-anhydride, reaction products with formaldehyde and propene tetramer | 581041 | 27167
Poly(oxy-1,2-ethanediyl), .alpha.-sulfo-.omega.-hydroxy-, C6-10-alkyl ethers, sodium salts | 581009 | 27168
9,10-Anthracenedione, 1,4-diamino-, N,N'-mixed Bu and 1-ethylpentyl and pentyl derivs. | 580993 | 27169
Iron, 4-[2-[2,4-dihydroxy-5-[2-(2-hydroxy-5-nitrophenyl)diazenyl]phenyl]diazenyl]-5-hydroxy-2,7-naphthalenedisulfonate complexes | 580985 | 27170
Fatty acids, castor-oil, ethoxylated propoxylated, potassium salts | 580977 | 27171
Extract residues (coal), tar oil alk., naphthalene distn. residues | 580969 | 27172
Amides, from 3-(dodecen-1-yl)dihydro-2,5-furandione and N-tallow alkyltrimethylenediamines | 580951 | 27173
Fatty acids, C18-unsatd., dimers, polymers with isophthalic acid, maleic acid, maleic anhydride, neopentyl glycol and terephthalic acid | 580944 | 27174
Vinyl acetal polymers, glutarals | 616573 | 27175
Siloxanes and Silicones, di-Me, polymers with 3-aminopropyl silsesquioxanes, 2-amino-1-methylethoxy- and ethoxy-terminated | 616565 | 27176
Siloxanes and Silicones, di-Me, Me 3,3,3-trifluoropropyl, hydroxy- and vinyl group-terminated | 616508 | 27177
Siloxanes and Silicones, di-Me, Me 3-[[(1-oxooctadecyl)amino]propyl | 616490 | 27178
Siloxanes and Silicones, di-Me, [[(3-aminopropyl)dimethoxysilyl]oxy]-terminated | 616482 | 27179
1,2,4-Benzenetricarboxylic acid, mixed cyclohexyl and hexyl esters | 616474 | 27180
Benzenesulfonic acid, 4-hydroxy-, polymer with formaldehyde and urea, sodium salt, ether with ethylene glycol | 616383 | 27181
1,4-Butanediol, polymer with 2,4-diisocyanato-1-methylbenzene and 2-ethyl-2-(hydroxymethyl)-1,3-propanediol, phenol-blocked | 616367 | 27182
Silane, triethoxy[1-(methylphenyl)ethyl]-, sulfurized | 616276 | 27183
Lignin, alkali, reaction products with dimethylamine and formaldehyde | 616268 | 27184
Carbonic acid sodium salt (1:2), reaction products with N-(aminomethylphenyl)formamide, aniline, 4-nitrobenzenamine, sodium sulfide (Na2(Sx)), sulfur and p-toluidine | 616250 | 27185
2-Propenoic acid, 2-methyl-, C12-20-alkyl esters, polymers with isodecyl methacrylate, Me methacrylate and vinylpyrrolidone | 616235 | 27186
2-Propenoic acid, 2-methyl-, C12-15-alkyl esters, polymers with iso-Bu methacrylate and vinylpyrrolidone | 616201 | 27187
2-Propenoic acid, 2-methyl-, C12-15-alkyl esters, polymers with N-[3-(dimethylamino)propyl]-2-methyl-2-propenamide and Me methacrylate | 616193 | 27188
2-Propenenitrile, polymer with 1,2,4-triethenylcyclohexane, hydrolyzed | 616151 | 27189
Siloxanes and Silicones, di-Me, polymers with Ph silsesquioxanes, hydroxy-terminated | 616144 | 27190
Fatty acids, tall-oil, polymers with ethylene glycol, pentaerythritol, phthalic anhydride and terephthalic acid | 616136 | 27191
Fatty acids, tall-oil, polymers with diethylene glycol, dipropylene glycol, ethylene glycol, phthalic anhydride, terephthalic acid and trimethylolpropane | 616128 | 27192
Fatty acids, tall-oil, polymers with benzoic acid, phthalic acid and trimethylolpropane | 616110 | 27193
Fatty acids, tall-oil, polymers with benzoic acid, neopentyl glycol, phthalic acid and trimethylolpropane | 616102 | 27194
Fatty acids, tall-oil, polymers with benzoic acid, isophthalic acid, linoleic acid and pentaerythritol | 616094 | 27195
Fatty acids, tall-oil, polymers with adipic acid, isophthalic acid, neopentyl glycol, trimellitic anhydride and trimethylolethane | 616086 | 27196
Fatty acids, tall-oil, polymers with adipic acid, isophthalic acid, neopentyl glycol, terephthalic acid, trimellitic anhydride and trimethylolethane | 616078 | 27197
Fatty acids, soya, polymers with benzoic acid, pentaerythritol, Ph Pr silsesquioxanes, phthalic anhydride and tall-oil fatty acids | 616060 | 27198
Fatty acids, dehydrated castor-oil, polymers with benzoic acid, glycerol, pentaerythritol, phthalic anhydride and soya fatty acids | 616052 | 27199
Fatty acids, C18-unsatd., dimers, polymers with dodecylphenol, formaldehyde, maleic anhydride, pentaerythritol and rosin | 616045 | 27200
Fatty acids, C16-18 and C18-unsatd., polymers with isophthalic acid, rosin, trimellitic anhydride and trimethylolethane | 616037 | 27201
Fatty acids, C12-18, esters with Me .alpha.-D-glucopyranoside | 615955 | 27202
Thioimidodicarbonic acid ([(HS)C(S)]2NH), 2-[3-[(dithiocarboxy)amino]propyl]-, N-coco alkyl derivs., trisodium salts | 615682 | 27203
Copper, [29H,31H-phthalocyaninato(2-)-.kappa.N29,.kappa.N30,.kappa.N31,.kappa.N32]-, [[3-(4-methylmorpholinium-4-yl)propyl]amino]sulfonyl derivs., Me sulfates | 615641 | 27204
Titanium, Bu phosphate Et alc. iso-Pr alc. complexes | 615633 | 27205
Benzene, reaction products with chlorine and sulfur chloride (S2Cl2), hexafluorophosphates(1-) | 615625 | 27206
Benzene, reaction products with chlorine and sulfur chloride (S2Cl2), chlorides | 615617 | 27207
Benzene, reaction products with chlorine and sulfur chloride (S2Cl2), hexafluoroantimonates(1-) | 615609 | 27208
Barium calcium strontium chloride phosphate, europium-doped | 615591 | 27209
Fatty acids, C6-12, sulfophenyl esters, sodium salts | 615583 | 27210
Alkenes, C10-16 .alpha.-, mixed with corn oil, sulfurized | 615575 | 27211
Siloxanes and Silicones, 3-aminopropyl Me, lauryl Me, Me 2-phenylpropyl | 615567 | 27212
Amines, N,N'-ditallow alkyl[1,2-ethanediylbis(imino-3,1-propanediyl)]di-, ethoxylated propoxylated | 615542 | 27213
Siloxanes and Silicones, di-Me, polymers with 3-mercaptopropyl silsesquioxanes | 615419 | 27214
Linseed oil, polymer with isophthalic acid, pentaerythritol and terephthalic acid | 615385 | 27215
Fatty acids, C18-unsatd., dimers, polymers with diethylenetriamine and N1-(9Z)-9-octadecen-1-yl-1,3-propanediamine | 615377 | 27216
Acetic acid, C11-14-branched alkyl esters, C13-rich | 615351 | 27217
Acetic acid, C9-11-branched alkyl esters, C10-rich | 615344 | 27218
Acetic acid, C8-10-branched alkyl esters, C9-rich | 615336 | 27219
Acetic acid, C7-9-branched alkyl esters, C8-rich | 615328 | 27220
2,5-Furandione, polymer with .alpha.-hydro-.omega.-hydroxypoly(oxy-1,2-ethanediyl), reaction products with diethylamine | 615302 | 27221
Copper, 4-[2-[2,4-dihydroxy-3-[2-(2-hydroxy-3,5-dinitrophenyl)diazenyl]phenyl]diazenyl]benzenesulfonate sodium complexes | 615294 | 27222
Amines, bis(C8-20-branched and linear alkyl)methyl | 615229 | 27223
Phosphoric acid, mixed esters with isooctyl alc. and polyethylene glycol monotridecyl ether | 615211 | 27224
Formaldehyde, polymers with sulfonated m(or p)-cresol, sodium salts | 615195 | 27225
Gases (petroleum), extractive, C4-6, isopentene-rich, reaction products with methanol, ether fraction, hydrogenated, cracked, isopentene fraction | 615179 | 27226
Gases (petroleum), extractive, C4-6, isopentene-rich, reaction products with methanol, byproducts from | 615161 | 27227
Tung oil, polymer with dicyclopentadiene, 4-(1,1-dimethylpropyl)phenol and formaldehyde | 615054 | 27228
Soybean oil, polymer with allyl alc., glycerol, isophthalic acid, Me methacrylate and styrene | 615047 | 27229
Phenol, reaction products with boron trifluoride | 615013 | 27230
Fatty acids, C18-unsatd., dimers, polymers with bisphenol A, epichlorohydrin, tall-oil fatty acids, tetraethylenepentamine and triethylenetetramine | 614891 | 27231
Chromate(1-), bis[4-[2-[4-(ethylsulfonyl)-2-(hydroxy-.kappa.O)phenyl]diazenyl-.kappa.N1]-2,4-dihydro-5-methyl-2-phenyl-3H-pyrazol-3-onato(2-)-.kappa.O3]-, hydrogen (1:1), compds. with hexamethylenediamine | 614867 | 27232
Oils, oat | 614735 | 27233
Benzoic acid, 2,3,4,5-tetrachloro-6-cyano-, methyl ester, reaction products with p-phenylenediamine and sodium methoxide | 614693 | 27234
Benzoic acid, 2,3,4,5-tetrachloro-6-cyano-, methyl ester, reaction products with 2-methyl-1,3-benzenediamine and sodium methoxide | 614685 | 27235
Benzoic acid, 2,3,4,5-tetrachloro-6-cyano-, methyl ester, reaction products with 4-[2-(4-aminophenyl)diazenyl]-3-methylbenzenamine and methanol sodium salt (1:1) | 614677 | 27236
Soybean oil, polymer with benzoic acid, glycerol, maleic anhydride, phthalic anhydride and sorbitol | 614644 | 27237
Fatty acids, C18-unsatd., dimers, polymers with dipentaerythritol, ethylenediamine, pentaerythritol, phthalic anhydride, soybean oil and tall oil | 614636 | 27238
Fatty acids, C18-unsatd., dimers, polymers with dipentaerythritol, ethylenediamine, maleic anhydride, pentaerythritol, phthalic anhydride, soybean oil, tall oil and tall-oil fatty acids | 614628 | 27239
Fatty acids, C18-unsatd., dimers, polymers with dipentaerythritol, ethylenediamine, glycerol, pentaerythritol, phthalic acid and soybean oil | 614610 | 27240
Fatty acids, C18-unsatd., dimers, polymers with dipentaerythritol, ethylenediamine, glycerol, isophthalic acid, pentaerythritol, tall oil and terephthalic acid | 614602 | 27241
Fatty acids, C18-unsatd., dimers, polymers with dipentaerythritol, ethylenediamine, ethylene glycol, pentaerythritol, phthalic anhydride and tall-oil fatty acids | 614594 | 27242
Fatty acids, coco, polymers with benzoic acid, ethylene glycol, glycerol, maleic anhydride, pentaerythritol and phthalic anhydride | 614586 | 27243
Distillates (petroleum), heavy thermal cracked, polymers with C8-16-cycloalkadiene conc. debenzenized light steam-cracked petroleum naphtha and methylstyrene | 614578 | 27244
Distillates (petroleum), heavy thermal cracked, polymers with C8-16-cycloalkadiene conc. debenzenized light steam-cracked petroleum naphtha | 614560 | 27245
Alcohols, C12-15-branched and linear, ethoxylated | 614552 | 27246
Siloxanes and Silicones, Me hydrogen, reaction products with polyethylene-polypropylene glycol mono-Bu ether and 2-[(2-propen-1-yloxy)methyl]oxirane | 614537 | 27247
Fatty acids, tall-oil, reaction products with linoleic acid dimer and polyalkylenepolyamines, compds. with dodecylbenzenesulfonic acid and linoleic acid-maleic acid adduct | 614503 | 27248
Fatty acids, tall-oil, polymers with maleic anhydride, pentaerythritol, phthalic anhydride, rosin, steam-cracked petroleum distillates and TDI | 614495 | 27249
Fatty acids, tall-oil, polymers with C14-22 monoglycerides, glycerol, pentaerythritol and phthalic anhydride | 614487 | 27250
Fatty acids, C18-unsatd., dimers, polymers with tall-oil fatty acids and triethylenetetramine, acetates (salts) | 614479 | 27251
Fatty acids, castor-oil, caustic-oxidized, distn. residues, compds. with amides from C18-unsatd. fatty acid dimers and polyhexamethylenepolyamines | 614461 | 27252
Distillates (petroleum), steam-cracked, maleated | 614453 | 27253
Carboxylic acids, C6-18 and C5-15-di-, compds. with ammonia-diethylene glycol reaction product morpholine derivs. residues | 614446 | 27254
Amines, C16-22-tert-alkyl, bis[2,4-dihydro-4-[2-[2-hydroxy-5-(methylsulfonyl)-4-nitrophenyl]diazenyl]-5-methyl-2-phenyl-3H-pyrazol-3-onato(2-)]chromate(1-) (1:1) | 614438 | 27255
Cyclohexene, 1-methyl-4-(1-methylethenyl)-, homopolymer, hydrogenated | 614420 | 27256
Benzene, ethenyl-, polymer with 1-methyl-4-(1-methylethenyl)cyclohexene, hydrogenated | 614412 | 27257
Lignin, alkali, reaction products with disodium sulfite and formaldehyde | 614339 | 27258
Ethanol, 2,2',2''-nitrilotris-, compds. with polyethylene glycol hydrogen sulfate C11-15-sec-alkyl ether ammonium salts | 614321 | 27259
Polyphosphoric acids, esters with polyethylene glycol mono-C11-15-sec-alkyl ethers, compds. with triethanolamine | 614313 | 27260
Fatty acids, C18-unsatd., dimers, distearyl esters | 614305 | 27261
Fatty acids, C16-18 and C18-unsatd., branched and linear, 2,2-dimethyl-1,3-propanediyl esters | 614297 | 27262
Alcohols, rape-oil, reaction products with rape oil Me ester | 614289 | 27263
Fatty acids, C18-unsatd., dimers, mixed esters with branched and linear hexanol and trimethylolpropane | 614271 | 27264
2-Propenoic acid, polymers with acrylonitrile, bisphenol A, butadiene, 3-carboxy-1-cyano-1-methylpropyl-terminated polybutadiene, epichlorohydrin, 4,4'-(1-methylethylidene)bis[2,6-dibromophenol] and 4,4'-sulfonylbis[benzenamine] | 614263 | 27265
Fatty acids, C18-unsatd., dimers, polymers with di-Me terephthalate and ethylenediamine | 614255 | 27266
Fatty acids, C18-unsatd., dimers, polymers with bisphenol A, epichlorohydrin and ethylenediamine | 614248 | 27267
Fatty acids, C18-unsatd., dimers, polymers with 5-amino-1,3,3-trimethylcyclohexanemethanamine and ethylenediamine | 614230 | 27268
Fatty acids, C18-unsatd., dimers, polymers with acetic acid and ethylenediamine | 614222 | 27269
Fatty acids, C18-unsatd., dimers, polymers with acetic acid, 5-amino-1,3,3-trimethylcyclohexanemethanamine and ethylenediamine | 614214 | 27270
Neodecanoic acid, 2-oxiranylmethyl ester, polymer with butyl 2-propenoate, ethenylbenzene, 2-hydroxyethyl 2-propenoate and 2-propenoic acid, reaction products with 2-ethoxyethyl acetate | 614057 | 27271
Fatty acids, tall-oil, polymers with glycerol, maleic anhydride, 1-nonanol, pentaerythritol, phthalic anhydride, tung oil and o-vinyltoluene | 613976 | 27272
Acetic acid ethenyl ester, polymer with ethene, oxidized | 613968 | 27273
Benzenemethanol, .alpha.,.alpha.-dimethyl-, C6-8-neocarboxylperoxoate | 613950 | 27274
Poly(oxy-1,2-ethanediyl), .alpha.-hexyl-.omega.-hydroxy-, branched and linear | 613893 | 27275
Siloxanes and Silicones, di-Me, hydroxy-terminated, polymers with boric acid | 613885 | 27276
Siloxanes and Silicones, di-Me, 3-hydroxypropyl group-terminated | 613877 | 27277
Siloxanes and Silicones, di-Me, 3-[(1-oxo-2-propen-1-yl)oxy]propyl group-terminated | 613869 | 27278
Tannins, [(hydroxyethyl)amino]methyl derivs., hydrochlorides | 613778 | 27279
Poly(oxy-1,2-ethanediyl), .alpha.-phenyl-.omega.-hydroxy-, styrenated | 613760 | 27280
Amines, tallow alkyl, reaction products with bisphenol A diglycidyl ether, ethoxylated | 613687 | 27281
Ethers, tert-Bu C16-22-alkyl | 613679 | 27282
Soybean oil, polymer with pentaerythritol, phthalic anhydride, TDI and trimethylolpropane | 613554 | 27283
Tall oil, esters with ethoxylated sorbitol | 613547 | 27284
Fatty acids, tall-oil, polymers with p-tert-butylphenol, formaldehyde, isophthalic acid, trimellitic anhydride and trimethylolpropane | 613539 | 27285
Fatty acids, C18-unsatd., dimers, polymers with triethylenetetramine | 613521 | 27286
Soybean oil, polymer with benzoic acid, isophthalic acid and trimethylolpropane | 613422 | 27287
Fatty acids, soya, polymers with benzoic acid, glycerol, pentaerythritol, phthalic anhydride and tall-oil fatty acids | 613414 | 27288
Cyclohexane, 5-isocyanato-1-(isocyanatomethyl)-1,3,3-trimethyl-, homopolymer, 2-hydroxyethyl acrylate-blocked | 613240 | 27289
Carbonic dichloride, polymer with .alpha.-(2-aminomethylethyl)-.omega.-(2-aminomethylethoxy)poly[oxy(methyl-1,2-ethanediyl)], 1,6-hexanediol and 1,1'-methylenebis[4-isocyanatocyclohexane], 2-hydroxyethyl acrylate-blocked | 613232 | 27290
Siloxanes and Silicones, di-Me, polymers with bisphenol A and carbonic dichloride | 613224 | 27291
Amines, C12-14-tert-alkyl, di-Bu phosphates | 613034 | 27292
Fatty acids, peanut-oil, polymers with maleic anhydride, phthalic anhydride, triethylene glycol and trimethylolpropane | 613026 | 27293
Fatty acids, C18-unsatd., dimers, hydrogenated, di-iso-Pr esters | 613018 | 27294
Fatty acids, castor-oil, polymers with dehydrated castor-oil fatty acids, 2,4-diisocyanato-1,3,5-tris(1-methylethyl)benzene and polymd. dehydrated castor oil | 612986 | 27295
Copper, [29H,31H-phthalocyaninato(2-)-.kappa.N29,.kappa.N30,.kappa.N31,.kappa.N32]-, sulfo [[4-[[2-(sulfooxy)ethyl]sulfonyl]phenyl]amino]sulfonyl derivs., potassium salts | 612978 | 27296
2-Propenoic acid, 1,1'-[2-ethyl-2-[[(1-oxo-2-propen-1-yl)oxy]methyl]-1,3-propanediyl] ester, sulfurized | 612960 | 27297
Copper, [29H,31H-phthalocyaninato(2-)-.kappa.N29,.kappa.N30,.kappa.N31,.kappa.N32]-, [1,3-bis(2-hydroxyethyl)-5-methyl-1H-imidazolium-4-yl]methyl derivs., acetates (salts) | 612952 | 27298
Copper, [29H,31H-phthalocyaninato(2-)-.kappa.N29,.kappa.N30,.kappa.N31,.kappa.N32]-, [1-(2-hydroxyethyl)-5-methyl-1H-imidazol-4-yl]methyl derivs., acetates (salts) | 612945 | 27299
1-Octene, polymer with ethene, chlorosulfonated | 612937 | 27300
1-Octene, polymer with ethene, chlorinated | 612929 | 27301
Cyclohexane, 5-isocyanato-1-(isocyanatomethyl)-1,3,3-trimethyl-, homopolymer, Me Et ketone oxime-blocked | 612911 | 27302
Siloxanes and Silicones, di-Me, methoxy Ph, polymers with Ph silsesquioxanes, methoxy-terminated, polymers with adipic acid, isophthalic acid and trimethylolpropane | 612895 | 27303
Fats and Glyceridic oils, vegetable, sulfated, sodium salts | 612887 | 27304
Linseed oil, polymer with TDI and trimethylolpropane | 612879 | 27305
Fatty acids, C12-18 and C12-18-iso-, polymers with benzoic acid, maleic anhydride, pentaerythritol, phthalic anhydride and trimethylolpropane | 612861 | 27306
Linseed oil, polymer with adipic acid, benzoic acid, 2-ethylhexyl acrylate, 2-hydroxypropyl methacrylate, Me methacrylate, pentaerythritol and phthalic anhydride | 612804 | 27307
Propanoic acid, 3-hydroxy-2-(hydroxymethyl)-2-methyl-, polymer with 5-isocyanato-1-(isocyanatomethyl)-1,3,3-trimethylcyclohexane, caprolactam-blocked | 612796 | 27308
Poly[oxy(methyl-1,2-ethanediyl)], .alpha.,.alpha.',.alpha.''-1,2,3-propanetriyltris[.omega.-(2-aminomethylethoxy)-, polymer with 5-isocyanato-1-(isocyanatomethyl)-1,3,3-trimethylcyclohexane, 2-hydroxyethyl acrylate-blocked | 612788 | 27309
Oxirane, 2-methyl-, polymer with oxirane, ether with 1,2-propanediol (2:1), polymer with 1,3-diisocyanatomethylbenzene, nonylphenol-blocked | 612754 | 27310
Alcohols, C6-10, ethoxylated propoxylated, fumarated, sodium salts | 612747 | 27311
Fatty acids, C9-11-neo-, glycidyl esters, polymers with isophthalic acid, linseed oil and pentaerythritol | 612705 | 27312
Fatty acids, C9-11-neo-, glycidyl esters, reaction products with N-coco alkyltrimethylenediamines, acetates (salts) | 612697 | 27313
Fatty acids, linseed-oil, polymers with 2,2-bis[(2-propen-1-yloxy)methyl]-1-butanol, ethylene glycol, fumaric acid, phthalic anhydride and trimethylolpropane | 612689 | 27314
Sulfonamides, C9-11-alkane, N-(C9-11-alkylsulfonyl) | 612671 | 27315
Fatty acids, tall-oil, polymers with benzoic acid, isophthalic acid, trimellitic anhydride and trimethylolethane | 612663 | 27316
2-Propanamine, compds. with sulfonated benzene C10-14-alkyl derivs. | 612655 | 27317
Ethanol, 2,2'-iminobis-, compds. with sulfonated benzene C10-14-alkyl derivs. | 612648 | 27318
Benzene, C10-14-alkyl derivs., sulfonated, compds. with cyclohexylamine | 612630 | 27319
Benzene, C10-14-alkyl derivs., sulfonated | 612622 | 27320
2-Propenoic acid, 1,1'-[2-ethyl-2-[[(1-oxo-2-propen-1-yl)oxy]methyl]-1,3-propanediyl] ester, polymers with 2-hydroxyethyl acrylate-blocked polyethylene polypropylene glycol ether with glycerol (3:1)-TDI polymer | 612614 | 27321
1,3-Isobenzofurandione, polymer with 1,3-butanediol, 1,2-ethanediol and 2,5-furandione, reaction products with 3-(triethoxysilyl)-1-propanamine | 612606 | 27322
Siloxanes and Silicones, di-Me, 3-hydroxypropyl group-terminated, ethoxylated | 612598 | 27323
Siloxanes and Silicones, di-Me, 3-(2-oxiranylmethoxy)propyl group-terminated | 612580 | 27324
Siloxanes and Silicones, di-Me, Me vinyl, hydroxy-terminated, reaction products with 2-[[3-(trimethoxysilyl)propoxy]methyl]oxirane | 612572 | 27325
Siloxanes and Silicones, di-Me, lauryl Me, Me myristyl | 612564 | 27326
Siloxanes and Silicones, 3-[(2-aminoethyl)amino]propyl Me, di-Me, methoxy-terminated | 612556 | 27327
Siloxanes and Silicones, di-Me, monohydroxy-terminated | 612549 | 27328
Siloxanes and Silicones, di-Me, vinyl group-terminated, reaction products with ethenyltrimethoxysilane and Me hydrogen siloxanes | 612531 | 27329
Siloxanes and Silicones, di-Me, 3-hydroxypropyl Me | 612523 | 27330
Propanedioic acid, 1,3-diethyl ester, reaction products with 1,6-diisocyanatohexane homopolymer, ethyl acetoacetate, 2-ethyl-1,3-hexanediol and 5-isocyanato-1-(isocyanatomethyl)-1,3,3-trimethylcyclohexane homopolymer | 612515 | 27331
Fatty acids, palm kernel-oil, triesters with trimethylolethane | 612416 | 27332
Bicyclo[3.1.1]heptan-2-ol, 2,6,6-trimethyl-, (1R,2S,5S)-rel-, thermal-rearrangement products, hydrogenated | 612408 | 27333
Gases (petroleum), extractive, C3-5, butene-isobutylene-rich, reaction products with butene, isobutylene and methanol, distn. residues | 612390 | 27334
Ethanol, 2,2'-oxybis-, reaction products with ammonia, morpholine derivs. residues, reaction products with sulfur dioxide | 612366 | 27335
Benzenesulfonic acid, 4-(2,4,6-trimethylnonyl)-, compds. with ammonia-diethylene glycol reaction products morpholine derivs. residues | 612358 | 27336
Fatty acids, C9-11-neo-, glycidyl esters, reaction products with 4-amino-.alpha.,.alpha.,4-trimethylcyclohexanemethanamine, acetates (salts) | 612341 | 27337
Phenol, 4,4'-(1-methylethylidene)bis-, polymer with 2-(chloromethyl)oxirane, reaction products with bisphenol A and N-[4-(2-oxiranylmethoxy)phenyl]-N-(2-oxiranylmethyl)-2-oxiranemethanamine | 612291 | 27338
Benzene, ethenyl-, homopolymer, sulfonated | 612283 | 27339
Linseed oil, polymer with isophthalic acid, maleic anhydride, rosin and trimethylolethane | 612234 | 27340
2-Propenoic acid, 2-methyl-, methyl ester, homopolymer, reaction products with ammonia | 612226 | 27341
Formaldehyde, reaction products with ammonia and resorcinol, methanesulfonates (salts) | 612218 | 27342
Formaldehyde, polymers with branched and linear nonylphenol, cyclohexylamine and ethylene oxide | 612200 | 27343
Chromate(3-), bis[2-(hydroxy-.kappa.O)-3-[2-[2-(hydroxy-.kappa.O)-7-[(methoxycarbonyl)amino]-1-naphthalenyl]diazenyl-.kappa.N1]-5-nitrobenzenesulfonato(3-)]-, sodium | 612192 | 27344
Xanthylium, 3,6-bis(ethylamino)-9-[2-(methoxycarbonyl)phenyl]-2,7-dimethyl-, cyano cuprate ferrate complexes | 612150 | 27345
Xanthylium, 3,6-bis(diethylamino)-9-[2-(methoxycarbonyl)phenyl]-, cyano cuprate ferrate complexes | 612143 | 27346
Silica, [(dimethylsilyl)oxy]-modified | 612135 | 27347
Silica, [(dimethylsilyl)oxy]- and [(trimethylsilyl)oxy]-modified | 612127 | 27348
Copper, [29H,31H-phthalocyaninato(2-)-.kappa.N29,.kappa.N30,.kappa.N31,.kappa.N32]-, aminosulfonyl [[2-[[4-(3-carboxypyridinio)-6-methoxy-1,3,5-triazin-2-yl]amino]ethyl]amino]sulfonyl sulfo derivs., inner salts, sodium salts | 612119 | 27349
Urea, N,N''-(methyl-1,3-phenylene)bis-, N',N'''-bis(mixed hydrogenated tallow alkyl and p-tolyl) derivs. | 612101 | 27350
Glycine, N,N'-1,3-propanediylbis[N-(carboxymethyl)-, reaction products with iron oxide | 612093 | 27351
Fatty acids, C18-unsatd., dimers, hydrogenated, polymers with adipic acid and dipropylene glycol | 612085 | 27352
Siloxanes and Silicones, di-Me, 3-hydroxypropyl Me, Me 3-(2-oxiranylmethoxy)propyl, ethers with polyethylene-polypropylene glycol mono-Me ethers | 611921 | 27353
1,2,3,4-Butanetetracarboxylic acid, mixed 2,2,6,6-tetramethyl-4-piperidinyl and tridecyl tetraesters | 611855 | 27354
1,2,3,4-Butanetetracarboxylic acid, mixed 1,2,2,6,6-pentamethyl-4-piperidinyl and tridecyl tetraesters | 611848 | 27355
Fatty acids, vegetable-oil, unsatd., polymers with pentaerythritol and phthalic anhydride | 611806 | 27356
Fatty acids, vegetable-oil, unsatd., polymers with isophthalic acid, rosin and trimethylolpropane | 611798 | 27357
Fatty acids, vegetable-oil, unsatd., polymers with isophthalic acid, pentaerythritol, soybean oil and trimethylolpropane | 611780 | 27358
Fatty acids, vegetable-oil, unsatd., polymers with glycerol and phthalic anhydride | 611772 | 27359
Fatty acids, tall-oil, polymers with maleic anhydride, neopentyl glycol and TDI | 611764 | 27360
Fatty acids, tall-oil, polymers with maleic anhydride and neopentyl glycol | 611756 | 27361
Fatty acids, tall-oil, polymers with isophthalic acid and trimethylolpropane | 611749 | 27362
Distillates (petroleum), steam-cracked, C5-18 cracked fraction, polymd., polymers with formaldehyde, linseed oil, phenol and tung oil | 611731 | 27363
Castor oil, dehydrated, polymer with glycerol, pentaerythritol, phthalic anhydride, polymd. steam-cracked petroleum distillates and tung oil | 611723 | 27364
Guar gum, 2-hydroxypropyl ether, sodium salt, enzyme-depolymd. | 611715 | 27365
Ethene, 1,1,2,2-tetrafluoro-, oxidized, polymd., reduced, Me esters, reduced, acrylates | 611673 | 27366
Fatty acids, dehydrated castor-oil, polymers with benzoic acid, pentaerythritol and phthalic anhydride | 611665 | 27367
Lubricating oils (petroleum), used, noncatalytically refined | 611640 | 27368
Tar acids, cresylic, residues, polymers with formaldehyde, ammonium salts | 611467 | 27369
Rosin, polymer with glycerol and pentaerythritol, mixed with turpentine oil, sulfurized, gold salt | 611459 | 27370
Rosin, polymer with glycerol and pentaerythritol, mixed with turpentine oil, sulfurized | 611442 | 27371
Fatty acids, vegetable-oil, unsatd., polymers with benzoic acid, formaldehyde, isophthalic acid, pentaerythritol, trimellitic anhydride and trimethylolpropane | 611434 | 27372
Fatty acids, tall-oil, polymers with pentaerythritol, phthalic anhydride, propylene glycol, tetrahydroabietyl alc. and trimethylolpropane | 611426 | 27373
Fatty acids, tall-oil, polymers with adipic acid and trimethylolpropane | 611418 | 27374
Fatty acids, dehydrated castor-oil, polymers with polymd. steam-cracked petroleum distillates C5-10 fraction and tung oil | 611400 | 27375
Distillates (petroleum), steam-cracked, C5-10 fraction, polymers with light steam-cracked petroleum naphtha C5 fraction, polymd. linseed oil and tung oil | 611392 | 27376
Distillates (petroleum), steam-cracked, C5-10 fraction, polymers with light steam-cracked petroleum naphtha C5 fraction and polymd. conjugated walnut oil | 611384 | 27377
Distillates (petroleum), steam-cracked, C5-10 fraction, polymers with p-tert-butylphenol, formaldehyde, light steam-cracked petroleum naphtha C5 fraction, menhaden oil and tung oil | 611376 | 27378
Distillates (petroleum), steam-cracked, C5-10 fraction, polymers with p-tert-butylphenol, formaldehyde, light steam-cracked petroleum naphtha C5 fraction and tung oil | 611368 | 27379
Asphalt, polymer with gilsonite, light steam-cracked petroleum naphtha C5 fraction, menhaden oil, rosin and steam-cracked petroleum distillates C5-10 fraction | 611350 | 27380
1,3-Benzenedicarboxylic acid, polymer with hexanedioic acid, 1,6-hexanediol, 1,1'-methylenebis[4-isocyanatocyclohexane], 2-oxepanone and 1,2,3-propanetriol, 2-hydroxyethyl acrylate-blocked | 611343 | 27381
Castor oil, polymer with polymethylenepolyphenylene isocyanate and polypropylene glycol | 611335 | 27382
Tung oil, polymer with 6,6-dimethyl-2-methylenebicyclo[3.1.1]heptane, phenol and 2,6,6-trimethylbicyclo[3.1.1]hept-2-ene | 611251 | 27383
Sunflower oil, polymer with glycerol, polymd. sunflower oil, TDI and tetrahydroabietyl alc. | 611244 | 27384
Linseed oil, polymer with indene and styrene | 611236 | 27385
Linseed oil, polymer with tert-butylphenol, formaldehyde, pentylphenol, phenol, .beta.-pinene, tung oil and turpentine | 611228 | 27386
Fatty acids, vegetable-oil, unsatd., polymers with bisphenol A and epichlorohydrin | 611210 | 27387
Fatty acids, tall-oil, polymers with heavy thermal cracked petroleum distillates, maleic anhydride, rosin and styrene | 611202 | 27388
Fatty acids, tall-oil, polymers with heavy thermal cracked petroleum distillates, maleic anhydride and rosin | 611194 | 27389
Fatty acids, tall-oil, polymers with bisphenol A, p-tert-butylphenol, epichlorohydrin, formaldehyde, heavy thermal cracked petroleum distillates and tung oil | 611186 | 27390
Fatty acids, C18-unsatd., dimers, compds. with alkylpyridines | 611178 | 27391
Distillates (petroleum), steam-cracked, C5-10 fraction, polymers with light steam-cracked petroleum naphtha C5 fraction, linseed oil and tung oil | 611160 | 27392
Distillates (petroleum), steam-cracked, C5-18 cracked fraction, polymd., polymers with polymd. menhaden oil | 611152 | 27393
Distillates (petroleum), heavy thermal cracked, polymers with styrene | 611145 | 27394
Distillates (petroleum), heavy thermal cracked, polymers with 2-methyl-2-butene, 1-methyl-4-(1-methylethenyl)cyclohexene and piperylene | 611137 | 27395
Distillates (petroleum), heavy thermal cracked, polymers with 2-methyl-2-butene and piperylene | 611129 | 27396
Distillates (petroleum), heavy thermal cracked, polymers with linseed oil and tung oil | 611111 | 27397
Distillates (petroleum), heavy thermal cracked, polymer with 2-(2-aminoethoxy)ethanol | 611103 | 27398
Distillates (petroleum), heavy thermal cracked, polymd. | 611095 | 27399
Pyridinium, 1-(phenylmethyl)-, alkyl derivs., chlorides | 611087 | 27400
1,2-Ethanediamine, N1,N2-bis(2-aminoethyl)-, reaction products with polyethylene glycol mono(nonylphenyl) ether phosphate | 611079 | 27401
Hexanedioic acid, polymer with N1-(2-aminoethyl)-1,2-ethanediamine, 2-butene-1,4-diol, 1,6-diisocyanatohexane, 1,2-ethanediol, 1,3-isobenzofurandione, 2-methyloxirane, oxirane and sodium sulfite (1:1), 2-(2-butoxyethoxy)ethanol-blocked | 610873 | 27402
Xanthylium, 9-(2-carboxyphenyl)-3,6-bis[(2-ethyl-6-methylphenyl)amino]-, (5-methyl-1H-imidazol-4-yl)methyl derivs., acetates sulfamates | 610865 | 27403
Magnesium, dibutyl-, reaction products with chromium oxide (CrO3), iso-Pr alc. titanium(4+) salt and silica | 610857 | 27404
Mica-group minerals, reaction products with 3-(trimethoxysilyl)propyl methacrylate | 610832 | 27405
2-Propenoic acid, 2-methyl-, 3-(trimethoxysilyl)propyl ester, reaction products with silica | 610824 | 27406
1-Propanamine, 3-(triethoxysilyl)-, reaction products with wollastonite (Ca(SiO3)) | 610816 | 27407
Iron, N,N-bis[2-[bis(carboxymethyl)amino]ethyl]glycine sodium complexes | 610790 | 27408
Poly(oxy-1,2-ethanediyl), .alpha.-[[[3-(dimethylamino)propyl]amino]hydroxyphosphinyl]-.omega.-hydroxy-, [(C12-14-alkyloxy)methyl]-2-hydroxyethyl esters, C12-15-alkyl ethers | 610774 | 27409
Ethanol, 2-(2-butoxyethoxy)-, C10-12 dicarboxylates | 610766 | 27410
Ethanol, 2-amino-, compds. with polyethylene glycol mono-C10-12-alkyl ethers phosphates | 610758 | 27411
Benzenesulfonic acid, mono-C10-14-alkyl derivs., compds. with N-[2-(2-hydroxyethoxy)ethyl]dodecanamide | 610741 | 27412
Benzenesulfonic acid, mono-C10-14-alkyl derivs., compds. with ethanolamine | 610733 | 27413
Aluminum, dimerized rosin-pentaerythritol complexes | 610725 | 27414
Aluminum, dimerized rosin-isophthalic acid-linseed oil-pentaerythritol-trimethylolpropane polymer complexes | 610717 | 27415
Acetic acid, 2-hydroxy-, compds. with alkylpyridines and hexamethylenetetramine | 610709 | 27416
Phenol, 4,4'-(1-methylethylidene)bis-, 2-propen-1-yl ether | 610683 | 27417
Castor oil, polymer with 1,4-butanediol, 4,4'-diisocyanato-3,3'-dimethyl-1,1'-biphenyl, 2-oxepanone and polyethylene glycol | 610675 | 27418
Triphosphoric acid, mixed esters with 2-ethoxyethanol and pentaerythritol | 604256 | 27419
1,2,3-Propanetricarboxylic acid, 2-hydroxy-, compds. with 4,5-dihydro-1H-imidazole-1-ethanol 2-norcoco alkyl derivs. | 604249 | 27420
Phenol, sulfonated, condensed | 604231 | 27421
Lignin, methylsulfonated, sodium salts, reaction products with N,N-bis(carboxymethyl)glycine trisodium salt and zinc sulfate | 604223 | 27422
Iron, aqua sulfate urea complexes | 604215 | 27423
Formaldehyde, reaction products with 1-octene and 2-octene, cyclized, acetates | 604207 | 27424
Ethanaminium, N,N,N-trimethyl-2-[(2-methyl-1-oxo-2-propen-1-yl)oxy]-, methyl sulfate (1:1), reaction products with 2-(dimethylamino)ethyl methacrylate | 604199 | 27425
Copper, [29H,31H-phthalocyaninato(2-)-.kappa.N29,.kappa.N30,.kappa.N31,.kappa.N32]-, [[3-(dimethylamino)propyl]amino]sulfonyl sulfo derivs., sodium salts, formates | 604181 | 27426
Aluminum, benzoate C8-22-fatty acids hydroxy complexes | 604173 | 27427
Acetic acid, 2-hydroxy-, compds. with 4,5-dihydro-1H-imidazole-1-ethanol 2-norcoco alkyl derivs. | 604165 | 27428
Polyphosphoric acids, polymers with pentaerythritol | 604157 | 27429
Urea, reaction products with polyethylenimine | 603944 | 27430
Poly(oxy-1,2-ethanediyl), .alpha.-hydro-.omega.-hydroxy-, monococo alkyl ethers, phosphates, sodium salts | 603936 | 27431
Phosphoric acid, mixed (1-methylethyl)phenyl and Ph triesters | 603928 | 27432
Ethanesulfonic acid, 2-(methylamino)-, N-[(chlorinated C20-24-alkyl)sulfonyl] derivs., sodium salts | 603910 | 27433
Amines, tri-C12-14-alkyl, isooctyl pyrophosphates | 603902 | 27434
Alkenes, C24-28 .alpha.- | 603894 | 27435
Alkenes, C20-24 .alpha.- | 603886 | 27436
Alkanes, C10-14 | 603878 | 27437
Fatty acids, castor-oil, caustic-oxidized, distn. residues, compds. with N-tallow alkyltrimethylenediamines | 603845 | 27438
Fatty acids, castor-oil, caustic-oxidized, distn. residues, compds. with polyethylenepolyamine-tall-oil fatty acid reaction products | 603837 | 27439
Fatty acids, castor-oil, caustic-oxidized, distn. residues, compds. with 4,5-dihydro-1H-imidazole-1-ethanamine 2 nortall-oil alkyl deriv. | 603829 | 27440
Fatty acids, castor-oil, caustic-oxidized, distn. residues, compds. with diethylamine | 603811 | 27441
Fatty acids, castor-oil, caustic oxidized, distn. residues, compds. with amides from ammonia-ethanolamine reaction by-products and tall-oil fatty acids | 603803 | 27442
Amides, from ammonia-ethanolamine reaction by-products and tall-oil fatty acids, acetates (salts) | 603795 | 27443
Benzenesulfonic acid, di-C10-18-alkyl derivs. barium salts | 603720 | 27444
Benzenesulfonic acid, di-C10-18-alkyl derivs. | 603712 | 27445
Fatty acids, C18-unsatd., dimers, polymers with 2,2-bis(bromomethyl)-1,3-propanediol | 603696 | 27446
Phosphorodithioic acid, mixed O,O-bis(1,3-dimethylbutyl and iso-Pr) esters | 596775 | 27447
Phosphoric acid, mixed esters with allyl alc.-styrene polymers and 4-(1,1-dimethylpropyl)phenol | 596767 | 27448
Phenol, thiobis-, polyisobutenyl derivs., calcium salts | 596759 | 27449
Phenol, 1-methylhexyl derivs. | 596742 | 27450
Formaldehyde, reaction products with tetrapropylenephenol, calcium salts | 596734 | 27451
Formaldehyde, reaction products with (1-methylhexyl)phenol, calcium salts | 596726 | 27452
Benzoic acid, 2-hydroxy-, polyisobutenyl derivs., calcium salt (2:1) | 596718 | 27453
Barium, carbonate C12-18-unsatd. alcs. tall-oil fatty acid complexes | 596700 | 27454
Amines, polyethylenepoly-, reaction products with succinic anhydride polyisobutenyl derivs. | 596692 | 27455
Amides, oxidized mustard-oil, N-[2-[(2-aminoethyl)amino]ethyl] | 596684 | 27456
Methanaminium, N-[4-[[4-(dimethylamino)phenyl][4-(ethylamino)-1-naphthalenyl]methylene]-2,5-cyclohexadien-1-ylidene]-N-methyl-, chloro cyano cuprate ferrate complexes | 596676 | 27457
Benzothiazolium, 2-[4-(dimethylamino)phenyl]-3,6-dimethyl-, chloro cyano N-[9-[[4-(diethylamino)phenyl]phenylmethylene]-2,5-cyclohexadien-1-ylidene]-N-ethylethanaminium sulfate cuprate ferrate complexes | 596668 | 27458
Fatty acids, tall-oil, esters with polyethylene glycol mono-C12-15-alkyl ethers | 596585 | 27459
Hexanedioic acid, esters with high-boiling C6-10-alkene hydroformylation products | 596577 | 27460
Cobalt, naphthenate neodecanoate complexes | 596486 | 27461
Copper, naphthenate neodecanoate complexes | 596346 | 27462
Alcohols, C12-14-secondary, ethoxylated | 596254 | 27463
Amines, C12-14-tert-alkyl, reaction products with succinic anhydride | 596221 | 27464
2-Propenoic acid, 2-methyl-, polymer with butyl 2-methyl-2-propenoate, butyl 2-propenoate and methyl 2-methyl-2-propenoate, reaction products with propylenimine | 589291 | 27465
Fatty acids, C18-unsatd., dimers, polymers with fumaric acid, 1,4,5,6,7,7-hexachlorobicyclo[2.2.1]hept-5-ene-2,3-dicarboxylic acid and 2,2,4-trimethyl-1,3-pentanediol | 589135 | 27466
Fatty acids, C18-unsatd., dimers, polymers with chlorendic anhydride, fumaric acid and 2,2,4-trimethyl-1,3-pentanediol | 589127 | 27467
Fatty acids, C14-18 and C16-18-unsatd., 2-mercaptoethyl esters | 589119 | 27468
Fatty acids, C16-18 and C18-unsatd., Me esters, chlorosulfurized | 589101 | 27469
Proteins, soy, sodium salts | 589093 | 27470
Proteins, soy, potassium salts | 589085 | 27471
Proteins, soy, compds. with triethanolamine | 589077 | 27472
Proteins, soy, compds. with 2-(dimethylamino)ethanol | 589069 | 27473
Proteins, soy, ammonium salts | 589051 | 27474
1,2-Benzenedicarboxylic acid, 3,4,5,6-tetrabromo-, mixed esters with diethylene glycol and propylene glycol | 589044 | 27475
Imides, cyclic, from C15-20 .alpha.-alkene-maleic anhydride copolymer and N1-(9Z)-9-octadecen-1-yl-1,3-propanediamine | 588863 | 27476
Fatty acids, vegetable-oil, unsatd., polymers with allyl alc., Me methacrylate, methacrylic acid and styrene | 588855 | 27477
Carboxylic acids, C16-18 and C18-branched | 588848 | 27478
1,3-Propanediol, 2-ethyl-2-(hydroxymethyl)-, polymer with .alpha.-hydro-.omega.-hydroxypoly[oxy(methyl-1,2-ethanediyl)], .alpha.-hydro-.omega.-hydroxypoly[oxy(methyl-1,2-ethanediyl)] ether with 2-ethyl-2-(hydroxymethyl)-1,3-propanediol (3:1) and 1,1'-methylenebis[4-isocyanatocyclohexane], caprolactam-blocked | 588830 | 27479
Sulfurous acid, sodium salt (1:1), reaction products with 2-butene-1,4-diol and propylene oxide, polymers with 1,6-diisocyanatohexane, formaldehyde, 1,6-hexanediol, 5-isocyanato-1-(isocyanatomethyl)-1,3,3-trimethylcyclohexane, phthalic anhydride and urea | 588814 | 27480
2-Propenamide, homopolymer, reaction products with (dimethylamino)methanol | 588806 | 27481
Terpenes and Terpenoids, vetiver-oil, hydroxy, acetates | 558098 | 27482
Terpenes and Terpenoids, cedarwood-oil, Texan, hydroxy, acetates | 558080 | 27483
Terpenes and Terpenoids, copaiba-oil, hydroxy, acetates | 558072 | 27484
Siloxanes and Silicones, Me Pr, hydroxy-terminated | 558064 | 27485
Rosin, maleated, polymer with bisphenol A, p-tert-butylphenol, formaldehyde, pentaerythritol and (1,1,3,3-tetramethylbutyl)phenol | 558056 | 27486
Rosin, fumarated, polymer with dipentaerythritol and pentaerythritol | 558049 | 27487
Pyridinium, 1-tetradecyl-, alkyl derivs., bromide | 558031 | 27488
Nitriles, tallow, hydrogenated, distn. residues | 558023 | 27489
Nitriles, tallow, distn. residues | 558015 | 27490
Fatty acids, vegetable-oil, polymers with benzoic acid, isophthalic acid, terephthalic acid, trimellitic anhydride and trimethylolpropane | 558007 | 27491
Fatty acids, tall-oil, low-boiling, reaction products with N-[3-(branched decyloxy)propyl]-1,3-propanediamine, acetates | 557991 | 27492
Fatty acids, tall-oil, low-boiling, reaction products with N-[3-(branched decyloxy)propyl]-1,3-propanediamine | 557983 | 27493
Fatty acids, tall-oil, compds. with triethylenetetramine | 557975 | 27494
Fatty acids, C11-13, esters with pentaerythritol | 557967 | 27495
Fatty acids, C16-18 and C18-unsatd., polymers with p-tert-butylbenzoic acid, glycerol, maleic anhydride, phthalic anhydride and sorbitol | 557959 | 27496
Distillates (petroleum), cracked steam-cracked, C5-17 fraction | 557942 | 27497
Coconut oil, ethoxylated, phosphated | 557934 | 27498
Castor oil, ethoxylated, sulfated, compds. with triethanolamine | 557926 | 27499
Castor oil, ethoxylated, ester with 1-Me 2-sulfotetradecanoate, compd. with diethanolamine | 557918 | 27500
Amines, (hydrogenated tallow alkyl)dimethyl, O,O-di-Bu phosphorodithioates | 557900 | 27501
Amines, (hydrogenated tallow alkyl)dimethyl, O,O-diisooctyl phosphorodithioates | 557892 | 27502
Amines, C12-16-alkyl, monoisooctyl phosphates (2:1) | 557884 | 27503
Amines, C12-16-alkyl, diisooctyl phosphates | 557876 | 27504
Alkenes, C7-9, hydroformylation products | 557868 | 27505
Alcohols, C12-15, ethers with polyethylene glycol mono-Me ether | 557850 | 27506
Paraffin oils, oxidized, calcium salts | 550426 | 27507
Isoquinolinium compounds, 2-C12-18-alkyl, chlorides | 550418 | 27508
Glycerides, C16-18 and C18-unsatd. mono- and di-, reaction products with lactic acid, lecithins and oleic acid | 550400 | 27509
Glycerides, C14-18 and C16-18-unsatd. mono- and di-, condensation products with ethoxylated castor oil and maleic anhydride | 550392 | 27510
Fatty acids, tall-oil, low-boiling, reaction products with 1-piperazineethanamine | 550384 | 27511
Fatty acids, C8-10, esters with 2,2,4-trimethyl-1,3-pentanediol | 550376 | 27512
Poly[oxy(methyl-1,2-ethanediyl)], .alpha.-hydro-.omega.-hydroxy-, esters with succinic anhydride polyisobutenyl derivs., phosphosulfurized | 550368 | 27513
Poly[oxy(methyl-1,2-ethanediyl)], .alpha.-hydro-.omega.-hydroxy-, esters with succinic anhydride polyisobutenyl derivs. | 550350 | 27514
9-Octadecenoic acid (9Z)-, monoester with 1,2,3-propanetriol, phosphosulfurized, zinc salts | 550343 | 27515
Ethanol, 2-[(2-pyridinylmethyl)amino]-, reaction products with chloromethylated divinylbenzene-ethenylethylbenzene-styrene polymer | 550335 | 27516
Boric acid (H3BO3), reaction products with 2-amino-2-(hydroxymethyl)-1,3-propanediol and succinic anhydride monopolybutenyl deriv. | 550327 | 27517
Slimes and Sludges, coal flue gas scrubber thickener underflow | 550152 | 27518
Safflower oil, polymer with 3-hydroxy-2-(hydroxymethyl)-2-methylpropanoic acid, isophthalic acid, neopentyl glycol, TDI and trimethylolpropane | 550145 | 27519
Rosin, polymer with p-tert-butylphenol, formaldehyde, glycerol and tung oil | 550137 | 27520
Quaternary ammonium compounds, di-C20-24-alkyldimethyl, chlorides | 550129 | 27521
Quaternary ammonium compounds, C12-18-alkyl[(4-ethylphenyl)methyl]dimethyl, N-cyclohexylsulfamates | 550111 | 27522
Quaternary ammonium compounds, C12-18-alkylbis(hydroxyethyl)methyl, chlorides | 550103 | 27523
Poly(oxy-1,2-ethanediyl), .alpha.-hydro-.omega.-hydroxy-, ether with N1-[3-(C12-18-alkyloxy)propyl]-N1,N3,N3-tris(2-hydroxyethyl)-N1,N3-dimethyl-1,3-propanediaminium, chloride (3:1:2) | 550095 | 27524
1-Propanaminium, N,N-bis(2-hydroxyethyl)-N-methyl-, 3-(C6-15-alkyloxy) derivs., chlorides | 550087 | 27525
1-Propanaminium, N,N-bis(2-hydroxyethyl)-N-methyl-, 3-(C6-12-alkyloxy) derivs., chlorides | 550079 | 27526
Ketones, C11 | 550061 | 27527
Hydrocarbons, C5-8, coal-tar raffinates | 550053 | 27528
Fatty acids, tall-oil, reaction products with 2-(diethylamino)ethanol, 3-(dodecen-1-yl)dihydro-2,5-furandione, ethanolamine and succinic anhydride monopolyisobutenyl derivs. | 550046 | 27529
Fatty acids, tall-oil, reaction products with ammonium hydroxide and pine oil | 550038 | 27530
Fatty acids, tall-oil, polymers with glycerol, isophthalic acid, pentaerythritol and petroleum resins | 550020 | 27531
Fatty acids, C18-unsatd., polymd. | 550012 | 27532
Fatty acids, C18-unsatd., dimers, tridecyl esters | 550004 | 27533
Fatty acids, coco, reaction products with pine oil, potassium hydroxide, silicic acid (H2SiO3) disodium salt and tall-oil fatty acids | 549998 | 27534
Fatty acids, coco, reaction products with oleic acid, potassium hydroxide and triethanolamine | 549980 | 27535
Fatty acids, coco, reaction products with borax, potassium hydroxide and sodium lauryl sulfate | 549972 | 27536
Fatty acids, C16-18 and C18-unsatd., dimerized | 549964 | 27537
Coconut oil, monoester with diethanolamine, monooleate (ester) | 549956 | 27538
Anhydrides, C14-18 and C14-18-unsatd. | 549949 | 27539
Amines, polyethylenepoly-, polymers with aniline and formaldehyde, hydrochlorides | 549931 | 27540
Siloxanes and Silicones, di-Me, 4-(3-aminophenoxy)butyl group-terminated, polymers with 5,5'-carbonylbis[1,3-isobenzofurandione] | 564831 | 27541
Siloxanes and Silicones, di-Me, 4-(3-aminophenoxy)butyl group-terminated, polymers with bisphenol A and phthalic anhydride | 564823 | 27542
Quaternary ammonium compounds, tri-C6-12-alkylmethyl, chlorides | 564815 | 27543
Quaternary ammonium compounds, bis(C9-11-branched and linear alkyl)dimethyl, chlorides | 564807 | 27544
Quaternary ammonium compounds, benzyl(C14-15-branched and linear alkyl)dimethyl, chlorides | 564799 | 27545
Imidazolium compounds, 2-(C17 and C17-unsatd. alkyl)-1-[2-(C18 and C18-unsatd. amido)ethyl]-4,5-dihydro-3-methyl, Me sulfates | 564781 | 27546
Imidazolium compounds, 2-(C17 and C17-unsatd. alkyl)-1-[2-(C18 and C18-unsatd. amido)ethyl]-4,5-dihydro-1-methyl, Me sulfates | 564773 | 27547
Imidazolium compounds, 2-(C13-17 and C15-17-unsatd. alkyl)-1-[2-(C14-18 and C16-18-unsatd. amido)ethyl]-4,5-dihydro-3-(2-methoxypropyl), Me sulfates | 564765 | 27548
Cuprate(4-), [N,N',N'',N'''-tetrakis[[[[2-(sulfooxy)ethyl]amino]sulfonyl]phenyl]-29H,31H-phthalocyanine-C,C,C,C-tetrasulfonamidato(6-)-.kappa.N29,.kappa.N30,.kappa.N31,.kappa.N32]-, potassium sodium | 564757 | 27549
Cuprate(4-), [7-[(5-chloro-2,6-difluoro-4-pyrimidinyl)amino]-3-[2-[4-[2-(2,5-disulfophenyl)diazenyl]-2-hydroxy-5-methylphenyl]diazenyl]-4-hydroxy-1,5-naphthalenedisulfonato(6-)]-, potassium sodium | 564740 | 27550
Cuprate(3-), [N,N',N''-tris[[[[2-(sulfooxy)ethyl]amino]sulfonyl]phenyl]-29H,31H-phthalocyanine-C,C,C-trisulfonamidato(5-)-.kappa.N29,.kappa.N30,.kappa.N31,.kappa.N32]-, potassium sodium | 564732 | 27551
Cuprate(3-), [3-[2-[4-[2-[5-[[[(2,3-dichloro-6-quinoxalinyl)carbonyl]methylamino]methyl]-2-sulfophenyl]diazenyl]-2-(hydroxy-.kappa.O)-5-methylphenyl]diazenyl-.kappa.N1]-4-(hydroxy-.kappa.O)-2,7-naphthalenedisulfonato(5-)]-, ammonium sodium salts, compds. with diethanolamine | 564724 | 27552
Cuprate(2-), [N,N'-bis[[[[2-(sulfooxy)ethyl]amino]sulfonyl]phenyl]-29H,31H-phthalocyanine-C,C-disulfonamidato(4-)-.kappa.N29,.kappa.N30,.kappa.N31,.kappa.N32]-, potassium sodium | 564716 | 27553
Sulfurous acid, sodium salt (1:1), reaction products with 1,4-benzenediol | 557330 | 27554
Sulfuric acid, mono-C8-10-alkyl esters, lithium salts | 557322 | 27555
2-Pyridinemethanamine, N-(2-pyridinylmethyl)-, reaction products with chloromethylated divinylbenzene-ethenylethylbenzene-styrene polymers | 557314 | 27556
2-Propenoic acid, 2-methyl-, 2-hydroxyethyl ester, reaction products with 2-oxepanone and TDI | 557306 | 27557
2-Propanol, 1-[(2-pyridinylmethyl)amino]-, reaction products with chloromethylated divinylbenzene-ethenylethylbenzene-styrene polymer, sulfates (salts) | 557298 | 27558
2-Propanol, 1-[(2-pyridinylmethyl)amino]-, reaction products with chloromethylated divinylbenzene-ethenylethylbenzene-styrene polymer | 557280 | 27559
Poly(oxy-1,2-ethanediyl), .alpha.-hydro-.omega.-hydroxy-, mono-C12-15-alkyl ethers, [3-(dimethylamino)propyl]phosphoramidates, aluminum salts | 557272 | 27560
Poly(oxy-1,2-ethanediyl), .alpha.-hydro-.omega.-hydroxy-, mono-C12-15-alkyl ethers, [3-(dimethylamino)propyl]phosphoramidates | 557264 | 27561
Poly(oxy-1,2-ethanediyl), .alpha.-[(2Z)-3-carboxy-1-oxo-2-propen-1-yl]-.omega.-hydroxy-, C12-13-alkyl ethers | 557256 | 27562
Phosphorodithioic acid, mixed O,O-bis(isononyl and isooctyl) esters, zinc salts | 557249 | 27563
Phosphoric acid, C12-15-alkyl esters, compds. with polyethylene glycol mono[2-(diethylamino)ethyl] ether | 557231 | 27564
Phosphoric acid, C12-15-alkyl esters, compds. with polyethylene glycol mono[2-(dibutylamino)ethyl] ether | 557223 | 27565
Oxirane, 2-(chloromethyl)-, reaction products with polyethylene glycol | 557215 | 27566
Octadecanenitrile, manuf. of, by-products from, distn. residues | 557207 | 27567
Isooctene, hydroformylation products | 557199 | 27568
Iron, complexes with diazotized 4-nitrobenzenamine, diazotized sodium 3-aminobenzenesulfonate (1:1) and diazotized sodium 5-amino-2-(phenylamino)benzenesulfonate (1:1) coupled with 4-[2-(2-hydroxy-3,5-dinitrophenyl)diazenyl]-1,3-benzenediol | 557181 | 27569
Iron, complexes with coupled 1-(2,4-dihydroxyphenyl)ethanone-7-nitronaphth[1,2-d][1,2,3]oxadiazole-5-sulfonic acid | 557173 | 27570
1H-Imidazolium, 1-(2-aminoethyl)-4,5-dihydro-3-(2-methoxypropyl)-, N-C14-18-acyl 2-C13-17-alkyl derivs., Me sulfate | 557165 | 27571
Hexanedioic acid, polymer with 1,2-propanediol, 2-ethyl-1-hexanol-terminated | 557157 | 27572
Guanidine, N-cyano-, polymer with N1-(2-aminoethyl)-1,2-ethanediamine and 2-(chloromethyl)oxirane, reaction products with dimethylamine and morpholine | 557140 | 27573
Glycine, N-(carboxymethyl)-, reaction products with chloromethylated divinylbenzene-ethenylethylbenzene-styrene polymer | 557132 | 27574
2,5-Furandione, polymer with ethene, chlorinated | 557124 | 27575
Formaldehyde, reaction products with diethanolamine and phenol, propoxylated | 557116 | 27576
Formaldehyde, polymer with 2-(chloromethyl)oxirane and phenol, reaction products with ethylenediamine | 557108 | 27577
Amines, C>20-mono-, di-and tri- | 549923 | 27578
Amines, C14-18 and C16-18-unsatd. alkyl, ethoxylated propoxylated | 549915 | 27579
Amides, C18 and C18-unsatd., N-[2-[2-(C17 and C17-unsatd. alkyl)-4,5-dihydro-1H-imidazol-1-yl]ethyl] | 549907 | 27580
Tail gas (petroleum), thermal cracking absorber | 549899 | 27581
Paraffin waxes (petroleum), clay-treated, reaction products with petroleum white mineral oil, stearic acid and triethanolamine | 549881 | 27582
Silicic acid (H6Si2O7), barium zinc salt (1:1:2), lead-doped | 549758 | 27583
2-Pyridinemethanamine, N-(2-pyridinylmethyl)-, reaction products with chloromethylated divinylbenzene-ethenylethylbenzene-styrene polymer, sulfates | 549741 | 27584
2-Propanol, 1,1'-[[3-(tridecyloxy)propyl]imino]bis-, branched | 549733 | 27585
Propanoic acid, 2-hydroxy-, reaction products with ethylene glycol and samarium oxide (Sm2O3) | 549725 | 27586
Propanenitrile, 3-(C9-11-alkyloxy) derivs. | 549717 | 27587
1,3-Propanediamine, N1,N1-dimethyl-, reaction products with ethylenediamine and 2,4,6-trichloro-1,3,5-triazine | 549709 | 27588
1,3-Propanediamine, N-[3-(C11-13-branched alkyloxy)propyl] derivs., monoacetates | 549691 | 27589
Poly(oxy-1,2-ethanediyl), .alpha.-hydro-.omega.-hydroxy-, ether with 2,2'-[[3-[(2-hydroxyethyl)amino]propyl]imino]bis[ethanol] (3:1), N-[3-(C12-15-alkyloxy)propyl] derivs. | 549683 | 27590
1,3-Propanediamine, N-[3-(C11-13-branched alkyloxy)propyl] derivs., acetates | 549675 | 27591
1-Propanamine, 3-(hexyloxy)-, branched, phosphates | 549667 | 27592
1-Propanamine, 3-(C9-11-alkyloxy) derivs., acetates | 549659 | 27593
1-Propanamine, 3-(C9-11-alkyloxy) derivs. | 549642 | 27594
Octadecanoic acid, reaction products with tetraethylenepentamine | 549634 | 27595
1,4,5,8-Naphthalenetetracarboxylic acid, reaction products with 4-ethoxy-1,2-benzenediamine and o-phenylenediamine | 549626 | 27596
1,3-Naphthalenedisulfonic acid, 7-[2-(4-amino-2-methylphenyl)diazenyl]-, reaction products with carbonic dichloride, sodium 3-[2-(4-amino-3-methoxyphenyl)diazenyl]benzenesulfonate (1:1) and sodium 7-[2-(4-aminophenyl)diazenyl]-1,3-naphthalenedisulfonate (2:1) | 549618 | 27597
1H-Indene, 2,3-dihydro-1,1,3,3,5-pentamethyl-, nitrated, by-products from | 549600 | 27598
D-Glucitol, 1-deoxy-1-(methylamino)-, reaction products with chloromethylated divinylbenzene-ethenylethylbenzene-styrene polymer | 549592 | 27599
Ethanone, 1-[4-(1,1-dimethylethyl)-2,6-dimethylphenyl]-, nitrated, by-products from | 549584 | 27600
Ethanol, 2-[(2-pyridinylmethyl)amino]-, reaction products with chloromethylated divinylbenzene-ethenylethylbenzene-styrene polymer, sulfates (salts) | 549576 | 27601
Ethanol, 2,2'-iminobis-, N-[3-(C6-12-alkyloxy)propyl] derivs., N-oxides | 549568 | 27602
Ethanol, 2,2'-iminobis-, N-[3-(C12-15-alkyloxy)propyl] derivs. | 549550 | 27603
Ethanol, 2,2'-iminobis-, N-[3-(C6-12-alkyloxy)propyl] derivs. | 549543 | 27604
Castor oil, ethoxylated propoxylated | 572644 | 27605
Fatty acids, C8-18 and C12-18-unsatd., aluminum salts | 572636 | 27606
Fatty acids, C8-18 and C12-18-unsatd., tin(2+) salts | 572628 | 27607
Oils, colocynth | 572610 | 27608
Fats and Glyceridic oils, dolphin, head | 572602 | 27609
Oils, palmarosa, saponified | 572594 | 27610
Resin acids and Rosin acids, tin salts | 572586 | 27611
Aluminum, 7-.beta.-D-glucopyranosyl-9,10-dihydro-3,5,6,8-tetrahydroxy-1-methyl-9,10-dioxo-2-anthracenecarboxylate complexes | 572578 | 27612
Rosin, maleated, polymer with glycerol, glycidyl methacrylate, lauryl methacrylate and pentaerythritol | 572156 | 27613
Oils, tamarind | 572149 | 27614
Oils, red pepper, paprika, sweet | 572131 | 27615
Oils, olibanum, thermally cracked | 572123 | 27616
Oils, gentian | 572115 | 27617
1,2-Cyclohexanediamine, manuf. of, by-products from, distn. residues | 564393 | 27618
Urea, N,N''-(methylphenylene)bis-, N',N''-bis(mixed dodecylphenyl and tall-oil alkyl) derivs. | 564229 | 27619
2-Propenoic acid, 2-methyl-, C1-22-alkyl esters, polymers with ethylene, Me methacrylate, propylene and vinylpyrrolidone | 564211 | 27620
2-Propenoic acid, reaction products with glycidyl lauryl ether and glycidyl myristyl ether | 564203 | 27621
Phenol, heptyl derivs. | 564195 | 27622
Palladium, acetate chloro ethanolamine nitrate complexes | 564187 | 27623
Formaldehyde, reaction products with diethanolamine | 564179 | 27624
3-Cyclohexene-1-carboxaldehyde, 2,4,6-trimethyl-, reaction products with Me Et ketone | 564161 | 27625
3-Cyclohexene-1-carboxaldehyde, 3(or 4)-(4-hydroxy-4-methylpentyl)-, reaction products with Me Et ketone | 564153 | 27626
Copper, [29H,31H-phthalocyaninato(2-)-.kappa.N29,.kappa.N30,.kappa.N31,.kappa.N32]-, [(2-hydroxyethyl)amino]sulfonyl derivs. | 564146 | 27627
Chromium, N-[3-[2-[8-(acetylamino)-2-hydroxy-1-naphthalenyl]diazenyl]-2-hydroxy-5-nitrophenyl]acetamide N-[7-hydroxy-8-[2-[2-hydroxy-5-[(methylamino)sulfonyl]phenyl]diazenyl]-1-naphthalenyl]acetamide complexes | 564138 | 27628
Butanoic acid, 4-[(carboxymethyl)amino](dodecen-1-yl)-4-oxo-, reaction products with glycerol and sodium hydroxide | 564120 | 27629
Sulfonic acids, heavy catalytic reformed petroleum naphtha | 564112 | 27630
Siloxanes and Silicones, di-Me, Me 2-(3-oxatricyclo[3.2.1.02,4]oct-6-yl)ethyl, [[dimethyl[2-(3-oxatricyclo[3.2.1.02,4]oct-6-yl)ethyl]silyl]oxy]-terminated | 564104 | 27631
Siloxanes and Silicones, di-Me, Me hydrogen, alkylation products with 1-octene | 564096 | 27632
Siloxanes and Silicones, di-Me, Me hydrogen, alkylation products with 1-hexene | 564088 | 27633
Siloxanes and Silicones, acetyloxy Me, benzyloxy Me, 2,2-dimethyl-1-oxopropoxy Me, Me octyloxy | 564070 | 27634
Quaternary ammonium compounds, C12-18-alkyl[(4-ethylphenyl)methyl]dimethyl, chlorides | 564062 | 27635
Lubricating oils (petroleum), C20-50, hydrotreated neutral oil-based | 564054 | 27636
Lubricating oils (petroleum), C15-30, hydrotreated neutral oil-based | 564047 | 27637
Lubricating oils (petroleum), C20-50, hydrotreated neutral oil-based, high-viscosity | 564039 | 27638
Lubricating oils (petroleum), C15-30, hydrotreated neutral oil-based, contg. solvent deasphalted residual oil | 564021 | 27639
Lubricating oils (petroleum), C>25, hydrotreated bright stock-based | 564013 | 27640
1,2-Ethanediamine, N1-(2-aminoethyl)-, reaction products with epichlorohydrin | 557090 | 27641
Decanoic acid, mixed esters with 2-ethylhexanoic acid, heptanoic acid, hexanoic acid, trimethylolpropane and valeric acid | 557082 | 27642
2-Cyclohexene-1-octanoic acid, 5(or 6)-carboxy-4-hexyl-, mixed esters with oleic acid and polyethylene-polypropylene glycol | 557074 | 27643
Copper, [29H,31H-phthalocyaninato(2-)-.kappa.N29,.kappa.N30,.kappa.N31,.kappa.N32]-, chloro sulfo derivs. | 557066 | 27644
Copper, dichloro pyridine complexes | 557058 | 27645
Carbonic acid sodium salt (1:2), reaction products with 4-[(2,4-dinitrophenyl)amino]phenol, sodium cyanide and sodium sulfide (Na2(Sx)), oxygenated | 557041 | 27646
Butanamide, 2,2'-[(3,3'-dichloro[1,1'-biphenyl]-4,4'-diyl)bis(2,1-diazenediyl)]bis[3-oxo-, N,N'-bis(phenyl and 2,4-xylyl) derivs. | 557033 | 27647
Benzenethiol, 2-amino-, sodium salt (1:1), reaction products with 1,2-dichloroethane | 557025 | 27648
Benzenesulfonic acid, 2,5-dihydroxyoctadecyl-, branched, monosodium salts | 557017 | 27649
1,4-Benzenediol, 2-octadecyl-, branched | 557009 | 27650
1,4-Benzenediol, 2,?-didodecyl-, branched | 556993 | 27651
1,4-Benzenedicarboxylic acid, 1,4-dimethyl ester, manuf. of, by-products from, C4-8-alkyl esters | 556985 | 27652
Benzenamine, 2-methyl-, ethylenated, distn. residues | 556977 | 27653
Benzenamine, ethylenated, distn. residues | 556969 | 27654
2-Anthracenesulfonic acid, 1-amino-9,10-dihydro-4-[(4-methylphenyl)amino]-9,10-dioxo-, sodium salt (1:1), nitrated | 556951 | 27655
Anthra[2,1,9-def:6,5,10-d'e'f']diisoquinoline-1,3,8,10(2H,9H)-tetrone, 2,9-bis(3-aminophenyl)-, reaction products with sodium sulfide (Na(SH)) and sodium sulfide (Na2S) | 556944 | 27656
Ethanol, 2,2'-iminobis-, N-C12-18-alkyl derivs. | 549394 | 27657
Ethanedioic acid, reaction products with ethylene glycol and molybdenum oxide (MoO3) | 549386 | 27658
Ethanedioic acid, 1,2-diethyl ester, reaction products with 2-ethoxybenzenamine, 4-ethoxybenzenamine, 2-methoxybenzenamine and 4-methoxybenzenamine | 549378 | 27659
1,2-Ethanediaminium, N1-[2-[bis(2-hydroxypropyl)methylammonio]ethyl]-N1,N2,N2-tris(2-hydroxypropyl)-N1,N2-dimethyl-, trioctadecanoate (ester), branched and linear, tris(methyl sulfate) (salt) | 549360 | 27660
Cuprate(1-), [2-[[2-[(5-chloro-2,6-difluoro-4-pyrimidinyl)methylamino]acetyl]amino]-4-[(29H,31H-phthalocyanin-C-ylsulfonyl)amino]benzenesulfonato(3-)-.kappa.N29,.kappa.30,.kappa.31,.kappa.32]-, aminosulfonyl sulfo derivs., sodium salts | 549352 | 27661
Copper, [[[[3-[(5-chloro-2,6-difluoro-4-pyrimidinyl)amino]phenyl]amino]sulfonyl]-29H,31H-phthalocyaninato(2-)-.kappa.N29,.kappa.N30,.kappa.N31,.kappa.N32]-, aminosulfonyl sulfo derivs., sodium salts | 549345 | 27662
Cobalt, 6-amino-5-[2-(2-hydroxy-4-nitrophenyl)diazenyl]-N-(2-hydroxypropyl)-2-naphthalenesulfonamide 2-[2-[5-(aminosulfonyl)-2-hydroxyphenyl]diazenyl]-N-(2-ethylhexyl)-3-oxobutanamide sodium complexes | 549337 | 27663
Chromium, 3-[2-[8-[[(dimethylamino)sulfonyl]amino]-2-hydroxy-1-naphthalenyl]diazenyl]-4-hydroxybenzenesulfonamide 4-hydroxy-3-[2-[2-(phenylamino)-1-naphthalenyl]diazenyl]benzenesulfonamide complexes | 549329 | 27664
Chromium, 2-[2-[1-(3-chlorophenyl)-4,5-dihydro-3-methyl-5-oxo-1H-pyrazol-4-yl]diazenyl]-5-[(methylamino)sulfonyl]benzoate 4-hydroxy-3-[2-(2-hydroxy-1-naphthalenyl)diazenyl]-N-(3-methoxypropyl)benzenesulfonamide complexes | 549311 | 27665
Chromium, 3-[2-[1-(3-chlorophenyl)-4,5-dihydro-3-methyl-5-oxo-1H-pyrazol-4-yl]diazenyl]-4-hydroxy-N-methylbenzenesulfonamide 2-[2-[1-(3-chlorophenyl)-4,5-dihydro-3-methyl-5-oxo-1H-pyrazol-4-yl]diazenyl]-4-[(methylamino)sulfonyl]benzoate 3-[2-(4,5-dihydro-3-methyl-5-oxo-1-phenyl-1H-pyrazol-4-yl)diazenyl]-4-hydroxybenzenesulfonamide complexes | 549303 | 27666
Chromium, 3-[2-[2-[(3-chlorophenyl)amino]-1-naphthalenyl]diazenyl]-4-hydroxybenzenesulfonamide 2-[2-[1-(3-chlorophenyl)-4,5-dihydro-3-methyl-5-oxo-1H-pyrazol-4-yl]diazenyl]-5-[(methylamino)sulfonyl]benzoate sodium complexes | 549295 | 27667
Boron strontium oxide (B4SrO7), europium-doped | 549287 | 27668
Benzenesulfonic acid, oxybis-, branched lauryl derivs., potassium salts | 549279 | 27669
Benzenesulfonic acid, mono- and dialkyl derivs., magnesium salts | 549261 | 27670
Benzene, 5-(1,1-dimethylethyl)-1,2,3-trimethyl-, nitrated, by-products from | 549253 | 27671
Benzene, 1-(1,1-dimethylethyl)-2-methoxy-4-methyl-, nitrated, by-products from | 549246 | 27672
Benzene, 1-(1,1-dimethylethyl)-3,5-dimethyl-, nitrated, by-products from | 549238 | 27673
Benzene, diethenyl-, polymer with ethenylbenzene and ethenylethylbenzene, sulfonated, calcium salts | 549220 | 27674
9,10-Anthracenedione, 1,4-diamino-, reaction products with 1-chloro-9,10-anthracenedione and 1,5-dichloro-9,10-anthracenedione | 549212 | 27675
Acetic acid, reaction products with ethylene glycol and molybdenum oxide (MoO3) | 549204 | 27676
Soybean oil, polymer with pentaerythritol, phthalic anhydride, propylene glycol and vinyltoluene | 549105 | 27677
Siloxanes and Silicones, di-Me, mono[[[3-[(2-aminoethyl)amino]propyl]dimethoxysilyl]oxy]-terminated | 549097 | 27678
Siloxanes and Silicones, di-Me, [[[3-[(2-aminoethyl)amino]propyl]dimethoxysilyl]oxy]-terminated | 549089 | 27679
Siloxanes and Silicones, 3-[(2-aminoethyl)amino]propyl Me, di-Me | 549071 | 27680
Safflower oil, conjugated, polymer with phthalic anhydride, soybean oil and styrene | 549063 | 27681
Safflower oil, conjugated, polymer with glycerol, pentaerythritol, phthalic anhydride, soybean oil and vinyltoluene | 549055 | 27682
Safflower oil, conjugated, polymer with p-tert-butylbenzoic acid, pentaerythritol, phthalic anhydride, tall oil and trimethylolpropane | 549048 | 27683
Rosin, reaction products with tetraethylenepentamine | 549030 | 27684
Linseed oil, polymer with acrylic acid, maleic anhydride, Me methacrylate, pentaerythritol and vinyltoluene | 549022 | 27685
Amines, polyethylenepoly-, alkylation products with 1,1'-oxybis[2-chloroethane] | 549014 | 27686
Alkanes, C15-30, bromo | 549006 | 27687
Alcohols, C>14 | 548990 | 27688
Naphthenic acids, reaction products with ethanolamine and sodium hydroxide | 572107 | 27689
Milk, fat, hydrolyzed | 572099 | 27690
Coconut oil, propoxylated | 572081 | 27691
Castor oil, polymer with diethylene glycol, pentaerythritol and phthalic anhydride | 572073 | 27692
Castor oil, ethoxylated, potassium salt | 572065 | 27693
Fatty acids, C7-13, perfluoro, ammonium salts | 572057 | 27694
Amines, C12-18-alkyl, ethoxylated | 572040 | 27695
Amides, C12-22, N,N-bis(hydroxyethyl) | 572032 | 27696
Alcohols, C12-18, ethoxylated, reaction products with 1,6-diisocyanatohexane and polyethylene-polypropylene glycol | 572024 | 27697
Zircon, cadmium yellow | 572016 | 27698
2-Propenoic acid, polymer with ethene, reaction products with diethylenetriamine and stearic acid | 572008 | 27699
1-Propanaminium, N,N,N-triethyl-2-hydroxy-, 3-(C12-13-alkyloxy) derivs., chlorides | 571992 | 27700
Amines, tallow alkyl, ethoxylated, sulfates | 571984 | 27701
6-Octen-1-ol, 3,7-dimethyl-, acid-hydrated, dehydrogenated, hydroxycitronellal fractions, distn. residues | 571976 | 27702
1,6-Octadiene, 7-methyl-3-methylene-, acid-hydrated, citronellol fractions, distn. residues | 571968 | 27703
Lanthanum fluoride (LaF3), europium-doped | 571950 | 27704
1-Hexanol, 2-ethyl-, manuf. of, by-products from. distn. overheads | 571943 | 27705
Heptane, 1,1,3-tris(C1-2-alkyloxy) derivs. | 571935 | 27706
4,6,10-Dodecatrien-3-one, 7,11-dimethyl-, cyclization products with 3,6,10-trimethyl-3,5,9-undecatrien-2-one, by-products from | 571927 | 27707
Cuprate(4-), [7-[[5-chloro-6-methyl-2-(methylsulfonyl)-4-pyrimidinyl]amino]-4-hydroxy-3-[2-(2-hydroxy-4,7-disulfo-1-naphthalenyl)diazenyl]-1,5-naphthalenedisulfonato(6-)]-, potassium sodium | 571919 | 27708
Copper, [[[[3-[(2,5,6-trichloro-4-pyrimidinyl)amino]phenyl]amino]sulfonyl]-29H,31H-phthalocyaninato(2-)-.kappa.N29,.kappa.N30,.kappa.N31,.kappa.N32]-, aminosulfonyl sulfo derivs., sodium salts | 571901 | 27709
Chromium, 4-hydroxy-3-[2-(2-hydroxy-1-naphthalenyl)diazenyl]benzenesulfonamide N-[7-hydroxy-8-[2-(2-hydroxy-5-nitrophenyl)diazenyl]-1-naphthalenyl]acetamide sodium complexes | 571893 | 27710
Chromium, 4-hydroxy-3-[2-(2-hydroxy-1-naphthalenyl)diazenyl]benzenesulfonamide N-[7-hydroxy-8-[2-(2-hydroxy-5-nitrophenyl)diazenyl]-1-naphthalenyl]acetamide 4-hydroxy-3-[2-(5-hydroxy-3,3-dioxidonaphth[2,1-d]-1,3-oxathiol-4-yl)diazenyl]benzenesulfonamide sodium complexes | 571885 | 27711
Chromium, 3-[(4,5-dihydro-3-methyl-5-oxo-1-phenyl-1H-pyrazol-4-yl)azo]-4-hydroxybenzenesulfonamide 4-hydroxy-3-[(2-hydroxy-1-naphthalenyl)azo]benzenesulfonamide sodium complexes | 571877 | 27712
Chromium, 2,4-dihydro-4-[2-(2-hydroxy-5-nitrophenyl)diazenyl]-5-methyl-2-phenyl-3H-pyrazol-3-one 4-hydroxy-3-[2-(2-hydroxy-1-naphthalenyl)diazenyl]benzenesulfonamide N-[7-hydroxy-8-[2-(2-hydroxy-5-nitrophenyl)diazenyl]-1-naphthalenyl]acetamide sodium complexes | 571869 | 27713
Chromium, 2,4-dihydro-4-[2-(2-hydroxy-5-nitrophenyl)diazenyl]-5-methyl-2-phenyl-3H-pyrazol-3-one 3-[2-(4,5-dihydro-3-methyl-5-oxo-1-phenyl-1H-pyrazol-4-yl)diazenyl]-4-hydroxybenzenesulfonamide 4-hydroxy-3-[2-(2-hydroxy-1-naphthalenyl)diazenyl]benzenesulfonamide N-[7-hydroxy-8-[2-(2-hydroxy-5-nitrophenyl)diazenyl]-1-naphthalenyl]acetamide sodium complexes | 571851 | 27714
Chromium, 2-[2-[5-(aminosulfonyl)-2-hydroxyphenyl]diazenyl]-3-oxo-N-phenylbutanamide N-[7-hydroxy-8-[2-(2-hydroxy-5-nitrophenyl)diazenyl]-1-naphthalenyl]acetamide N-[7-hydroxy-8-[2-(2-hydroxy-5-nitrophenyl)diazenyl]-1-naphthalenyl]methanesulfonamide sodium complexes | 571844 | 27715
Chromate(1-), bis[2,4-dihydro-4-[2-(2-hydroxynitrophenyl)diazenyl]-5-methyl-2-phenyl-3H-pyrazol-3-onato(2-)]-, lithium sodium | 571836 | 27716
Imidazolium compounds, 2-C13-17-alkyl-1-(2-C14-18 amidoethyl)-4,5-dihydro-3-methyl, Me sulfates | 564005 | 27717
Imidazolium compounds, 2-C13-17-alkyl-1-(2-C14-18 amidoethyl)-4,5-dihydro-3-(2-hydroxypropyl), Me sulfates (salts) | 563999 | 27718
Fatty acids, tallow, polymers with isophthalic acid, neopentyl glycol, trimellitic anhydride and trimethylolpropane | 563981 | 27719
Fatty acids, tall-oil, polymers with isophthalic acid, TDI, trimellitic anhydride and trimethylolethane | 563973 | 27720
Fatty acids, C6-18, perfluoro, ammonium salts | 563965 | 27721
Asbestos, reaction products with calcium oxide and silica | 563957 | 27722
Amines, polyethylenepoly-, reaction products with polybutenyl propionic acid | 563940 | 27723
Amines, C12-14-tert-alkyl, reaction products with C18-24 .alpha.-alkene dimers and maleic anhydride | 563932 | 27724
Amides, C12-18, N-(hydroxyethyl) | 563924 | 27725
Amides, C14-18, N-[2-(C13-17-alkyl-4,5-dihydro-1H-imidazol-1-yl)ethyl] | 563916 | 27726
Alkenes, C8-24 .alpha.-, polymers with vinyl chloride | 563908 | 27727
Acid chlorides, C8-14, .beta.-.omega.-perfluoro | 563890 | 27728
Phosphoric acid, mixed iso-Pr and oleyl mono- and diesters | 563791 | 27729
9,12-Octadecadienoic acid (9Z,12Z)-, dimer, reaction products with diethylenetriamine | 563742 | 27730
Tar bases, quinoline derivs., benzyl chloride-quaternized | 563643 | 27731
Sunflower oil, polymer with isophthalic acid and trimethylolpropane | 563635 | 27732
Sulfonic acids, heavy catalytic reformed petroleum naphtha, compds. with isopropylamine | 563627 | 27733
Sulfonic acids, heavy catalytic reformed petroleum naphtha, calcium salts | 563619 | 27734
Soybean oil, epoxidized, reaction products with linoleic acid and tetraethylenepentamine | 563601 | 27735
Siloxanes and Silicones, di-Me, 4-(4-aminophenoxy)butyl group-terminated | 563593 | 27736
Siloxanes and Silicones, di-Me, 4-(3-aminophenoxy)butyl group-terminated | 563585 | 27737
Rosin, polymer with p-tert-butylphenol, formaldehyde, glycerol, phenol, phthalic anhydride and tall oil | 563577 | 27738
Oils, ginseng | 563569 | 27739
Grease, sulfurized | 563551 | 27740
Copper, C.I. Natural Yellow 11-diazotized 5-amino-1-naphthalenesulfonic acid-diazotized 2-[(4-aminophenyl)amino]-5-nitrobenzenesulfonic acid-diazotized 4-nitrobenzenamine coupling products complexes | 563544 | 27741
Copper, C.I. Natural Yellow 11-diazotized 2-amino-1,4-benzenedisulfonic acid-diazotized 2-[(4-aminophenyl)amino]-5-nitrobenzenesulfonic acid-diazotized 4-nitrobenzenamine coupling products complexes | 563536 | 27742
Fatty acids, tallow, hydrogenated, stearic acid fraction, distn. residues | 563528 | 27743
Fatty acids, tallow, hydrogenated, oleic acid fraction, distn. residues | 563510 | 27744
Fatty acids, tall-oil, polymers with fumaric acid, glycerol, linseed oil, pentaerythritol and tall oil | 563502 | 27745
Alkenes, C18-24 .alpha.-, sulfurized | 556324 | 27746
Sulfuric acid, reaction products with hydrogen peroxide and nitric acid | 556316 | 27747
Sulfuric acid, nickel salt (1:?), reaction products with sulfurized phenol calcium salt (2:1) | 556308 | 27748
Starch, oxidized, polymers with acrylonitrile, sapond., sodium salts | 556290 | 27749
Starch, oxidized, polymers with acrylonitrile, sapond., potassium salts | 556282 | 27750
1-Propene, 2-methyl-, phosphosulfurized | 556274 | 27751
2-Propanone, reaction products with phenol | 556266 | 27752
Poly(oxy-1,2-ethanediyl), .alpha.-hydro-.omega.-hydroxy-, mono-C12-15-alkyl ethers, 3-(C12-14-alkyloxy)-2-hydroxypropyl phosphates | 556258 | 27753
1-Octene, sulfurized | 556241 | 27754
1-Octadecene, sulfurized | 556233 | 27755
Nonanedioic acid, 1,9-bis(2-hydroxypropyl) ester, polymer with 2,4-diisocyanato-1-methylbenzene, Me Et ketone oxime-blocked | 556225 | 27756
Nitric acid, reaction products with cyclododecanol and cyclododecanone, by-products from, high-boiling fraction | 556217 | 27757
2-Naphthalenecarboxamide, 4-[2-(4-chloro-2-methylphenyl)diazenyl]-3-hydroxy-, N-(butylphenyl and dimethylphenyl) derivs. | 556209 | 27758
Hexanoic acid, 2-ethyl-, compds. with 1,4-diamino-9,10-anthracenedione N,N'-mixed 3-(dimethylamino)propyl and 2-ethylhexyl derivs. | 556191 | 27759
Glycine, reaction products with ammonium (OC-6-11)-hexachloropalladate(2-) (2:1) | 556183 | 27760
D-Glucitol, cyclic 5,6-(2-hydroxy-C22-40-alkyl phosphite) 1,2:3,4-bis(stearyl phosphite) | 556175 | 27761
Formaldehyde, polymer with 6,6'-(2-methyl-1,3-propanediyl)bis[1,3,5-triazine-2,4-diamine], butylated | 556167 | 27762
Ethanol, 2,2',2''-nitrilotris-, reaction products with phosphorus oxide (P2O5) | 556159 | 27763
1-Decene, sulfurized | 556142 | 27764
1-Decene, homopolymer, sulfurized | 556134 | 27765
Cellulose, carboxymethyl ether, sodium salt, reaction products with 2,2-bis[(1-oxo-2-propen-1-yl)amino]acetic acid | 556126 | 27766
Butanal, 3-hydroxy-, reaction products with ethylenediamine (2:1) | 556118 | 27767
Benzene, decylmethyl-, branched and linear | 556100 | 27768
Fatty acids, tall-oil, polymers with 1,4-cyclohexanedimethanol, isophthalic acid, trimellitic anhydride and trimethylolethane | 563494 | 27769
Fatty acids, tall-oil, polymers with benzoic acid, 1,4-cyclohexanedimethanol, isophthalic acid, pentaerythritol and trimellitic anhydride | 563486 | 27770
Fatty acids, tall-oil, compds. with diethylenetriamine-ethylene oxide-formaldehyde-4-nonylphenol polymer | 563478 | 27771
Amides, from epoxidized soya fatty acid Me esters, triethylenetetramine and vegetable-oil fatty acids | 563460 | 27772
Amides, from epoxidized soya fatty acid Me esters, tetraethylenepentamine and vegetable-oil fatty acids | 563452 | 27773
Fatty acids, fish-oil, hydrogenated, behenic acid fraction, distn. residues | 563445 | 27774
Fatty acids, C18-unsatd., dimers, polymers with ethylenediamine, pentaerythritol, phthalic anhydride, tall oil and tall-oil fatty acids | 563437 | 27775
Fatty acids, C18-unsatd., dimers, polymers with ethylenediamine, linseed oil and tall-oil fatty acids | 563429 | 27776
Fatty acids, C18-unsatd., dimers, polymers with ethylenediamine, glycerol, isophthalic acid, pentaerythritol, tall oil and tall-oil fatty acids | 563411 | 27777
Fatty acids, C9-28-neo- | 563403 | 27778
Fatty acids, C8-18 and C18-unsatd., Me esters, distn. residues, sulfurized | 563395 | 27779
Fats, animal, sulfurized | 563387 | 27780
Castor oil, reaction products with 5(or 6)-carboxy-4-hexyl-2-cyclohexene-1-octanoic acid | 563379 | 27781
Castor oil, polymer with isophthalic acid, neopentyl glycol, phthalic anhydride and trimethylolpropane | 563361 | 27782
Castor oil, polymer with adipic acid, glycerol and maleic anhydride | 563353 | 27783
Castor oil, dehydrated, polymer with dicyclopentadiene, linseed oil, petroleum resins, rosin and tung oil, calcium salt | 563346 | 27784
Amines, N-tallow alkyltrimethylenedi-, reaction products with oxidized petroleum petrolatum, phosphoric acid, stearic acid and N-tallow alkyltrimethylenediamine oleates | 563338 | 27785
Amides, tall-oil fatty, N-[3-(dimethylamino)propyl], decanoates octanoates (2:1:1) | 563320 | 27786
Alkenes, C>10 .alpha.-, reaction products with iso-Pr maleate | 563312 | 27787
Stannane, dodecyl [2-[(2-ethylhexyl)oxy]-2-oxoethyl]thio derivs. | 563304 | 27788
Silicic acid (H4SiO4), tetraethyl ester, reaction products with 2,2-bis(bromomethyl)-1,3-propanediol | 563296 | 27789
Silane, triethoxyphenyl-, hydrolyzed | 563288 | 27790
2-Propenoic acid, 2-(methylamino)ethyl ester, N-[(.gamma.-.omega.-perfluoro-C8-14-alkyl)sulfonyl] derivs., reaction products with polyethylene glycol bis(thioglycolate) | 563270 | 27791
2-Propenoic acid, 1,1'-(1,6-hexanediyl) ester, reaction products with hexamethylenediamine | 563262 | 27792
2-Propenamide, homopolymer, reaction products with glyoxal | 563254 | 27793
Poly[oxy(methyl-1,2-ethanediyl)], .alpha.-sulfo-.omega.-hydroxy-, C3-12-alkenyl ethers, potassium salts | 563247 | 27794
Poly[oxy(methyl-1,2-ethanediyl)], .alpha.-sulfo-.omega.-hydroxy-, C3-12-alkenyl ethers, ammonium salts | 563239 | 27795
Poly(oxy-1,2-ethanediyl), .alpha.-hydro-.omega.-hydroxy-, mono-C9-16-alkyl ethers, phosphates | 563221 | 27796
Phosphoric acid, mixed iso-Pr and oleyl esters, aluminum salts | 563213 | 27797
Phosphoric acid, mixed iso-Pr and lauryl and myristyl esters, aluminum salts | 563205 | 27798
Phosphoric acid, mixed iso-Pr and lauryl and myristyl mono- and diesters | 563197 | 27799
Phosphoric acid, mixed iso-Bu and oleyl esters, aluminum salts | 563189 | 27800
Phosphoric acid, mixed iso-Bu and oleyl esters | 563171 | 27801
Phosphoric acid, mixed iso-Bu and lauryl and myristyl esters, aluminum salts | 563163 | 27802
Phosphoric acid, mixed iso-Bu and lauryl and myristyl mono- and diesters | 563155 | 27803
Phenol, 4,4'-(1-methylethylidene)bis-, polymer with 2-(chloromethyl)oxirane, reaction products with pyrrolidine | 563148 | 27804
Phenol, 4,4'-(1-methylethylidene)bis-, polymer with 2-(chloromethyl)oxirane, reaction products with ethylenediamine | 563130 | 27805
2-Pentanone, 4-methyl-, reaction products with 2-(2-aminoethoxy)ethanol | 563122 | 27806
9,12-Octadecadienoic acid (9Z,12Z)-, reaction products with triethylenetetramine | 563114 | 27807
9,12-Octadecadienoic acid (9Z,12Z)-, reaction products with tetraethylenepentamine | 563106 | 27808
9,12-Octadecadienoic acid (9Z,12Z)-, reaction products with linoleic acid dimer and triethylenetetramine | 563098 | 27809
9,12-Octadecadienoic acid (9Z,12Z)-, dimer, reaction products with piperazine and (5R)-3,3,5-trimethylcyclohexanone | 563080 | 27810
9,12-Octadecadienoic acid (9Z,12Z)-, dimer, reaction products with ethylenediamine | 563072 | 27811
9,12-Octadecadienoic acid (9Z,12Z)-, dimer, polymer with N1,N2-bis(2-aminoethyl)-1,2-ethanediamine, reaction products with 2-phenyloxirane, acetylated | 563064 | 27812
Nonene, hydroformylation products, high-boiling, bisulfited, sodium salts | 563056 | 27813
1,3-Naphthalenedisulfonic acid, 4-amino-5-hydroxy-, diazotized, coupled with diazotized 2-amino-4,6-dinitrophenol, diazotized 4-amino-5-hydroxy-2,7-naphthalenedisulfonic acid, diazotized 4-amino-3-methylbenzenesulfonic acid, diazotized 4-nitrobenzenamine and resorcinol, sodium salts | 563049 | 27814
1,3-Isobenzofurandione, polymer with 2-methyloxirane and 2-[(2-propen-1-yloxy)methyl]oxirane, benzylated | 563031 | 27815
Iron, complexes with diazotized 2-amino-4,6-dinitrophenol coupled with diazotized 4-amino-5-hydroxy-1,3-naphthalenedisulfonic acid, diazotized 4-amino-5-hydroxy-2,7-naphthalenedisulfonic acid, diazotized 4-amino-3-methylbenzenesulfonic acid, diazotized 4-nitrobenzenamine and resorcinol, sodium salts | 563023 | 27816
Hexanedioic acid, diesters with C16-18-alcohols distn. residues | 563015 | 27817
2,5-Furandione, reaction products with propene tetramer, distn. bottoms | 563007 | 27818
2,5-Furandione, polymer with methoxyethene, oxidized | 562991 | 27819
Formaldehyde, reaction products with aniline and bisphenol A-epichlorohydrin polymer | 562983 | 27820
Formaldehyde, polymers with p-tert-butylphenol and hexamethylenediamine residue, acetates (salts) | 562975 | 27821
Formaldehyde, polymers with p-tert-butylphenol and hexamethylenediamine residue | 562967 | 27822
Decanoic acid, mixed tetraesters with octanoic acid and oxybis[propanediol] | 562959 | 27823
Decanoic acid, mixed hexaesters with decaglycerol and octanoic acid | 562942 | 27824
Copper, [29H,31H-phthalocyaninato(2-)-.kappa.N29,.kappa.N30,.kappa.N31,.kappa.N32]-, [[5-[[4-chloro-6-[[3-[2-[1-(4,8-disulfo-2-naphthalenyl)-4,5-dihydro-3-methyl-5-oxo-1H-pyrazol-4-yl]diazenyl]-4-sulfophenyl]amino]-1,3,5-triazin-2-yl]amino]-2-sulfophenyl]amino]sulfonyl sulfo derivs., sodium salts | 562934 | 27825
Cobalt, 2,4-dihydro-4-[2-(2-hydroxy-5-nitrophenyl)diazenyl]-5-methyl-2-phenyl-3H-pyrazol-3-one 3-hydroxy-7-nitro-4-[2-[2-(phenylamino)-1-naphthalenyl]diazenyl]-1-naphthalenesulfonate sodium complexes | 562926 | 27826
Chromate(3-), bis[5-hydroxy-6-[2-(2-hydroxyphenyl)diazenyl]-1-naphthalenesulfonato(3-)]-, hydrogen (1:3), nitro derivs. | 562918 | 27827
Octadecanoic acid, C24-28-branched alkyl esters | 547745 | 27828
Octadecanoic acid, C16-28-branched alkyl esters | 547737 | 27829
Iron, complexes with diazotized 2-amino-4,6-dinitrophenol sodium salt (1:1) coupled with diazotized 4-amino-5-hydroxy-2,7-naphthalenedisulfonic acid, diazotized 4-amino-3-methylbenzenesulfonic acid, diazotized 4-nitrobenzenamine and resorcinol | 547729 | 27830
Hexanedioic acid, di-C16-28-branched alkyl esters | 547711 | 27831
Heptanoic acid, mixed esters with dipentaerythritol and 2-ethylhexanoic acid | 547703 | 27832
Decanoic acid, mixed esters with dipentaerythritol and octanoic acid | 547695 | 27833
1,2-Benzenedicarboxylic acid, di-C8-10-alkyl esters | 547687 | 27834
Tall-oil pitch, ethoxylated propoxylated | 547604 | 27835
Tall-oil pitch, ethoxylated | 547596 | 27836
Siloxanes and Silicones, di-Me, (octyloxy)-terminated | 547570 | 27837
Siloxanes and Silicones, di-Me, hydroxy-terminated, polymers with 1,1'-(dibutylstannylene) diacetate, 1,1',1''-(ethenylsilylidyne) triacetate, tetrakis[2-(2-methoxyethoxy)ethyl] silicate and 2-[[3-(trimethoxysilyl)propoxy]methyl]oxirane | 547562 | 27838
Siloxanes and Silicones, di-Me, (dimethylamino)-terminated, polymers with bisphenol A and 1,1'-sulfonylbis[4-chlorobenzene] | 547554 | 27839
Chromate(3-), bis[3-hydroxy-4-[2-(2-hydroxy-1-naphthalenyl)diazenyl]-1-naphthalenesulfonato(3-)]-, hydrogen (1:3), compds. with N-butyl-1-butanamine and N-cyclohexylcyclohexanamine | 562900 | 27840
Chromate(3-), bis[5-hydroxy-6-[2-(2-hydroxy-3,5-dinitrophenyl)diazenyl]-1-naphthalenesulfonato(3-)]-, hydrogen (1:3), compds. with N-butyl-1-butanamine and N-cyclohexylcyclohexanamine | 562892 | 27841
Chromate(3-), bis[2-[2-[4,5-dihydro-3-methyl-5-(oxo-.kappa.O)-1-(4-sulfophenyl)-1H-pyrazol-4-yl]diazenyl-.kappa.N1]benzoato(3-)-.kappa.O]-, hydrogen, compd. with N-butyl-1-butanamine and N-cyclohexylcyclohexanamine (1:3:?:?) | 562884 | 27842
Calcium oxide (CaO), reaction products with silica and vermiculite | 562876 | 27843
Benzenesulfonic acid, 2,2'-(1,2-ethenediyl)bis[5-nitro-, reaction products with formaldehyde | 562868 | 27844
1,3-Propanediol, 2,2-bis(bromomethyl)-, reaction products with tributoxystibine | 562850 | 27845
Linseed oil, polymer with allyl alc., glycerol, styrene and TDI | 555128 | 27846
Fatty acids, vegetable-oil, polymers with acrylonitrile, allyl alc., N-hydroxymethyl-2-propenamide, methacrylic acid and styrene | 555110 | 27847
Fatty acids, C16-18 and C18-unsatd., polymers with linseed oil, pentaerythritol, phthalic anhydride and soybean oil | 555102 | 27848
Fatty acids, C16-18 and C18-unsatd., polymers with isophthalic acid, trimellitic anhydride and trimethylolpropane | 555094 | 27849
Coconut oil, reaction products with diethanolamine, dodecylbenzenesulfonates | 555086 | 27850
Amines, C12-14-tert-alkyl, mono-Ph and di-Ph phosphates | 555078 | 27851
Acid chlorides, palm-oil, reaction products with casein | 555060 | 27852
Peanut oil, polymer with 4,4'-diisocyanato-2,2',3,3',6,6'-hexakis(1-methylethyl)-1,1'-biphenyl, glycerol, phthalic anhydride, stearyl alc. and trimethylolpropane | 547547 | 27853
Tannins, ammonium salts | 547539 | 27854
Linseed oil, polymer with formaldehyde, phenol and sulfur | 547521 | 27855
Linseed oil, alkylation products with phenol | 547513 | 27856
Kaolin, reaction products with sodium methylnaphthalenesulfonate | 547505 | 27857
Fatty acids, soya, polymers with p-tert-butylbenzoic acid, conjugated safflower oil, pentaerythritol, phthalic anhydride and trimethylolpropane | 547497 | 27858
Fatty acids, soya, esters with ethoxylated diethylenetriamine | 547489 | 27859
Fatty acids, C3-8, tetraesters with pentaerythritol | 547471 | 27860
Fatty acids, C12-18, mono- and diesters with trimethylolpropane | 547463 | 27861
Fatty acids, C12-18, mixed mono- and diesters with polyethylene glycol and trimethylolpropane | 547455 | 27862
Fatty acids, C7-11, esters with trimethylolpropane | 547448 | 27863
Carboxylic acids, C5-7, esters with trimethylolpropane | 547430 | 27864
Castor oil, hydrogenated, ethoxylated, trioleate | 547422 | 27865
Castor oil, ethoxylated, trilaurate | 547414 | 27866
Castor oil, ethoxylated, triacetate | 547406 | 27867
Castor oil, ethoxylated, dilaurate | 547398 | 27868
Castor oil, dehydrated, polymer with maleic acid, rosin and safflower oil | 547380 | 27869
Ashes (residues), rice husk | 547372 | 27870
9,12-Octadecadienoic acid (9Z,12Z)-, dimer, compds. with 2,2'-[[3-[(2-hydroxyethyl)tallow alkylamino]propyl]imino]bis[ethanol] | 547364 | 27871
Amines, coco alkyldimethyl, compds. with linoleic acid dimers (1:2) | 547356 | 27872
Amines, coco alkyldimethyl, compds. with linoleic acid dimers (1:1) | 547349 | 27873
1,3,5-Triazine-2,4,6-triamine, N2,N4,N6-tris(methoxymethyl)-, N2,N4,N6-tris[(C14-18-alkyloxy)methyl] derivs. | 547299 | 27874
1,3,5-Triazine-2,4,6-triamine, N2,N2,N4,N4,N6,N6-hexakis[(C14-18-alkyloxy)methyl] derivs. | 547281 | 27875
Ethanol, 2,2'-iminobis-, reaction products with phosphorus oxide (P2O5) | 547273 | 27876
Ethanol, 2-amino-, reaction products with phosphorus oxide (P2O5) | 547265 | 27877
Benzeneacetic acid, .alpha.-hydroxy-, 3,3,5-trimethylcyclohexyl ester, sulfited | 547257 | 27878
Acetic acid, 2-chloro-, C8-18-alkyl esters | 547240 | 27879
Urea, reaction products with epichlorohydrin, ethylene oxide and hydrogenated adiponitrile high-boiling fractions | 547141 | 27880
Thiourea, reaction products with hydrogenated adiponitrile high-boiling fractions, hydrochlorides | 547133 | 27881
Thiourea, reaction products with hydrogenated adiponitrile high-boiling fractions | 547125 | 27882
2-Propenoic acid, 2-methyl-, 2-oxiranylmethyl ester, polymers with bisphenol A diglycidyl ether and carboxy-terminated acrylonitrile-butadiene polymer | 547117 | 27883
2-Propenoic acid, 2-methyl-, C4-22-alkyl esters, polymers with ethylene, Me methacrylate and propene | 547109 | 27884
Propanamide, N-(1,1-dimethyl-3-oxobutyl)-, 3-[(.gamma.-.omega.-perfluoro-C6-20-alkyl)thio] derivs. | 547091 | 27885
Pentene, 2,4,4-trimethyl-, chlorosulfurized | 547083 | 27886
Pentanoic acid, 4,4-bis[(.gamma.-.omega.-perfluoro-C8-20-alkyl)thio] derivs., compds. with diethanolamine | 547075 | 27887
Pentanoic acid, 4,4-bis[(.gamma.-.omega.-perfluoro-C8-20-alkyl)thio] derivs. | 547067 | 27888
1-Octadecanol, reaction products with hexakis(methoxymethyl)melamine and triethanolamine, di-Et sulfate-quaternized | 547059 | 27889
4,7-Methanoisobenzofuran-1,3-dione, hexahydro-, 5-[(.gamma.-.omega.-perfluoro-C8-20-alkyl)thio] derivs. | 547042 | 27890
Isocyanic acid, C15-30-alkyl esters | 547034 | 27891
Hexanedinitrile, hydrogenated, low-boiling fraction, ethoxylated, reaction products with 1,1'-oxybis[2-chloroethane] | 547000 | 27892
Hexanedinitrile, hydrogenated, low-boiling fraction, ethoxylated, methylated | 546994 | 27893
Hexanedinitrile, hydrogenated, low-boiling fraction, ethoxylated, dehydrated, polymd. | 546986 | 27894
Hexanedinitrile, hydrogenated, low-boiling fraction, ethoxylated | 546978 | 27895
2,5-Furandione, polymer with .alpha.-hydro-.omega.-hydroxypoly[oxy(methyl-1,2-ethanediyl)], 5-isocyanato-1-(isocyanatomethyl)-1,3,3-trimethylcyclohexane and oxybis[propanol], 2-ethylhexyl ester, hydroxypropyl methacrylate-blocked | 546945 | 27896
Zinc sulfide (ZnS), cobalt and silver-doped | 569723 | 27897
Sulfuric acid, mono-C9-13-alkyl esters, sodium salts | 569715 | 27898
Phosphorodithioic acid, O,O-di-C7-10-isoalkyl esters | 569707 | 27899
Morpholine, 4-coco alkyl derivs. | 569699 | 27900
Glycine, N-(naphthenylsulfonyl) derivs., compds. with triethanolamine (1:1) | 569681 | 27901
Glycine, N-[(chlorinated naphthenyl)sulfonyl] derivs., compds. with triethanolamine (1:1) | 569673 | 27902
Glycine, N-[(chlorinated C12-22-alkyl)sulfonyl] derivs., compds. with triethanolamine (1:1) | 569665 | 27903
Glycine, N-(C12-22-alkylsulfonyl) derivs., compds. with triethanolamine (1:1) | 569657 | 27904
Ethanol, 2-amino-, compds. with polyethylene glycol branched nonylsulfophenyl 2-cyanoethyl ethers | 569640 | 27905
Docosanoic acid, reaction products with 2-[(2-aminoethyl)amino]ethanol and eicosanoic acid, succinates | 569632 | 27906
Docosanoic acid, reaction products with 2-[(2-aminoethyl)amino]ethanol and eicosanoic acid, di-Et sulfate-quaternized | 569624 | 27907
Cuprate(4-), [.mu.-[[3,3'-[(3,3'-dihydroxy[1,1'-biphenyl]-4,4'-diyl)bis(2,1-diazenediyl)]bis[5-ethoxy-4-hydroxy-2,7-naphthalenedisulfonato]](8-)]]di-, ammonium sodium | 569616 | 27908
Cuprate(4-), [.mu.-[[5,5'-[carbonylbis[imino(2-hydroxy-5-sulfo-4,1-phenylene)-2,1-diazenediyl]]bis[6-hydroxy-2-naphthalenesulfonato]](8-)]]di-, ammonium sodium | 569608 | 27909
Cuprate(4-), [.mu.-[[3,3'-[(1-oxido-1,2-diazenediyl)bis[(2-hydroxy-4,1-phenylene)-2,1-diazenediyl]]bis[4-hydroxy-6-[(3-sulfophenyl)amino]-2-naphthalenesulfonato]](8-)]]di-, ammonium sodium | 569590 | 27910
Cuprate(4-), [.mu.-[[4,4'-[(1-oxido-1,2-diazenediyl)bis[(2-hydroxy-4,1-phenylene)-2,1-diazenediyl(8-hydroxy-6-sulfo-7,2-naphthalenediyl)imino]]bis[benzoato]](8-)]]di-, ammonium sodium | 569582 | 27911
Cuprate(4-), [.mu.-[[3,3'-[1,2-diazenediylbis[(2-hydroxy-4,1-phenylene)-2,1-diazenediyl]]bis[4-hydroxy-6-[(3-sulfophenyl)amino]-2-naphthalenesulfonato]](8-)]]di-, ammonium sodium | 569574 | 27912
Cuprate(4-), [.mu.-[[4,4'-[1,2-diazenediylbis[(2-hydroxy-4,1-phenylene)-2,1-diazenediyl(8-hydroxy-6-sulfo-7,2-naphthalenediyl)imino]]bis[benzoato]](8-)]]di-, ammonium sodium | 569566 | 27913
Cuprate(3-), [.mu.-[5-(acetylamino)-3-[2-[4'-[2-(1,8-dihydroxy-5-sulfo-2-naphthalenyl)diazenyl]-3,3'-dihydroxy[1,1'-biphenyl]-4-yl]diazenyl]-4-hydroxy-2,7-naphthalenedisulfonato(7-)]]di-, ammonium sodium, compds. with ethanolamine | 569558 | 27914
Cuprate(2-), [29H,31H-phthalocyanine-C,C-disulfonato(4-)-.kappa.N29,.kappa.N30,.kappa.N31,.kappa.N32]-, potassium, compds. with polyethylene glycol ether with triethanolamine (3:1) | 569541 | 27915
Cuprate(2-), [.mu.-[[7,7'-iminobis[4-hydroxy-3-[2-[2-hydroxy-5-[(methylamino)sulfonyl]phenyl]diazenyl]-2-naphthalenesulfonato]](6-)]]di-, ammonium sodium | 569533 | 27916
Chromium, 4-hydroxy-3-[2-[2-hydroxy-8-[(methylsulfonyl)amino]-1-naphthalenyl]diazenyl]benzenesulfonamide 4-hydroxy-3-[2-(2-hydroxy-1-naphthalenyl)diazenyl]benzenesulfonamide sodium complexes | 569525 | 27917
Butanedioic acid, 2-sulfo-, 1,4-bis(mixed 2,2,3,3,4,4,5,5,6,6,7,7-dodecafluoroheptyl and 2,2,3,3,4,4,5,5-octafluoropentyl) esters, sodium salts | 569517 | 27918
1,3-Butadiene, homopolymer, triethoxysilyl-modified | 569509 | 27919
Urea, reaction products with formaldehyde and glyoxal, methylated | 554436 | 27920
2-Pyrrolidinone, 1-methyl-, reaction products with aluminum chloride and titanium chloride (TiCl3) (3:1:3) | 554428 | 27921
2-Propenoic acid, 2-ethylhexyl ester, sulfurized | 554410 | 27922
2-Propenoic acid, butyl ester, homopolymer, 3-carboxy-1-cyano-1-methylpropyl-terminated | 554402 | 27923
2-Propanol, 1,3-dichloro-, phosphate (3:1), reaction products with ethylene oxide and phosphorus oxide (P2O5) | 554394 | 27924
2-Propanol, 1-chloro-, phosphate (3:1), reaction products with ethylene oxide and phosphorus oxide (P2O5) | 554386 | 27925
1,3-Propanediol, 2-ethyl-2-(hydroxymethyl)-, polymer with 5-isocyanato-1-(isocyanatomethyl)-1,3,3-trimethylcyclohexane, 2-ethyl-1-hexanol-blocked | 554378 | 27926
1-Propanaminium, 3-amino-N-ethyl-N,N-dimethyl-, N-lanolin acyl derivs., Et sulfates | 554360 | 27927
1,5-Pentanediol, 1,5-bis[bis(2-hydroxyethyl)amino]-, mixed with 1-iso-Pr and 1,5-diiso-Pr ethers | 554352 | 27928
Molybdenum, 2-ethylhexyl phosphate oxo complexes | 554345 | 27929
Formamide, N,N-dimethyl-, reaction products with aluminum chloride and titanium chloride (TiCl3) (3:1:3) | 554337 | 27930
Formaldehyde, polymer with 6,6'-(2-methyl-1,3-propanediyl)bis[N2,N2,N4,N4-tetramethyl-1,3,5-triazine-2,4-diamine], methylated | 554329 | 27931
Ethenesulfonic acid, sodium salt (1:1), polymer with ethenamine, reaction products with 6-bromo-4-methyl-1-phenyl-3H-naphtho[1,2,3-de]quinoline-2,7-dione and di-Et sulfate, acetylated | 554311 | 27932
2-Pentanone, 4-methyl-, distn. residues | 554303 | 27933
1,3-Butadiene, homopolymer, 1-cyano-1-methyl-4-oxo-4-[[2-(1-piperazinyl)ethyl]amino]butyl-terminated | 554295 | 27934
1,3-Butadiene, homopolymer, 1-cyano-4-(2-hydroxyethoxy)-1-methyl-4-oxobutyl-terminated | 554287 | 27935
Benzenesulfonyl chloride, 4-(acetylamino)-, reaction products with hydrolyzed N-ethenylacetamide homopolymer | 554279 | 27936
Fatty acids, vegetable-oil, Me esters, sulfurized | 554261 | 27937
Amides, coco, N-[3-(dimethylamino)propyl], oleates | 554253 | 27938
Poly(oxy-1,2-ethanediyl), .alpha.,.alpha.',.alpha.'',.alpha.'''-[1,2-ethanediylbis[nitrilobis(methyl-2,1-ethanediyl)]]tetrakis[.omega.-hydroxy-, reaction products with 1,1'-oxybis[2-chloroethane] | 546937 | 27939
Chromium, chloro hydroxy 5-[(.gamma.-.omega.-perfluoro-C8-20-alkyl)thio]bicyclo[2.2.1]heptane-2,3-dicarboxylate complexes | 546929 | 27940
Chromium, 4,4-bis[(.gamma.-.omega.-perfluoro-C8-20-alkyl)thio]pentanoate chloro hydroxy complexes | 546911 | 27941
Chromium, bis[(.gamma.-.omega.-perfluoro-C8-20-alkyl)thio]acetate chloro hydroxy complexes | 546903 | 27942
Bicyclo[2.2.1]heptane-2,3-dicarboxylic acid, 5-[(.gamma.-.omega.-perfluoro-C8-20-alkyl)thio] derivs. | 546895 | 27943
Benzene, 1,3-diisocyanatomethyl-, polymers with hydroxy-terminated polybutadiene | 546887 | 27944
Acetic acid, bis[(.gamma.-.omega.-perfluoro-C8-20-alkyl)thio] derivs., sodium salts | 546879 | 27945
Acetic acid, bis[(.gamma.-.omega.-perfluoro-C8-20-alkyl)thio] derivs., Me esters | 546861 | 27946
Acetic acid, bis[(.gamma.-.omega.-perfluoro-C8-20-alkyl)thio] derivs., compds. with diethanolamine | 546853 | 27947
Acetic acid, bis[(.gamma.-.omega.-perfluoro-C8-20-alkyl)thio] derivs. | 546846 | 27948
Thiosulfuric acid (H2S2O3), sodium salt (1:2), reaction products with 4-(6-methyl-2-benzothiazolyl)benzenamine, p-phenylenediamine, sodium sulfide (Na2(S)) and sulfur | 569491 | 27949
Aluminum, amidoimidodiphosphate phosphoramidate ammonium complexes | 569483 | 27950
Alcohols, C13-18, ethoxylated | 569475 | 27951
Terpenes and Terpenoids, lemongrass-oil | 569046 | 27952
Terpenes and Terpenoids, cinnamon-oil | 569038 | 27953
Terpenes and Terpenoids, black pepper-oil | 569020 | 27954
Quaternary ammonium compounds, di-C1-2-alkyl[4-[[4-(di-C1-2-alkylamino)phenyl](3,6-disulfo-1-naphthalenyl)methylene]-2,5-cyclohexadien-1-ylidene], inner salts, monosodium salts | 569012 | 27955
Betaines, C10-16-alkyl(2-hydroxy-3-sulfopropyl)dimethyl | 569004 | 27956
Polysulfides, di-Pr | 568998 | 27957
Polysulfides, diallyl | 568980 | 27958
Fats and Glyceridic oils, vegetable-oil, glyceride and tocopherol fraction | 568972 | 27959
Oils, tangelo | 568964 | 27960
Oils, star anise, terpene-free | 568956 | 27961
Oils, orange, sweet, distn. residues | 568949 | 27962
Oils, asafetida | 568931 | 27963
Oils, apricot | 568923 | 27964
Glycerides, C9-11-branched, polymers with phthalic anhydride and trimethylolpropane | 568915 | 27965
Fatty acids, tallow, polymers with 1,6-hexanediol, neopentyl glycol, phthalic anhydride and trimethylolpropane | 568907 | 27966
Oils, vetiver, acetylated, distn. residues | 561647 | 27967
Oils, Rubus idaeus | 561639 | 27968
Oils, pine, ethoxylated | 561621 | 27969
Naphthenic acids, molybdate complexes | 561613 | 27970
Fatty acids, tallow, hydrogenated, distn. residues | 561605 | 27971
Fatty acids, soya, distn. residues | 561597 | 27972
Fatty acids, coco, hydrogenated, distn. residues | 561589 | 27973
Fatty acids, coco, distn. residues | 561571 | 27974
Amines, C12-14-tert-alkyl, ethoxylated, sulfates, sodium salts | 561563 | 27975
Alcohols, C9-16, ethers with polyethylene glycol mono-Me ether | 561555 | 27976
Undecanal, 2-methyl-, distn. residues | 561548 | 27977
Ruthenium(3+), hexaammine-, chloride (1:3), (OC-6-11)-, reaction products with ammonium hydroxide | 561530 | 27978
2-Propenoic acid, polymer with diethenylbenzene, ethenylbenzene and 1,3,5-triethenylcyclohexane, reaction products with N1,N1-dimethyl-1,3-propanediamine | 561522 | 27979
Poly(oxy-1,2-ethanediyl), .alpha.-sulfo-.omega.-hydroxy-, C12-18-alkenyl ethers, sodium salts | 561514 | 27980
Poly(oxy-1,2-ethanediyl), .alpha.-sulfo-.omega.-hydroxy-, C12-18-alkenyl ethers, ammonium salts | 561506 | 27981
Phosphoramidic acid, N-[(9Z)-1-oxo-9-octadecen-1-yl]-, sulfurized | 561498 | 27982
Pentanedioic acid, di-C9-11-alkyl esters | 561480 | 27983
1,6-Octadien-3-ol, 3,7-dimethyl-, distn. residues | 561472 | 27984
2-Naphthalenecarboxamide, 4-[2-(2-chlorophenyl)diazenyl]-3-hydroxy-, N-(butylphenyl and dimethylphenyl) derivs. | 561464 | 27985
Magnesium, dihexyl-, reaction products with titanium tetrachloride | 561456 | 27986
Magnesium, dihexyl-, reaction products with iso-Pr alc. titanium(4+) salt and titanium tetrachloride | 561449 | 27987
Magnesium, dihexyl-, reaction products with Bu alc. titanium(4+) salt and titanium tetrachloride | 561431 | 27988
Magnesium, dihexyl-, reaction products with Bu alc. titanium(4+) salt | 561423 | 27989
Magnesium, polyethylene glycol hydrogen sulfate C8-18-alkyl ether sulfate aluminum complexes | 561415 | 27990
5-Isobenzofurancarboxylic acid, 1,3-dihydro-1,3-dioxo-, polymers with ethylene glycol, 2-methyl-1,3-benzenediamine, 4-methyl-1,3-benzenediamine, phenol Me derivs. and 1,3,5-tris(2-hydroxyethyl)-1,3,5-triazine-2,4,6(1H,3H,5H)-trione | 561407 | 27991
Hexanedioic acid, di-C9-11-alkyl esters | 561399 | 27992
Ethene, chloro-, polymer with ethene, chlorinated | 561381 | 27993
Cyclohexanol, 4-(5,5,6-trimethylbicyclo[2.2.1]hept-2-yl)-, distn. residues | 561373 | 27994
Cuprate(4-), [7-[2-[6-[(5-chloro-2,6-difluoro-4-pyrimidinyl)amino]-1-hydroxy-3-sulfo-2-naphthalenyl]diazenyl]-8-hydroxy-1,3,5-naphthalenetrisulfonato(6-)]-, lithium sodium | 561365 | 27995
Copper, [29H,31H-phthalocyaninato(2-)-.kappa.N29,.kappa.N30,.kappa.N31,.kappa.N32]-, aminosulfonyl [[3-[(4-chloro-6-methoxy-1,3,5-triazin-2-yl)amino]-4-sulfophenyl]amino]sulfonyl sulfo derivs., sodium salts | 561357 | 27996
Bicyclo[7.2.0]undec-4-ene, 4,11,11-trimethyl-8-methylene-, (1R,4E,9S)-, distn. residues | 561340 | 27997
1,3-Benzenedicarboxylic acid, polymers with ethylene glycol, 2-methyl-1,3-benzenediamine, 4-methyl-1,3-benzenediamine, phenol Me derivs., trimellitic anhydride and trimethylolpropane | 561332 | 27998
Aluminum, polyethylene glycol hydrogen sulfate C8-18-alkyl ether sulfate triethanolamine complexes | 561324 | 27999
Aluminum, polyethylene glycol hydrogen sulfate C8-18-alkyl ether sulfate complexes | 561316 | 28000
Aluminum, ammine polyethylene glycol hydrogen sulfate C8-18-alkyl ether sulfate complexes | 561308 | 28001
Acetic acid ethenyl ester, polymer with chloroethene, ethene and ethene homopolymer, chlorinated | 561290 | 28002
Formaldehyde, reaction products with bisphenol A and diethylenetriamine | 561233 | 28003
Sulfite liquors and Cooking liquors, spent, borated | 553495 | 28004
Hydrocarbon waxes (petroleum), chloro, reaction products with phenol | 553487 | 28005
Fatty acids, tall-oil, polymers with benzoic acid, 1,4-cyclohexanedimethanol, isophthalic acid, trimellitic anhydride and trimethylolethane | 553479 | 28006
Fatty acids, tall-oil, polymers with isophthalic acid, neopentyl glycol, trimellitic anhydride and trimethylolpropane | 553461 | 28007
Fatty acids, C16-18 and C18-unsatd., polymers with benzoic acid, isophthalic acid and pentaerythritol | 553453 | 28008
Alcohols, C7-17, propoxylated | 553446 | 28009
Fatty acids, soya, polymers with 1,6-hexanediol, neopentyl glycol, phthalic anhydride and trimethylolpropane | 568899 | 28010
Fatty acids, coco, polymers with adipic acid, allyl alc., styrene and succinic anhydride | 568881 | 28011
Fatty acids, coco, polymers with adipic acid, allyl alc., styrene and succinic anhydride, compds. with 2-(dimethylamino)ethanol | 568873 | 28012
Fatty acids, coco, cadmium salts | 568865 | 28013
Fatty acids, C16-18, esters with sorbitol | 568857 | 28014
Amines, rosin, bis[3-hydroxy-4-[2-(2-hydroxy-1-naphthalenyl)diazenyl]-7-nitro-1-naphthalenesulfonato(3-)]chromate(3-) (3:1) | 568840 | 28015
Amines, coco alkyl, ethoxylated, compds. with trihydrogen bis[3-hydroxy-4-[2-(2-hydroxy-1-naphthalenyl)diazenyl]-7-nitro-1-naphthalenesulfonato(3-)]chromate(3-) (3:1) | 568832 | 28016
Amines, coco alkyl, ethoxylated, compds. with trihydrogen bis[3-[2-(4,5-dihydro-3-methyl-5-oxo-1-phenyl-1H-pyrazol-4-yl)diazenyl]-2-hydroxy-5-nitrobenzenesulfonato(3-)]chromate(3-) (3:1) | 568824 | 28017
Amines, coco alkyl, ethoxylated, [1-[2-[2-(hydroxy-.kappa.O)-4-nitrophenyl]diazenyl-.kappa.N1]-2-naphthalenolato(2-)-.kappa.O][1-[2-[2-(hydroxy-.kappa.O)-5-nitrophenyl]diazenyl-.kappa.N1]-2-naphthalenolato(2-)-.kappa.O]chromate(1-) | 568816 | 28018
Amines, coco alkyl, ethoxylated, [1-[2-[2-(hydroxy-.kappa.O)-5-methyl-3-nitrophenyl]diazenyl-.kappa.N1]-2-naphthalenolato(2-)-.kappa.O][1-[2-[2-(hydroxy-.kappa.O)-5-nitrophenyl]diazenyl-.kappa.N1]-2-naphthalenolato(2-)-.kappa.O]chromate(1-) | 568808 | 28019
Amines, coco alkyl, ethoxylated, [1-[2-[2-(hydroxy-.kappa.O)-5-methyl-3-nitrophenyl]diazenyl-.kappa.N1]-2-naphthalenolato(2-)-.kappa.O][1-[2-[2-(hydroxy-.kappa.O)-4-nitrophenyl]diazenyl-.kappa.N1]-2-naphthalenolato(2-)-.kappa.O]chromate(1-) | 568790 | 28020
Amines, coco alkyl, ethoxylated, [2,4-dihydro-4-[2-[2-(hydroxy-.kappa.O)-5-nitrophenyl]diazenyl-.kappa.N1]-5-methyl-2-phenyl-3H-pyrazol-3-onato(2-)-.kappa.O3][2-[2-[4,5-dihydro-3-methyl-5-(oxo-.kappa.O)-1-phenyl-1H-pyrazol-4-yl]diazenyl-.kappa.N1]benzoato(2-)-.kappa.O]chromate(1-) | 568782 | 28021
Amines, coco alkyl, ethoxylated, [2,4-dihydro-4-[2-[2-(hydroxy-.kappa.O)-4-nitrophenyl]diazenyl-.kappa.N1]-5-methyl-2-phenyl-3H-pyrazol-3-onato(2-)-.kappa.O3][2,4-dihydro-4-[2-[2-(hydroxy-.kappa.O)-5-nitrophenyl]diazenyl-.kappa.N1]-5-methyl-2-phenyl-3H-pyrazol-3-onato(2-)-.kappa.O3]chromate(1-) | 568774 | 28022
Amines, coco alkyl, ethoxylated, [2,4-dihydro-4-[2-[2-(hydroxy-.kappa.O)-5-methyl-3-nitrophenyl]diazenyl-.kappa.N1]-5-methyl-2-phenyl-3H-pyrazol-3-onato(2-)][3-[4-[2-[5-(2,2-dimethylpropyl)-2-(hydroxy-.kappa.O)-3-nitrophenyl]diazenyl-.kappa.N1]-4,5-dihydro-3-methyl-5-(oxo-.kappa.O)-1H-pyrazol-1-yl]benzenesulfonamidato(2-)]chromate(1-) | 568766 | 28023
Amines, coco alkyl, ethoxylated, [1-[2-[5-chloro-2-(hydroxy-.kappa.O)phenyl]diazenyl-.kappa.N1]-2-naphthalenolato(2-)-.kappa.O][2,4-dihydro-4-[2-[2-(hydroxy-.kappa.O)-5-nitrophenyl]diazenyl-.kappa.N1]-5-methyl-2-phenyl-3H-pyrazol-3-onato(2-)-.kappa.O3]chromate(1-) | 568758 | 28024
Amines, coco alkyl, ethoxylated, [1-[2-[5-chloro-2-(hydroxy-.kappa.O)phenyl]diazenyl-.kappa.N1]-2-naphthalenolato(2-)-.kappa.O][2,4-dihydro-4-[2-[2-(hydroxy-.kappa.O)-4-nitrophenyl]diazenyl-.kappa.N1]-5-methyl-2-phenyl-3H-pyrazol-3-onato(2-)-.kappa.O3]chromate(1-) | 568741 | 28025
Amines, coco alkyl, ethoxylated, bis[1-[2-[2-(hydroxy-.kappa.O)-5-nitrophenyl]diazenyl-.kappa.N1]-2-naphthalenolato(2-)-.kappa.O]chromate(1-) | 568733 | 28026
Amines, coco alkyl, ethoxylated, bis[1-[2-[2-(hydroxy-.kappa.O)-4-nitrophenyl]diazenyl-.kappa.N1]-2-naphthalenolato(2-)-.kappa.O]chromate(1-) | 568725 | 28027
Amines, coco alkyl, ethoxylated, bis[1-[2-[2-(hydroxy-.kappa.O)-5-methyl-3-nitrophenyl]diazenyl-.kappa.N1]-2-naphthalenolato(2-)-.kappa.O]chromate(1-) | 568717 | 28028
Amines, coco alkyl, ethoxylated, bis[3-[4-[2-[5-(2,2-dimethylpropyl)-2-(hydroxy-.kappa.O)-3-nitrophenyl]diazenyl-.kappa.N1]-4,5-dihydro-3-methyl-5-(oxo-.kappa.O)-1H-pyrazol-1-yl]benzenesulfonamidato(2-)]chromate(1-) | 568709 | 28029
Amines, coco alkyl, ethoxylated, bis[2-[2-[4,5-dihydro-3-methyl-5-(oxo-.kappa.O)-1-phenyl-1H-pyrazol-4-yl]diazenyl-.kappa.N1]benzoato(2-)-.kappa.O]chromate(1-) | 568691 | 28030
Amines, coco alkyl, ethoxylated, bis[2,4-dihydro-4-[2-[2-(hydroxy-.kappa.O)-5-nitrophenyl]diazenyl-.kappa.N1]-5-methyl-2-phenyl-3H-pyrazol-3-onato(2-)-.kappa.O3]chromate(1-) | 568683 | 28031
Amines, coco alkyl, ethoxylated, bis[2,4-dihydro-4-[2-[2-(hydroxy-.kappa.O)-4-nitrophenyl]diazenyl-.kappa.N1]-5-methyl-2-phenyl-3H-pyrazol-3-onato(2-)-.kappa.O3]chromate(1-) | 568675 | 28032
Amines, coco alkyl, ethoxylated, bis[2,4-dihydro-4-[2-[2-(hydroxy-.kappa.O)-5-methyl-4-nitrophenyl]diazenyl-.kappa.N1]-5-methyl-2-phenyl-3H-pyrazol-3-onato(2-)-.kappa.O3]chromate(1-) | 568667 | 28033
Amines, coco alkyl, ethoxylated, bis[1-[2-[5-chloro-2-(hydroxy-.kappa.O)phenyl]diazenyl-.kappa.N1]-2-naphthalenolato(2-)-.kappa.O]chromate(1-) | 568659 | 28034
Amines, coco alkyl, ethoxylated, bis[2-[2-[1-[3-(aminosulfonyl)phenyl]-4,5-dihydro-3-methyl-5-(oxo-.kappa.O)-1H-pyrazol-4-yl]diazenyl-.kappa.N1]benzoato(2-)-.kappa.O]chromate(1-) | 568642 | 28035
Amines, coco alkyl, ethoxylated, [2-[2-[1-[3-(aminosulfonyl)phenyl]-4,5-dihydro-3-methyl-5-(oxo-.kappa.O)-1H-pyrazol-4-yl]diazenyl-.kappa.N1]benzoato(2-)-.kappa.O][2-[2-(4,5-dihydro-3-methyl-5-(oxo-.kappa.O)-1-phenyl-1H-pyrazol-4-yl)diazenyl-.kappa.N1]benzoato(2-)-.kappa.O]chromate(1-) | 568634 | 28036
Alcohols, C16-18, ethoxylated, reaction products with 1,6-diisocyanatohexane | 568626 | 28037
Zinc sulfide (ZnS), cobalt and copper-doped | 568600 | 28038
2-Propen-1-ol, 3-phenyl-, distn. residues | 568592 | 28039
2-Propenoic acid, polymer with N1-(2-aminoethyl)-1,2-ethanediamine, formaldehyde, 2-propenamide, 1,3,5-triazine-2,4,6-triamine and urea, methylated | 568584 | 28040
2-Propenenitrile, polymer with 1,3-butadiene, carboxy-terminated, 2-hydroxyethyl esters | 568576 | 28041
2-Propenal, 3-phenyl-, distn. residues | 568568 | 28042
Perchloric acid, reaction products with acrylonitrile and tetraethylenepentamine | 568550 | 28043
1,6-Octadiene, 7-methyl-3-methylene-, acid-hydrated, .alpha.-terpineol fractions | 568543 | 28044
Metaphosphimic acid (H2PO2N), dipropyl ester, homopolymer, oligomeric | 568535 | 28045
Ethanedioic acid, rare earth salts | 568527 | 28046
Copper, [29H,31H-phthalocyaninato(2-)-.kappa.N29,.kappa.N30,.kappa.N31,.kappa.N32]-, chloro sulfo derivs., sodium salts | 568519 | 28047
Chromium, N-[2,2,3,3,4,4,5,5,6,6,7,7,8,8,9,9,10,10,11,12,12,12-docosafluoro-1-oxo-11-(trifluoromethyl)dodecyl]glycine N-[2,2,3,3,4,4,5,5,6,6,7,7,8,8,9,10,10,10-octadecafluoro-1-oxo-9-(trifluoromethyl)decyl]glycine N-[2,2,3,3,4,4,5,5,6,6,7,8,8,8-tetradecafluoro-1-oxo-7-(trifluoromethyl)octyl]glycine complexes | 568501 | 28048
Cadmium zinc sulfide ((Cd,Zn)S), cobalt and copper-doped | 568493 | 28049
Borax (Na2(B4O7).10H2O), reaction products with ethylene glycol phosphate and urea | 568485 | 28050
Benzenesulfonic acid, 4-methyl-, reaction products with acrylonitrile and tetraethylenepentamine | 568477 | 28051
Aluminum, C6-12-fatty acid 2-ethylhexanoate hydroxy complexes | 568469 | 28052
Aluminum, animal fatty acid benzoate hydroxy complexes | 568451 | 28053
Acetic acid, rare earth salts | 568444 | 28054
Tannins, reaction products with sodium bisulfite, sodium polysulfide and sodium sulfite | 568287 | 28055
Siloxanes and Silicones, Me hydrogen, Me group-terminated | 560722 | 28056
Silica gel, fluorinated | 560714 | 28057
Linseed oil, polymer with acrylic acid, 2-ethylhexyl acrylate, maleic anhydride, Me methacrylate and pentaerythritol | 560706 | 28058
Gelatins, hydrolyzates, myristoyl derivatives, sodium salts | 560698 | 28059
Gelatins, hydrolyzates, myristoyl derivatives | 560680 | 28060
Fatty acids, tall-oil, polymers with maleic anhydride, pentaerythritol, phthalic anhydride and tall oil | 560672 | 28061
Fatty acids, soya, polymers with polyethylene glycol, TDI and trimethylolpropane | 560664 | 28062
Fatty acids, soya, polymers with 1,1'-methylenebis[4-isocyanatocyclohexane], polyethylene glycol and trimethylolpropane | 560656 | 28063
Fatty acids, soya, polymers with bisphenol A, epichlorohydrin, 2-oxepanone and polyethylene glycol | 560649 | 28064
Fatty acids, linseed-oil, polymers with diethylene glycol, glycerol, linseed oil, maleic anhydride, pentaerythritol and phthalic anhydride | 560631 | 28065
Amines, C12-14-tert-alkyllauryl | 560623 | 28066
Silanamine, 1,1,1-trimethyl-N-(trimethylsilyl)-, hydrolysis products with ammonia and silica | 560615 | 28067
Propanoic acid, 2-hydroxy-, compd. with 2-(dimethylamino)ethanol (1:1), reaction products with bisphenol A-epichlorohydrin polymer and 2-ethylhexyl (3-isocyanatomethylphenyl)carbamate | 560607 | 28068
Poly[oxy(methyl-1,2-ethanediyl)], .alpha.-hydro-.omega.-hydroxy-, polymer with 1,3-diisocyanatomethylbenzene, 5-amino-1,3,3-trimethylcyclohexanemethanamine-terminated | 560599 | 28069
Oxirane, 2-ethyl-, homopolymer, mono(hydrogen sulfate), C3-12-alkenyl ethers, sodium salts | 560581 | 28070
Oxirane, 2-ethyl-, homopolymer, mono(hydrogen sulfate), C3-12-alkenyl ethers, potassium salts | 560573 | 28071
Oxirane, 2-ethyl-, homopolymer, mono(hydrogen sulfate), C3-12-alkenyl ethers, ammonium salts | 560565 | 28072
Undecanoic acid, mixed esters with heptanoic acid, 2-hexyldecanoic acid, nonanoic acid and pentaerythritol | 545202 | 28073
Undecanoic acid, mixed esters with dipentaerythritol, heptanoic acid, 2-hexyldecanoic acid and nonanoic acid | 545194 | 28074
Undecanoic acid, mixed esters with dipentaerythritol, heptanoic acid and nonanoic acid | 545186 | 28075
Spodumene (Li(AlSi2O6)), pyrolyzed, by-products from | 545178 | 28076
2-Propenoic acid, 2-methyl-, reaction products with partially hydrolyzed poly(vinyl acetate) formals | 545160 | 28077
Propanenitrile, 3-[(phenylmethyl)amino]-, N-tallow alkyl derivs. | 545152 | 28078
Propanenitrile, 3-amino-, N-soya alkyl derivs. | 545145 | 28079
Poly(oxy-1,2-ethanediyl), .alpha.-(3-carboxy-1-oxopropyl)-.omega.-hydroxy-, polyisobutenyl derivs. | 545137 | 28080
Oxirane, 2-methyl-, polymer with oxirane, reaction products with 2,4-TDI | 545129 | 28081
Octadecanamide, N,N'-[1,2-ethanediylbis(imino-2,1-ethanediyl)]bis-, ethoxylated | 545111 | 28082
1,3-Isobenzofurandione, 3a,4,7,7a-tetrahydro-, polymer with 2,2-bis(bromomethyl)-1,3-propanediol, 1,2-ethanediol and 2,5-furandione, brominated | 545103 | 28083
Hydrofluoric acid, reaction products with myristoyl chloride | 545095 | 28084
Hydrofluoric acid, reaction products with lauroyl chloride | 545087 | 28085
Hexanedioic acid, polymer with 1,2-ethanediol and 5-isocyanato-1-(isocyanatomethyl)-1,3,3-trimethylcyclohexane, 2-hydroxyethyl acrylate-blocked | 545079 | 28086
Hexanedioic acid, mixed esters with nonanoic acid, trimethylolpropane and undecanoic acid | 545061 | 28087
Tallow, hydrogenated, reaction products with diethylenetriamine, compds. with di-Et sulfate | 568279 | 28088
Sulfonic acids, C13-18-alkane, chloro, calcium salts | 568261 | 28089
Quaternary ammonium compounds, [3-(formylamino)propyl]dimethyltallow alkyl, di-Me phosphates | 568253 | 28090
Paraffin waxes and Hydrocarbon waxes, chloro, sulfonated, ammonium salts | 568246 | 28091
Naphthenic acids, zirconium salts | 568238 | 28092
Hair, meal, swine, hydrolyzates | 568220 | 28093
Fatty acids, tallow, hydrogenated, esters with diethylene glycol, ethoxylated | 568212 | 28094
Fatty acids, tung-oil | 568204 | 28095
Caseins, compds. with triisopropanolamine | 568196 | 28096
Amides, from 2-[(aminoethyl)amino]ethanol and hydrogenated tallow, di-Et sulfate-quaternized | 568188 | 28097
Amides, tallow, hydrogenated, N,N'-(iminodi-2,1-ethanediyl)bis-, compds. with tri-Et phosphate and urea | 568170 | 28098
Alcohols, C14-18 and C16-18-unsatd., ethoxylated propoxylated | 568162 | 28099
Poly(oxy-1,2-ethanediyl), .alpha.-sulfo-.omega.-hydroxy-, C3-12-alkenyl ethers, sodium salts | 560557 | 28100
Poly(oxy-1,2-ethanediyl), .alpha.-sulfo-.omega.-hydroxy-, C3-12-alkenyl ethers, potassium salts | 560540 | 28101
Poly(oxy-1,2-ethanediyl), .alpha.-sulfo-.omega.-hydroxy-, C3-12-alkenyl ethers, ammonium salts | 560532 | 28102
Poly(oxy-1,2-ethanediyl), .alpha.-(carboxymethyl)-.omega.-hydroxy-, C16-20-alkyl ethers, sodium salts | 560524 | 28103
Phenol, 4,4'-(1-methylethylidene)bis[2,6-dibromo-, polymer with 2-(chloromethyl)oxirane, bromophenyl 2-oxiranylmethyl ether, styrenated | 560516 | 28104
Phenol, 4,4'-(1-methylethylidene)bis[2,6-dibromo-, polymer with 2-(chloromethyl)oxirane, bromophenyl 2-oxiranylmethyl ether | 560508 | 28105
Phenol, [[[3-(dimethylamino)propyl]amino]methyl]-, isobutylenated | 560490 | 28106
Pentanedial, reaction products with diethanolamine and formaldehyde | 560482 | 28107
Nonanedioic acid, 1,9-bis(2-hydroxyethyl) ester, polymer with 1,3-diisocyanatomethylbenzene, Me Et ketone oxime-blocked | 560474 | 28108
Methanol, hydrolysis products with trichlorohexylsilane and trichlorophenylsilane | 560466 | 28109
Lignosulfonic acid, sodium salt, polymer with methyl 2-propenoate, hydrolyzed | 560458 | 28110
Ethanol, 2,2',2''-nitrilotris-, compds. with polyethylene glycol mono-C11-15-sec-alkyl ethers phosphates | 560441 | 28111
Ethanol, 2-[2-(2-methoxyethoxy)ethoxy]-, hydrolysis products with dichlorodimethylsilane and trichloromethylsilane | 560433 | 28112
Ethanol, 2,2'-iminobis-, compds. with polyethylene glycol mono-C12-15-alkyl ethers phosphates | 560425 | 28113
Ethanol, 2,2'-iminobis-, compds. with polyethylene glycol mono-C11-15-sec-alkyl ethers phosphates | 560417 | 28114
Ethanamine, N-ethyl-N-hydroxy-, reaction products with 2,2,4,4,6,6-hexamethylcyclotrisiloxane, 2,2,4,4,6,6,8,8-octamethylcyclotetrasiloxane and 1,1,1-trimethyl-N-(trimethylsilyl)silanamine | 560409 | 28115
Ethanamine, N-ethyl-N-hydroxy-, reaction products with 1-butene and tetramethylcyclotetrasiloxane | 560391 | 28116
Oils, Atractylis ovata | 560003 | 28117
Oils, Eriocephalus africanus | 552836 | 28118
Lanolin, wax, propoxylated | 552828 | 28119
Lanolin, wax, ethoxylated | 552810 | 28120
Labdanum, potassium salt | 552802 | 28121
Fatty acids, butter, Et esters | 552794 | 28122
Tall oil, polymer with formaldehyde, glycerol, pentaerythritol and phthalic anhydride | 552752 | 28123
Soybean oil, polymer with tert-butylphenol, formaldehyde and phenol | 552745 | 28124
Petroleum resins, polymers with isophthalic acid, pentaerythritol and tall oil | 552737 | 28125
Fatty acids, tall-oil, polymers with p-tert-butylphenol, formaldehyde, glycerol, isophthalic acid, pentaerythritol and phenol | 552729 | 28126
Fatty acids, tall-oil, polymers with adipic acid, 3-hydroxy-2-(hydroxymethyl)-2-methylpropanoic acid, neopentyl glycol, polypropylene glycol, TDI and trimethylolpropane, compds. with 2-(dimethylamino)ethanol | 552711 | 28127
Fatty acids, tall-oil, polymers with adipic acid, 3-hydroxy-2-(hydroxymethyl)-2-methylpropanoic acid, 1,1'-methylenebis[4-isocyanatocyclohexane], polypropylene glycol and trimethylolpropane, compds. with 2-(dimethylamino)ethanol | 552703 | 28128
Fatty acids, tall-oil, polymers with adipic acid, 3-hydroxy-2-(hydroxymethyl)-2-methylpropanoic acid, 1,1'-methylenebis[4-isocyanatocyclohexane], neopentyl glycol, polypropylene glycol and trimethylolpropane, compds. with 2-(dimethylamino)ethanol | 552695 | 28129
Fatty acids, tall-oil, polymers with adipic acid, 1,6-hexanediol, 3-hydroxy-2-(hydroxymethyl)-2-methylpropanoic acid, 1,1'-methylenebis[4-isocyanatocyclohexane], polypropylene glycol and trimethylolpropane, compds. with 2-(dimethylamino)ethanol | 552687 | 28130
Fatty acids, linseed-oil, polymers with benzoic acid, bisphenol A, epichlorohydrin and maleic anhydride, compds. with triethylamine | 552679 | 28131
Fatty acids, linseed-oil, polymers with benzoic acid, bisphenol A, epichlorohydrin and maleic anhydride, compds. with 2-(dimethylamino)ethanol | 552661 | 28132
Fatty acids, linseed-oil, polymers with adipic acid, allyl alc., benzoic acid, maleic anhydride and styrene, compds. with triethylamine | 552653 | 28133
Fatty acids, linseed-oil, polymers with adipic acid, allyl alc., benzoic acid, maleic anhydride and styrene, compds. with 2-(dimethylamino)ethanol | 552646 | 28134
Fatty acids, linseed-oil, polymers with adipic acid, allyl alc., benzoic acid, maleic anhydride and styrene, ammonium salts | 552638 | 28135
Soybean oil, polymer with isophthalic acid, maleic anhydride, pentaerythritol and trimethylolpropane | 552562 | 28136
Oils, bergamot, terpene-free | 552554 | 28137
Benzenesulfonic acid, 4-amino-, diazotized, coupled with C.I. Natural Yellow 11 | 552547 | 28138
Coal, carboxylated | 552539 | 28139
2-Propenoic acid, 1,1'-[2-(hydroxymethyl)-2-[[(1-oxo-2-propen-1-yl)oxy]methyl]-1,3-propanediyl] ester, reaction products with antimonic acid (H3SbO3) tri-Bu ester | 552521 | 28140
1,2-Ethanediol, cyclic C7-11 dicarboxylates | 552513 | 28141
Copper, [29H,31H-phthalocyaninato(2-)-.kappa.N29,.kappa.N30,.kappa.N31,.kappa.N32]-, sulfonated, sodium salts | 552505 | 28142
Phenol, octenylated | 552414 | 28143
Ethanol, 2-amino-, compds. with polyethylene glycol mono-C12-13-alkyl ethers phosphates | 545053 | 28144
Benzenesulfonic acid, mono-C15-30-branched alkyl and di-C11-13-branched and linear alkyl derivs., sodium salts, overbased | 545046 | 28145
Benzenesulfonic acid, mono-C15-30-branched alkyl and di-C11-13-branched and linear alkyl derivs., barium salts, overbased | 545038 | 28146
Benzenesulfonic acid, mono-C15-30-branched alkyl and di-C11-13-branched and linear alkyl derivs. | 545020 | 28147
1,2-Benzenedicarboxylic acid, 1,2-dinonyl ester, branched | 545012 | 28148
Acetic acid, anhydride, reaction products with (1S,3aR,4S,8aS)-decahydro-4,8,8-trimethyl-9-methylene-1,4-methanoazulene | 545004 | 28149
Fatty acids, tall-oil, polymers with dipentaerythritol, maleic anhydride, pentaerythritol and rosin | 559997 | 28150
Imidazolium compounds, 1-(aminoethyl)-1-ethyl-4,5-dihydro-2-norsoya alkyl, Et sulfates | 559989 | 28151
Castor oil, dehydrated, polymer with coconut oil, glycerol, phthalic anhydride and soybean oil | 559971 | 28152
Amides, C14-18 and C16-18-unsatd., N-[3-[[3-(isodecyloxy)propyl]amino]propyl], monoacetates | 559963 | 28153
Amides, C14-18 and C16-18-unsatd., N-[3-[[3-(isodecyloxy)propyl]amino]propyl] | 559955 | 28154
Alkenes, C15-18 .alpha.-, reaction products with sulfurized dodecylphenol calcium salt, sulfurized | 559948 | 28155
Urea, reaction products with polyethylene | 559930 | 28156
Starch, reaction products with adipic acid-diethylenetriamine-epichlorohydrin polymer | 559922 | 28157
2-Propenoic acid, 2-methyl-, polymers with Et acrylate and polyethylene glycol methacrylate C12-14-alkyl ethers | 559914 | 28158
Poly(oxy-1,2-ethanediyl), .alpha.-(2-methyl-1-oxo-2-propen-1-yl)-.omega.-hydroxy-, C12-14-alkyl ethers | 559906 | 28159
Copper, [29H,31H-phthalocyaninato(2-)-.kappa.N29,.kappa.N30,.kappa.N31,.kappa.N32]-, sulfonated, sodium salts, reaction products with ethanolamine | 559898 | 28160
Boric acid (H3BO3), mixed esters with 2-methyl-2,4-pentanediol and pyrocatechol | 559880 | 28161
2,5-Pyrrolidinedione, 1-[2-[[2-[[2-[(2-aminoethyl)amino]ethyl]amino]ethyl]amino]ethyl]-, monopolyisobutenyl derivs., reaction products with molybdenum oxide (MoO3), sulfurized | 559633 | 28162
2-Propenoic acid, polymer with 1,3-butadiene and 2-propenenitrile, 1-cyano-4-(2-hydroxyethoxy)-1-methyl-4-oxobutyl-terminated | 559625 | 28163
Poly(oxy-1,2-ethanediyl), .alpha.-sulfo-.omega.-hydroxy-, C8-18-alkyl ethers, potassium salts, reaction products with aluminum sulfate (2:3) | 559617 | 28164
Phosphoric acid, mixed sec-butylphenyl and Ph triesters | 559609 | 28165
Phenol, nonyl-, reaction products with dicyclopentadiene, maleated | 559591 | 28166
Oxazole, 2-ethyl-4,5-dihydro-, homopolymer, deacylated, phosphates | 559583 | 28167
Oxazole, 2-ethyl-4,5-dihydro-, homopolymer, deacylated | 559575 | 28168
Octadecanoic acid, C18-32-alkyl esters | 559567 | 28169
Ethanol, 2,2'-[[3-amino-4-[2-(4-nitrophenyl)diazenyl]phenyl]amino]bis-, N-(mixed acetyl and propionyl) derivs., mixed acetates and propionates (esters) | 559559 | 28170
Cobaltate(5-), bis[6-amino-5-[2-[2-hydroxy-5-[[2-(sulfooxy)ethyl]sulfonyl]phenyl]diazenyl]-1-naphthalenesulfonato(4-)]-, potassium sodium | 559542 | 28171
[3,3'-Bi-7H-benz[de]anthracene]-7,7'-dione, 9,9'-diamino-, reaction products with iso-Pr alc. and potassium hydroxide | 559534 | 28172
Acetic acid, C18-22-alkyl esters | 559526 | 28173
Silane, trichlorooctadecyl-, hydrolysis products with silica | 552174 | 28174
Silane, chlorotrimethyl-, hydrolysis products with silica | 552166 | 28175
Silane, chlorodimethyloctyl-, hydrolysis products with chlorotrimethylsilane and silica | 552158 | 28176
2-Propenoic acid, 2-methyl-, methyl ester, polymer with butyl 2-propenoate, ethenylbenzene, formaldehyde, 2-mercaptoethanol, 2-propenamide, 2-propenenitrile and 2-propenoic acid, Bu ether | 552141 | 28177
2-Propenoic acid, 2-hydroxyethyl ester, reaction products with 2-mercaptoacetic acid and trimethylolpropane | 552133 | 28178
1-Propanamine, 3-(triethoxysilyl)-, hydrolysis products with silica | 552125 | 28179
Phosphoric acid, polymer with 2-aminoethanol, phosphinic acid-modified | 552117 | 28180
Phenol, polymer with formaldehyde, triethylamine-modified | 552109 | 28181
6-Octenal, 3,7-dimethyl-, reaction products with 1H-indole | 552091 | 28182
Xanthylium, 9-(2-carboxyphenyl)-3,6-bis(diethylamino)-, 4-[2-(5-chloro-2-hydroxyphenyl)diazenyl]-4,5-dihydro-3-methyl-1-phenyl-3H-pyrazol-3-one 4,5-dihydro-4-[2-(2-hydroxy-5-nitrophenyl)diazenyl]-3-methyl-1-phenyl-3H-pyrazol-3-one 3-[2-[1-[[(2-ethylhexyl)amino]carbonyl]-2-oxopropyl]diazenyl]-2-hydroxy-5-nitrobenzoate cobaltate complexes | 552083 | 28183
Benzenesulfonic acid, 2,2'-(1,2-ethenediyl)bis[5-nitro-, reaction products with sodium 4-[2-(4-aminophenyl)diazenyl]benzenesulfonate (1:?), compds. with N,N'-bis(2-methylphenyl)guanidine | 552075 | 28184
Amines, C12-14-tert-alkyl, reaction products with O,O-di-C1-14-alkyl hydrogen phosphorodithioate | 552067 | 28185
1,2-Benzenedicarboxylic acid, mono-C6-8-branched alkyl esters | 552059 | 28186
1,2-Benzenedicarboxylic acid, di-C6-8-branched alkyl esters, C7-rich | 552042 | 28187
Guar gum, oxidized, 2-hydroxy-3-(trimethylammonio)propyl ether, chloride | 552034 | 28188
Cellulose, 2-hydroxyethyl ether, reaction products with glyoxal | 552026 | 28189
1-Propene, trimer, epoxidized, oximized | 552018 | 28190
Formaldehyde, reaction products with m-phenylenediamine | 552000 | 28191
Boric acid (H3BO3), C12-15-alkyl esters | 551994 | 28192
Molybdenum tungsten oxide, silica and sulfur contg. | 551986 | 28193
2,7-Naphthalenedisulfonic acid, 4-hydroxy-5-[2-[4-(phenylamino)-5-sulfo-1-naphthalenyl]diazenyl]-, compds. with N,N'-di(phenyl, tolyl and xylyl)guanidine (1:3) | 551978 | 28194
Quaternary ammonium compounds, dicoco alkyldimethyl, nitrites | 544353 | 28195
Quaternary ammonium compounds, coco alkylbis(hydroxyethyl)methyl, nitrates (salts) | 544346 | 28196
Fatty acids, tall-oil, conjugated, polymers with adipic acid, 3,3-bis(hydroxymethyl)propanoic acid, neopentyl glycol, TDI and trimethylolpropane | 544338 | 28197
Amines, N-tallow alkyltrimethylenedi-, monoadipates | 544320 | 28198
Amines, N-benzyl-N-tallow alkyltrimethylenedi- | 544312 | 28199
Amines, N-benzyl-N-tallow alkyl(2,2-dimethyl-1,2-ethanediyl)di- | 544304 | 28200
Amines, benzyltallow alkyl | 544296 | 28201
Schiff bases, benzylidene tallow alkyl | 544288 | 28202
Amines, benzyl(2-methyl-2-nitropropyl)tallow alkyl | 544270 | 28203
Amines, N-tallow alkyl(1-ethyl-1,3-propanediyl)di- | 544262 | 28204
Amides, C8-18, N-[2-[(carboxymethyl)amino]ethyl]-N-(hydroxyethyl), sodium salts | 544254 | 28205
2-Propenoic acid, 2-methyl-, polymer with butyl 2-propenoate, ethene and methyl 2-methyl-2-propenoate, compd. with 2-(dimethylamino)ethanol, reaction products with butylated formaldehyde-urea polymer | 544247 | 28206
1-Propanaminium, 3-amino-N-(carboxymethyl)-N,N-dimethyl-, N-C12-18 acyl derivs., C12-18-alkyl esters, chlorides | 544239 | 28207
Poly(oxy-1,2-ethanediyl), .alpha.,.alpha.'-(iminodi-2,1-ethanediyl)bis[.omega.-hydroxy-, N-[3-(C12-15-alkyloxy)propyl] derivs. | 544221 | 28208
Poly(oxy-1,2-ethanediyl), .alpha.-hydro-.omega.-hydroxy-, ether with N1,N1,N3-tris(2-hydroxyethyl)-N1,N3-dimethyl-N3-[3-(tridecyloxy)propyl]-1,3-propanediaminium, chloride (3:1:2), branched | 544213 | 28209
Poly(oxy-1,2-ethanediyl), .alpha.-hydro-.omega.-hydroxy-, ether with 2,2'-[[3-[(2-hydroxyethyl)[3-(tridecyloxy)propyl]amino]propyl]imino]bis[ethanol] (3:1), branched | 544205 | 28210
Poly(oxy-1,2-ethanediyl), .alpha.-[[(3-aminopropyl)methylamino]acetyl]-.omega.-hydroxy-, C12-18-alkyl ethers, N-C12-18-acyl derivs., chloromethane-quaternized | 544197 | 28211
Phenol, 4-[(2,4-dinitrophenyl)amino]-, reaction products with sodium sulfide (Na2(Sx)), oxidized, reaction products with sodium carbonate and sodium cyanide | 544189 | 28212
2,7-Naphthalenedisulfonic acid, 4-amino-5-hydroxy-, diazotized, coupled with diazotized 2-amino-4,6-dinitrophenol sodium salt (1:1), diazotized 4-amino-3-methylbenzenesulfonic acid, diazotized 4-nitrobenzenamine and resorcinol | 544171 | 28213
Ethanol, 2,2'-iminobis-, N-[3-(C12-15-alkyloxy)propyl] derivs., N-oxides | 544163 | 28214
Ethanaminium, 2-hydroxy-N-(2-hydroxyethyl)-N,N-dimethyl-, diesters with C16-18-fatty acids, Me sulfates | 544155 | 28215
1-Butanol, 2,2-bis[(2-propen-1-yloxy)methyl]-, reaction products with allyl alc. and 5-isocyanato-1-(isocyanatomethyl)-1,3,3-trimethylcyclohexane | 544148 | 28216
Benzenesulfonic acid, mono-C15-30-branched alkyl and di-C11-13-branched and linear alkyl derivs., calcium salts, overbased | 544130 | 28217
.beta.-Alanine, N-(2-carboxyethyl)-, N-[3-(C11-14-isoalkyloxy)propyl] derivs., C13-rich, monosodium salts | 544122 | 28218
Acetic acid, methyl ester, carbonylation products, process tars | 544114 | 28219
Boron, fluoro glycerol complexes | 543850 | 28220
Zircon, cadmium red | 566653 | 28221
Sulfurous acid, sodium salt (1:?), reaction products with 4-nitrosophenol and sodium sulfide (Na2(Sx)) | 566646 | 28222
2-Propenoic acid, 2-methyl-, methyl ester, polymers with polyisoprene of cis-1,4-configuration | 566638 | 28223
2-Propenenitrile, polymer with ethenylbenzene, carboxy-terminated, polymers with bisphenol A diglycidyl ether and carboxy-terminated polybutadiene | 566620 | 28224
2-Propenamide, polymers with polyethylene glycol hydrogen maleate C9-11-alkyl ethers | 566612 | 28225
Poly(oxy-1,2-ethanediyl), .alpha.-phosphono-.omega.-hydroxy-, C12-14-alkyl ethers, dipotassium salts | 566604 | 28226
Poly(oxy-1,2-ethanediyl), .alpha.,.alpha.'-phosphinicobis[.omega.-hydroxy-, di-C12-14-alkyl ethers, potassium salts | 566596 | 28227
Phosphoric acid, reaction products with borax, sodium salts | 566588 | 28228
Pentanedioic acid, di-C9-11-branched and linear alkyl esters | 566570 | 28229
Nickel, [29H,31H-phthalocyaninato(2-)-.kappa.N29,.kappa.N30,.kappa.N31,.kappa.N32]-, [[3-[(1,3-dioxobutyl)amino]phenyl]amino]sulfonyl derivs. | 566562 | 28230
Lignosulfonic acid, sodium salt, reaction products with formaldehyde-phenol polymer and polyethylene glycol | 566554 | 28231
Iron, complexes with diazotized 2-amino-4,6-dinitrophenol coupled with diazotized sodium 2-[(4-aminophenyl)amino]-5-nitrobenzenesulfonate (1:1) and sodium 3-[2-(2,4-dihydroxyphenyl)diazenyl]-4-hydroxybenzenesulfonate (1:1) | 566547 | 28232
Hexanedioic acid, di-C9-11-branched and linear alkyl esters | 566539 | 28233
Glycine, N-(naphthenylsulfonyl) derivs., barium salts (2:1) | 566521 | 28234
Glycine, N-(naphthenylsulfonyl) derivs. | 566513 | 28235
Glycine, N-[(chlorinated naphthenyl)sulfonyl] derivs., monosodium salts | 566505 | 28236
Glycine, N-[(chlorinated naphthenyl)sulfonyl] derivs., barium salts (2:1) | 566497 | 28237
Glycine, N-[(chlorinated naphthenyl)sulfonyl] derivs. | 566489 | 28238
Glycine, N-[(chlorinated C13-18-alkyl)sulfonyl] derivs., monosodium salts | 566471 | 28239
Glycine, N-[(chlorinated C12-22-alkyl)sulfonyl] derivs., monosodium salts | 566463 | 28240
Glycine, N-[(chlorinated C13-18-alkyl)sulfonyl] derivs., compds. with triethanolamine (1:1) | 566455 | 28241
Glycine, N-[(chlorinated C12-22-alkyl)sulfonyl] derivs., barium salts (2:1) | 566448 | 28242
Glycine, N-[(chlorinated C12-22-alkyl)sulfonyl] derivs. | 566430 | 28243
Glycine, N-(C13-18-alkylsulfonyl) derivs., monosodium salts | 566422 | 28244
Glycine, N-(C12-22-alkylsulfonyl) derivs., monosodium salts | 566414 | 28245
Glycine, N-(C13-18-alkylsulfonyl) derivs., compds. with triethanolamine (1:1) | 566406 | 28246
Glycine, N-(C12-22-alkylsulfonyl) derivs., barium salts (2:1) | 566398 | 28247
Ethanaminium, N-(carboxymethyl)-N,N-dimethyl-2-[(2-methyl-1-oxo-2-propen-1-yl)oxy]-, inner salt, polymers with C1-18-alkyl methacrylates | 566380 | 28248
1,3-Diazetidine-2,4-dione, 1,3-bis[(5-isocyanato-1,3,3-trimethylcyclohexyl)methyl]-, polymer with 1,4-butanediol, 2-ethyl-1-hexanol-blocked | 566372 | 28249
3-Cyclohexene-1-methanol, .alpha.,.alpha.,4-trimethyl-, mixed with .alpha.-pinene and .beta.-pinene, sulfurized, reaction products with rhodium chloride (RhCl3) | 566364 | 28250
4-Cyclohexene-1,2-dicarboxylic acid, reaction products with glycidyl tolyl ether, hexahydro-1,3-isobenzofurandione, phthalic anhydride and 3a,4,7,7a-tetrahydro-1,3-isobenzofurandione | 580761 | 28251
Octadecanoic acid, branched and linear, diester with 1,1',1'',1'''-[[(2-hydroxypropyl)imino]bis(2,1-ethanediylnitrilo)]tetrakis[2-propanol], di-Me sulfate-quaternized (1:2) | 580597 | 28252
Poly(oxy-1,2-ethanediyl), .alpha.-phosphono-.omega.-hydroxy-, C10-20-alkyl ethers | 580589 | 28253
Poly(oxy-1,2-ethanediyl), .alpha.-phosphono-.omega.-hydroxy-, C10-20-alkyl ethers, dipotassium salts | 580571 | 28254
Poly(oxy-1,2-ethanediyl), .alpha.,.alpha.'-phosphinicobis[.omega.-hydroxy-, di-C10-20-alkyl ethers, potassium salts | 580563 | 28255
Poly(oxy-1,2-ethanediyl), .alpha.,.alpha.'-phosphinicobis[.omega.-hydroxy-, di-C10-20-alkyl ethers | 580555 | 28256
Copper, [29H,31H-phthalocyanine-C,C,C,C-tetrasulfonyl tetrachloridato(2-)-.kappa.N29,.kappa.N30,.kappa.N31,.kappa.N32]-, reaction products with N1-cyclohexyl-1,3-propanediamine | 580548 | 28257
Sulfurous acid, zinc salt (1:1), reaction products with formaldehyde | 580340 | 28258
1,2-Ethanediaminium, N1-(2-aminoethyl)-N1,N1,N2,N2,N2-pentamethyl-, N-[(oxidized polyethylene)acyl] derivs., bis(Me sulfate) | 580035 | 28259
Phosphoric acid, sodium salt (1:3), reaction products with 4,6-dichloro-N-[2-[(4,6-dichloro-1,3,5-triazin-2-yl)oxy]ethyl]-1,3,5-triazin-2-amine | 580027 | 28260
Phosphoric acid, sodium salt (1:3), reaction products with 2,2'-[1,2-ethanediylbis(oxy)]bis[4,6-dichloro-1,3,5-triazine] | 580019 | 28261
Butanamide, 3-oxo-N-phenyl-, reaction products with 4-methyl-2-nitrobenzenamine | 580001 | 28262
Ethanaminium, N,N,N-trimethyl-2-[(2-methyl-1-oxo-2-propen-1-yl)oxy]-, methyl sulfate (1:1), polymers with C12-13-alkyl methacrylates and vinyl acetate | 579995 | 28263
Benzene, 1-(1,1-dimethylethyl)-2-methoxy-4-methyl-, nitrated | 579987 | 28264
Poly(oxy-1,2-ethanediyl), .alpha.-[(2-methoxyethoxy)methyl]-.omega.-hydroxy-, coco alkyl ethers | 579979 | 28265
Copper, [29H,31H-phthalocyaninato(2-)-.kappa.N29,.kappa.N30,.kappa.N31,.kappa.N32]-, aminosulfonyl sulfo [[4-[[2-(sulfooxy)ethyl]sulfonyl]phenyl]amino]sulfonyl derivs. | 579961 | 28266
Gold, 1H-benzimidazole neodecanoate complexes | 579953 | 28267
Cuprate(1-), [29H,31H-phthalocyanine-C-sulfonato(3-)-.kappa.N29,.kappa.N30,.kappa.N31,.kappa.N32]-, chlorinated, compds. with 1-dodecanamine | 579946 | 28268
2-Naphthalenesulfonic acid, 7-(benzoylamino)-4-hydroxy-3-[2-[4-[2-(4-sulfophenyl)diazenyl]phenyl]diazenyl]-, compds. with N,N'-bis(mixed Ph and tolyl and xylyl)guanidine monohydrochloride | 579938 | 28269
Oils, Nigella damascena | 579920 | 28270
Oils, petitgrain lime | 579912 | 28271
Spermaceti, sulfurized | 579904 | 28272
Siloxanes and Silicones, di-Me, [(1-oxo-2-propen-1-yl)oxy]methyl group-terminated | 579508 | 28273
Quaternary ammonium compounds, di-C8-18-alkyldimethyl, chlorides | 579490 | 28274
Polyoxyalkylenes, C2-4 and C8, mono-C1-24-alkyl ethers | 579482 | 28275
Fats and Glyceridic oils, fish, oxidized, sulfonated | 579474 | 28276
Glycerides, mixed decanoyl and octanoyl | 579466 | 28277
Fatty acids, tall-oil, reaction products with poly-C16-18-alkylenepolyamines, hydrochlorides | 579458 | 28278
Castor oil, polymer with 2-(bromomethyl)oxirane and tri-Et phosphite | 579441 | 28279
Amides, vegetable-oil, N,N'-hexanediylbis- | 579433 | 28280
Alcohols, vetiver-oil | 579425 | 28281
Cashew, nutshell liq., polymer with furfural, C-stage | 579417 | 28282
Poly[oxy(methyl-1,2-ethanediyl)], .alpha.,.alpha.',.alpha.''-1,2,3-propanetriyltris[.omega.-hydroxy-, mixed acrylates and adipates | 579136 | 28283
Poly(oxy-1,2-ethanediyl), .alpha.-phosphono-.omega.-hydroxy-, C9-11-alkyl ethers, disodium salts | 579128 | 28284
Poly(oxy-1,2-ethanediyl), .alpha.,.alpha.'-phosphinicobis[.omega.-hydroxy-, di-C9-11-alkyl ethers, sodium salts | 579110 | 28285
Poly(oxy-1,2-ethanediyl), .alpha.-[[(2-ethylhexyl)oxy]hydroxyphosphinyl]-.omega.-hydroxy-, C9-11-alkyl ethers, sodium salts | 579102 | 28286
Phenol, methyl-, reaction products with phenol and styrene | 579094 | 28287
Methanone, bis[4-(diethylamino)phenyl]-, reaction products with N-(4-ethoxyphenyl)-1-naphthalenamine | 579086 | 28288
Glycine, N-(C12-22-alkylsulfonyl) derivs. | 579078 | 28289
Formaldehyde, polymers with sulfonated 1,1'-oxybis[methylbenzene], sodium salts | 579060 | 28290
Copper, [29H,31H-phthalocyaninato(2-)-.kappa.N29,.kappa.N30,.kappa.N31,.kappa.N32]-, chlorosulfonyl derivs., reaction products with 2-[(4-aminophenyl)amino]-5-nitrobenzenesulfonic acid, sodium salts | 579052 | 28291
Copper, [29H,31H-phthalocyaninato(2-)-.kappa.N29,.kappa.N30,.kappa.N31,.kappa.N32]-, aminosulfonyl derivs. | 579045 | 28292
Chromate(1-), bis[2,4-dihydro-4-[2-[2-(hydroxy-.kappa.O)-4-nitrophenyl]diazenyl-.kappa.N1]-5-methyl-2-phenyl-3H-pyrazol-3-onato(2-)-.kappa.O3]-, lithium sodium | 579037 | 28293
Benzenesulfonic acid, 2-methyl-5-nitro-, reduced, diazotized, polymd. | 579029 | 28294
9,10-Anthracenedione, 1,4-bis[(4-methylphenyl)amino]-, sulfonated | 579011 | 28295
Resins, oleo-, Clary sage | 578328 | 28296
Fatty acids, dehydrated castor-oil, polymers with acrylic acid, bisphenol A, epichlorohydrin, safflower-oil fatty acids and styrene | 578310 | 28297
Amides, from epoxidized soya fatty acids Me esters, triethylenetetramine and vegetable-oil fatty acids, hydroxyethylated, Michael condensation products with acrylic acid | 578302 | 28298
Amides, from epoxidized soybean oil, triethylenetetramine and vegetable-oil fatty acids, hydroxyethylated, Michael condensation products with acrylic acid | 578294 | 28299
Hexanedioic acid, polymer with 1,3-butanediol, 1,2-ethanediol, 5-isocyanato-1-(isocyanatomethyl)-1,3,3-trimethylcyclohexane, reaction products with N1-cyclohexyl-1,3-propanediamine | 578286 | 28300
1,3,5-Triazine-2,4,6(1H,3H,5H)-trione, 1,3,5-tris[(5-isocyanato-1,3,3-trimethylcyclohexyl)methyl]-, polymers with hydroxy-terminated polybutadiene and polypropylene glycol, 2-hydroxyethyl acrylate-blocked | 578278 | 28301
Copper, [29H,31H-phthalocyaninato(2-)-.kappa.N29,.kappa.N30,.kappa.N31,.kappa.N32]-, sulfo [[6-sulfo-8-[[2-(sulfooxy)ethyl]sulfonyl]-2-naphthalenyl]amino]sulfonyl derivs., potassium salts | 578260 | 28302
Phenol, 4-[(2,4-dinitrophenyl)amino]-, reaction products with sodium sulfide (Na2(Sx)), oxidized | 578252 | 28303
Sulfuric acid, mono-C12-16-alkyl esters, potassium salts | 578245 | 28304
Sulfuric acid, mono-C12-16-alkyl esters, sodium salts | 578237 | 28305
Alcohols, C12-14, ethers with polyethylene glycol monoglycidyl ether | 578229 | 28306
Fatty acids, montan-wax, mixed esters with adipic acid and pentaerythritol | 577601 | 28307
Fatty acids, montan-wax, mixed esters with adipic acid and trimethylolpropane | 577593 | 28308
Formic acid, chromium(3+) salt, basic | 577585 | 28309
Acetic acid, esters with vetiver-oil alcs. | 577577 | 28310
Ethanol, 2,2'-iminobis-, N-soya alkyl derivs. | 577569 | 28311
Benzaldehyde, 4-hydroxy-3-methoxy-, manuf. of, distn. residues | 577551 | 28312
Ethanol, 2,2',2''-nitrilotris-, compds. with polyethylene glycol hydrogen sulfate 2-(coco acylamino)ethyl ether | 577544 | 28313
2-Propen-1-ol, polymer with ethenylbenzene, esters with tall-oil fatty acids | 577536 | 28314
Quaternary ammonium compounds, (hydrogenated tallow alkyl)bis(hydroxyethyl)methyl, ethoxylated propoxylated, sulfates (1:1) (salts) | 577320 | 28315
Sulfonamides, C12-18-alkanedi- | 577189 | 28316
Sulfonamides, C12-18-alkane | 577171 | 28317
Soybean oil, polymd., polymer with neopentyl glycol, phthalic anhydride and trimethylolpropane | 577163 | 28318
Siloxanes and Silicones, di-Me, polymers with Ph silsesquioxanes | 577155 | 28319
Siloxanes and Silicones, di-Me, hydroxymethyl group-terminated | 577148 | 28320
Siloxanes and Silicones, bis(2-cyanoethyl), di-Me | 577130 | 28321
Silica gel, reaction products with N,N,N-trimethyl-3-(trimethoxysilyl)-1-propanaminium iodide (1:1) | 577122 | 28322
Rosin, reaction products with bisphenol A, glycerol and pentaerythritol | 577114 | 28323
Resin acids and Rosin acids | 577106 | 28324
Quaternary ammonium compounds, bis(hydroxyethyl)methyltallow alkyl, ethoxylated, Me sulfates (salts) | 577098 | 28325
Quaternary ammonium compounds, benzylcoco alkylbis(2-hydroxypropyl), chlorides | 577080 | 28326
Peanut oil, sulfated | 577072 | 28327
Paraffins (petroleum), normal C5-20, chlorosulfonated, ammonium salts | 577064 | 28328
Oils, wormwood, terpene-free | 577056 | 28329
Oils, tobacco, nicotine-free | 577049 | 28330
Oils, pine needle, terpene-free | 577031 | 28331
Oils, lemon, potassium hydroxide-treated | 577023 | 28332
Oils, labdanum, residues, acetylated | 577015 | 28333
Oils, labdanum, residues | 577007 | 28334
Fats and Glyceridic oils, fish, hydrogenated, glycerol polymer-ester | 576991 | 28335
Oils, cedarwood, East African, acetylated | 576983 | 28336
Oils, orange, sour, neutralized | 576975 | 28337
Oils, bergamot, potassium hydroxide treated | 576967 | 28338
Lard, hydrogenated | 576959 | 28339
Labdanum, ext., Et esters | 576942 | 28340
Hydrocarbon waxes (petroleum), oxidized, magnesium salts | 576934 | 28341
Hydrocarbon waxes (petroleum), oxidized, esters with glycerol | 576926 | 28342
Fatty acids, vegetable-oil, unsatd., polymers with allyl alc., methacrylic acid and styrene | 576918 | 28343
Fatty acids, tallow, polymers with glycerol, isophthalic acid, linoleic acid, pentaerythritol, phthalic anhydride, 3a,4,7,7a-tetrahydro-1,3-isobenzofurandione and triethylamine | 576900 | 28344
Fatty acids, tallow, polymers with bisphenol A, diethanolamine, epichlorohydrin, 2-hydroxyethyl methacrylate, methacrylic acid, TDI, 3a,4,7,7a-tetrahydro-1,3-isobenzofurandione and triethylamine | 576892 | 28345
Fatty acids, tallow, Guerbet reaction products, sodium salts | 576884 | 28346
Fatty acids, tallow, Guerbet reaction products, calcium salts | 576876 | 28347
Fatty acids, tallow, Guerbet reaction products | 576868 | 28348
Fatty acids, tall-oil, polymers with (2E,4E)-2,4-hexadienoic acid, maleic anhydride, phthalic anhydride and trimethylolethane | 576850 | 28349
Fatty acids, tall-oil, polymd. | 576843 | 28350
Fatty acids, tall-oil, dimers | 576835 | 28351
Fatty acids, soya, polymers with isophthalic acid, TDI, trimellitic anhydride and trimethylolpropane | 576827 | 28352
Fatty acids, soya, polymers with 1,6-diisocyanatohexane, pentaerythritol and phthalic anhydride | 576819 | 28353
Fatty acids, soya, polymers with benzoic acid, isophthalic acid, trimellitic anhydride and trimethylolpropane | 576801 | 28354
Fatty acids, montan-wax, zinc salts | 576793 | 28355
Fatty acids, montan-wax, esters with trimethylolpropane | 576785 | 28356
Fatty acids, montan-wax, esters with pentaerythritol | 576777 | 28357
Fatty acids, montan-wax, ethylene esters | 576769 | 28358
Fatty acids, montan-wax, 1-methyl-1,3-propanediyl esters | 576751 | 28359
Fatty acids, montan-wax, compds. with triethanolamine | 576744 | 28360
Fatty acids, coco, polymers with isophthalic acid, soya fatty acids, trimellitic anhydride and trimethylolpropane | 576736 | 28361
Fatty acids, coco, hydrogenated, polymers with adipic acid, 1,3-butanediol and 1,6-hexanediol | 576728 | 28362
Fatty acids, coco, esters with trimethylolpropane | 576710 | 28363
Fatty acids, coco, esters with 1,3-butanediol | 576702 | 28364
Fatty acids, C3-24, polymers with 1,6-diisocyanatohexane and triethylenetetramine | 576694 | 28365
Fatty acids, C12-20 and C12-20-unsatd., compds. with ethanolamine | 576686 | 28366
Castor oil, polymer with benzoic acid, isophthalic acid, pentaerythritol, phthalic anhydride, 3a,4,7,7a-tetrahydro-1,3-isobenzofurandione, triethylamine and trimethylolhexane | 576678 | 28367
Castor oil, ethoxylated, chlorosulfonated, compd. with diethanolamine | 576660 | 28368
Castor oil, dehydrated, polymer with acrylic acid, Bu methacrylate, p-tert-butylbenzoic acid, Me methacrylate, neopentyl glycol, pentaerythritol, phthalic anhydride, safflower oil, styrene and vinyltoluene | 576652 | 28369
Cashew, nutshell liq., polymer with p-tert-butylphenol, 1,3-dimethylbenzene, formaldehyde and phenol | 576645 | 28370
Cashew, nutshell liq., polymer with bisphenol A, epichlorohydrin, formaldehyde, furfural and phenol | 576637 | 28371
Bark, coniferous, sulfited extract, zinc complexes | 576629 | 28372
Bark, coniferous, sulfited extract, iron complexes | 576611 | 28373
Alkanes, C10-18 | 576603 | 28374
Bentonite, compd. with dimethyldioctadecylammonium chloride | 576595 | 28375
Amines, C12-14-tert-alkyl, ethoxylated | 576587 | 28376
2-Propanone, reaction products with N-phenyl-2-naphthalenamine | 576520 | 28377
Poly(oxy-1,2-ethanediyl), .alpha.-[2-(dodecyldimethylammonio)acetyl]-.omega.-hydroxy-, branched and linear nonylphenyl ethers, chlorides | 576512 | 28378
Poly(oxy-1,2-ethanediyl), .alpha.-[2-(dimethyltetradecylammonio)acetyl]-.omega.-hydroxy-, branched and linear nonylphenyl ethers, chlorides | 576504 | 28379
Poly(oxy-1,2-ethanediyl), .alpha.-[[dimethyl(phenylmethyl)ammonio]acetyl]-.omega.-hydroxy-, branched and linear nonylphenyl ethers, chlorides | 576496 | 28380
Poly(oxy-1,2-ethanediyl), .alpha.-[2-[bis(2-aminoethyl)(2-hydroxypropyl)ammonio]ethyl]-.omega.-hydroxy-, N,N'-bis(rapeseed acyl) derivs., chlorides | 576488 | 28381
1,7-Naphthalenedisulfonic acid, 5-hydroxy-4-[[(6-hydroxy-2-naphthalenyl)sulfonyl]amino]-, coupled with diazotized aniline, o-and p-toluidine, sodium salts | 576470 | 28382
Lignosulfonic acid, reaction products with aniline hydrochloride, sodium salts | 576462 | 28383
Formaldehyde, reaction products with branched and linear nonylphenol, sulfonated, sodium salts | 576454 | 28384
Formaldehyde, polymers with sulfonated trichlorobenzylated phenol sodium salts | 576447 | 28385
Cuprate(4-), [.mu.-[[3,3'-[[3,3'-di(hydroxy-.kappa.O)[1,1'-biphenyl]-4,4'-diyl]bis(2,1-diazenediyl-.kappa.N1)]bis[5-amino-4-(hydroxy-.kappa.O)-2,7-naphthalenedisulfonato]](8-)]]di-, sodium salts, compds. with diethanolamine | 576439 | 28386
Chromium, 2,4-dihydro-4-[2-(2-hydroxy-5-nitrophenyl)diazenyl]-5-methyl-1-phenyl-3H-pyrazol-3-one 1-[2-(2-hydroxynitrophenyl)diazenyl]-2-naphthalenol lithium sodium complexes | 576421 | 28387
Chromium, 1-[2-(5-chloro-2-hydroxyphenyl)diazenyl]-2-naphthalenol 1-[2-(2-hydroxy-5-nitrophenyl)diazenyl]-2-naphthalenol sodium complexes | 576413 | 28388
Benzene, ethenyl-, homopolymer, chloromethylated | 576405 | 28389
Benzene, 1,4-bis(1-methylethyl)-, oxidized, by-products from, sodium salts | 576397 | 28390
Naphthalenesulfonic acids, branched and linear Bu derivs., ammonium salts | 576389 | 28391
Polyphosphoric acids, Me esters, ammonium salts, reaction products with N-cyanoguanidine and formaldehyde | 576371 | 28392
Fatty acids, coco, diesters with polyethylene glycol ether with triethanolamine (3:1) | 576363 | 28393
Fatty acids, C12-18 and C18-unsatd., reaction products with aniline-formaldehyde polymers | 576355 | 28394
Castor oil, ethoxylated, tristearate | 576348 | 28395
Amides, C3-24, N-[2-[(2-hydroxyethyl)amino]-2-oxoethyl]-N-methyl | 576330 | 28396
Polysulfides, di-Me | 576314 | 28397
Titanium, iso-Pr alc. stearyl alc. complexes | 576272 | 28398
Thionyl chloride, reaction products with 1,5(or 1,6)-dimethyl-1,5-cyclooctadiene and sulfur | 576264 | 28399
Benzenedimethanamine, N-(2-cyanoethyl) derivs. | 576256 | 28400
Poly(oxy-1,2-ethanediyl), .alpha.-sulfo-.omega.-hydroxy-, castor-oil alkyl ethers, ammonium salts | 576249 | 28401
Poly(oxy-1,2-ethanediyl), .alpha.-phosphono-.omega.-hydroxy-, C13-15-alkyl ethers, disodium salts | 576231 | 28402
Poly(oxy-1,2-ethanediyl), .alpha.,.alpha.'-phosphinicobis[.omega.-hydroxy-, di-C13-15-alkyl ethers, sodium salts | 576223 | 28403
Poly(oxy-1,2-ethanediyl), .alpha.-(butoxyhydroxyphosphinyl)-.omega.-hydroxy-, C13-15-alkyl ethers, sodium salts | 576215 | 28404
Phosphonic acid, mono(2-hydroxy-C28-50-alkyl) esters | 576207 | 28405
Phosphoric acid, mixed Bu and cetyl and lauryl and myristyl diesters, ammonium salts | 576199 | 28406
Phosphoric acid, di-C8-14-alkyl esters | 576181 | 28407
Phosphonic acid, reaction products with 2,6-bis(1,1-dimethylethyl)-4-methylphenol, 2-(1,1-dimethylethyl)-5-methylphenol and hexamethylenediamine | 576173 | 28408
Phosphonic acid, [2-(diethoxymethylsilyl)ethyl]-, diethyl ester, reaction products with titanium tetrachloride | 576165 | 28409
Phenol, 4,4'-(1-methylethylidene)bis-, polymer with 2-(chloromethyl)oxirane and oxirane, reaction products with butylphenol | 576157 | 28410
Octadecanoic acid, 12-hydroxy-, reaction products with glycidyl methacrylate and poly(Me methacrylate) | 576140 | 28411
Guanidine, N,N'''-1,3-propanediylbis-, N-coco alkyl derivs., acetates | 576132 | 28412
Glycine, N-methyl-, N-C10-18-fatty acyl derivs., compds. with triethanolamine | 576124 | 28413
Glycine, N-methyl-, N-C10-18-fatty acyl derivs., compds. with sodium 2-(methylamino)ethanesulfonate (1:1) | 576116 | 28414
2,5-Furandione, polymer with ethoxyethene, reaction products with 4-(ethenyldimethylsilyl)benzenemethanamine | 576108 | 28415
2,5-Furandione, polymer with ethenylbenzene, reaction products with 4-(ethenyldimethylsilyl)benzenemethanamine | 576090 | 28416
Ethanol, 2-amino-, N,N-di-C4-12-alkyl derivs. | 576082 | 28417
Copper, [29H,31H-phthalocyaninato(2-)-.kappa.N29,.kappa.N30,.kappa.N31,.kappa.N32]-, sulfo [[4-[[2-(sulfooxy)ethyl]sulfonyl]phenyl]amino]sulfonyl derivs. | 576074 | 28418
Chromium, N-[8-[2-[5-(ethylsulfonyl)-2-hydroxyphenyl]diazenyl]-7-hydroxy-1-naphthalenyl]methanesulfonamide 2,4-dihydro-4-[2-(2-hydroxy-5-nitrophenyl)diazenyl]-5-methyl-2-phenyl-3H-pyrazol-3-one 2-[2-(4,5-dihydro-3-methyl-5-oxo-1-phenyl-1H-pyrazol-4-yl)diazenyl]benzoate sodium complexes | 576066 | 28419
Chromium, 2,4-dihydro-4-[2-(2-hydroxy-5-nitrophenyl)diazenyl]-5-methyl-2-phenyl-3H-pyrazol-3-one 2-[2-(4,5-dihydro-3-methyl-5-oxo-1-phenyl-1H-pyrazol-4-yl)diazenyl]benzoate sodium complexes | 576058 | 28420
1,2-Benzenedicarboxylic acid, mixed esters with 3-(1,2-dihydroxyethoxy)-1,2-propanediol and stearic acid | 576041 | 28421
Benzene, 1,1'-oxybis-, mono and bis(branched and linear lauryl) derivs. | 576033 | 28422
Aluminum, tris(2-methylpropyl)-, reaction products with isoprene | 576025 | 28423
Terpenes and Terpenoids, patchouli-oil | 576017 | 28424
Terpenes and Terpenoids, galbanum | 576009 | 28425
Terpenes and Terpenoids, bois de rose-oil | 575993 | 28426
Tallow, ester with pentaerythritol | 575985 | 28427
Sulfonic acids, C10-18-alkanetri-, trisodium salts | 575977 | 28428
Sulfonic acids, C10-18-alkanedi-, disodium salts | 575969 | 28429
Siloxanes and silicones, di-Me, Me 2-(triethoxysilyl)ethyl | 575951 | 28430
Sesquiterpenes and Sesquiterpenoids, citronella-oil | 575944 | 28431
Ribonucleic acids, yeast | 575936 | 28432
Quaternary ammonium compounds, tri-C8-10-alkylmethyl, nitrates | 575928 | 28433
Quaternary ammonium compounds, benzyldi-C12-18-alkylmethyl, chlorides | 575910 | 28434
Quaternary ammonium compounds, benzyl-C12-18-alkyldimethyl, thiocyanates | 575902 | 28435
Peptones | 575894 | 28436
Oils, Thujopsis dolabrata, acetylated | 575886 | 28437
Oils, pine, resinoid | 575878 | 28438
Oils, rutabaga | 575860 | 28439
Oils, thyme, terpene-free | 575852 | 28440
Oils, sandalwood, terpene-free | 575845 | 28441
Oils, patchouli, terpene-free | 575837 | 28442
Oils, muskrat | 575829 | 28443
Oils, lavandin, terpene-free | 575811 | 28444
Oils, larch | 575803 | 28445
Oils, juniper, terpene-free | 575795 | 28446
Oils, guaiacwood, phenol-free | 575787 | 28447
Oils, euphorbia | 575779 | 28448
Cod-liver oil, hydrolyzed | 575761 | 28449
Cod-liver oil, Et esters | 575753 | 28450
Oils, clove, terpene-free | 575746 | 28451
Oils, citronella, terpene-free | 575738 | 28452
Oils, citronella, formates | 575720 | 28453
Oils, celery leaf | 575712 | 28454
Oils, cedarwood, oxidized dehydrated | 575704 | 28455
Oils, carrot, terpene-free | 575696 | 28456
Oils, blackberry | 575688 | 28457
Oils, amyris, propionated | 575670 | 28458
Naphthenic acids, reaction products with triethylenetetramine, benzyl chloride-quaternized | 575662 | 28459
Naphthenic acids, reaction products with diethylenetriamine, benzyl chloride-quaternized | 575654 | 28460
Linseed oil, hydrolyzed | 575647 | 28461
Fatty acids, C18-22, reaction products with epichlorohydrin and tetraethylenepentamine, acetates | 575639 | 28462
Fatty acids, C16-24, reaction products with epichlorohydrin and polyethylenepolyamines | 575621 | 28463
Fatty acids, C16-22, (6-phenyl-1,3,5-triazine-2,4-diyl)bis[[(methoxymethyl)imino]methylene] esters | 575613 | 28464
Fatty acids, cheese, Et esters | 575605 | 28465
Fatty acids, tall-oil, polymers with pentaethylenehexamine, tetraethylenepentamine and triethylenetetramine, ethoxylated | 575597 | 28466
Epoxides, C24-48-alkyl | 575589 | 28467
Deoxyribonucleic acids, thymus gland, sodium salts | 575571 | 28468
Amines, rosin, compds. with 6'-(diethylamino)-3'-hydroxy-3-oxospiro[isobenzofuran-1(3H),9'-[9H]xanthene]-2'-carboxylic acid and sodium bis[2-hydroxybenzoato(2-)-O1,O2]chromate(1-) (1:1) | 575563 | 28469
Alkenes, C>30 .alpha.-, polymers with butoxymethyloxirane, ethylene oxide and maleic anhydride, potassium salts | 575555 | 28470
Alcohols, sesquiterpenoidal, citronella-oil | 575548 | 28471
Alcohols, C16-20, ethoxylated propoxylated | 575530 | 28472
1,3-Butadiene, homopolymer, maleated, mono-iso-Bu esters, ammonium salts | 575407 | 28473
Urea, polymer with formaldehyde, 2,2'-oxybis[ethanol] and 1,3,5-triazine-2,4,6-triamine, methylated | 574814 | 28474
Urea, polymer with formaldehyde and 2,2'-oxybis[ethanol], methylated | 574806 | 28475
Sulfamic acid, reaction products with 4-(1-methyl-1-phenylethyl)phenol, polyethylene glycol and polystyrene | 574798 | 28476
Quinoline, (2-methylpropyl)-, manuf. of, by-products from | 574780 | 28477
2-Propanol, 1-[bis(2-hydroxyethyl)amino]-, 3-(C10-16-alkyloxy) derivs., acetates (salts) | 574772 | 28478
1-Propanaminium, N-ethyl-2-hydroxy-N,N-bis(2-hydroxyethyl)-, 3-(C10-16-alkyloxy) derivs., Et sulfates (salts) | 574764 | 28479
Poly(oxy-1,2-ethanediyl), .alpha.,.alpha.',.alpha.''-1,2,3-propanetriyltris[.omega.-hydroxy-, mixed linoleates and oleates and stearates (1:3) | 574756 | 28480
Poly(oxy-1,2-ethanediyl), .alpha.-(4-nonylphenyl)-.omega.-hydroxy-, reaction products with polystyrene | 574749 | 28481
Poly(oxy-1,2-ethanediyl), .alpha.-hydro-.omega.-hydroxy-, mixed triesters with phenol and phosphoric acid | 574731 | 28482
Poly(oxy-1,2-ethanediyl), .alpha.-hydro-.omega.-hydroxy-, ether with 2-[3-(C12-14-alkyloxy)-2-hydroxypropoxy]-1-propanol (2:1) | 574723 | 28483
Poly(oxy-1,2-ethanediyl), .alpha.,.alpha.'-[(dodecylimino)di-2,1-ethanediyl]bis[.omega.-hydroxy-, reaction products with TDI | 574715 | 28484
Platinum, dicarbonyldichloro-, reaction products with 2,4,6-triethenyl-2,4,6-trimethylcyclotrisiloxane | 574707 | 28485
Phosphoric acid, reaction products with ammonium hydroxide and urea | 574699 | 28486
6-Octenal, 3,7-dimethyl-, hydroxylated, distn. lights | 574681 | 28487
2,4,6-Octatriene, 2,6-dimethyl-, pyrolysis products | 574673 | 28488
1,6-Octadien-3-ol, 3,7-dimethyl-, acid-isomerized | 574665 | 28489
Octadecanoic acid, reaction products with 1-chlorohexadecane, diethylenetriamine and epichlorohydrin | 574657 | 28490
Hexanoic acid, 6-amino-6-oxo-, N,N-di-C16-18-alkyl derivs., sodium salts | 574640 | 28491
Formaldehyde, polymer with 2,2'-oxybis[ethanol] and 1,3,5-triazine-2,4,6-triamine, methylated | 574632 | 28492
Cuprate(4-), [3-[2-[8-[[5-chloro-6-methyl-2-(methylsulfonyl)-4-pyrimidinyl]amino]-1-(hydroxy-.kappa.O)-3,6-disulfo-2-naphthalenyl]diazenyl-.kappa.N1]-4-(hydroxy-.kappa.O)-1,5-naphthalenedisulfonato(6-)]-, potassium sodium | 574624 | 28493
Cuprate(4-), [7-[(5-chloro-2,6-difluoro-4-pyrimidinyl)amino]-4-hydroxy-3-[2-(2-hydroxy-4,7-disulfo-1-naphthalenyl)diazenyl]-1,5-naphthalenedisulfonato(6-)]-, potassium sodium | 574616 | 28494
Cuprate(3-), [29H,31H-phthalocyanine-C,C,C-trisulfonato(5-)-.kappa.N29,.kappa.N30,.kappa.N31,.kappa.N32]-, potassium, compds. with polyethylene glycol ether with triethanolamine (3:1) | 574608 | 28495
Cuprate(3-), [3-[2-(5-chloro-2-hydroxy-4-sulfophenyl)diazenyl]-6-[[(2,3-dichloro-6-quinoxalinyl)carbonyl]amino]-4-hydroxy-2,7-naphthalenedisulfonato(5-)]-, potassium sodium | 574590 | 28496
Copper, [29H,31H-phthalocyanine-C,C,C,C-tetrasulfonamidato(2-)-.kappa.N29,.kappa.N30,.kappa.N31,.kappa.N32]-, N-(2-ethylhexyl and 3-methoxypropyl) derivs. | 574582 | 28497
Copper, [29H,31H-phthalocyanine-C,C,C,C-tetrasulfonamidato(2-)-.kappa.N29,.kappa.N30,.kappa.N31,.kappa.N32]-, N-dodecyl derivs. | 574574 | 28498
2-Butenoic acid, 2-methyl-, (2E)-, mixed (2E)-3,7-dimethyl-2,6-octadien-1-yl and 3,7-dimethyl-6-octen-1-yl esters | 574566 | 28499
Benzenamine, reaction products with dodecylnitrobenzene and nitrobenzene, hydrochloric acid-iron catalyzed | 574558 | 28500
Acetic acid, reaction products with isoprene | 574541 | 28501
Rosin, fumarated, reaction products with N-[4-[[4-(diethylamino)phenyl][4-(ethylamino)-1-naphthalenyl]methylene]-2,5-cyclohexadien-1-ylidene]-N-ethylethanaminium chloride (1:1) and sodium dodecyl sulfate (1:1) | 574533 | 28502
Amines, tallow alkyl, ethoxylated, reaction products with 2-[(C10-16-alkyloxy)methyl]oxirane, di-Et sulfate-quaternized | 574525 | 28503
Amines, coco alkyl, compds. with polyethylene glycol monoisotridecyl ether phosphate | 574517 | 28504
3-Cyclohexene-1-methanol, .alpha.,.alpha.,4-trimethyl-, mixed with .alpha.-pinene and .beta.-pinene, sulfurized, reaction products with gold chloride (AuCl3) | 566356 | 28505
3-Cyclohexene-1-methanol, .alpha.,.alpha.,4-trimethyl-, mixed with .alpha.-pinene and .beta.-pinene, sulfurized | 566349 | 28506
3-Cyclohexene-1-methanol, .alpha.,.alpha.,4-trimethyl-, mixed with .alpha.-pinene and .beta.-pinene, sulfurized, reaction products with platinum chloride (PtCl4) | 566331 | 28507
2,5-Cyclohexadien-1-one, 4-(10H-phenothiazin-3-ylimino)-, S-oxide, reaction products with sodium sulfide (Na2(Sx)) | 566323 | 28508
Cuprate(3-), [4-amino-6-[2-[5-[[(2,3-dichloro-6-quinoxalinyl)carbonyl]amino]-2-hydroxy-4-sulfophenyl]diazenyl]-5-hydroxy-1,3-naphthalenedisulfonato(5-)]-, potassium sodium | 566315 | 28509
Copper, [29H,31H-phthalocyaninato(2-)-.kappa.N29,.kappa.N30,.kappa.N31,.kappa.N32]-, sulfo [[6-sulfo-8-[[2-(sulfooxy)ethyl]sulfonyl]-2-naphthalenyl]amino]sulfonyl derivs. | 566307 | 28510
Chromium, 3,3'-[sulfonylbis[(6-hydroxy-3,1-phenylene)bis(2,1-diazenediyl)]]bis[4-hydroxy-6-[(4-sulfonothioylphenyl)amino]-2-naphthalenesulfonate] cobalt sodium complexes | 566299 | 28511
Carbonic acid sodium salt (1:2), reaction products with aniline, p-phenylenediamine, sodium sulfide (Na2(Sx)), sulfur and p-toluidine | 566281 | 28512
1,3-Benzenediamine, 4-methyl-, reaction products with p-phenylenediamine, sodium sulfide (Na(SH)) and sodium sulfide (Na2(Sx)) | 566273 | 28513
1,3-Benzenediamine, 4-methyl-, reaction products with 4-nitrobenzenamine and sodium sulfide (Na2(Sx)) | 566265 | 28514
Benzene, diethenyl-, polymer with ethenylbenzene, sulfonated, zinc salts | 566240 | 28515
Benzene, diethenyl-, polymer with ethenylbenzene, sulfonated, potassium salts | 566232 | 28516
Benzene, diethenyl-, polymer with ethenylbenzene, sulfonated, molybdenum salts | 566224 | 28517
Benzene, diethenyl-, polymer with ethenylbenzene, sulfonated, manganese salts | 566216 | 28518
Benzene, diethenyl-, polymer with ethenylbenzene, sulfonated, iron salts | 566208 | 28519
Benzene, diethenyl-, polymer with ethenylbenzene, sulfonated, copper salts | 566190 | 28520
Benzene, diethenyl-, polymer with ethenylbenzene, sulfonated, ammonium salts | 566182 | 28521
Tricyclo[6.3.1.02,5]dodecan-1-ol, 4,4,8-trimethyl-, 1-acetate, (1R,2S,5R,8S)-, manuf. of, by-products from, distn. overheads | 558650 | 28522
Silane, chlorodimethyloctadecyl-, hydrolysis products with silica | 558643 | 28523
2-Propenenitrile, polymer with 1,3-butadiene, carboxy-terminated, polymer with bisphenol A diglycidyl ether homopolymer and epichlorohydrin-formaldehyde-phenol polymer | 558635 | 28524
Poly(oxy-1,2-ethanediyl), .alpha.-(nonylphenyl)-.omega.-hydroxy-, [3-(dimethylamino)propyl]phosphoramidates | 558627 | 28525
Phosphine oxide, triphenyl-, complexes with aluminum chloride-titanium tetrachloride reaction products | 558619 | 28526
Octadecanoic acid, ester with 2,2'-[oxybis(methylene)]bis[2-(hydroxymethyl)-1,3-propanediol], branched | 558601 | 28527
Nitric acid, octyl ester, branched | 558593 | 28528
Nitric acid, hexyl ester, branched and linear | 558585 | 28529
Formaldehyde, polymer with methylphenol and phenol, furfurylated | 558577 | 28530
Benzoic acid, 2-amino-, 2-methylpropyl ester, N-methyl derivs. | 558569 | 28531
Benzenesulfonic acid, 4-methyl-, hydrolysis products with silicic acid (H4SiO4) tetraethyl ester | 558551 | 28532
Benzenesulfonic acid, 2-amino-5-nitro-, sodium salt (1:1), diazotized, coupled with diazotized sodium 3-aminobenzenesulfonate (1:1), diazotized sodium 2-[(4-aminophenyl)amino]-5-nitrobenzenesulfonate (1:1), and 4-[2-(2-hydroxy-3,5-dinitrophenyl)diazenyl]-1,3-benzenediol | 558544 | 28533
1,3-Benzenedicarboxylic acid, polymer with ethenylbenzene, 2,5-furandione, hexanedioic acid and 2,2'-oxybis[ethanol], polymer with carboxy-terminated acrylonitrile-butadiene polymer | 558536 | 28534
Acetamide, N,N-dimethyl-, complexes with aluminum chloride-titanium tetrachloride reaction products | 558528 | 28535
Tall oil, reaction products with cyclohexylamine, formaldehyde, hydrochloric acid and 1-phenylethanone | 558510 | 28536
Soybean oil, polymer with maleic anhydride, phthalic anhydride and propylene glycol | 558502 | 28537
Slimes and Sludges, wood pulp thermomech. manuf. activated sludge | 558494 | 28538
Proteins, soy, phthalated | 558486 | 28539
Fats and Glyceridic oils, vegetable, residues, sulfurized | 558478 | 28540
Linseed oil, polymer with diethylene glycol, maleic anhydride, pentaerythritol, phthalic anhydride and soybean oil | 558460 | 28541
Glycerides, coco mono-, ethoxylated propoxylated | 558452 | 28542
Glycerides, coco mono- and di-, ethoxylated propoxylated | 558445 | 28543
Glycerides, castor-oil and coco and hydrogenated castor-oil mono- and di-, ethoxylated propoxylated | 558437 | 28544
Fatty acids, vegetable-oil, esters with neopentyl glycol, sulfurized | 558429 | 28545
Fatty acids, tall-oil, polymers with diethylene glycol, maleic anhydride, pentaerythritol, phthalic anhydride and soybean oil | 558411 | 28546
Fatty acids, soya, epoxidized, Me esters, reaction products with 2-[(C12-14-alkyloxy)methyl]oxirane and triethylenetetramine | 558403 | 28547
Fatty acids, C16-18 and C18-unsatd., 2,2-bis(hydroxymethyl)butyl esters, ethoxylated | 558395 | 28548
Coconut oil, polymer with isophthalic acid, trimellitic anhydride and trimethylolpropane | 558387 | 28549
Castor oil, hydrogenated, ethoxylated propoxylated | 558379 | 28550
Amines, N-tallow alkyltrimethylenedi-, 5(or 6)-carboxy-4-hexyl-2-cyclohexene-1-octanoates | 558361 | 28551
Amines, tallow alkyl, ethoxylated, 2-ethylhexanoates | 558353 | 28552
Amines, tallow alkyl, ethoxylated, benzoates | 558346 | 28553
Amines, coco alkyl, ethoxylated, 2-ethylhexanoates | 558338 | 28554
Amines, coco alkyl, ethoxylated, benzoates | 558320 | 28555
9-Octadecenoic acid (9Z)-, mixed esters with boric acid (H3BO3), nonanoic acid and pentaerythritol | 550970 | 28556
9-Octadecenoic acid (9Z)-, mixed esters with boric acid (H3BO3), nonanoic acid and trimethylolpropane | 550962 | 28557
1,3-Propanediaminium, N1-(3-hydroxypropyl)-N1,N1,N3,N3,N3-pentamethyl-, C8-35-alkyl ethers, dichlorides | 513986 | 28558
1-Propanamine, 3-(C20-35-alkyloxy) derivs. | 513978 | 28559
Octanal, 7-hydroxy-3,7-dimethyl-, reaction products with 1H-indole and 2-(phenylmethylene)heptanal | 513960 | 28560
Ethanol, 2,2',2''-nitrilotris-, pyrolysis products | 513952 | 28561
Ethanol, 2,2'-iminobis-, pyrolysis products | 513945 | 28562
1,3-Butadiene, homopolymer, hydroxy-terminated | 513937 | 28563
Benzenesulfonic acid, propenated, calcium salts | 513929 | 28564
Titanate(2-), [P,P-dibutyl diphosphato(2-)-.kappa.O'',.kappa.O''''][P,P-dioctyl diphosphato(2-)-.kappa.O'',.kappa.O''''][1,2-ethanediolato(2-)-.kappa.O1,.kappa.O2]-, hydrogen (1:2), branched, compds. with branched dioctyl phosphonate (1:2) | 513911 | 28565
Titanate(2-), [P,P-dibutyl diphosphato(2-)-.kappa.O'',.kappa.O''''][P,P-dioctyl diphosphato(2-)-.kappa.O'',.kappa.O''''][1,2-ethanediolato(2-)-.kappa.O1,.kappa.O2]-, hydrogen (1:2), branched, compds. with branched dioctyl phosphonate (1:1) | 513903 | 28566
Titanate(2-), [P,P-dibutyl diphosphato(2-)-.kappa.O'',.kappa.O''''][P,P-dioctyl diphosphato(2-)-.kappa.O'',.kappa.O''''][1,2-ethanediolato(2-)-.kappa.O1,.kappa.O2]-, hydrogen (1:2), branched | 513895 | 28567
Cuprate(4-), [.mu.-[[3,3'-[[3,3'-di(hydroxy-.kappa.O)[1,1'-biphenyl]-4,4'-diyl]bis(2,1-diazenediyl-.kappa.N1)]bis[5-amino-4-(hydroxy-.kappa.O)-2,7-naphthalenedisulfonato]](8-)]]di-, sodium, compds. with isopropanolamine | 513663 | 28568
Wastes, flash furnace | 513630 | 28569
Speiss, copper | 513622 | 28570
Slimes and Sludges, thallium carbonate | 513614 | 28571
Slimes and Sludges, thallium | 513606 | 28572
Slimes and Sludges, smelting | 513598 | 28573
Slimes and Sludges, lead refining | 513580 | 28574
Slimes and Sludges, indium carbonate | 513572 | 28575
Slimes and Sludges, cadmium sump tank | 513564 | 28576
Slimes and Sludges, cadmium-refining, oxidized | 513556 | 28577
Slimes and Sludges, cadmium electrolytic | 513549 | 28578
Slimes and Sludges, acid cake calcine | 513531 | 28579
Slags, type metal smelting | 513523 | 28580
Slags, tellurium | 513515 | 28581
Fatty acids, tall-oil, polymers with benzoic acid, glycerol, isophthalic acid, pentaerythritol, phthalic anhydride and tung oil | 536037 | 28582
Tar, coal, methylnaphthalene fraction | 536029 | 28583
Sulfonic acids, petroleum, barium calcium salts, basic, reaction products with 2-(dodecen-1-yl)butanedioic acid | 536011 | 28584
Spinels, aluminum chromium iron magnesium | 536003 | 28585
Slags, rare earth metals refining | 535997 | 28586
Rosin, polymer with pentaerythritol, phthalic anhydride, sorbitol and tall oil | 535989 | 28587
Rosin, polymer with isoprene, phenol and urea | 535971 | 28588
Rosin, polymer with p-tert-butylphenol, formaldehyde, glycerol, phthalic anhydride, tall oil and tung oil | 535963 | 28589
Rosin, polymer with p-tert-butylphenol, formaldehyde and tung oil | 535955 | 28590
Rosin, polymer with p-tert-butylphenol, ethylene glycol, formaldehyde, pentaerythritol, phthalic anhydride and tall oil | 535948 | 28591
Cod-liver oil, mixed with whale oil, oxidized | 535930 | 28592
Fats and Glyceridic oils, menhaden, polymers with ethylene glycol, pentaerythritol, phthalic anhydride and tall oil | 535922 | 28593
Linseed oil, polymer with diethylene glycol, pentaerythritol and phthalic anhydride | 535914 | 28594
Linseed oil, polymer with p-tert-butylphenol, formaldehyde, glycerol, pentaerythritol, phthalic anhydride, rosin and TDI | 535906 | 28595
Linseed oil, polymer with p-tert-butylphenol, ethylene glycol, formaldehyde, pentaerythritol, phthalic anhydride, rosin, tall oil and tung oil | 535898 | 28596
Linseed oil, polymer with p-tert-butylphenol, ethylene glycol, formaldehyde, pentaerythritol, phthalic anhydride, rosin, soybean oil and tung oil | 535880 | 28597
Linseed oil, polymer with benzoic acid, ethylene glycol, pentaerythritol, phthalic anhydride and soybean oil | 535872 | 28598
Glutens, corn, hydrolyzed, sodium salt | 535864 | 28599
Fatty acids, vegetable-oil, polymers with bisphenol A, epichlorohydrin and tetraethylenepentamine | 535856 | 28600
Fatty acids, tall-oil, polymers with isophthalic acid, ricinoleic acid, trimellitic anhydride and trimethylolpropane | 535849 | 28601
Fatty acids, tall-oil, polymers with 1,3-butanediol, isophthalic acid, phthalic anhydride, terephthalic acid and trimethylolpropane | 535831 | 28602
Fatty acids, tall-oil, esters with polyethylene glycol ether with glycerol (3:1) | 535823 | 28603
Fatty acids, safflower-oil, polymers with isophthalic acid, trimellitic anhydride and trimethylolpropane | 535815 | 28604
Fatty acids, linseed-oil, polymers with benzoic acid, bisphenol A, epichlorohydrin and maleic anhydride, hydrolyzed | 535807 | 28605
Fatty acids, linseed-oil, epoxidized, Me esters | 535799 | 28606
Fatty acids, dehydrated castor-oil, polymers with benzoic acid, pentaerythritol, phthalic anhydride and tung oil | 535781 | 28607
Starch, reaction products with ammonium hydroxide and epichlorohydrin, carboxymethylated | 528612 | 28608
Silicic acid (H4SiO4), sodium salt (1:2), reaction products with chlorotrimethylsilane | 528604 | 28609
2-Propenoic acid, 2-methyl-, telomer with tert-dodecanethiol, ethenylbenzene, methyl 2-methyl-2-propenoate and 2-propenamide, butyl ester, reaction products with formaldehyde | 528596 | 28610
2-Propenoic acid, ethyl ester, polymers with chlorinated polyethylene and Me acrylate | 528588 | 28611
2-Propenoic acid, 2-ethoxyethyl ester, polymers with chlorinated polyethylene, Et acrylate and Me acrylate | 528570 | 28612
1-Propene, 2-methyl-, trimer, chlorinated | 528562 | 28613
1-Propene, tetramer, chlorinated | 528554 | 28614
Propanoic acid, reaction products with acetic anhydride and phosphorous trichloride | 528547 | 28615
1,3-Propanediol, 2,2'-[oxybis(methylene)]bis[2-(hydroxymethyl)-, hexa-C4-8 carboxylates | 528539 | 28616
Naphthalene, chloro derivs. | 528521 | 28617
Decanoic acid, mixed esters with hexanoic acid, octanoic acid, pentaerythritol and valeric acid | 528513 | 28618
Decanoic acid, mixed esters with dipentaerythritol, hexanoic acid, octanoic acid and valeric acid | 528505 | 28619
Copper, [29H,31H-phthalocyaninato(2-)-.kappa.N29,.kappa.N30,.kappa.N31,.kappa.N32]-, [[2-[(2-aminoethyl)amino]ethyl]amino]sulfonyl sulfo derivs., glycolates methanesulfonates | 528497 | 28620
Bicyclo[2.2.1]hept-2-ene, 5-ethylidene-, polymer with ethene and 1-propene, sulfonated, magnesium salts | 528489 | 28621
Bicyclo[2.2.1]hept-2-ene, 5-ethylidene-, polymer with ethene and 1-propene, sulfonated | 528471 | 28622
1,3-Benzenedicarboxylic acid, polymer with hexanedioic acid and 2,2-oxybis[ethanol], 1,1'-methylenebis[4-isocyanatobenzene]-terminated | 528463 | 28623
Vinyl acetal polymers, butyrals formals | 528455 | 28624
Vinyl acetal polymers, acetal butyrals | 528448 | 28625
Sulfonic acids, C10-18-alkane, Ph esters | 528430 | 28626
Siloxanes and Silicones, di-Me, polymers with Me silsesquioxanes, reaction products with 2-(2-methoxyethoxy)ethanol | 528422 | 28627
Siloxanes and Silicones, di-Me, monohydroxy-terminated, potassium salts | 528414 | 28628
Siloxanes and Silicones, 2-cyanoethyl Me | 528406 | 28629
Imidazolium compounds, 4,5-dihydro-1-methyl-2-norsoya alkyl-1-(2-soya amidoethyl), Me sulfates | 528398 | 28630
Fatty acids, C18-unsatd., dimers, polymers with bisphenol A, epichlorohydrin, linseed-oil fatty acids, methacrylic acid, soya fatty acids and styrene | 528380 | 28631
Amines, C12-14-tert-alkyl, stearates | 528372 | 28632
Slags, precious metal recovery lead refining | 513507 | 28633
Slags, lead smelting | 513499 | 28634
Residues, zinc smelting | 513481 | 28635
Residues, zinc dross | 513473 | 28636
Residues, thallium | 513465 | 28637
Residues, precious metal recovery lead refining | 513457 | 28638
Residues, lead smelting | 513440 | 28639
Residues, lead roaster | 513432 | 28640
Residues, cadmium-refining | 513424 | 28641
Oils, reclaimed, sulfated, sodium salts | 513416 | 28642
Oils, reclaimed | 513408 | 28643
Calcines, lead ore conc. | 513390 | 28644
Leach residues, tellurium | 513382 | 28645
Leach residues, precious metal recovery lead refining | 513374 | 28646
Leach residues, lead slag | 513366 | 28647
Leach residues, cadmium-refining | 513358 | 28648
Indium, purifn. cake | 513341 | 28649
Gold, dross | 513333 | 28650
Flue dust, lead-refining | 513325 | 28651
Flue dust, acid cake calcine | 513317 | 28652
Flue dust, acid cake | 513309 | 28653
Charcoal, activated, indium-contg. | 513291 | 28654
Calcines, cadmium residue | 513283 | 28655
Calcines, acid cake | 513275 | 28656
Bismuth, refinery lead chloride residues | 513267 | 28657
Zinc, desilverizing skims | 513259 | 28658
Type metals, dross | 513242 | 28659
Slags, lead reverbatory smelting | 513234 | 28660
Silver, crusts | 513226 | 28661
Silica, indium cake | 513218 | 28662
Selenium, waste acid ppt. | 513200 | 28663
Fatty acids, C18-unsatd., dimers, reaction products with diethylenetriamine, naphthenates | 535773 | 28664
Fatty acids, C18-unsatd., dimers, reaction products with diethylenetriamine, glycolates | 535765 | 28665
Fatty acids, C18-unsatd., dimers, polymers with ethylenediamine, hexamethylenediamine, piperazine and sebacic acid | 535757 | 28666
Fatty acids, C18-unsatd., dimers, polymers with ethylenediamine and propionic acid | 535740 | 28667
Fatty acids, C18-unsatd., dimers, polymers with azelaic acid, ethylenediamine and hexamethylenediamine | 535732 | 28668
Fatty acids, C18-unsatd., dimers, polymers with azelaic acid, diethylenetriamine, ethylenediamine and piperazine | 535724 | 28669
Fatty acids, C18-unsatd., dimers, polymers with dodecanedioic acid, ethylenediamine and 1-piperazineethanamine | 535716 | 28670
Fatty acids, C18-unsatd., dimers, polymers with adipic acid, maleic anhydride, neopentyl glycol and phthalic anhydride | 535708 | 28671
Fatty acids, C5-10, esters with dipentaerythritol | 535690 | 28672
Carboxylic acids, C5-9-branched and linear, esters with dipentaerythritol | 535682 | 28673
Castor oil, dehydrated, polymer with glycerol, isophthalic acid and trimethylolethane | 535674 | 28674
Amides, lard-oil, N,N-bis(hydroxyethyl) | 535666 | 28675
Amides, from C18-unsatd. fatty acid dimers and hexamethylenediamine, compds. with C18-unsatd. fatty acid dimers | 535658 | 28676
Alkenes, C20-24 .alpha.-, polymers with maleic anhydride, mixed decyl octyl esters, reaction products with N1,N1-dimethyl-1,3-propanediamine, benzyl chloride-quaternized | 535641 | 28677
Alkenes, C20-24 .alpha.-, polymers with maleic anhydride, mixed decyl octyl esters, reaction products with N1,N1-dimethyl-1,3-propanediamine | 535633 | 28678
Alkenes, C20-24 .alpha.-, polymers with maleic anhydride, mixed decyl octyl esters | 535625 | 28679
Alkenes, C30-36 .alpha.-, polymers with maleic anhydride, C20-26-alkyl esters | 535617 | 28680
Alkenes, C20-24 .alpha.-, polymers with acrylonitrile | 535609 | 28681
Alcohols, C3-11, .beta.-.omega.-perfluoro-.omega.-hydro | 535591 | 28682
1-Propanol, 2,3-bis[(.gamma.-.omega.-perfluoro-C6-20-alkyl)thio] derivs. | 535583 | 28683
1-Propanaminium, 2-hydroxy-N,N,N-trimethyl-, 3-[(.gamma.-.omega.-perfluoro-C6-20-alkyl)thio] derivs., chlorides | 535575 | 28684
Poly(oxy-1,2-ethanediyl), .alpha.-methyl-.omega.-hydroxy-, 2-hydroxy-3-[(.gamma.-.omega.-perfluoro-C6-20-alkyl)thio]propyl ethers | 535567 | 28685
Poly(oxy-1,2-ethanediyl), .alpha.,.alpha.'-(iminodi-2,1-ethanediyl)bis[.omega.-hydroxy-, N-[3-(C10-16-alkyloxy)propyl] derivs., di-Et sulfate-quaternized | 535559 | 28686
Hexanedioic acid, mixed esters with 2-butoxyethanol and glutaric acid | 535542 | 28687
Guanidine, N-cyano-, polymer with N1-(2-aminoethyl)-1,2-ethanediamine, hydrochloride, cupric chloride complexes | 535534 | 28688
2,5-Furandione, dihydro-, mono-C30-53-2-alkenyl derivs. | 535526 | 28689
2,5-Furandione, dihydro-, mono-C24-28-2-alkenyl derivs. | 535518 | 28690
2,5-Furandione, dihydro-, mono-C20-24-2-alkenyl derivs. | 535500 | 28691
Formaldehyde, polymer with 4-(1,1-dimethylethyl)phenol, reaction products with cis-1,4-polyisoprene | 535492 | 28692
Cyclohexanemethanamine, 5-amino-1,3,3-trimethyl-, polymer with 1,3-diisocyanatomethylbenzene and .alpha.-hydro-.omega.-hydroxypoly[oxy(methyl-1,2-ethanediyl)], amine-terminated | 535484 | 28693
Carbonic acid sodium salt (1:2), reaction products with silicic acid (H4SiO4) zirconium salt (1:1) and sulfuric acid | 535476 | 28694
Calcium, acetate candelilla wax oleate tallow complexes | 535468 | 28695
Butanedioic acid, mono-C30-53-2-alkenyl derivs. | 535450 | 28696
Butanedioic acid, mono-C24-28-2-alkenyl derivs. | 535443 | 28697
Butanedioic acid, mono-C20-24-2-alkenyl derivs. | 535435 | 28698
Benzoic acid, 2-hydroxy-, copper salt (1:?), basic | 535427 | 28699
Benzoic acid, 2,4-dihydroxy-, copper salt (1:?), basic | 535419 | 28700
Imidazolium compounds, 2-C4-8-alkyl-1-(2-carboxyethyl)-4,5-dihydro-3-(hydroxyethyl), hydroxides, sodium salts | 535401 | 28701
Terpenes and Terpenoids, turpentine-oil, .alpha.-pinene fraction, polymer with turpentine-oil .beta.-pinene fraction terpenes | 528117 | 28702
Terpenes and Terpenoids, turpentine-oil, .beta.-pinene fraction, polymd. | 528109 | 28703
Terpenes and Terpenoids, turpentine-oil, .alpha.-pinene fraction, polymd. | 528091 | 28704
Terpenes and Terpenoids, turpentine-oil, limonene fraction, polymer with turpentine-oil .beta.-pinene fraction terpenes | 528083 | 28705
Terpenes and Terpenoids, limonene fraction, reaction products with maleic anhydride | 528075 | 28706
Terpenes and Terpenoids, limonene fraction, reaction products with ethylenediamine and maleic anhydride | 528067 | 28707
Terpenes and Terpenoids, limonene fraction, polymd. | 528059 | 28708
Tall-oil pitch, magnesium salt | 528042 | 28709
Siloxanes and Silicones, di-Me, Me vinyl, polymers with ethylene and vinyl acetate | 528034 | 28710
Safflower oil, polymer with 3-hydroxy-2-(hydroxymethyl)-2-methylpropanoic acid, pentaerythritol, TDI, trimellitic anhydride and 2,4,4-trimethyl-1,3-pentanediol | 528026 | 28711
Rosin oil, sulfonated, sodium salt | 528018 | 28712
Rosin oil, sulfonated | 528000 | 28713
Quaternary ammonium compounds, coco alkylbis(hydroxyethyl)methyl, chlorides | 527994 | 28714
Betaines, bis(hydroxyethyl)tallow alkyl | 527986 | 28715
Polyphosphoric acids, esters with polyethylene glycol mono[(1,1,3,3-tetramethylbutyl)phenyl] ether, potassium salts, compds. with diisopropanolamine, isopropanolamine and triisopropanolamine | 527978 | 28716
Polyphosphoric acids, esters with ethoxylated castor oil, compds. with diethanolamine | 527960 | 28717
Polyphosphoric acids, C6-10-alkyl esters, potassium salts | 527952 | 28718
Polyphosphoric acids, C10-20-alkyl esters | 527945 | 28719
Glycols, 1,2-, C15-18 | 527937 | 28720
Fatty acids, vegetable-oil, polymers with ethylene glycol, pentaerythritol and phthalic anhydride | 527929 | 28721
Fatty acids, tall-oil, esters with 2,2,4-trimethyl-1,3-pentanediol | 527911 | 28722
Fatty acids, tall-oil, esters with polyethylene glycol mono(hydrogen sulfate), ammonium salts | 527903 | 28723
Fatty acids, tall-oil, esters with polyethylene glycol monolauryl ether | 527895 | 28724
Fatty acids, safflower-oil, polymers with benzoic acid, isophthalic acid, soya fatty acids, tall-oil fatty acids, trimellitic anhydride and trimethylolethane | 527887 | 28725
Fatty acids, dehydrated castor-oil, polymers with bisphenol A, epichlorohydrin, isophthalic acid, trimellitic anhydride and vegetable-oil fatty acids | 527879 | 28726
Fatty acids, coco, polymers with adipic acid, 1,3-butanediol and glutaric acid | 527861 | 28727
Fatty acids, C14-18, iso-Pr esters | 527853 | 28728
Fatty acids, C28-32 | 527846 | 28729
Amines, polyethylenepoly-, dodecyl(sulfophenoxy)benzenesulfonates | 527838 | 28730
Alkenes, C14-19 .alpha.-, chlorosulfurized | 527820 | 28731
Alcohols, C12-13, ethoxylated propoxylated | 527812 | 28732
9,10-Anthracenedione, 1,4-diamino-, N,N'-mixed iso-Pr and Me derivs. | 527804 | 28733
Dodecanoic acid, 1,1'-(dibutylstannylene) ester, reaction products with silicic acid (H4SiO4) tetra-Et ester | 527796 | 28734
2-Propenenitrile, polymer with 1,3-butadiene, carboxy-terminated, polymers with tetraethylenepentamine | 527770 | 28735
2-Propenamide, homopolymer, reaction products with chloromethane, dimethylamine and formaldehyde | 527762 | 28736
Propanoic acid, anhydride, reaction products with phosphoric acid | 527754 | 28737
1,2,3-Propanetriol, polymer with 1,3-diisocyanatomethylbenzene, 2-(2-methoxyethoxy)ethanol-blocked | 527747 | 28738
Poly(oxy-1,2-ethanediyl), .alpha.-(carboxymethyl)-.omega.-hydroxy-, C12-13-alkyl ethers | 527739 | 28739
Poly(oxy-1,4-butanediyl), .alpha.-hydro-.omega.-hydroxy-, polymer with 1,3-diisocyanatomethylbenzene, 2-hydroxyethyl methacrylate-blocked | 527721 | 28740
Formaldehyde, polymer with 4,4'-(1-methylethylidene)bis[phenol], Bu ether | 527713 | 28741
Oxirane, 2-(chloromethyl)-, homopolymer, dehydrochlorinated | 527705 | 28742
2-Oxepanone, polymer with 4,4'-(1-methylethylidene)bis[phenol], cyanated | 527697 | 28743
Octanoic acid, reaction products with 2-[(2-aminoethyl)amino]ethanol | 527689 | 28744
Octadecanoic acid, reaction products with 2-[(2-aminoethyl)amino]ethanol, 2-carboxyethylated 2-hydroxyethylated | 527671 | 28745
Isocyanic acid, polymethylenepolyphenylene ester, polymers with hydroxy-terminated polybutadiene and polypropylene glycol | 527655 | 28746
Formaldehyde, polymer with N1-(2-aminoethyl)-1,2-ethanediamine, benzylated | 527648 | 28747
Ethanol, 2,2'-oxybis-, reaction products with 1,1'-methylenebis[4-isocyanatocyclohexane] and TDI | 527630 | 28748
Decanoic acid, reaction products with 2-[(2-aminoethyl)amino]ethanol, carboxymethylated, disodium salts | 527622 | 28749
Benzoic acid, C14-15-alkyl esters | 527614 | 28750
Benzoic acid, C12-13-alkyl esters | 527606 | 28751
Amides, from 2-[(aminoethyl)amino]ethanol and low-boiling tall-oil fatty acids | 520478 | 28752
Tall oil, polymer with maleic anhydride and trimethylolpropane | 520460 | 28753
Soybean oil, polymer with benzoic acid, pentaerythritol, phthalic anhydride, TDI and trimethylolpropane | 520452 | 28754
Silsesquioxanes, Ph | 520445 | 28755
Silsesquioxanes, iso-Bu | 520437 | 28756
Siloxanes and Silicones, di-Me, hydroxy-terminated | 520429 | 28757
Lead oxide (PbO), retort | 513192 | 28758
Lead, dross | 513184 | 28759
Lead, antimonial, dross | 513176 | 28760
Lead, antimonial | 513168 | 28761
Indium, sulfide cake | 513150 | 28762
Indium, cake | 513143 | 28763
Dore | 513135 | 28764
Lead, dross, bismuth-rich | 513127 | 28765
Lead, dross, antimony-rich | 513119 | 28766
Nonanedioic acid, polymer with 1,2-ethanediol and 1,3-isobenzofurandione, mixed decyl and hexyl and octyl esters | 512970 | 28767
2-Propenoic acid, 2-methyl-, polymer with ethenylbenzene, 2-ethylhexyl 2-propenoate, formaldehyde, methyl 2-methyl-2-propenoate and 1,3,5-triazine-2,4,6-triamine, isobutylated | 512954 | 28768
Tall oil, polymer with dipropylene glycol, glycerol and phthalic anhydride | 512798 | 28769
Tall oil, polymer with benzoic acid, isophthalic acid, trimellitic anhydride and trimethylolethane | 512780 | 28770
Castor oil, polymer with coconut oil, phthalic anhydride and trimethylolethane | 512772 | 28771
Alkenes, C15-20 .alpha.-, polymers with cottonseed oil and lard oil, sulfurized | 512764 | 28772
Amides, tallow, hydrogenated, N-[(dimethylamino)propyl] | 512756 | 28773
Siloxanes and Silicones, di-Me, Me hydrogen, hydrogen-terminated | 512749 | 28774
Castor oil, maleated | 512731 | 28775
Fuel oil, pyrolysis | 512723 | 28776
Wastewater, chromium-contg. | 535120 | 28777
Waste solids, calcium sulfate-ash sludges | 535112 | 28778
Thiols, C8-20, .gamma.-.omega.-perfluoro, telomers with acrylamide | 535104 | 28779
Tar, coal, reaction products with triethylenetetramine, hydrochlorides | 535096 | 28780
Tallow, hydrogenated, oxidized | 535088 | 28781
Tall oil, polymd., maleated | 535070 | 28782
Fatty acids, palm kernel-oil, potassium salts | 535062 | 28783
Phenol, 2-methoxy-, reaction products with 2,2-dimethyl-3-methylenebicyclo[2.2.1]heptane, hydrogenated | 534982 | 28784
Phenol, 2-methoxy-, reaction products with 2,2-dimethyl-3-methylenebicyclo[2.2.1]heptane | 534974 | 28785
Oxirane, 2-methyl-, polymer with oxirane, mono(octylphenyl) ether, branched | 534966 | 28786
Oxirane, 2-methyl-, polymer with oxirane, ether with .beta.-D-fructofuranosyl .alpha.-D-glucopyranoside, glycol by-products from, polymers with diethylene glycol, maleic anhydride, phthalic anhydride and propylene glycol | 534958 | 28787
Hexanedioic acid, polymer with 1,3-butanediol, 4-hydroxy-N-(2-hydroxyethyl)-N-methylbutanamide, 1,3-isobenzofurandione, 1,1'-methylenebis[4-isocyanatocyclohexane] and 2,2'-oxybis[ethanol], 2-hydroxyethyl acrylate-blocked | 534941 | 28788
2,5-Furandione, dihydro-, mono-C3-22-1-alkenyl derivs. | 534933 | 28789
Copper, [29H,31H-phthalocyaninato(2-)-.kappa.N29,.kappa.N30,.kappa.N31,.kappa.N32]-, [[2-[(4-chloro-6-methoxy-1,3,5-triazin-2-yl)amino]ethyl]amino]sulfonyl sulfo derivs., sodium salts | 534925 | 28790
Copper, [29H,31H-phthalocyaninato(2-)-.kappa.N29,.kappa.N30,.kappa.N31,.kappa.N32]-, [(2-chloroethyl)amino]sulfonyl sulfo derivs., sodium salts | 534917 | 28791
Butanedioic acid, mono-C3-22-1-alkenyl derivs., disodium salt | 534909 | 28792
Butanamide, 4-hydroxy-N-(2-hydroxyethyl)-N-methyl-, polymer with 1,2-ethanediol, 1,3-isobenzofurandione and 5-isocyanato-1-(isocyanatomethyl)-1,3,3-trimethylcyclohexane, 2-hydroxyethyl acrylate-blocked | 534891 | 28793
1,2,4-Benzenetricarboxylic acid, C4-8-alkyl esters | 534883 | 28794
Benzenesulfonic acid, 2-methyl-, mono-C6-12-branched alkyl derivs., sodium salts | 534875 | 28795
Benzenesulfonic acid, 2-methyl-, mono-C6-12-branched alkyl derivs. | 534867 | 28796
1,2-Benzenediol, reaction products with 2,2-dimethyl-3-methylenebicyclo[2.2.1]heptane | 534859 | 28797
1,2-Benzenedicarboxylic acid, mixed heptyl and nonyl diesters | 534842 | 28798
1,2-Benzenedicarboxylic acid, mixed heptyl and isooctyl and nonyl diesters | 534834 | 28799
1,2-Benzenedicarboxylic acid, mixed heptyl and isooctyl and nonyl and undecyl diesters | 534826 | 28800
1,2-Benzenedicarboxylic acid, mixed decyl and hexyl and isooctyl and octyl diesters | 534818 | 28801
Sulfonic acids, C20-25-alkane, sodium salts | 534800 | 28802
Carbohydrates and Sugars, carboxylic acids, sodium salts | 534792 | 28803
Siloxanes and Silicones, ethoxy hydroxy Ph | 534784 | 28804
Siloxanes and Silicones, di-Me, polymers with Ph silsesquioxanes, methoxy-terminated, reaction products with bisphenol A-epichlorohydrin polymer and Bu alc. | 534776 | 28805
Siloxanes and Silicones, 3-[(2-aminoethyl)amino]propyl (trimethylsilyl)oxy, di-Me, reaction products with hydrogen hexachloroplatinate(2-) (2:1) | 534768 | 28806
Rosin, fumarated, polymer with phthalic anhydride and sorbitol | 534750 | 28807
Rosin, polymer with formaldehyde, glycerol, octylphenol and polymd. rosin | 534743 | 28808
Rosin, polymer with p-tert-butylphenol, formaldehyde, glycerol, maleic anhydride, polymd. rosin and tripentaerythritol | 534735 | 28809
Rosin, maleated, polymer with bisphenol A, p-tert-butylphenol, formaldehyde and glycerol | 534727 | 28810
Polyphosphoric acids, esters with ethoxylated urea | 534719 | 28811
Polyphosphoric acids, amides, N,N-dicoco | 534701 | 28812
Oils, pine, mixed with rosin and rosin oil, reaction products with diethylene glycol, potassium salts | 534693 | 28813
Oils, English ivy | 534685 | 28814
Nitriles, palm-oil | 534677 | 28815
Ketones, coco | 534669 | 28816
Fatty acids, tallow, esters with high-boiling nonene hydroformylation products, sulfated, sodium salts | 534651 | 28817
Fatty acids, tallow, esters with high-boiling nonene hydroformylation products | 534644 | 28818
Fatty acids, tall-oil, reaction products with 2-[(2-aminoethyl)amino]ethanol, di-Et sulfate-quaternized | 534636 | 28819
Fatty acids, tall-oil, esters with high-boiling nonene hydroformylation products, sulfated, sodium salts | 534628 | 28820
Fatty acids, tall-oil, esters with high-boiling nonene hydroformylation products, mixed with paraffin oils, rape oil and rice bran oil, sulfated, sodium salts | 534610 | 28821
Fatty acids, tall-oil, esters with high-boiling nonene hydroformylation products | 534602 | 28822
Fatty acids, peanut-oil, reaction products with 2-[(2-aminoethyl)amino]ethanol, di-Et sulfate-quaternized | 534594 | 28823
Fatty acids, coco, polymers with pentaerythritol | 534586 | 28824
Fatty acids, coco, polymers with acrylic acid and pentaerythritol | 534578 | 28825
Fatty acids, coco, hydrogenated, polymers with di-Me adipate, di-Me glutarate and propylene glycol | 534560 | 28826
Oils, cucumber | 534552 | 28827
Castor oil, trimaleate | 534545 | 28828
Castor oil, reaction products with propylene glycol monoricinoleate and 2,4-TDI | 534537 | 28829
Benzoic acid, C9-11-alkyl esters | 527598 | 28830
1,4-Benzenedicarboxylic acid, 1,4-dimethyl ester, polymer with 1,2-propanediol, hydroxy-terminated | 527580 | 28831
1,4-Benzenedicarboxylic acid, 1,4-dimethyl ester, manuf. of, by-products from, polymers with propylene glycol, maleated | 527572 | 28832
1,4-Benzenedicarboxylic acid, 1,4-dimethyl ester, manuf. of, by-products from, polymers with propylene glycol | 527564 | 28833
1,4-Benzenedicarboxylic acid, 1,4-dimethyl ester, manuf. of, by-products from, polymers with ethylene glycol | 527556 | 28834
1,4-Benzenedicarboxylic acid, 1,4-dimethyl ester, manuf. of, by-products from, polymers with diethylene glycol | 527549 | 28835
1,4-Benzenedicarboxylic acid, 1,4-dimethyl ester, manuf. of, by-products from, 2-ethylhexyl esters | 527531 | 28836
Acetic acid, reaction products with acetic anhydride and phosphorous trichloride | 527523 | 28837
Acetic acid, anhydride, reaction products with phosphonic acid | 527515 | 28838
Polyphosphoric acids, mixed hexyl iso-Pr esters | 520411 | 28839
Polyphosphoric acids, mixed 2-ethylhexyl iso-Pr esters | 520403 | 28840
Fatty acids, tallow, C14-22-sec-alkyl esters | 520395 | 28841
Fatty acids, soya, polymers with acetic acid, fumaric acid, linseed oil, maleic anhydride, pentaerythritol, rosin, tall oil, tall-oil fatty acids and tripentaerythritol, cobalt salts | 520387 | 28842
Fatty acids, coco, polymers with benzoic acid, pentaerythritol, phthalic anhydride and trimethylolpropane | 520379 | 28843
Cottonseed oil, winterized, residues | 520361 | 28844
Amines, C20-22-alkyl, ethoxylated | 520353 | 28845
Amides, tallow, N-[3-(dimethylamino)propyl], alkylation products with sodium 3-chloro-2-hydroxy-1-propanesulfonate (1:1) | 520346 | 28846
Amides, from low-boiling tall-oil fatty acids and polyethylenepolyamines | 520338 | 28847
Amides, from ammonia-ethanolamine reaction by-products and low-boiling tall-oil fatty acids | 520320 | 28848
Amides, from 2-(2-aminoethoxy)ethanol manuf. low-boiling by-products and low-boiling tall-oil fatty acids | 520312 | 28849
Alkenes, C15-18 .alpha.-, reaction products with fish oil, sulfated, sodium salts | 520304 | 28850
Quaternary ammonium compounds, C20-22-alkylbis(hydroxyethyl)methyl, ethoxylated, mono-Me ether, Me sulfates | 520296 | 28851
1,6-Octadiene, 7-methyl-3-methylene-, acid-hydrated, geraniol fractions, distn. residues | 520288 | 28852
Bentonite, acid-leached | 520270 | 28853
Tung oil, polymer with butanal oxime, hexamethylenetetramine and phenol | 520197 | 28854
Terpenes and Terpenoids, limonene fraction, polymers with turpentine-oil .beta.-pinene fraction terpenes | 520189 | 28855
Terpenes and Terpenoids, clove-oil, caryophyllene fraction | 520171 | 28856
Terpenes and Terpenoids, C10-30, distn. residues | 520163 | 28857
Silsesquioxanes, Ph, polymers with bisphenol A diglycidyl ether and 3-(triethoxysilyl)-1-propanamine | 520155 | 28858
Siloxanes and Silicones, di-Me, Me Ph, polymers with dichlorophenyl silsesquioxanes | 520148 | 28859
Safflower oil, polymd., polymer with benzoic acid, isophthalic acid, safflower oil, terephthalic acid and trimethylolethane | 520130 | 28860
Proteins, soy, enzyme-modified | 520122 | 28861
Polyphosphoric acids, ammonium salts, reaction products with ethanolamine | 520114 | 28862
Pitch, tallow | 520106 | 28863
Oils, Douglas fir, oxidized | 520098 | 28864
Oils, cedarwood, Texan, propionates | 520080 | 28865
Linseed oil, polymer with maleic anhydride, sorbitol and tall oil | 520072 | 28866
Linseed oil, polymer with benzoic acid, chlorendic anhydride, trimethylolpropane and tung oil | 520064 | 28867
Glutens, enzyme-modified | 520056 | 28868
Fatty acids, vegetable-oil, polymers with acrylic acid, 3-hydroxy-2-(hydroxymethyl)-2-methylpropanoic acid, Me methacrylate, phthalic acid and trimethylolethane | 520049 | 28869
Fatty acids, tallow, distn. residues | 520031 | 28870
Fatty acids, tall-oil, polymers with ethylene glycol, glycerol, phthalic anhydride, rosin and tung oil | 520023 | 28871
Fatty acids, soya, polymers with benzoic acid, iso-Bu methacrylate, Me methacrylate, pentaerythritol, phthalic anhydride, styrene and vinyltoluene | 520015 | 28872
Fatty acids, cottonseed-oil, polymers with glycerol, phthalic anhydride and rosin | 520007 | 28873
Fatty acids, coco, esters with diethanolamine | 519991 | 28874
Cyclosiloxanes, di-Me, polymers with 1,3-diethenyl-1,3-dimethyl-1,3-diphenyldisiloxane and Me Ph cyclosiloxanes | 519983 | 28875
Castor oil, oxidized, mixed potassium sodium salts | 519975 | 28876
Fatty acids, C12-18, barium cadmium salts | 519967 | 28877
Carboxylic acids, di-, C6-12, potassium sodium salts | 519959 | 28878
Alkanes, C12-24, propene polymn. by-products | 519942 | 28879
Alkanes, C6-9, propene polymn. by-products | 519934 | 28880
Coal, sulfonated | 512715 | 28881
Alcohols, C8-22, ethoxylated | 512707 | 28882
Alcohols, C8-18, ethoxylated propoxylated | 512699 | 28883
Safflower oil, polymer with p-tert-butylbenzoic acid, glycerol, maleic anhydride, phthalic anhydride and soybean oil | 512681 | 28884
Rosin, polymer with dicyclopentadiene, maleic anhydride and tung oil | 512673 | 28885
Rosin, polymer with boron trifluoride-Et ether complex and sodium hydroxymethanesulfonate | 512665 | 28886
Rosin, polymer with bisphenol A, p-tert-butylphenol, formaldehyde, pentaerythritol and tung oil, zinc salt | 512657 | 28887
Rosin, hydrogenated, polymer with acrylic acid and pentaerythritol | 512640 | 28888
Fats and Glyceridic oils, menhaden, polymers with p-tert-butylphenol, dicyclopentadiene, formaldehyde and tung oil | 512632 | 28889
Fats and Glyceridic oils, marine, hydrogenated, reaction products with tallow, sodium salts | 512624 | 28890
Fats and Glyceridic oils, marine, hydrogenated, reaction products with glycerol and tallow, barium sodium salts | 512616 | 28891
Linseed oil, polymer with fumaric acid, pentaerythritol, rosin and soybean oil | 512608 | 28892
Linseed oil, polymer with (4.alpha.,8.alpha.,12.alpha.)-17,19-dinoratis-15-ene-4,13,14-tricarboxylic acid cyclic 13,14-anhydride and pentaerythritol | 512590 | 28893
Linseed oil, polymer with benzoic acid, pentaerythritol, phthalic anhydride and soybean oil | 512582 | 28894
Fatty acids, vegetable-oil, polymers with crotonic acid, pentaerythritol and phthalic anhydride | 512574 | 28895
Fatty acids, vegetable-oil, polymers with p-tert-butylbenzoic acid, fumaric acid, glycerol, hydroabietyl alc., nonanoic acid, palmitic acid, phthalic anhydride and stearic acid | 512566 | 28896
Fatty acids, tall-oil, polymers with linseed oil, methylstyrene, pentaerythritol, phthalic anhydride, styrene and vinyltoluene | 512558 | 28897
Fatty acids, tall-oil, polymers with dehydrated castor oil, dipentaerythritol, pentaerythritol, phthalic anhydride and rosin | 512541 | 28898
Fatty acids, tall-oil, dimers, polymers with 3,3'-[oxybis(2,1-ethanediyloxy)]bis[1-propanamine] | 512533 | 28899
Fatty acids, marine-oil, hydrogenated, reaction products with hydrogenated marine oil, myristic acid and rosin, sodium salts | 512525 | 28900
Fatty acids, C18-unsatd., dimers, polymers with isophthalic acid, neopentyl glycol, phthalic anhydride and propylene glycol | 512517 | 28901
Fatty acids, C18-unsatd., dimers, polymers with di-Me terephthalate and ethylene glycol | 512509 | 28902
Fatty acids, C18-unsatd., dimers, polymers with 1,4-cyclohexanedimethanol and di-Me 1,4-cyclohexanedicarboxylate | 512491 | 28903
Fatty acids, C18-unsatd., dimers, polymers with 1,4-butanediol and di-Me terephthalate | 512483 | 28904
Fatty acids, C18-unsatd., dimers, polymers with benzoic acid, ethylene glycol, pentaerythritol, phthalic anhydride and tall-oil fatty acids | 512475 | 28905
Fatty acids, C18-unsatd., dimers, polymers with azelaic acid, ethanolamine and ethylenediamine | 512467 | 28906
Fatty acids, C18-unsatd., dimers, polymers with azelaic acid, C18-unsatd. alkylamine dimers and hexamethylenediamine | 512459 | 28907
Fatty acids, C18-unsatd., dimers, polymers with azelaic acid, C18-unsatd. alkylamine dimers and ethylenediamine | 512442 | 28908
Fatty acids, C18-unsatd., dimers, polymers with adipic acid, ethanolamine and ethylenediamine | 512434 | 28909
Fatty acids, C6-12, calcium salts | 512426 | 28910
Castor oil, polymer with p-tert-butylphenol, disodium carbonate, pentaerythritol, rosin and tung oil | 512418 | 28911
Cashew, nutshell liq., polymer with hexamethylenetetramine and molasses | 512400 | 28912
Sulfuric acid, mono-C18-24-alkyl esters, sodium salts | 512392 | 28913
Ashes (residues), zinc-refining | 512384 | 28914
Alcohols, C1-2, ethoxylated | 512376 | 28915
Poly(oxy-1,2-ethanediyl), .alpha.,.alpha.'-(iminodi-2,1-ethanediyl)bis[.omega.-hydroxy-, N-soya alkyl derivs., 2-(tetracosen-1-yl)butanedioates (esters) | 512368 | 28916
Poly(oxy-1,2-ethanediyl), .alpha.,.alpha.'-(iminodi-2,1-ethanediyl)bis[.omega.-hydroxy-, N-soya alkyl derivs., 2-(octadecen-1-yl)butanedioates (esters) | 512350 | 28917
Poly(oxy-1,2-ethanediyl), .alpha.,.alpha.'-(iminodi-2,1-ethanediyl)bis[.omega.-hydroxy-, N-soya alkyl derivs., 2-(eicosen-1-yl)butanedioates (esters) | 512343 | 28918
Poly(oxy-1,2-ethanediyl), .alpha.,.alpha.'-(iminodi-2,1-ethanediyl)bis[.omega.-hydroxy-, N-soya alkyl derivs., 2-(docosen-1-yl)butanedioates (esters) | 512335 | 28919
Calcines, zinc ore-conc. | 512327 | 28920
Calcines, copper smelting-fly-ash | 512319 | 28921
Leach solutions, molybdenum, spent sulfate | 512301 | 28922
Leach solutions, copper, spent | 512293 | 28923
Leach solutions, copper oxide ore, iron-treated | 512285 | 28924
Fatty acids, castor-oil, polymd., distn. residues, polymers with 1,3-butanediol and propylene glycol | 534529 | 28925
Castor oil, hydrogenated, reaction products with ethanolamine | 534511 | 28926
Castor oil, dehydrated, polymer with methacrylic acid, soybean oil and styrene | 534503 | 28927
Carboxylic acids, di-, C4-6, Me esters, polymers with diethylenetriamine and epichlorohydrin | 534495 | 28928
Aromatic hydrocarbons, C12-20 | 534487 | 28929
Amines, palm-oil alkyl | 534479 | 28930
Amines, C13-15-alkyl, ethoxylated | 534461 | 28931
Amines, C13-15-alkyldimethyl | 534453 | 28932
Amides, from coco fatty acids and 3,3'-[oxybis(2,1-ethanediyloxy)]bis[1-propanamine] | 534446 | 28933
Hexene, hydroformylation products | 534438 | 28934
Alkenes, C15-18 .alpha.- | 534420 | 28935
Alkenes, C13-14 .alpha.- | 534412 | 28936
Alkanes, C4-6 | 534404 | 28937
Alcohols, tallow, propoxylated | 534396 | 28938
Fats and Glyceridic oils, neat's-foot, reaction products with high-boiling nonene hydroformylation products, sulfated, sodium salts | 534388 | 28939
Nonene, hydroformylation products, high-boiling, ethoxylated | 534370 | 28940
Hexene, hydroformylation products, high-boiling | 534362 | 28941
Hexene, hydroformylation products, low-boiling | 534354 | 28942
Lignosulfonic acid, sodium salt, propoxylated | 526624 | 28943
Alcohols, C10-terpenoidal | 519926 | 28944
2-Pyrrolidinone, 1-tallow alkyl derivs. | 519918 | 28945
Propanoic acid, 2-methyl-, C4-8-alkyl esters, residues | 519900 | 28946
Propanal, 2-methyl-, condensation products, residues | 519892 | 28947
Lead, C6-19-branched carboxylate naphthenate complexes | 519884 | 28948
Iron, C6-19-branched carboxylate naphthenate complexes | 519876 | 28949
Calcium, C6-19-branched carboxylate naphthenate complexes | 519868 | 28950
Distillates (petroleum), hydrotreated heavy paraffinic, sulfurized | 519827 | 28951
Sunflower oil, polymer with benzoic acid, glycerol and phthalic anhydride | 519819 | 28952
Soybean oil, reaction products with hydrogen sulfide and sulfur | 519801 | 28953
Soybean oil, chlorosulfurized, magnesium salt | 519793 | 28954
Rosin, polymer with p-tert-butylphenol, formaldehyde, isophthalic acid and pentaerythritol | 519785 | 28955
Rosin, polymer with p-tert-butylphenol, formaldehyde, glycerol and pentaerythritol | 519777 | 28956
Rosin, polymer with glycerol, polymd. rosin and tung oil | 519769 | 28957
Rape oil, reaction products with soybean oil and sulfur chloride (S2Cl2), magnesium salt | 519751 | 28958
Rape oil, reaction products with soybean oil and sulfur | 519744 | 28959
Rape oil, reaction products with hydrogen sulfide and sulfur | 519736 | 28960
Rape oil, chlorosulfurized, magnesium salt | 519728 | 28961
Quaternary ammonium compounds, (2,3-dihydroxypropyl)bis(hydroxyethyl)tallow alkyl, chlorides | 519710 | 28962
Sesquiterpenes and Sesquiterpenoids, cedarwood, oxidized, acetylated | 519702 | 28963
Sesquiterpenes and Sesquiterpenoids, cedarwood, oxidized | 519694 | 28964
Linseed oil, polymer with glycerol, maleic anhydride, phthalic anhydride, rosin and tung oil | 519686 | 28965
Fatty acids, vegetable-oil, polymers with adipic acid, isophthalic acid, trimethylolethane and 2,2,4-trimethyl-1,3-pentanediol | 519678 | 28966
Fatty acids, vegetable-oil, polymers with adipic acid, isophthalic acid, neopentyl glycol and trimethylolethane | 519660 | 28967
Fatty acids, vegetable-oil, polymers with adipic acid, 1,4-cyclohexanedimethanol, isophthalic acid and trimethylolethane | 519652 | 28968
Fatty acids, tallow, reaction products with ethanolamine | 519645 | 28969
Fatty acids, tall-oil, polymers with tripentaerythritol | 519637 | 28970
Fatty acids, tall-oil, polymers with isophthalic acid, linoleic acid, 9,11-octadecadienoic acid, 10,12-octadecadienoic acid, oleic acid, phthalic anhydride and trimethylolpropane | 519629 | 28971
Fatty acids, tall-oil, polymers with glycerol, isophthalic acid, linoleic acid, linseed oil, 9,11-octadecadienoic acid and 10,12-octadecadienoic acid | 519611 | 28972
Fatty acids, tall-oil, dimers, polymers with diethylenetriamine, ethylenediamine, phenol, tall-oil fatty acids and 2,6,6-trimethylbicyclo[3.1.1]hept-2-ene | 519603 | 28973
Fatty acids, tall-oil, dimers, polymers with diethylenetriamine, ethylenediamine, oleic acid, sebacic acid and stearic acid | 519595 | 28974
Fatty acids, soya, polymers with bisphenol A, epichlorohydrin, linoleic acid, 9,11-octadecadienoic acid, 10,12-octadecadienoic acid and oleic acid | 519587 | 28975
Fatty acids, linseed-oil, polymers with acrylic acid, bisphenol A, epichlorohydrin, 9,11-octadecadienoic acid, 10,12-octadecadienoic acid, oleic acid and styrene | 519579 | 28976
Fatty acids, C18-unsatd., trimers, Me esters | 519561 | 28977
Coconut oil, polymer with glycerol, linoleic acid, 9,11-octadecadienoic acid, 10,12-octadecadienoic acid, oleic acid and phthalic anhydride | 519553 | 28978
Castor oil, reaction products with TDI | 519546 | 28979
Castor oil, dehydrated, polymer with coumarone-indene resins and tung oil | 519538 | 28980
Castor oil, dehydrated, polymer with p-tert-butylbenzoic acid, glycerol, linseed oil, phthalic anhydride and soybean oil | 519520 | 28981
Castor oil, dehydrated, polymer with bis(1,1-dimethylethyl)phenol, bisphenol A, formaldehyde, linseed oil and tung oil | 519512 | 28982
Amines, C12-14-tert-alkyl, phosphates (1:1) | 519504 | 28983
Amides, rape-oil, N-[3-[(2-hydroxyethyl)amino]ethyl] | 519496 | 28984
Alkanes, C7-8-iso- | 519488 | 28985
Alcohols, C11-15-secondary, ethoxylated, reaction products with epichlorohydrin | 519470 | 28986
Albumins, human | 519462 | 28987
Ethene, thermal cracking products | 519454 | 28988
Cyclotrisiloxane, 2,4,6-trimethyl-2,4,6-tris(3,3,3-trifluoropropyl)-, homopolymer, sodium-terminated | 519447 | 28989
Stannane, butyltrichloro-, reaction products with sodium hydroxide | 519439 | 28990
Pyridine, methyl-, chloro derivs. | 519421 | 28991
2-Propenoic acid, 2-methyl-, polymer with butyl 2-propenoate, (1-methylethenyl)benzene and methyl 2-methyl-2-propenoate, reaction products with ethylenimine | 519413 | 28992
1-Propanesulfonic acid, 3-chloro-2-hydroxy-, sodium salt (1:1), reaction products with 4,5-dihydro-2-undecyl-1H-imidazole-1-ethanol | 519397 | 28993
9-Octadecenoic acid (9Z)-, reaction products with ethylenediamine | 519389 | 28994
9-Octadecenoic acid (9Z)-, reaction products with 2-[(2-aminoethyl)amino]ethanol and methyl acrylate, saponified | 519371 | 28995
9,12-Octadecadienoic acid (9Z,12Z)-, dimer, reaction products with triethylenetetramine | 519363 | 28996
Leach solutions, copper, ammonium sulfate | 512277 | 28997
Leach residues, zinc ore-calcine, zinc sulfur | 512269 | 28998
Leach residues, zinc ore-calcine, zinc cobalt | 512251 | 28999
Leach residues, zinc ore-calcine, cobalt repulp | 512244 | 29000
Leach residues, zinc ore-calcine | 512236 | 29001
Leach residues, zinc-fume | 512228 | 29002
Leach residues, molybdenum ore, iron-contg. | 512210 | 29003
Leach residues, copper cake | 512202 | 29004
Iron ores, roaster thickener underflow | 512194 | 29005
Fumes, zinc | 512186 | 29006
Fumes, silica | 512178 | 29007
Flue dust, zinc-refining | 512160 | 29008
Flue dust, phosphorus-refining | 512152 | 29009
Flue dust, molybdenum ore-roasting | 512145 | 29010
Flue dust, lead-tin alloy-manufg. | 512137 | 29011
Flue dust, ferroalloy-manufg. | 512129 | 29012
Flue dust, copper alloy-manufg., zinc oxide-contg. | 512111 | 29013
Flue dust, cadmium-refining | 512103 | 29014
Flue dust, brass-manufg. | 512095 | 29015
Ferroalloys, spiegel | 512087 | 29016
Electrolytes, copper-manufg., spent | 512079 | 29017
Dust, iron-ore, sinter | 512061 | 29018
Copper ores, sulfide-treated, silver-copper residues | 512053 | 29019
Copper cake, zinc-refining | 512046 | 29020
Matte, nickel | 512038 | 29021
Manganese ores, reduced | 512020 | 29022
Residues, zinc-refining wastewater, zinc hydroxide | 512012 | 29023
Residues, zinc Larvik, secondary | 512004 | 29024
Oils, pine, reaction products with diethanolamine and oleic acid, sodium salts | 511998 | 29025
Scale (coating), copper | 511980 | 29026
Vanadium, oxo[29H,31H-phthalocyaninato(2-)-.kappa.N29,.kappa.N30,.kappa.N31,.kappa.N32]-, (dibutylamino)sulfonyl derivs. | 533869 | 29027
Urea, polymer with formaldehyde and phenol, furfurylated methylated | 533851 | 29028
Pyridinium, 1-(phenylmethyl)-, C7-8-alkyl derivs., chlorides | 533844 | 29029
2-Propenoic acid, 2-methyl-, methyl ester, polymer with 2-propenenitrile, oxidized | 533836 | 29030
Amines, N-coco alkyltrimethylenedi-, dibenzoates | 533828 | 29031
Alcohols, C1-4, ethers with polyethylene-polypropylene glycol mono(2-aminopropyl) ether | 533810 | 29032
Oxirane, 2-(chloromethyl)-, homopolymer, mono-C6-10-alkyl ethers | 533802 | 29033
Hexanedioic acid, polymer with N1-(2-aminoethyl)-1,2-ethanediamine, reaction products with epichlorohydrin, sulfates | 533794 | 29034
Hexanedioic acid, mixed esters with 2-(2-butoxyethoxy)ethanol and glutaric acid | 533786 | 29035
Guanidine, N-cyano-, polymer with N1-(2-aminoethyl)-1,2-ethanediamine, reaction products with dimethylamine, epichlorohydrin, N-methyl-1-decanamine and morpholine | 533760 | 29036
Ethanol, 2-amino-, compds. with polyethylene glycol hydrogen sulfate C6-10-alkyl ether | 533752 | 29037
Ethanedioic acid, polymer with formaldehyde and phenol, reaction products with 2-(dimethylamino)ethanol | 533745 | 29038
Benzenediazonium, 3-sulfo-, sulfate, reaction products with C.I. Solvent Black 7 | 533737 | 29039
Butanedioic acid, 2-methylene-, polymer with methyl 2-propenoate and 2-propenenitrile, oxidized | 533729 | 29040
Soybean oil, polymer with isophthalic acid, pentaerythritol, sunflower oil and TDI | 533703 | 29041
Siloxanes and Silicones, 3-(2-butoxyethoxy)propyl Me, di-Me | 533695 | 29042
Fatty acids, tallow, hydrogenated, reaction products with acetic anhydride and 2-[(2-aminoethyl)amino]ethanol | 533687 | 29043
Fatty acids, tall-oil, reaction products with diethylenetriamine, compds. with N,N,N',N'-tetrakis[(phosphonooxy)methyl]urea | 533679 | 29044
Fatty acids, linseed-oil, 4-methyl-3-oxo-4-penten-1-yl esters | 533661 | 29045
Fatty acids, C18-unsatd., dimers, compds. with diethylenetriamine-tall oil reaction products | 533653 | 29046
Fatty acids, C18-unsatd., dimers, compds. with N1-(6-aminohexyl)-1,6-hexanediamine-vegetable-oil fatty acids amides | 533646 | 29047
Fatty acids, C18-unsatd., dimers, compds. with N1-(6-aminohexyl)-1,6-hexanediamine-tall oil amides | 533638 | 29048
Fatty acids, C10-20 | 533620 | 29049
Amides, tallow, N-(aminoethyl)-N-(hydroxyethyl) | 533612 | 29050
Alcohols, C6-8-branched | 533604 | 29051
Tung oil, polymer with dicyclopentadiene | 533596 | 29052
Tallow, hydrogenated, reaction products with 2-[(2-aminoethyl)amino]ethanol, compds. with di-Et sulfates | 533588 | 29053
Sulfite liquors and Cooking liquors, spent, reaction products with hexamethylenediamine | 533570 | 29054
Soybean oil, ester with propylene glycol | 533562 | 29055
Siloxanes and Silicones, di-Ph, polymers with boric acid (H3BO3) | 533554 | 29056
Siloxanes and Silicones, di-Me, [[[3-[1-oxooctadecyl[2-[(oxooctadecyl)amino]ethyl]amino]propyl]silylidyne]tris(oxy)]tris- | 533547 | 29057
Siloxanes and Silicones, di-Me, 3-hydroxypropyl Me, ethers with polyethylene glycol acetate | 533539 | 29058
Siloxanes and Silicones, di-Me, di-Ph, [[[3-[(2-aminoethyl)amino]propyl]silylidyne]tris(oxy)]tris- | 533521 | 29059
Siloxanes and Silicones, decyl Me, Me 2-phenylpropyl | 533513 | 29060
Poly(oxy-1,2-ethanediyl), .alpha.-[2-[bis(2-aminoethyl)methylammonio]ethyl]-.omega.-hydroxy-, N,N'-di-C14-18 acyl derivs., Me sulfates (salts) | 533505 | 29061
Polyphosphoric acids, esters with 2-ethyl-1-hexanol and polyethylene glycol monotridecyl ether, sodium salts | 533497 | 29062
Oils, mustard, esters with propylene glycol | 533489 | 29063
Linseed oil, polymer with glycerol, pentaerythritol, phthalic anhydride and TDI | 533471 | 29064
Linseed oil, polymer with dipentaerythritol, ethylene glycol, pentaerythritol and phthalic anhydride | 533463 | 29065
Imidazolium compounds, 2-(C13-17 and C15-17-unsatd. alkyl)-1-[2-(C14-18 and C16-18-unsatd. amido)ethyl]-4,5-dihydro-3-(2-hydroxypropyl), hydroxides | 533455 | 29066
Glycerides, C14-18 and C16-18-unsatd. mono- and di-, ethoxylated | 533448 | 29067
Fatty acids, vegetable-oil, polymers with isophthalic acid, trimellitic anhydride, trimethylolethane and trimethylolpropane | 533430 | 29068
Fatty acids, vegetable-oil, polymers with isophthalic acid, pentaerythritol and terephthalic acid | 533422 | 29069
Undecanoic acid, mixed esters with heptanoic acid and pentaerythritol | 526178 | 29070
Castor oil, reaction products with high-boiling nonene hydroformylation products, sulfated, sodium salts | 526160 | 29071
Decanoic acid, mixed esters with heptanoic acid, neopentyl glycol, nonanoic acid and octanoic acid | 526152 | 29072
1-Octene, homopolymer, hydrogenated | 526145 | 29073
Octadecanoic acid, reaction products with 2-[(2-aminoethyl)amino]ethanol, 2-carboxyethylated, sodium salts | 526137 | 29074
Nonanoic acid, mixed esters with heptanoic acid, 2,2,4-trimethyl-1,3-pentanediol and valeric acid | 526129 | 29075
Nonanoic acid, mixed esters with heptanoic acid, trimethylolpropane and valeric acid | 526111 | 29076
Nonanoic acid, mixed esters with heptanoic acid, pentaerythritol and valeric acid | 526103 | 29077
Dodecanoic acid, mixed esters with 2-ethylhexanoic acid, 2,2,4-trimethyl-1,3-pentanediol and valeric acid | 526079 | 29078
Dodecanoic acid, mixed esters with 2-ethylhexanoic acid and pentaerythritol | 526061 | 29079
Decanoic acid, mixed esters with octanoic acid, tripentaerythritol and valeric acid | 526053 | 29080
Decanoic acid, mixed esters with octanoic acid, pentaerythritol and valeric acid | 526046 | 29081
Decanoic acid, mixed esters with neopentyl glycol and octanoic acid | 526038 | 29082
Bicyclo[2.2.1]heptane, 2,2-dimethyl-3-methylene-, distn. residues | 526020 | 29083
1,2-Benzenedicarboxylic acid, mixed decyl and lauryl and octyl diesters | 526012 | 29084
Benzene, methyl-, reaction products with 1-decene oligomer | 526004 | 29085
Urea, reaction products with formaldehyde and triethanolamine | 525998 | 29086
1,3-Propanediol, 2-ethyl-2-(hydroxymethyl)-, polymer with 1,3-diisocyanatomethylbenzene, 2-butoxyethanol-blocked | 525980 | 29087
Iron, 2-[[4-[2-[2,4-diamino-5-[2-(2-hydroxy-5-sulfophenyl)diazenyl]phenyl]diazenyl]phenyl]amino]-5-nitrobenzenesulfonate complexes | 525972 | 29088
Iron, 4-[2-[2-amino-4-hydroxy-5-[2-(2-hydroxy-3,5-dinitrophenyl)diazenyl]-3-[2-(4-nitrophenyl)diazenyl]phenyl]diazenyl]-5-hydroxy-2,7-naphthalenedisulfonate complexes | 525964 | 29089
2-Cyclohexene-1-carboxylic acid, 5(or 6)-carboxy-4-hexyl-, C12-16-alkyl esters | 525956 | 29090
Cyanamide, reaction products with carbon dioxide, ethylene oxide and 1-octadecanamine | 525949 | 29091
Butanedioic acid, 2-(tetrapropenyl)-, compd. with N1-[3-(C8-10-alkyloxy)propyl]-1,3-propanediamine | 525931 | 29092
Butanamide, 4-hydroxy-N-(2-hydroxyethyl)-N-methyl-, polymer with .alpha.-hydro-.omega.-hydroxypoly[oxy(methyl-1,2-ethanediyl)] and 5-isocyanato-1-(isocyanatomethyl)-1,3,3-trimethylcyclohexane, 2-hydroxyethyl acrylate-blocked | 525923 | 29093
Butanamide, 4-hydroxy-N-(2-hydroxyethyl)-N-methyl-, polymer with .alpha.-hydro-.omega.-hydroxypoly(oxy-1,2-ethanediyl) and 5-isocyanato-1-(isocyanatomethyl)-1,3,3-trimethylcyclohexane, 2-hydroxyethyl acrylate-blocked | 525915 | 29094
Benzoic acid, 4,4'-(1,2-ethenediyl)bis-, reaction products with 2-amino-4-methylphenol and 2-aminophenol | 525907 | 29095
Safflower oil, polymer with pentaerythritol, phthalic anhydride and vinyltoluene | 525899 | 29096
Linseed oil, polymer with glycerol, pentaerythritol, phthalic anhydride and safflower oil | 525881 | 29097
Fatty acids, soya, polymers with benzoic acid, isophthalic acid, 4,4'-(1-methylethylidene)bis[cyclohexanol], trimellitic anhydride and trimethylolpropane | 525873 | 29098
Fatty acids, dehydrated castor-oil, polymers with glycerol, pentaerythritol, phthalic anhydride and soya fatty acids | 525865 | 29099
9,12-Octadecadienoic acid (9Z,12Z)-, dimer, reaction products with tetraethylenepentamine and triethylenetetramine | 519355 | 29100
1H-Imidazole-1-ethanol, 4,5-dihydro-, 2-norsoya alkyl derivs. | 519348 | 29101
Hexatriacontane, diisocyanato-, branched | 519330 | 29102
Decanoic acid, mixed esters with heptanoic acid, neopentyl glycol and octanoic acid | 519322 | 29103
Benzenesulfonic acid, mono-C19-28-alkyl derivs., strontium salts, overbased | 519314 | 29104
Benzenesulfonic acid, mono-C19-28-alkyl derivs., sodium salts | 519306 | 29105
Benzenesulfonic acid, mono-C19-28-alkyl derivs., calcium salts, overbased | 519298 | 29106
Benzenesulfonic acid, mono-C16-24-alkyl derivs., calcium salts, overbased | 519280 | 29107
Benzenesulfonic acid, mono-C19-28-alkyl derivs., calcium salts | 519272 | 29108
Benzenesulfonic acid, mono-C16-24-alkyl derivs., calcium salts | 519264 | 29109
Benzenesulfonic acid, mono-C16-24-alkyl derivs., barium salts, overbased | 519256 | 29110
Benzenesulfonic acid, C16-24-alkyl derivs. | 519249 | 29111
9,10-Anthracenedione, 1,8-dihydroxy-4,5-dinitro-, reaction products with aniline and 2-chloroethanol | 519231 | 29112
Aluminum, hydrobis(2-methylpropyl)-, reaction products with isoprene | 519223 | 29113
Zinc, chloro 8-quinolinol complexes | 519124 | 29114
2-Propenenitrile, polymer with 1,3-butadiene, hydroxy-terminated, bis(hydrogen maleate) (ester) | 519116 | 29115
2-Propenamide, polymer with ethenylbenzene and N-methyl-N-2-propen-1-yl-2-propen-1-amine acetate (1:1), reaction products with glyoxal | 519108 | 29116
Propanoic acid, 3,3'-[bis[[2-(isooctyloxy)-2-oxoethyl]thio]stannylene]bis-, di-C16-18-alkyl esters | 519090 | 29117
Phenol, 2-methoxy-, reaction products with 2,2-dimethyl-3-methylenebicyclo[2.2.1]heptane, hydrogenated, oxidized, reduced | 519082 | 29118
Lignosulfonic acid, sodium salt, reaction products with sulfonated formaldehyde-phenol-urea polymer | 519074 | 29119
Galactomannan, reaction products with glyoxal | 519066 | 29120
Chromium, 3-hydroxy-4-[2-(2-hydroxy-1-naphthalenyl)diazenyl]-7-nitro-1-naphthalenesulfonate tartrate sodium complexes | 519058 | 29121
Rutile, antimony chromium manganese brown | 519041 | 29122
1-Propene, 1,1,2,3,3,3-hexafluoro-, oxidized, polymd. | 519033 | 29123
1,6-Octadiene, 7-methyl-3-methylene-, acetylated, sapond. | 519025 | 29124
Octadecanoic acid, reaction products with 4-aminophenol and palmitic acid | 519017 | 29125
Methanone, bis(4-methylphenyl)-, chlorinated | 519009 | 29126
2,5-Furandione, polymer with 1,3-diisocyanatomethylbenzene and .alpha.,.alpha.'-[(1-methylethylidene)di-4,1-phenylene]bis[.omega.-hydroxypoly[oxy(methyl-1,2-ethanediyl)]], hydroxypropyl methacrylate-blocked | 518993 | 29127
Ethene, 1,1,2,2-tetrafluoro-, oxidized, polymd., reduced | 518985 | 29128
Ethene, 1,1,2,2-tetrafluoro-, oxidized, polymd. | 518977 | 29129
Benzenediazonium, 4-(phenylamino)-, hexafluorophosphate(1-) (1:1), polymer with formaldehyde, zinc chloride complexes | 518969 | 29130
Benzaldehyde, reaction products with heptanal, distn. residues | 518951 | 29131
Poly[oxy(methyl-1,2-ethanediyl)], .alpha.,.alpha.',.alpha.''-1,2,3-propanetriyltris[.omega.-hydroxy-, reaction products with 3-chloro-1-propene, dichloromethane, dimethoxymethylsilane and polypropylene glycol | 518944 | 29132
1H-Imidazole-1-ethanol, 4,5-dihydro-, 2-C4-8-alkyl derivs. | 518936 | 29133
1,2-Ethanediamine, N1,N2-bis(2-aminoethyl)-, mixed with diethylenetriamine, propoxylated | 518928 | 29134
Benzenediazonium, 4-(phenylamino)-, chloride (1:1), compd. with zinc chloride, reaction products with formaldehyde | 518910 | 29135
Slimes and Sludges, zinc, Peabody | 511972 | 29136
Slimes and Sludges, zinc sulfate electrolytic | 511964 | 29137
Slimes and Sludges, steel-coating tin | 511956 | 29138
Slimes and Sludges, molybdenum oxide roasting elec.-precipitator | 511949 | 29139
Slimes and Sludges, molybdenum-cleaning caustic | 511931 | 29140
Slimes and Sludges, magnesium alloy-refining | 511923 | 29141
Slimes and Sludges, copper, Peabody | 511915 | 29142
Slimes and Sludges, cobalt-terephthalate | 511907 | 29143
Slags, zinc sinter-redn. | 511899 | 29144
Slags, tin-smelting | 511881 | 29145
Slags, steelmaking, vanadium | 511873 | 29146
Slags, silicomanganese-manufg. | 511865 | 29147
Slags, phosphorus-manufg. | 511857 | 29148
Slags, niobium-manufg. thermite | 511840 | 29149
Slags, iron-smelting, titanium | 511832 | 29150
Slags, ferronickel-manufg. | 511824 | 29151
Slags, ferromanganese-manufg. | 511816 | 29152
Slags, ferrochromium-manufg. | 511808 | 29153
Slags, brass-manufg. | 511790 | 29154
Slags, aluminum-vanadium | 511782 | 29155
Wastewater, zinc sulfate electrolytic, acid | 511774 | 29156
Wastewater, molybdenum-rhenium ore-roaster scrubber | 511766 | 29157
Residues, copper-smelting fume-wash wastewater, copper zinc carbonate | 511758 | 29158
Wastewater, cadmium sulfate electrolytic, acid | 511741 | 29159
Waste solids, copper electrolyte purifn. cathodes | 511733 | 29160
Waste solids, copper-refinery anodes | 511725 | 29161
Waste solids, copper-refinery | 511717 | 29162
Waste solids, copper-casting | 511709 | 29163
Electrolytes, copper-manufg., spent, demetalized | 511691 | 29164
Soybean oil, polymer with 2-ethylhexyl acrylate, glycerol, Me methacrylate, phthalic anhydride and styrene | 511683 | 29165
Soybean oil, polymer with benzoic acid, diethylene glycol, pentaerythritol and phthalic anhydride | 511675 | 29166
Soybean oil, polymer with acrylonitrile, glycerol, phthalic anhydride and vinyltoluene | 511667 | 29167
Fats and Glyceridic oils, oiticica, polymers with benzoic acid, conjugated walnut oil, phthalic anhydride, soybean oil and trimethylolpropane | 511659 | 29168
Fatty acids, tall-oil, polymers with dipentaerythritol, ethylene glycol, glycerol, pentaerythritol and phthalic anhydride | 533414 | 29169
Fatty acids, tall-oil, esters with dipentaerythritol | 533406 | 29170
Fatty acids, linseed-oil, polymers with bisphenol A, butadiene, epichlorohydrin and maleic anhydride | 533398 | 29171
Fatty acids, C6-14, .alpha.-sulfo, 1-(2-ethylhexyl) esters | 533380 | 29172
Castor oil, polymer with p-tert butylbenzoic acid, phthalic anhydride and trimethylolethane | 533372 | 29173
Amines, N,N,N'-trimethyl-N'-tallow alkyltrimethylenedi-, compds. with benzyl chloride and di-Et sulfate | 533364 | 29174
Amides, C14-18, N,N'-(iminodi-2,1-ethanediyl)bis- | 533356 | 29175
Amides, C14-18, N,N'-[[(2-hydroxyethyl)imino]di-2,1-ethanediyl]bis-, ethoxylated | 533349 | 29176
Amides, C14-18 and C16-18-unsatd., N,N'-(iminodi-2,1-ethanediyl)bis- | 533331 | 29177
Amides, C14-18 and C14-18-unsatd., N,N'-[[(hydroxypropyl)imino]di-2,1-ethanediyl]bis-, propoxylated | 533323 | 29178
Amides, C14-18 and C16-18-unsatd., N,N'-[[(2-hydroxyethyl)imino]di-2,1-ethanediyl]bis-, ethoxylated | 533315 | 29179
Amides, C16-18 and C18-unsatd., N-[2-[2-(C15-17 and C17-unsatd. alkyl)-4,5-dihydro-1H-imidazol-1-yl]ethyl] | 533307 | 29180
Amides, C14-18 and C16-18-unsatd., N-[2-[2-(C13-17 and C15-17-unsatd. alkyl)-4,5-dihydro-1H-imidazol-1-yl]ethyl] | 533299 | 29181
Alkanes, C18-70 | 533281 | 29182
Residues (petroleum), solvent-extd. vacuum distilled atm. residuum | 533273 | 29183
Tallow, hydrogenated, reaction products with dimethylamine hydrochloride and hydrogenated acrylonitrile-starch polymer, hydrolyzed | 533034 | 29184
Silsesquioxanes, stearyl | 533026 | 29185
Siloxanes and Silicones, di-Me, Me octyl | 533018 | 29186
Siloxanes and Silicones, di-Me, hydrogen-terminated | 533000 | 29187
Siloxanes and Silicones, 3-chloropropyl Me, di-Me | 532994 | 29188
Fatty acids, tall-oil, hydrochlorinated, sodium salts | 532986 | 29189
Fatty acids, tall-oil, hydrochlorinated | 532978 | 29190
Fatty acids, C18-unsatd., dimers, reaction products with diethylenetriamine, cyclized, compds. with C18-unsatd. fatty acid dimers | 532960 | 29191
Amines, polyethylenepoly-, ethoxylated, phosphonomethylated, sodium salts | 532952 | 29192
Amides, from diethylenetriamine and polymd. rosin | 532945 | 29193
Alkenes, C30-36 .alpha.-, polymers with maleic anhydride | 532937 | 29194
Tallow, sulfated, calcium salt | 532929 | 29195
Tallow, sulfated | 532911 | 29196
Tall oil, polymer with glycerol, isophthalic acid, terephthalic acid, 3,4,5,6-tetrachloro-1,2-benzenedicarboxylic acid, 4,5,6,7-tetrachloro-1,3-isobenzofurandione and trimethylolpropane | 532903 | 29197
Soybean oil, polymer with ethylene glycol, pentaerythritol, phthalic anhydride and sunflower oil | 532895 | 29198
Soybean oil, polymer with adipic acid, glycerol, neopentyl glycol, phthalic anhydride, sunflower oil and trimethylolpropane | 532887 | 29199
Soybean oil, polymer with adipic acid, ethylene glycol, neopentyl glycol, phthalic anhydride, sunflower oil and trimethylolpropane | 532879 | 29200
Soybean oil, polymer with adipic acid, ethylene glycol, glycerol, neopentyl glycol, phthalic anhydride and trimethylolpropane | 532861 | 29201
Fatty acids, C18-unsatd., dimers, polymers with di-Me adipate, di-Me glutarate, maleic anhydride, phthalic anhydride and propylene glycol | 525857 | 29202
Cashew, nutshell liq., polymer with rosin | 525840 | 29203
Carboxylic acids, C6-19-iso-, cobalt potassium salts | 525832 | 29204
Aromatic hydrocarbons, C9-11 | 525824 | 29205
Alcohols, C24-28-branched | 525816 | 29206
Alcohols, C16-20-branched | 525808 | 29207
Residues (petroleum), neutralized polymd. steam-cracked petroleum distillates, polymers with linseed oil and tung oil | 525790 | 29208
Alkenes, ethylene-manuf.-by-product dicyclopentadiene-conc., polymers with formaldehyde, phenol, steam-cracked petroleum distillates and tung oil | 525782 | 29209
Alkenes, ethylene-manuf.-by-product dicyclopentadiene-conc., polymers with steam-cracked petroleum distillates and tung oil | 525774 | 29210
Hydrocarbon waxes (petroleum), oxidized, sodium salts | 525766 | 29211
Siloxanes and Silicones, di-Me, hydroxy-terminated, potassium salts | 525758 | 29212
Siloxanes and Silicones, 2-[(carboxymethyl)thio]ethyl Me | 525741 | 29213
Fatty acids, C18-unsatd., dimers, compds. with 2-[(2-aminoethyl)amino]ethanol and tall-oil fatty acids | 525733 | 29214
Fatty acids, C7-10, esters with neopentyl glycol | 525725 | 29215
Urea, reaction products with formaldehyde, furfuryl alc. and triethanolamine | 525683 | 29216
2-Propenoic acid, 2-methyl-, butyl ester, polymer with ethenylbenzene, 2-methylpropyl 2-methyl-2-propenoate and 2-propenoic acid, 2,2'-(1,2-diazenediyl)bis[2-methylpropanenitrile]-initiated | 525626 | 29217
Linseed oil, polymd., polymer with glycerol and tung oil | 511642 | 29218
Glycerides, C16-18 and C18-unsatd., polymers with glycerol, pentaerythritol and phthalic anhydride | 511634 | 29219
Glycerides, C16-18 and C18-unsatd., polymers with glycerol, Me methacrylate, pentaerythritol, phthalic anhydride and styrene | 511626 | 29220
Fatty acids, linseed-oil, polymers with maleic anhydride, methacrylic acid, methylstyrene, neopentyl glycol, styrene and trimethylolpropane | 511618 | 29221
Fatty acids, linseed-oil, polymers with isophthalic acid, 1,1'-[(1-methylethylidene)bis(4,1-phenyleneoxy)]bis[2-propanol] and octahydro-2,5-methano-2H-indeno[1,2-b]oxiren-3-ol | 511600 | 29222
Fatty acids, cottonseed-oil, polymers with p-tert-butylbenzoic acid, pentaerythritol and phthalic anhydride | 511592 | 29223
Fatty acids, cottonseed-oil, polymers with p-tert-butylbenzoic acid, glycerol and phthalic anhydride | 511584 | 29224
Castor oil, polymer with glycerol, Me methacrylate, pentaerythritol, phthalic anhydride and styrene | 511576 | 29225
Cashew, nutshell liq., polymer with hexamethylenetetramine and sulfuric acid | 511568 | 29226
Cashew, nutshell liq., polymer with sulfuric acid | 511550 | 29227
Cashew, nutshell liq., polymer with phenol and sulfuric acid | 511543 | 29228
Cashew, nutshell liq., polymer with formaldehyde and sulfuric acid | 511535 | 29229
Cashew, nutshell liq., polymer with di-Et sulfate and tung oil | 511527 | 29230
Cashew, nutshell liq., polymer with di-Et sulfate and sulfuric acid | 511519 | 29231
Cashew, nutshell liq., polymer with copper oxide and hexamethylenetetramine | 511501 | 29232
Carboxylic acids, C9-16 and C9-14-di-, polymers with trimellitic anhydride and 2,2,4-trimethyl-1,3-pentanediol | 511493 | 29233
Carboxylic acids, C9-16 and C9-14-di-, polymers with palmitic acid, phthalic anhydride and trimethylolethane | 511485 | 29234
Carboxylic acids, C9-16 and C9-14-di-, polymers with neopentyl glycol, palmitic acid, pentaerythritol and phthalic anhydride | 511477 | 29235
Carboxylic acids, C9-16 and C9-14-di-, polymers with adipic acid, phthalic anhydride and trimethylolethane | 511469 | 29236
Carboxylic acids, C9-16 and C9-14-di-, polymers with adipic acid, neopentyl glycol, phthalic anhydride and trimethylolpropane | 511451 | 29237
Oxirane, 2-methyl-, polymer with oxirane, ether with 2,2'-[[3-[(2-hydroxyethyl)amino]propyl]imino]bis[ethanol] (3:1), N-tallow alkyl derivs. | 511444 | 29238
Zinc ores, sintered | 511436 | 29239
Zinc ores, concs., preleached | 511428 | 29240
Chromium ores, sintered | 511410 | 29241
Poly(oxy-1,2-ethanediyl), .alpha.-sulfo-.omega.-(octylphenoxy)-, branched, sodium salt | 511402 | 29242
Ethanol, 2,2'-iminobis-, compds. with polyethylene glycol mono-C10-16-alkyl ethers phosphates | 511394 | 29243
Imidazolium compounds, 1-ethyl-4,5-dihydro-1-(hydroxyethyl)-2-nortallow alkyl, Et sulfates (salts) | 511386 | 29244
1H-Imidazole, 2-methyl-, reaction products with 1H-imidazole and propylene oxide | 511378 | 29245
Ethanaminium, 2-[[[4,6-bis[(methoxymethyl)amino]-1,3,5-triazin-2-yl](methoxymethyl)amino]methoxy]-N-ethyl-N,N-bis(2-hydroxyethyl)-, N,N'-bis[(C16-18-alkyloxy)methyl] derivs., Et sulfates (salts) | 511360 | 29246
Ethanaminium, 2-[[[4,6-bis[(methoxymethyl)amino]-1,3,5-triazin-2-yl](methoxymethyl)amino]methoxy]-N-ethyl-N,N-bis(2-hydroxyethyl)-, N,N'-bis[(C16-18-fatty acyloxy)methyl] derivs., Et sulfates (salts) | 511352 | 29247
1-Propanamine, 3-(C20-22-alkyloxy) derivs. | 511345 | 29248
1-Propanaminium, N-(2-aminoethyl)-2-hydroxy-N-(2-hydroxypropyl)-N-methyl-, N-C12-18 acyl-N-(2-C12-18 amidoethyl) derivs., Me sulfates (salts) | 511337 | 29249
Octadecanoic acid, reaction products with diethylenetriamine and triethylenetetramine, methosulfates | 511329 | 29250
Methanesulfonic acid, 1-chloro-, reaction products with P,P'-(1-aminoethylidene)bis[phosphonic acid] | 511311 | 29251
Aluminum oxide (Al2O3), fluoride-contg. | 511303 | 29252
Aluminum alloy, Al,Zn, dross | 511295 | 29253
Aluminum, manufg. cathodes, carbon | 511287 | 29254
Aluminum, dross | 511279 | 29255
Cadmium, sponge | 511261 | 29256
Cadmium, dross | 511253 | 29257
Brass, dross | 511246 | 29258
Bismuth alloy, Bi,Cd,In, dross | 511238 | 29259
Bismuth alloy, Bi,Cd, dross | 511220 | 29260
Babbitt, mixed with type metal, dross | 511212 | 29261
Babbitt, dross | 511204 | 29262
Magnesium, dross | 511196 | 29263
Lignosulfonic acid, reaction products with phenol, sulfonated, chromium salts | 511188 | 29264
Lignosulfonic acid, reaction products with phenol, sulfonated | 511170 | 29265
Lead alloy, Pb,Sn, dross | 511162 | 29266
Linseed oil, polymer with maleic anhydride, pentaerythritol, phthalic anhydride, soybean oil and styrene | 532853 | 29267
Linseed oil, polymer with isophthalic acid, maleic anhydride, pentaerythritol, phthalic anhydride, soybean oil and TDI | 532846 | 29268
Linseed oil, polymer with acrylic acid, maleic anhydride, pentaerythritol and styrene | 532838 | 29269
Fatty acids, vegetable-oil, polymers with 3-hydroxy-2,2-dimethylpropyl 3-hydroxy-2,2-dimethylpropanoate, isophthalic acid, terephthalic acid, trimellitic anhydride and trimethylolpropane | 532820 | 29270
Fatty acids, tall-oil, polymers with diethylene glycol, ethylene glycol, pentaerythritol and phthalic anhydride | 532812 | 29271
Fatty acids, tall-oil, low-boiling, esters with dipentaerythritol | 532804 | 29272
Fatty acids, C18-unsatd., dimers, polymers with neopentyl glycol, pentaerythritol and phthalic anhydride | 532796 | 29273
Castor oil, sulfated, compd. with triethanolamine | 532788 | 29274
Urea, polymers with ethoxylated hydrogenated adiponitrile high-boiling fraction | 532531 | 29275
Starch, base-hydrolyzed, borated, reaction products with acetone and formaldehyde | 532523 | 29276
2-Propenoic acid, 2-methyl-, telomer with isooctyl mercaptoacetate and 2-methylpropyl 2-methyl-2-propenoate, 2-methylaziridine-terminated, compds. with 2-(diethylamino)ethanol | 532515 | 29277
2-Propenoic acid, 2-methyl-, 2-(dimethylamino)ethyl ester, polymer with ethenylbenzene, 2-ethylhexyl 2-propenoate, 2-hydroxyethyl 2-propenoate and methyl 2-methyl-2-propenoate, reaction products with 2-butoxyethanol, 2-ethoxyethanol and iso-Pr alc., formates | 532507 | 29278
2-Propenenitrile, polymer with 1,3-butadiene, carboxy-terminated, polymers with 3,3'-[oxybis(2,1-ethanediyloxy)]bis[1-propanamine] | 532499 | 29279
Poly[oxy(methyl-1,2-ethanediyl)], .alpha.-hydro-.omega.-hydroxy-, ether with 2,2-bis(hydroxymethyl)-1,3-propanediol (4:1), reaction products with hydrogen sulfide | 532481 | 29280
Phosphonic acid, reaction products with 2,6-bis(1,1-dimethylethyl)phenol, 2-(1,1-dimethylethyl)-5-methylphenol and hexamethylenediamine | 532473 | 29281
Phenol, 4,4'-(1-methylethylidene)bis-, polymer with 2-(chloromethyl)oxirane, reaction products with triethoxy(3-isocyanatopropyl)silane | 532465 | 29282
Phenol, polymer with formaldehyde, sulfonated | 532457 | 29283
Peroxide, 1-oxooctyl 1-oxopropyl, chloro derivs. | 532440 | 29284
Peroxide, 1-oxododecyl 1-oxopropyl, chloro derivs. | 532432 | 29285
Peroxide, 1-oxodecyl 1-oxopropyl, chloro derivs. | 532424 | 29286
1-Naphthalenesulfonic acid, 4-amino-, diazotized, coupled with C.I. Natural Yellow 11 and diazotized aniline | 532416 | 29287
1-Naphthalenepropanol, .alpha.-ethenyldecahydro-2-hydroxy-.alpha.,2,5,5,8a-pentamethyl-, (.alpha.R,1R,2R,4aS,8aS)-, oxidized | 532408 | 29288
2,7-Naphthalenedisulfonic acid, 4-amino-5-hydroxy-, diazotized, coupled with C.I. Natural Yellow 11, diazotized 4-aminobenzenesulfonic acid and diazotized aniline | 532390 | 29289
2,7-Naphthalenedisulfonic acid, 4-amino-5-hydroxy-, diazotized, coupled with C.I. Natural Yellow 11, and diazotized aniline | 532382 | 29290
Montmorillonite ((Al1.33-1.67Mg0.33-0.67)(Ca0-1Na0-1)0.33Si4(OH)2O10.xH2O), calcined | 532374 | 29291
Iron, diazotized coupled 4-aminobenzenesulfonic acid-C.I. Natural Yellow 11 complexes | 532366 | 29292
Hexanedinitrile, hydrogenated, high-boiling fraction, polymers with 1,2-cyclohexanediamine and epichlorohydrin, acetates (salts) | 532358 | 29293
Hexanedinitrile, hydrogenated, high-boiling fraction, polymers with 1,2-cyclohexanediamine and epichlorohydrin | 532341 | 29294
Hexanedinitrile, hydrogenated, high-boiling fraction, ethoxylated, polyaminourylene derivs., hydrochlorides | 532333 | 29295
Hexanedinitrile, hydrogenated, high-boiling fraction, ethoxylated | 532325 | 29296
Glycine, N-methyl-, N-coco acyl derivs., compds. with 2-heptadecen-1-yl-4,5-dihydro-1H-imidazole-1-ethanol | 532317 | 29297
Ethanol, 2-amino-, reaction products with ammonia, by-products from, processing residues | 532309 | 29298
Poly(oxy-1,2-ethanediyl), .alpha.-(carboxymethyl)-.omega.-hydroxy-, C12-15-alkyl ethers, sodium salts | 524967 | 29299
Phenol, mixed mono-Et and di-Me derivs., isobutylenated | 524959 | 29300
1,6-Hexanediamine, N1,N6-bis(2,2,6,6-tetramethyl-4-piperidinyl)-, polymer with 2,4,6-trichloro-1,3,5-triazine, reaction products with 2,4,4-trimethyl-2-pentanamine | 524900 | 29301
Urea, polymer with formaldehyde, butylated isopropylated | 517953 | 29302
Urea, polymer with formaldehyde and 1,3,5,7-tetraazatricyclo[3.3.1.13,7]decane, butylated isopropylated | 517946 | 29303
Urea, polymer with formaldehyde and 1,3,5,7-tetraazatricyclo[3.3.1.13,7]decane, butylated ethylated | 517938 | 29304
Urea, polymer with formaldehyde and 1,3,5,7-tetraazatricyclo[3.3.1.13,7]decane, butylated | 517920 | 29305
Urea, polymer with formaldehyde and 2,5-furandione, butylated | 517912 | 29306
Urea, polymer with ethanedioic acid and formaldehyde, butylated | 517904 | 29307
Urea, polymer with N,N-diethylethanamine, formaldehyde and 2,5-furandione, butylated isopropylated | 517896 | 29308
Starch, base-hydrolyzed, borated | 517888 | 29309
2-Pyrrolidinone, 1-ethenyl-, homopolymer, reaction products with 1-tetracosene | 517870 | 29310
2-Pyrrolidinone, 1-ethenyl-, homopolymer, reaction products with 1-docosene | 517862 | 29311
2-Propenoic acid, 2-methyl-, C1-22-alkyl esters, polymers with bicyclo[2.2.1]hept-2-ene, ethylene, Me methacrylate, propene and vinylpyrrolidone | 517854 | 29312
1,3-Propanediol, 2,2-bis(hydroxymethyl)-, polymer with 2-(chloromethyl)oxirane, 1,3-diisocyanatomethylbenzene and 4,4'-(1-methylethylidene)bis[phenol], cyclohexanone-blocked | 517847 | 29313
Nitric acid, zinc salt (2:1), reaction products with phthalic anhydride | 517839 | 29314
Butanamide, 4-hydroxy-N-(2-hydroxyethyl)-N-methyl-, polymer with 5-isocyanato-1-(isocyanatomethyl)-1,3,3-trimethylcyclohexane, 2-oxepanone and 2,2'-oxybis[ethanol], 2-hydroxyethyl acrylate-blocked | 517821 | 29315
Butanamide, 4-hydroxy-N-(2-hydroxyethyl)-N-methyl-, polymer with .alpha.-hydro-.omega.-hydroxypoly(oxy-1,2-ethanediyl) and 1,1'-methylenebis[4-isocyanatocyclohexane], 2-hydroxyethyl acrylate-blocked | 517813 | 29316
Butanamide, 4-hydroxy-N-(2-hydroxyethyl)-N-methyl-, polymer with 1,3-diisocyanatomethylbenzene and .alpha.-hydro-.omega.-hydroxypoly[oxy(methyl-1,2-ethanediyl)], 2-hydroxyethyl acrylate-blocked | 517805 | 29317
Butanal, reaction products with 2-ethyl-1-hexanol and 2-methylpropanal | 517797 | 29318
Benzenesulfonic acid, 4-dodecyl-, compds. with ethoxylated propoxylated diethylenetriamine (3:1) | 517789 | 29319
Aluminum oxide (Al2O3), reaction products with silver | 517771 | 29320
Acetic acid, 2-mercapto-, isooctyl ester, reaction products with butylhydroxyoxostannane and dibutyloxostannane | 517763 | 29321
Acetaldehyde, 2-(3,3-dimethylbicyclo[2.2.1]hept-2-ylidene)-, reaction products with Me Et ketone | 517755 | 29322
Caseins, reaction products with formaldehyde | 517722 | 29323
Lead alloy, dross | 511154 | 29324
Molybdenum sodium oxide, manufg. residues | 511147 | 29325
Calcium molybdenum oxide, manufg. residues | 511139 | 29326
Ammonium molybdenum oxide, sulfide treatment residues | 511121 | 29327
Rhenium, manufg. residues | 511113 | 29328
Silver, bullion | 511105 | 29329
Titanium, chlorination residues | 511097 | 29330
Tin, dross | 511089 | 29331
Zinc, dross | 511071 | 29332
2-Propenoic acid, 2-methyl-, 1,1'-(1,2-ethanediyl) ester, polymer with ethenylbenzene, chloromethylated, trimethylamine-quaternized, hydroxide | 511063 | 29333
2-Propenoic acid, 2-methyl-, 1,1'-(1,2-ethanediyl) ester, polymer with ethenylbenzene, chloromethylated, trimethylamine-quaternized, borate hydroxide | 511055 | 29334
2-Propenoic acid, 2-methyl-, 1,1'-(1,2-ethanediyl) ester, polymer with ethenylbenzene, chloromethylated, trimethylamine-quaternized | 511048 | 29335
2-Propenoic acid, 2-methyl-, 1,1'-(1,2-ethanediyl) ester, polymer with ethenylbenzene, chloromethylated, 2-(dimethylamino)ethanol-quaternized, hydroxide sulfite | 511030 | 29336
2-Propenoic acid, 2-methyl-, 1,1'-(1,2-ethanediyl) ester, polymer with ethenylbenzene, chloromethylated, 2-(dimethylamino)ethanol-quaternized, hydroxide | 511022 | 29337
2-Propenoic acid, 2-methyl-, 1,1'-(1,2-ethanediyl) ester, polymer with ethenylbenzene, chloromethylated, 2-(dimethylamino)ethanol-quaternized | 511014 | 29338
2-Propenoic acid, 2-methyl-, 1,1'-(1,2-ethanediyl) ester, polymer with ethenylbenzene, chloromethylated | 511006 | 29339
2-Propenoic acid, methyl ester, polymer with diethenylbenzene, ethenylethylbenzene, 1,1'-(1-methyl-1,3-propanediyl) di-2-propenoate and 2-propenenitrile, hydrolyzed | 510990 | 29340
2-Propenoic acid, methyl ester, polymer with diethenylbenzene, ethenylethylbenzene and 2-propenenitrile, hydrolyzed, reaction products with N1,N1-dimethyl-1,3-propanediamine, chloromethane-quaternized | 510982 | 29341
2-Propenoic acid, methyl ester, polymer with diethenylbenzene, ethenylethylbenzene and 2-propenenitrile, hydrolyzed, reaction products with N1,N1-dimethyl-1,3-propanediamine | 510974 | 29342
Poly[oxy(methyl-1,2-ethanediyl)], .alpha.-hydro-.omega.-hydroxy-, polymer with 1,3-diisocyanatomethylbenzene, Me Et ketone oxime-blocked | 510966 | 29343
Poly(oxy-1,2-ethanediyl), .alpha.-sulfo-.omega.-hydroxy-, C8-14-alkyl ethers, ammonium salts | 510958 | 29344
Poly(oxy-1,2-ethanediyl), .alpha.-tridecyl-.omega.-hydroxy-, branched | 510941 | 29345
Phenol, 4-methyl-, reaction products with bisphenol A-epichlorohydrin polymer and butoxymethanol | 510933 | 29346
Hexanedioic acid, polymer with 1,1'-methylenebis[4-isocyanatocyclohexane] and 2,2'-oxybis[ethanol], 2-hydroxyethyl acrylate-blocked | 510925 | 29347
Hexanedioic acid, polymer with 1,2-ethanediol and 1,1'-methylenebis[4-isocyanatocyclohexane], 2-hydroxyethyl acrylate-blocked | 510917 | 29348
Hexanedioic acid, polymer with 1,3-diisocyanatomethylbenzene, 1,2-ethanediol and 1,2-propanediol, 2-hydroxyethyl acrylate-blocked | 510909 | 29349
Hexanedioic acid, polymer with 1,3-diisocyanatomethylbenzene and 1,2-ethanediol, 2-hydroxyethyl acrylate-blocked | 510891 | 29350
Hexanedioic acid, polymer with 1,3-dihydro-1,3-dioxo-5-isobenzofurancarboxylic acid, 1,3-isobenzofurandione and 1,2-propanediol, C14-18-alkyl esters | 510883 | 29351
2,5-Furandione, polymer with 1-propene, reaction products with ammonia | 510875 | 29352
Formaldehyde, polymers with branched nonylphenol, ethylene oxide and propylene oxide | 510867 | 29353
Formaldehyde, polymers with branched nonylphenol, p-tert-butylphenol, ethylene oxide and propylene oxide, 2-hydroxybutanedioate | 510859 | 29354
Formaldehyde, polymers with branched nonylphenol, p-tert-butylphenol, ethylene oxide and propylene oxide | 510842 | 29355
Formaldehyde, polymers with branched nonylphenol and p-tert-butylphenol | 510834 | 29356
1,3-Benzenedicarboxylic acid, polymer with hexanedioic acid and 2,2'-oxybis[ethanol], reaction products with 1,1'-methylenebis[4-isocyanatobenzene] | 510826 | 29357
Benzene, diethenyl-, polymer with ethenylbenzene and ethenylethylbenzene, sulfonated, sodium salts | 510818 | 29358
Benzene, diethenyl-, polymer with ethenylbenzene and ethenylethylbenzene, sulfonated, ammonium salts | 510800 | 29359
Benzene, diethenyl-, polymer with ethenylbenzene and ethenylethylbenzene, sulfonated | 510792 | 29360
Benzene, diethenyl-, polymer with ethenylbenzene and ethenylethylbenzene, chloromethylated, trimethylamine-quaternized | 510784 | 29361
Benzene, diethenyl-, polymer with ethenylbenzene and ethenylethylbenzene, chloromethylated, trimethylamine-quaternized, hydroxide | 510776 | 29362
Methanamine, N-methyl-, reaction products with chloromethylated divinylbenzene-ethenylethylbenzene-styrene polymer | 510768 | 29363
Benzene, diethenyl-, polymer with ethenylbenzene and ethenylethylbenzene, chloromethylated, 2-(dimethylamino)ethanol-quaternized, hydroxide | 510750 | 29364
Benzene, diethenyl-, polymer with ethenylbenzene and ethenylethylbenzene, chloromethylated, 2-(dimethylamino)ethanol-quaternized | 510743 | 29365
Benzene, diethenyl-, polymer with ethenylbenzene and ethenylethylbenzene, chloromethylated | 510735 | 29366
Copper, [29H,31H-phthalocyaninato(2-)-.kappa.N29,.kappa.N30,.kappa.N31,.kappa.N32]-, [(3-phosphonophenyl)amino]sulfonyl sulfo derivs., ammonium salts | 532291 | 29367
Benzenesulfonic acid, 2,2'-(1,2-ethenediyl)bis[5-nitro-, reaction products with 4-[2-(4-amino-5-methoxy-2-methylphenyl)diazenyl]benzenesulfonic acid and sodium sulfide (Na2S) | 532283 | 29368
Benzenesulfonic acid, 4-amino-, diazotized, coupled with C.I. Natural Yellow 11 and diazotized xylidine | 532275 | 29369
Benzenesulfonic acid, 4-amino-, diazotized, coupled with C.I. Natural Yellow 11 and diazotized aniline | 532267 | 29370
Benzenesulfonic acid, C12-18-alkyl derivs., sodium salts | 532259 | 29371
Benzene, diethenyl-, polymer with ethenylbenzene, chloromethylated, (dimethylamino)methanol-quaternized | 532242 | 29372
2-Propenoic acid, 2-methyl-, telomer with tert-dodecanethiol, ethenylbenzene, formaldehyde and 2-propenamide, butylated | 532234 | 29373
2-Propenenitrile, homopolymer, cyclized, partially carbonized | 532226 | 29374
Poly(difluoromethylene), .alpha.-[2-[(2-carboxyethyl)thio]ethyl]-.omega.-fluoro-, reaction products with chromium chloride hydroxide (CrCl2(OH)) (1:2) | 532218 | 29375
Propanoic acid, compds. with N1-[3-(C12-18-alkyloxy)propyl]-1,3-propanediamine | 532200 | 29376
1,2,3-Propanetriol, polymer with 1,3-diisocyanatomethylbenzene, 2-ethyl-2-(hydroxymethyl)-1,3-propanediol, 2-methyloxirane and oxirane, caprolactam-blocked | 532192 | 29377
Phenol, 4-amino-, reaction products with aniline, 4-methyl-1,3-benzenediamine, p-phenylenediamine, sodium sulfide (Na2S) and sulfur | 532184 | 29378
Phenol, mixed di-Me and tri-Me derivs., isobutylenated | 532176 | 29379
Octadecanamide, N-[3-(tallow alkylamino)propyl] derivs. | 532168 | 29380
Formaldehyde, reaction products with m-phenylenediamine, sodium sulfide (Na2S) and sulfur | 532150 | 29381
Formaldehyde, reaction products with m-phenylenediamine and sulfur | 532143 | 29382
Decanoic acid, mixed esters with heptanoic acid, octanoic acid, polypentaerythritol and polytrimethylolpropane | 532135 | 29383
Copper, [29H,31H-phthalocyaninato(2-)-.kappa.N29,.kappa.N30,.kappa.N31,.kappa.N32]-, aminosulfonyl [(2-chloroethyl)amino]sulfonyl sulfo derivs., sodium salts | 532127 | 29384
Copper, 2-[2-(6-amino-1-hydroxy-2-naphthalenyl)diazenyl]benzoate 3-[2-(4-amino-2-methoxyphenyl)diazenyl]-6-(carboxyamino)-4-hydroxy-2-naphthalenesulfonate 4-[2-(4-aminophenyl)diazenyl]benzenesulfonate 2,2'-(1,2-ethenediyl)bis[5-nitrobenzenesulfonate] sodium complexes | 532119 | 29385
1,4-Butanediol, polymer with 1,3-diisocyanatomethylbenzene, 2-ethyl-2-(hydroxymethyl)-1,3-propanediol and 2-methyloxirane, caprolactam-blocked | 532101 | 29386
1,4-Benzenedicarboxylic acid, 1,4-dimethyl ester, manuf. of, by-products from, oxidized | 532093 | 29387
1,4-Benzenedicarboxylic acid, 1,4-dimethyl ester, manuf. of, by-products from, iso-Bu esters | 532085 | 29388
Benzene, diethenyl-, polymer with ethenylbenzene, chloromethylated, 1-deoxy-1-(methylamino)-D-glucitol-quaternized | 532077 | 29389
9,10-Anthracenedione, 1,8-diamino-4,5-dihydroxy-, methylated | 532069 | 29390
Acetic acid ethenyl ester, polymer with ethenol, reaction products with 1-isocyanatohexadecane and 1-isocyanatooctadecane | 532051 | 29391
Oils, Calendula officinalis | 532044 | 29392
Guar gum, base-hydrolyzed | 532002 | 29393
Siloxanes and Silicones, Me Ph, [[[3-(2,3-dihydroxypropoxy)propyl]dimethylsilyl]oxy]-terminated | 531913 | 29394
Siloxanes and Silicones, ethoxy 3-[(phenylmethylene)amino]propyl | 531905 | 29395
Siloxanes and Silicones, di-Me, hydroxy-terminated, ethoxylated, polymers with polypropylene glycol and TDI | 531897 | 29396
Siloxanes and Silicones, di-Me, hydroxy-terminated, ethoxylated, polymers with adipic acid, diethylene glycol, ethylene oxide, 1,6-hexanediol, neopentyl glycol, propylene oxide, TDI and trimethylolpropane | 531889 | 29397
Quaternary ammonium compounds, N-coco alkyl-N,N,N',N',N'-pentamethyltrimethylenedi-, dichlorides | 531871 | 29398
Betaines, bis(C8-18 and C18-unsatd. alkyl)methyl | 531863 | 29399
Fatty acids, tall-oil, esters with diethanolamine | 531855 | 29400
Fatty acids, C18-unsatd., dimers, polymers with dehydrated castor-oil fatty acids and glycerol, lead salts | 531848 | 29401
Fatty acids, C18-unsatd., dimers, distn. residues | 531830 | 29402
Fatty acids, coco, compds. with N,N-dimethyl-1-dodecanamine | 531822 | 29403
Distillates (petroleum), hydrotreated heavy paraffinic, mixed with 4-chlorobenzenamine-TDI-p-toluidine reaction products | 531814 | 29404
Amines, hydrogenated tallow alkyl, ethoxylated, oleates (salts) | 531806 | 29405
Amines, coco alkyldimethyl, oleates | 531798 | 29406
9-Octadecenoic acid (9Z)-, compd. with N-soya alkyl-2,2'-iminobis[ethanol] | 531780 | 29407
Amines, bis(hydrogenated tallow alkyl)methyl, oleates | 531772 | 29408
Alcohols, C6-10, ethoxylated | 531764 | 29409
Tar acids, cresylic, polymers with terephthalic acid and 2,2',2''-[1,3,5-triazine-2,4,6-triyltris(oxy)]tris[ethanol] | 531756 | 29410
Tar acids, cresylic, polymers with ethylene glycol, terephthalic acid and 2,2',2''-[1,3,5-triazine-2,4,6-triyltris(oxy)]tris[ethanol] | 531749 | 29411
Tar acids, cresylic, polymers with di-Me terephthalate and 2,2',2''-[1,3,5-triazine-2,4,6-triyltris(oxy)]tris[ethanol] | 531731 | 29412
Soybean oil, polymer with neopentyl glycol, pentaerythritol and phthalic anhydride | 531723 | 29413
Soybean oil, polymer with isophthalic acid, trimethylolethane and trimethylolpropane | 531715 | 29414
Spinels, aluminum magnesium zirconium | 524694 | 29415
Fatty acids, tallow, polymers with benzoic acid, ethylene glycol, isophthalic acid, pentaerythritol and trimellitic anhydride | 524686 | 29416
Amines, C10-16-alkyldimethyl, N-oxides | 524678 | 29417
Residues (petroleum), atm. tower, light | 524660 | 29418
Distillates (petroleum), vacuum | 524652 | 29419
Distillates (petroleum), light vacuum | 524645 | 29420
Distillates (petroleum), intermediate vacuum | 524637 | 29421
9-Octadecenoic acid (9Z)-, reaction products with high-boiling nonene hydroformylation products, sulfated, sodium salts | 524371 | 29422
Castor oil, reaction products with high-boiling nonene hydroformylation products and oleic acid, sulfated, sodium salts | 524363 | 29423
Goethite (Fe(OH)O), reduced | 524355 | 29424
Carbonic acid, potassium salt (1:1), reaction products with urea | 524348 | 29425
Benzenesulfonic acid, dodecyl-, branched, compds. with triethanolamine | 524330 | 29426
Benzenesulfonic acid, dodecyl-, branched, calcium salts | 524322 | 29427
Benzenamine, N-phenyl-, octyl derivs. | 524314 | 29428
Acetamide, N,N'-1,3-propanediylbis-, N-[3-(C20-30-branched and linear alkyloxy)propyl] derivs. | 524306 | 29429
Sulfite liquors and Cooking liquors, spent, polymer with furfural | 524298 | 29430
Sulfite liquors and Cooking liquors, spent, polymer with formaldehyde | 524280 | 29431
Lanolin, sodium salt | 524272 | 29432
Fatty acids, tall-oil, polymers with pentaerythritol, phthalic anhydride and tallow fatty acid Me esters | 524264 | 29433
Fatty acids, tall-oil, polymers with isophthalic acid, neopentyl glycol and trimethylolethane | 524256 | 29434
Oils, mustard, reaction products with high-boiling nonene hydroformylation products, sulfated, sodium salts | 524249 | 29435
Imidazolium compounds, 1-(2-carboxyethyl)-4,5-dihydro-3-(hydroxyethyl)-2-nortall-oil alkyl, inner salts | 510222 | 29436
Glycerides, tallow sesqui-, hydrogenated, reaction products with 2-[(2-aminoethyl)amino]ethanol and diethylenetriamine | 510214 | 29437
Soybean oil, hydrogenated, reaction products with 2-[(2-aminoethyl)amino]ethanol, compds. with di-Et sulfate | 510206 | 29438
Fatty acids, vegetable-oil, reaction products with tetraethylenepentamine | 510198 | 29439
Fatty acids, vegetable-oil, reaction products with Me epoxyhydroxyoctadecanoate and triethylenetetramine | 510180 | 29440
Fatty acids, vegetable-oil, reaction products with epoxidized soybean oil and triethylenetetramine | 510172 | 29441
Fatty acids, tallow, reaction products with 2-[(2-aminoethyl)amino]ethanol, epichlorohydrin-quaternized | 510164 | 29442
Fatty acids, tall-oil, polymers with isophthalic acid, soybean oil and trimethylolpropane | 510156 | 29443
Fatty acids, tall-oil, polymers with isophthalic acid, linseed oil and trimethylolpropane | 510149 | 29444
Fatty acids, tall-oil, mixed with coconut oil and peanut oil, sulfonated | 510131 | 29445
Fatty acids, menhaden-oil | 510123 | 29446
Fatty acids, marine-oil, compds. with N-eicosyl-1-docosanamine | 510115 | 29447
Fatty acids, linseed-oil, polymers with isophthalic acid and trimethylolpropane | 510107 | 29448
Fatty acids, linseed-oil, polymers with glycerol, isophthalic acid, linseed oil, maleic anhydride and pentaerythritol | 510099 | 29449
Soybean oil, polymer with isophthalic acid, pentaerythritol, phthalic anhydride and TDI | 531707 | 29450
Resin acids and Rosin acids, calcium magnesium zinc salts | 531699 | 29451
Oils, walnut, polymers with maleic anhydride, pentaerythritol, phthalic anhydride, sunflower oil and trimethylolethane | 531681 | 29452
Fats and Glyceridic oils, oiticica, polymers with bisphenol A, bisphenol A diglycidyl ether, p-tert-butylphenol, cyclohexanone and formaldehyde | 531673 | 29453
Linseed oil, polymer with formaldehyde, phenol, styrene and tung oil | 531665 | 29454
Fatty acids, tall-oil, polymers with pentaerythritol, phthalic anhydride, tall oil and TDI | 531657 | 29455
Fatty acids, tall-oil, polymers with ethylene glycol, linseed oil, maleic anhydride, pentaerythritol and vinyltoluene | 531640 | 29456
Fatty acids, tall-oil, polymers with bisphenol A, bisphenol A diglycidyl ether and tall oil | 531632 | 29457
Fatty acids, coco, polymers with isophthalic acid, pentaerythritol and trimethylolethane | 531624 | 29458
Alkenes, C4-5, polymers with dicyclopentadiene, indene, methylstyrene, propene and vinyltoluene | 531616 | 29459
1,3-Propanediamine, N1,N1-dimethyl-, reaction products with 2,4,6-trichloro-1,3,5-triazine | 531608 | 29460
Octadecanoic acid, 12-hydroxy-, homopolymer, reaction products with N1,N1-dimethyl-1,3-propanediamine, di-Me sulfate-quaternized | 531590 | 29461
2-Naphthalenol, 1-[2-[4-(2-phenyldiazenyl)phenyl]diazenyl]-, ar',ar''-Me derivs. | 531582 | 29462
2-Naphthalenol, 1-[2-[4-[2-[4-[2-(2-hydroxy-1-naphthalenyl)diazenyl]-5-methoxy-2-methylphenyl]diazenyl]phenyl]diazenyl]-, heptyl derivs. | 531574 | 29463
Copper, 4-[bis[4-(dimethylamino)phenyl]methyl]-N-ethyl-1-naphthalenamine complexes, ferrocyanides | 531566 | 29464
2-Anthracenesulfonic acid, 1-amino-9,10-dihydro-9,10-dioxo-4-[(2,4,6-trimethylphenyl)amino]-, (benzoylamino)methyl derivs. | 531558 | 29465
Urea, reaction products with diethylene glycol and formaldehyde | 531541 | 29466
2-Propenoic acid, 2-methyl-, polymers with Et acrylate and polyethylene glycol methacrylate C16-18-alkyl ethers | 531533 | 29467
2-Propenoic acid, 2-methyl-, polymer with butyl 2-methyl-2-propenoate, ethenylbenzene, 2-ethylhexyl 2-propenoate and methyl 2-methyl-2-propenoate, ethylenimine-terminated, compds. with 2-(diethylamino)ethanol | 531525 | 29468
2-Propenoic acid, 2-methyl-, polymer with butyl 2-methyl-2-propenoate and ethenylbenzene, ethylenimine-terminated, compds. with 2-(diethylamino)ethanol | 531517 | 29469
2-Propenoic acid, 2-hydroxyethyl ester, polymer with 1,3-butadiene, 1,3-diisocyanatomethylbenzene and 2-propenenitrile, bis(3-carboxy-1,1-dimethylpropyl)-terminated, ethoxylated | 531509 | 29470
2-Propenoic acid, 2-hydroxyethyl ester, polymer with 1,3-butadiene and 2-propenenitrile, bis(3-carboxy-1,1-dimethylpropyl)-terminated, ethoxylated | 531491 | 29471
1,3-Propanediol, 2-ethyl-2-(hydroxymethyl)-, polymer with 5-isocyanato-1-(isocyanatomethyl)-1,3,3-trimethylcyclohexane, 2-butoxyethanol-blocked | 531483 | 29472
1,3-Propanediol, 2-ethyl-2-(hydroxymethyl)-, polymer with .alpha.-hydro-.omega.-hydroxypoly(oxy-1,2-ethanediyl) and 1,1'-methylenebis[4-isocyanatocyclohexane], stearyl alc.-blocked | 531475 | 29473
1,3-Propanediol, 2-ethyl-2-(hydroxymethyl)-, polymer with 1,3-diisocyanatomethylbenzene, .alpha.-hydro-.omega.-hydroxypoly[oxy(methyl-1,2-ethanediyl)] and .alpha.-hydro-.omega.-hydroxypoly[oxy(methyl-1,2-ethanediyl)] ether with 2-ethyl-2-(hydroxymethyl)-1,3-propanediol (3:1), caprolactam-blocked | 531467 | 29474
Poly(oxy-1,2-ethanediyl), .alpha.-sulfo-.omega.-hydroxy-, C18-32-alkyl ethers, sodium salts | 531459 | 29475
Poly(oxy-1,2-ethanediyl), .alpha.-(2-methyl-1-oxo-2-propen-1-yl)-.omega.-hydroxy-, C16-18-alkyl ethers | 531442 | 29476
Poly(oxy-1,2-ethanediyl), .alpha.-hydro-.omega.-hydroxy-, polymer with 1,1'-methylenebis[4-isocyanatocyclohexane], 1-decanol-blocked | 531434 | 29477
Poly(oxy-1,2-ethanediyl), .alpha.-hydro-.omega.-hydroxy-, mono(C6-12-alkylphenyl) ethers | 531426 | 29478
Phosphoric acid, mixed decyl and octyl esters, potassium salts | 531400 | 29479
Oxirane, 2-(chloromethyl)-, homopolymer, dehydrochlorinated, reaction products with nitrogen fluoride (N2F4), dehydrofluorinated | 531392 | 29480
Oxirane, 2-(chloromethyl)-, homopolymer, dehydrochlorinated, reaction products with nitrogen fluoride (N2F4) | 531384 | 29481
Hexanedioic acid, polymers with 2,2-bis(bromomethyl)-1,3-propanediol, 2-chloroethyl (1-hydroxyethyl)phosphonate homopolymer bis(2-chloroethyl)(1-hydroxyethyl)phosphonate- and 2-chloroethyl (1-hydroxyethyl)phosphonate-terminated reaction products with diethanolamine hydrochlorides, propylene glycol and TDI | 531376 | 29482
Hexanedioic acid, polymers with 2,2-bis(bromomethyl)-1,3-propanediol, 2-chloroethyl (1-hydroxyethyl)phosphonate homopolymer bis(2-chloroethyl) (1-hydroxyethyl)phosphonate- and 2-chloroethyl (1-hydroxyethyl)phosphonate-terminated reaction products with diethanolamine hydrochlorides, 2,3-dibromo-1,4-butenediol, propylene glycol and TDI | 531368 | 29483
Hexanedioic acid, polymers with 2,2-bis(bromomethyl)-1,3-propanediol, 2-chloroethyl (1-hydroxyethyl)phosphonate homopolymer bis(2-chloroethyl) (1-hydroxyethyl)phosphonate- and 2-chloroethyl (1-hydroxyethyl)phosphonate-terminated reaction products with diethanolamine hydrochlorides, 2,3-dibromo-1,4-butenediol, diethyleneglycol and TDI | 531350 | 29484
Hexanedioic acid, polymers with N1-(2-aminoethyl)-1,2-ethanediamine, N1,N1-dimethyl-1,3-propanediamine-terminated, 1,1'-oxybis[2-chloroethane]-quaternized | 531343 | 29485
Formaldehyde, reaction products with nitrated dinaphtho[1,2,3-cd:3',2',1'-lm]perylene-5,10-dione | 531335 | 29486
Poly(oxy-1,2-ethanediyl), .alpha.-hydro-.omega.-hydroxy-, ether with 3,6,9,12-tetrakis(2-hydroxyethyl)-3,6,9,12-tetraazatetradecane-1,14-diol (6:1), methylated | 531327 | 29487
1,5-Diazaspiro[5.5]undec-1-ene, 2,4,4-trimethyl-, deammoniated, hydrochlorides | 531319 | 29488
1,5-Diazaspiro[5.5]undec-1-ene, 2,4,4-trimethyl-, deammoniated | 531301 | 29489
2-Butenedioic acid (2Z)-, mono-C12-22-alkyl esters | 531293 | 29490
1,3-Benzenedicarboxylic acid, polymer with 2-ethyl-2-(hydroxymethyl)-1,3-propanediol, 1,6-hexanediamine and hexanedioic acid, cyclohexylamine-modified | 531285 | 29491
1,3-Benzenedicarboxylic acid, polymer with 5-amino-1,3,3-trimethylcyclohexanemethanamine, 2-ethyl-2-(hydroxymethyl)-1,3-propanediol and hexanedioic acid, cyclohexylamine-modified | 531277 | 29492
Residues (petroleum), heavy distillate solvent ext. vacuum | 524231 | 29493
Distillates (petroleum), heavy distillate solvent ext. vacuum overheads | 524223 | 29494
Distillates (petroleum), heavy distillate solvent ext. heart-cut | 524215 | 29495
Flue dust, ferromanganese-manufg. | 524124 | 29496
Benzene, C14-26-alkyl derivs. | 523845 | 29497
Tar bases, coal, reaction products with 1,2-dichloroethane, quaternized | 523837 | 29498
Steroids, hydroxy, isostearates | 523829 | 29499
Fatty acids, tall-oil, reaction products with diethylenetriamine, polymers with acrylic acid and isooctyl acrylate | 523811 | 29500
Fatty acids, coco, reaction products with ethylenediamine, ethoxylated | 523803 | 29501
Cashew, nutshell liq., polymer with furfural and rosin | 523795 | 29502
Benzenesulfonic acid, C10-14-alkyl derivs., sodium salts | 516534 | 29503
Butanoic acid, mixed esters with acetic acid, Et alc., formic acid and propionic acid | 516526 | 29504
Decanoic acid, mixed esters with cetyl alc., octanoic acid and stearyl alc. | 516518 | 29505
Ethanaminium, N-ethyl-2-hydroxy-N,N-bis(2-hydroxyethyl)-, diesters with tall-oil fatty acids, Et sulfates (salts) | 516500 | 29506
Sunflower oil, potassium salt | 516492 | 29507
Soybean oil, potassium salt | 516484 | 29508
Siloxanes and Silicones, di-Me, 3-hydroxypropyl Me, Me 2-(7-oxabicyclo[4.1.0]hept-3-yl)ethyl, ethers with polyethylene-polypropylene glycol mono-Me ether | 516476 | 29509
Rosin, polymer with glycerol and tung oil | 516468 | 29510
Fats and Glyceridic oils, fish, polymers with glycerol, phthalic anhydride and styrene | 516450 | 29511
Imidazolium compounds, 1,1-bis(2-carboxyethyl)-4,5-dihydro-2-norcoco alkyl, hydroxides, disodium salts | 516443 | 29512
Fatty acids, vegetable-oil, reaction products with acetic acid, hydrogenated adiponitrile high-boiling fraction and tallow alkyl amines | 516435 | 29513
Fatty acids, vegetable-oil, polymers with pentaerythritol and phthalic anhydride | 516427 | 29514
Fatty acids, linseed-oil, polymers with p-tert-butylphenol, 4-(1,1-dimethylpropyl)phenol, formaldehyde, glycerol, linseed oil, phthalic anhydride and rosin | 516419 | 29515
Fatty acids, C18-unsatd., dimers, polymers with C18-unsatd. fatty acid trimers, ethylene glycol, pentaerythritol and phthalic anhydride | 516401 | 29516
Fatty acids, C18-unsatd., dimers, polymers with azelaic acid, diethylenetriamine and hexamethylenediamine | 516393 | 29517
Fatty acids, C18-unsatd., dimers, polymers with adipic acid, fumarated rosin and hexamethylenediamine | 516385 | 29518
Fatty acids, C18-unsatd., dimers, polymers with adipic acid, 1,2-cyclohexanediamine and fumarated rosin | 516377 | 29519
Fatty acids, C12-20, potassium salts | 516369 | 29520
Fatty acids, dehydrated castor-oil, polymers with isophthalic acid, linseed-oil fatty acids and trimethylolpropane | 510081 | 29521
Fatty acids, dehydrated castor-oil, magnesium salts | 510073 | 29522
Fatty acids, C18-unsatd., dimers, polymers with bisphenol A, C18-unsatd. fatty acid trimers and epichlorohydrin | 510065 | 29523
Cottonseed oil, polymer with glycerol and phthalic anhydride | 510057 | 29524
Coconut oil, transesterification products with decanoic acid mixed ester with glycerol octanoate | 510040 | 29525
Coconut oil, polymer with cottonseed oil, glycerol and phthalic anhydride | 510032 | 29526
Castor oil, sulfated, mixed with tallow, potassium sodium salts | 510024 | 29527
Castor oil, polymer with ethylene glycol, pentaerythritol, phthalic anhydride, soybean oil and vinyltoluene | 510016 | 29528
Corn oil, polymer with p-tert-butylbenzoic acid, glycerol, pentaerythritol and phthalic anhydride | 510008 | 29529
Castor oil, polymer with benzoic acid, coconut oil, terephthalic acid, trimellitic anhydride and trimethylolethane | 509992 | 29530
Castor oil, dehydrated, polymer with isophthalic acid and trimethylolpropane | 509984 | 29531
Ammonia liquor, lime-treated, sludges | 509976 | 29532
Amines, N-tallow alkyltrimethylenedi-, ethoxylated, phosphates | 509968 | 29533
Amides, from N1-(6-aminohexyl)-1,6-hexanediamine, C18-unsatd. fatty acid dimers and tall oil | 509950 | 29534
Amides, from N1-(6-aminohexyl)-1,6-hexanediamine and vegetable-oil fatty acids | 509943 | 29535
Amides, from N1-(6-aminohexyl)-1,6-hexanediamine and tall oil | 509935 | 29536
Amides, from N1-(6-aminohexyl)-1,6-hexanediamine and C18-unsatd. fatty acid dimers | 509927 | 29537
2-Butenedioic acid (2Z)-, mono(2-coco amido-1-methylethyl) esters | 509919 | 29538
Amides, C16 and C18-unsatd. and C18-unsatd. hydroxy, N-[2-[2-(C15 and C17-unsatd. and C17-unsatd. hydroxyalkyl)-4,5-dihydro-1H-imidazol-1-yl]ethyl] | 509901 | 29539
Alkenes, C8, reaction products with diphenylamine and styrene | 509893 | 29540
Alkenes, C10-16 | 509885 | 29541
Alkanes, C10-13, desulfurized | 509877 | 29542
Alkanes, C14-17, arom.-free desulfurized | 509869 | 29543
Alkanes, C10-13, arom.-free desulfurized | 509851 | 29544
Alcohols, C7-21, ethoxylated | 509844 | 29545
Linseed oil, polymer with pentaerythritol, phthalic anhydride, polymd. linseed oil and tung oil | 509836 | 29546
Linseed oil, Bu ester, epoxidized | 509828 | 29547
Fats and Glyceridic oils, salmon | 509810 | 29548
Caloneis ventricosa truncatula | 1920537 | 29549
Asterionella formosa formosa | 1919695 | 29550
Achnanthes minutissima minutissima | 1918713 | 29551
Achnanthes linearis linearis | 1918697 | 29552
Achnanthes lanceolata lanceolata | 1918622 | 29553
Achnanthes flexella flexella | 1918606 | 29554
Achnanthes exigua exigua | 1918572 | 29555
Achnanthes clevei clevei | 1918531 | 29556
Tabellaria flocculosa linearis | 1933225 | 29557
Synedra ulna ulna | 1933159 | 29558
Synedra rumpens rumpens | 1933134 | 29559
Synedra cyclopum cyclopum | 1933043 | 29560
Synedra amphicephala amphicephala | 1933027 | 29561
Surirella robusta robusta | 1932839 | 29562
Surirella ovalis ovalis | 1932813 | 29563
Stauroneis smithii smithii | 1932417 | 29564
Stauroneis phoenicenteron nobilis | 1932383 | 29565
Stauroneis kriegeri kriegeri | 1932367 | 29566
Stauroneis anceps linearis | 1932342 | 29567
Pinnularia divergentissima divergentissima | 1930387 | 29568
Pinnularia brebissonii brebissonii | 1930361 | 29569
Pinnularia braunii amphicephala | 1930338 | 29570
Pinnularia abaujensis linearis | 1930296 | 29571
Nitzschia sinuata sinuata | 1928563 | 29572
Nitzschia frustulum perminuta | 1928522 | 29573
Neidium iridis iridis | 1928357 | 29574
Neidium dubium dubium | 1928308 | 29575
Neidium affine affine | 1928266 | 29576
Navicula viridula viridula | 1928217 | 29577
Navicula tuscula tuscula | 1928191 | 29578
Navicula seminulum seminulum | 1928142 | 29579
Navicula radiosa radiosa | 1928092 | 29580
Navicula pygmaea pygmaea | 1928076 | 29581
Navicula placentula placentula | 1928050 | 29582
Navicula mutica mutica | 1928027 | 29583
Navicula hustedtii hustedtii | 1927938 | 29584
Navicula gastrum gastrum | 1927888 | 29585
Placoneis elginensis | 1927862 | 29586
Navicula dicephala dicephala | 1927847 | 29587
Navicula cryptocephala cryptocephala | 1927821 | 29588
Navicula capitata capitata | 1927771 | 29589
Meridion circulare constrictum | 1927003 | 29590
Melosira italica italica | 1926849 | 29591
Gomphonema acuminatum turris | 1924927 | 29592
Gomphonema parvulum parvulum | 1924877 | 29593
Gomphonema olivaceoides olivaceoides | 1924851 | 29594
Frustulia rhomboides rhomboides | 1924596 | 29595
Fragilaria virescens capitata | 1924570 | 29596
Fragilaria vaucheriae vaucheriae | 1924554 | 29597
Fragilaria pinnata intercedens | 1924521 | 29598
Fragilaria leptostauron dubia | 1924505 | 29599
Fragilaria crotonensis crotonensis | 1924489 | 29600
Fragilaria construens pumila | 1924463 | 29601
Fragilaria constricta constricta | 1924430 | 29602
Fragilaria capucina mesolepta | 1924414 | 29603
Fragilaria brevistriata capitata | 1924398 | 29604
Eunotia tridentula tridentula | 1924125 | 29605
Eunotia serra serra | 1924109 | 29606
Eunotia pectinalis pectinalis | 1924059 | 29607
Eunotia flexuosa eurycephala | 1923960 | 29608
Eunotia arcus arcus | 1923895 | 29609
Diploneis ovalis ovalis | 1922947 | 29610
Diatoma vulgare vulgare | 1922871 | 29611
Diatoma hiemale hiemale | 1922848 | 29612
Cymbella muelleri muelleri | 1922350 | 29613
Cymbella ventricosa lunata | 1922301 | 29614
Cymbella amphicephala amphicephala | 1922210 | 29615
Cyclotella meneghiniana meneghiniana | 1922145 | 29616
Cyclotella kuetzingiana planetophora | 1922129 | 29617
Cocconeis placentula placentula | 1921519 | 29618
Pediastrum duplex gracillimum | 1855824 | 29619
Pinnularia interrupta biceps | 1854967 | 29620
Stauroneis phoenicenteron phoenicenteron | 1932409 | 29621
Stauroneis anceps anceps | 1932326 | 29622
Pinnularia viridis viridis | 1930510 | 29623
Pinnularia undulata undulata | 1930494 | 29624
Pinnularia subcapitata subcapitata | 1930486 | 29625
Pinnularia nodosa nodosa | 1930445 | 29626
Pinnularia microstauron microstauron | 1930429 | 29627
Pinnularia nodosa formica | 1930395 | 29628
Pinnularia braunii braunii | 1930346 | 29629
Pinnularia borealis borealis | 1930320 | 29630
Pinnularia abaujensis subundulata | 1930304 | 29631
Pinnularia abaujensis abaujensis | 1930288 | 29632
Nitzschia sigma sigma | 1928555 | 29633
Nitzschia palea palea | 1928514 | 29634
Nitzschia gracilis gracilis | 1928498 | 29635
Nitzschia frustulum frustulum | 1928480 | 29636
Nitzschia fonticola fonticola | 1928472 | 29637
Nitzschia dissipata dissipata | 1928464 | 29638
Nitzschia angustata angustata | 1928449 | 29639
Nitzschia amphibia amphibia | 1928423 | 29640
Neidium iridis ampliatum | 1928340 | 29641
Neidium iridis amphigomphus | 1928332 | 29642
Neidium bisulcatum bisulcatum | 1928290 | 29643
Navicula viridula linearis | 1928209 | 29644
Navicula tridentula tridentula | 1928183 | 29645
Navicula rhynchocephala rhynchocephala | 1928118 | 29646
Navicula rhynchocephala amphiceros | 1928100 | 29647
Navicula radiosa parva | 1928084 | 29648
Navicula pupula pupula | 1928068 | 29649
Navicula mutica ventricosa | 1928035 | 29650
Navicula minima minima | 1927995 | 29651
Navicula lanceolata lanceolata | 1927961 | 29652
Navicula kotschyi kotschyi | 1927946 | 29653
Navicula cuspidata cuspidata | 1927839 | 29654
Navicula contenta contenta | 1927813 | 29655
Navicula cari cari | 1927789 | 29656
Navicula anglica anglica | 1927730 | 29657
Meridion circulare circulare | 1926997 | 29658
Melosira distans perglabra | 1926872 | 29659
Melosira italica valida | 1926856 | 29660
Melosira granulata granulata | 1926823 | 29661
Melosira granulata angustissima | 1926815 | 29662
Melosira distans distans | 1926807 | 29663
Hantzschia amphioxys amphioxys | 1925080 | 29664
Hannaea arcus arcus | 1925056 | 29665
Gyrosigma attenuatum attenuatum | 1925007 | 29666
Gomphonema montanum commutatum | 1924885 | 29667
Gomphonema olivaceum olivaceum | 1924869 | 29668
Gomphonema intricatum intricatum | 1924844 | 29669
Gomphonema gracile gracile | 1924836 | 29670
Gomphonema angustatum angustatum | 1924810 | 29671
Gomphonema acuminatum acuminatum | 1924794 | 29672
Frustulia vulgaris vulgaris | 1924604 | 29673
Fragilaria virescens virescens | 1924588 | 29674
Fragilaria pinnata pinnata | 1924547 | 29675
Fragilaria pinnata lancettula | 1924539 | 29676
Fragilaria leptostauron leptostauron | 1924513 | 29677
Fragilaria construens venter | 1924471 | 29678
Fragilaria construens construens | 1924455 | 29679
Fragilaria constricta stricta | 1924448 | 29680
Fragilaria capucina capucina | 1924406 | 29681
Fragilaria brevistriata brevistriata | 1924380 | 29682
Eunotia sudetica sudetica | 1924117 | 29683
Eunotia serra diadema | 1924091 | 29684
Eunotia praerupta praerupta | 1924067 | 29685
Eunotia pectinalis minor | 1924042 | 29686
Eunotia flexuosa flexuosa | 1923978 | 29687
Eunotia exigua exigua | 1923952 | 29688
Eunotia diodon diodon | 1923937 | 29689
Eunotia arcus bidens | 1923903 | 29690
Epithemia argus argus | 1923374 | 29691
Tabellaria fenestrata fenestrata | 1933217 | 29692
Synedra ulna danica | 1933142 | 29693
Synedra rumpens familiaris | 1933126 | 29694
Synedra parasitica parasitica | 1933100 | 29695
Synedra filiformis exilis | 1933084 | 29696
Synedra fasciculata fasciculata | 1933076 | 29697
Synedra acus angustissima | 1933019 | 29698
Synedra acus acus | 1933001 | 29699
Surirella ovata ovata | 1932821 | 29700
Surirella linearis linearis | 1932805 | 29701
Surirella biseriata biseriata | 1932771 | 29702
Stephanodiscus niagarae niagarae | 1932573 | 29703
Stephanodiscus hantzschii hantzschii | 1932565 | 29704
Stephanodiscus astraea astraea | 1932557 | 29705
Diatoma elongatum tenue | 1922863 | 29706
Diatoma hiemale mesodon | 1922855 | 29707
Diatoma anceps anceps | 1922830 | 29708
Cymbella minuta minuta | 1922343 | 29709
Cymbella microcephala microcephala | 1922327 | 29710
Cymbella delicatula delicatula | 1922293 | 29711
Cymbella cuspidata cuspidata | 1922277 | 29712
Cymbella cistula cistula | 1922251 | 29713
Cymbella angustata angustata | 1922228 | 29714
Cymatopleura solea solea | 1922202 | 29715
Cyclotella kuetzingiana radiosa | 1922137 | 29716
Cyclotella kuetzingiana kuetzingiana | 1922111 | 29717
Cyclotella comta comta | 1922103 | 29718
Caloneis ventricosa ventricosa | 1920545 | 29719
Caloneis ventricosa subundulata | 1920529 | 29720
Caloneis bacillum fontinalis | 1920503 | 29721
Caloneis bacillum bacillum | 1920495 | 29722
Asterionella formosa gracillima | 1919703 | 29723
Amphora ovalis pediculus | 1919216 | 29724
Amphora ovalis ovalis | 1919208 | 29725
Achnanthes peragalli peragalli | 1918739 | 29726
Achnanthes linearis curta | 1918689 | 29727
Achnanthes lapponica lapponica | 1918655 | 29728
Achnanthes lanceolata rostrata | 1918630 | 29729
Achnanthes laevis laevis | 1918614 | 29730
Achnanthes exigua heterovalva | 1918580 | 29731
Achnanthes conspicua conspicua | 1918549 | 29732
Stephanodiscus astraea minutula | 1853639 | 29733
Mallomonas tonsurata alpina | 1857846 | 29734
Trichoderma polysporum Rifai | 762559 | 29735
Crucigenia retangularis irregularis | 1856483 | 29736
Chlorella saccharophila ellipsoidea | 1856004 | 29737
Ankistrodesmus falcatus tumidus | 1855972 | 29738
Navicula radiosa tenella | 1854876 | 29739
Navicula pupula rectangularis | 1854850 | 29740
Frustulia rhomboides saxonica | 1854744 | 29741
Eunotia sudetica incisa | 1854546 | 29742
Eunotia pectinalis ventralis | 1854512 | 29743
Eunotia pectinalis undulata | 1854504 | 29744
Achnanthes lanceolata dubia | 1853811 | 29745
Asellus racovitzai | 17294224 | 29746
Acetes brasiliensis | 17294216 | 29747
Corethra appendiculata | 17294182 | 29748
Baetis herodes | 17294174 | 29749
Anachis subcostulata | 17294158 | 29750
Cricotopus remus | 17294141 | 29751
Hypaniola florida | 17294133 | 29752
Pentagenia quadripunctata | 17294125 | 29753
Prionospio dayi | 17294117 | 29754
Ampithoe punctatus | 17294083 | 29755
Ampithoe divisura | 17294075 | 29756
Ampithoe desmarestii | 17294067 | 29757
Orthocladius flavus | 17294059 | 29758
Trissocladius hamiltoni | 17294042 | 29759
Chironomus quadripunctatus | 17294034 | 29760
Nassarius floridensis | 17294000 | 29761
Stactobiella pictipes | 17293986 | 29762
Tanypus pilosella | 17293978 | 29763
Cyclostremiscus trilix | 17293952 | 29764
Littorina strigata | 17293937 | 29765
Stenonema proximum | 17293929 | 29766
Habrophlebia pusilla | 17293887 | 29767
Turbonilla winkleyi | 17293879 | 29768
Periclimenes portoricensis | 17293846 | 29769
Onuphis magna | 17293820 | 29770
Solaster papposus | 17293812 | 29771
Diaphana hiemalis | 17293804 | 29772
Littorina sayi | 17293796 | 29773
Gersemia rubiformis | 17293788 | 29774
Cerithidea pupoidea | 17293762 | 29775
Protenthes fasciger | 17293754 | 29776
Procladius maculatus | 17293747 | 29777
Elmis bivittata | 17293721 | 29778
Anachis hermosa | 17293713 | 29779
Eucrassatella gibbesi | 17293705 | 29780
Notropis cornutus | 17293697 | 29781
Polypedium illinoense | 17293689 | 29782
Aulodrilus stephensoni | 17293671 | 29783
Suphisellus punctipennis | 17293663 | 29784
Ephemerella lapidula | 17293655 | 29785
Lophochaeta ignota | 17293614 | 29786
Nitzschia holsatica | 17293606 | 29787
Acteon punctostriatus | 17293580 | 29788
Cypris malcolmsoni | 17293572 | 29789
Haemonais laurentii | 17293564 | 29790
Micramellum floridanum | 17293556 | 29791
Caecum irregulare | 17293549 | 29792
Ephemerella atrescens | 17293531 | 29793
Dero polycardia | 17293523 | 29794
Chironomus barbipes | 17293515 | 29795
Tanypus illinoensis | 17293507 | 29796
Pentaneura aequifasciata | 17293499 | 29797
Stenonema bellum | 17293481 | 29798
Loandalia fauveli | 17293473 | 29799
Acroneuria ruralis | 17293465 | 29800
Tanytarsus polita | 17293457 | 29801
Chironomus needhamii | 17293440 | 29802
Tanypus senata | 17293424 | 29803
Aricidea catherinae | 17293416 | 29804
Mitrella gouldiana | 17293408 | 29805
Leptocella uwarowii | 17293390 | 29806
Halopsyche lutaria | 17293374 | 29807
Clinotanypus flavicinctus | 17293366 | 29808
Caecum tomaculum | 17293358 | 29809
Nereis lacustris | 17293341 | 29810
Crassostrea brasiliana | 17293333 | 29811
Salmo clarkii | 17293325 | 29812
Ephemerella doris | 17293317 | 29813
Batillaria albocoopertum | 17293309 | 29814
Mesovelia bisignata | 17293291 | 29815
Neuromus maculatus | 17293283 | 29816
Eubosmina tubicen | 17293275 | 29817
Amphiura septus | 17293267 | 29818
Macronema carolina | 17293259 | 29819
Lumbriconereis impatiens | 17293234 | 29820
Ophiura brevispinum | 17293226 | 29821
Munna reynoldsi | 17293218 | 29822
Stenochironomus taeniapennis | 17293200 | 29823
Chironomus flavus | 17293192 | 29824
Chironomus indistinctus | 17293184 | 29825
Thermonetus basillaris | 17293176 | 29826
Aedicira albatrossae | 17293168 | 29827
Chironomus triannulatus | 17293150 | 29828
Aedes sapphirina | 17293143 | 29829
Prionospio delta | 17293135 | 29830
Phyllodoce mucosa | 17293127 | 29831
Odostomia seminuda | 17293119 | 29832
Stylurus plagiatus | 17293101 | 29833
Cistenides gouldi | 17293085 | 29834
Malmgrenia lunulata | 17293077 | 29835
Janthinosoma texanum | 17293044 | 29836
Chironomus bicinctus | 17293036 | 29837
Heptagenia criddlei | 17293028 | 29838
Heptagenia hebe | 17293010 | 29839
Syllis spongicola | 17293002 | 29840
Syllides spongicola | 17292996 | 29841
Cirratulus bioculatus | 17292988 | 29842
Lunatia pallida | 17292970 | 29843
Pseudopleuronectes americanus | 17292962 | 29844
Tanypus culiciformis | 17292954 | 29845
Tanypus crassinervis | 17292947 | 29846
Beroe cucumis | 17292939 | 29847
Harnischia emorsus | 17292921 | 29848
Orthocladius pilipes | 17292913 | 29849
Dyopedos monacanthus | 17292889 | 29850
Bulla umbilicata | 17292871 | 29851
Ophiura angulata | 17292863 | 29852
Chironomus fascipes | 17292848 | 29853
Procladius flavidus | 17292830 | 29854
Tanypus sinuosus | 17292822 | 29855
Ehlersia cornuta | 17292814 | 29856
Oecetis parvula | 17292806 | 29857
Oecetis flavida | 17292798 | 29858
Stictochironomus hilaris | 17292780 | 29859
Chironomus zonopterus | 17292772 | 29860
Dicrotendipes lucifer | 17292764 | 29861
Tanypus dyari | 17292756 | 29862
Aricidea belgicae | 17292749 | 29863
Sphaerium lacustre | 17292731 | 29864
Tanypus inconspicua | 17292715 | 29865
Pentaneura comosa | 17292707 | 29866
Mitrella rosacea | 17292699 | 29867
Chironomus fulviventris | 17292681 | 29868
Coryphella pellucida | 17292673 | 29869
Natica canrena | 17292665 | 29870
Pentaneura flavifrons | 17292657 | 29871
Lepidopsetta bilineata | 17292624 | 29872
Cryptochironomus parvilamellatus | 17292616 | 29873
Cryptochironomus abbreviatus | 17292608 | 29874
Chironomus tibialis | 17292566 | 29875
Elmis crenata | 17292558 | 29876
Petricola lata | 17292541 | 29877
Eunotia paludosa | 17292517 | 29878
Silurus punctatus | 17292509 | 29879
Gymnocystis manhattensis | 17292491 | 29880
Orthocladius infuscatus | 17292475 | 29881
Arcynopteryx parallela | 17292459 | 29882
Dero palestinica | 17292442 | 29883
Wapsa mobilis | 17292434 | 29884
Polycystis aeruginosa | 17292426 | 29885
Micraloa aeruginosa | 17292418 | 29886
Assiminea modesta | 17292392 | 29887
Uranotaenia coquilletti | 17292384 | 29888
Stenonema minnetonka | 17292376 | 29889
Baetis minimus | 17292368 | 29890
Retusa pertenius | 17292350 | 29891
Conus thaanumi | 17292301 | 29892
Conus vanhyningi | 17292293 | 29893
Nais litoralis | 17292269 | 29894
Ictalurus catus | 17292244 | 29895
Microvelia incerta | 17292228 | 29896
Asellus attenuatus | 17292194 | 29897
Dyopedos porrectus | 17292186 | 29898
Acroneuria californica | 17292178 | 29899
Prionospio cirrobranchiata | 17292152 | 29900
Hyalina tenuilabra | 17292145 | 29901
Dysnomia triquetra | 17292129 | 29902
Procloeon rubropictum | 17292103 | 29903
Paraonis gracilis | 17292095 | 29904
Micranellum heladum | 17292087 | 29905
Oecetis flaveolata | 17292053 | 29906
Oecetis apicalis | 17292046 | 29907
Chironomus convictum | 17292038 | 29908
Tanypus guttularis | 17292020 | 29909
Parnus fastigiatus | 17292012 | 29910
Tanypus idei | 17291980 | 29911
Placobdella pediculata | 17291923 | 29912
Conus piraticus | 17291915 | 29913
Culex kelloggii | 17291907 | 29914
Roccus americanus | 17291873 | 29915
Caesira robusta | 17291865 | 29916
Ceratopogon tibialis | 17291857 | 29917
Pectinaria hyperborea | 17291840 | 29918
Micromenetus dilatatus | 17291832 | 29919
Phylloda squamifera | 17291824 | 29920
Chironomus nigricans | 17291816 | 29921
Tricorythodes fallax | 17291808 | 29922
Sabella bipunctata | 17291790 | 29923
Tanypus pusillus | 17291766 | 29924
Oecetina incerta | 17291758 | 29925
Oecetina apicalis | 17291741 | 29926
Stictochironomus taeniapennis | 17291733 | 29927
Chironomus taeniapennis | 17291725 | 29928
Tendipes nervosus | 17291717 | 29929
Anatopynia guttularis | 17291709 | 29930
Anatopynia decolorata | 17291691 | 29931
Raja erinacea | 17291683 | 29932
Melosira perglabra | 17291675 | 29933
Philopotamus alternans | 17291667 | 29934
Pentaneura gera | 17291659 | 29935
Prionospio patagonica | 17291634 | 29936
Prionospio cirrifera | 17291626 | 29937
Nais uncinata | 17291592 | 29938
Conus havenensis | 17291584 | 29939
Hydrobia wetherbyi | 17291576 | 29940
Ephemerella vernalis | 17291550 | 29941
Staurocephalus caecus | 17291543 | 29942
Psychoda albipunctatus | 17291527 | 29943
Pentaneura janta | 17291519 | 29944
Crepidula hystrix | 17291501 | 29945
Caesira singulare | 17291493 | 29946
Ericthonius hunteri | 17291485 | 29947
Simulium pecuarum | 17291477 | 29948
Tauberia gracilis | 17291469 | 29949
Setodes flaveolata | 17291428 | 29950
Oecetis sagitta | 17291410 | 29951
Chironomus flaviventris | 17291402 | 29952
Chironomus lucifer | 17291394 | 29953
Ephemerella tibialis | 17291386 | 29954
Ephemerella angusta | 17291378 | 29955
Nemoura haysi | 17291360 | 29956
Tetragoneuria sepia | 17291352 | 29957
Helisoma scalare | 17291345 | 29958
Epitonium monocycla | 17291337 | 29959
Chironomus basalis | 17291311 | 29960
Baetis insignificans | 17291303 | 29961
Simulium nigroparvum | 17291287 | 29962
Chaetogaster cristallinus | 17291279 | 29963
Ascidia manhattensis | 17291261 | 29964
Rudilemboides naglei | 17291253 | 29965
Chironomus serus | 17291246 | 29966
Chironomus albistria | 17291238 | 29967
Parapholyx effusa | 17291220 | 29968
Pentaneura inculta | 17291204 | 29969
Cricotopus lebetis | 17291196 | 29970
Hybopsis storeriana | 17291170 | 29971
Syllides cornuta | 17291154 | 29972
Stenonema varium | 17291113 | 29973
Lunatia triseriata | 17291089 | 29974
Cricotopus tristis | 17291071 | 29975
Kurtziella cerinella | 17291063 | 29976
Nais diastrophus | 17291048 | 29977
Crepidula glauca | 17291030 | 29978
Semele nuculoides | 17291022 | 29979
Cyrenella floridana | 17291014 | 29980
Turbo minutus | 17291006 | 29981
Tagelus gibbus | 17290990 | 29982
Lucina lintea | 17290974 | 29983
Glyphotaelius bellus | 17290966 | 29984
Nilodorum devineyae | 17290958 | 29985
Neophasganophora capitata | 17290941 | 29986
Pentaneura alba | 17290933 | 29987
Tanypus multipunctatus | 17290917 | 29988
Ilyanassa trivittata | 17290909 | 29989
Amphitrite cristata | 17290883 | 29990
Tendipes riparius | 17290842 | 29991
Bibionus griseus | 17290826 | 29992
Cylichnella bidentata | 17290818 | 29993
Axiognathus squamatus | 17290800 | 29994
Salmo gairdnerii | 17290792 | 29995
Notropis spilopterus | 17290776 | 29996
Baetis amplus | 17290768 | 29997
Batillaria degenerata | 17290750 | 29998
Tendipes demeijerei | 17290701 | 29999
Larsia lyrida | 17290693 | 30000
Sphaerium partumeium | 17290685 | 30001
Hydrobia monroensis | 17290677 | 30002
Chironomus unicolor | 17290669 | 30003
Mitrella duclosiana | 17290651 | 30004
Tanypus decolorata | 17290636 | 30005
Tanypus flavicinctus | 17290628 | 30006
Ophiolepis gracillima | 17290610 | 30007
Pedionomus beckae | 17290594 | 30008
Corydalus texana | 17290586 | 30009
Corydalus crassicornis | 17290578 | 30010
Chione granulata | 17290552 | 30011
Calopsectra glabrescens | 17290545 | 30012
Tanytarsus obediens | 17290537 | 30013
Apoprionospio pygmaea | 17290529 | 30014
Corynoneura xena | 17290503 | 30015
Culex willistoni | 17290495 | 30016
Proceraea cornuta | 17290487 | 30017
Tellina sayi | 17290479 | 30018
Tellina polita | 17290461 | 30019
Physa cubensis | 17290438 | 30020
Psilotanypus bellus | 17290412 | 30021
Leptocerus inconspicuus | 17290396 | 30022
Chironomus hilaris | 17290388 | 30023
Chironomus brevitibialis | 17290370 | 30024
Odostomia granatina | 17290354 | 30025
Callianassa atlantica | 17290347 | 30026
Leitoscoloplos acutus | 17290313 | 30027
Nemoura cinctipes | 17290305 | 30028
Symphitopsyche sparna | 17290297 | 30029
Hydropsyche sparsa | 17290289 | 30030
Aeshna umbrosa | 17282146 | 30031
Ankistrodesmus setigurus | 17282138 | 30032
Dentalium entale | 17282120 | 30033
Chironomus devinctus | 17282096 | 30034
Tendipes decorus | 17282088 | 30035
Chironomus similis | 17282070 | 30036
Tanypus peleensis | 17282062 | 30037
Chironomus subaequalis | 17282039 | 30038
Chironomus imperator | 17282021 | 30039
Hybopsis aestivalis | 17282013 | 30040
Culex peribleptus | 17282005 | 30041
Culex egberti | 17281999 | 30042
Naidium minutum | 17281981 | 30043
Chironomus abortivus | 17281973 | 30044
Stenelmis pusillus | 17281965 | 30045
Chlorella ellipsoidea | 17281957 | 30046
Chironomus holoprasinatus | 17281924 | 30047
Sparus aureus | 17281890 | 30048
Eupomotis aureus | 17281882 | 30049
Byssanodonta cubensis | 17281866 | 30050
Hydragyra atricauda | 17281858 | 30051
Symphitopsyche alhedra | 17281841 | 30052
Tanypus cornuticaudata | 17281833 | 30053
Holothuria hydriformis | 17281817 | 30054
Chironomus albimanus | 17281809 | 30055
Lepomotis nephelus | 17281791 | 30056
Eupomotis macrochirus | 17281783 | 30057
Amphitrite gunneri | 17281759 | 30058
Lumbricus tubifex | 17281742 | 30059
Ophiura reticulata | 17281734 | 30060
Hippa talpoida | 17281726 | 30061
Ilyanassa obsoleta | 17281700 | 30062
Notropis signipinnis | 17281684 | 30063
Acesta lopezi | 17281650 | 30064
Chironomus fuscicornis | 17281593 | 30065
Chironomus fumidus | 17281585 | 30066
Hydragyra fusca | 17281569 | 30067
Chironomus distinguendus | 17281551 | 30068
Culex pungens | 17281544 | 30069
Carinogammarus mucronatus | 17281528 | 30070
Tipula annularis | 17281502 | 30071
Chironomus cristatus | 17281494 | 30072
Paraleptophlebia pallipes | 17281486 | 30073
Paraleptophlebia palliceps | 17281478 | 30074
Volvox morum | 17281460 | 30075
Tapes japonica | 17281452 | 30076
Bithynis olfersii | 17281445 | 30077
Thalassomyia obscurus | 17281437 | 30078
Polinices lewisii | 17281403 | 30079
Melampus lineatus | 17281395 | 30080
Aricidea lopezi | 17281387 | 30081
Nereis virens | 17281353 | 30082
Pomotis ravenelli | 17281346 | 30083
Perca gibbosa | 17281338 | 30084
Lethocerus lethocerus-uhleri | 17281320 | 30085
Brachyptera pacifica | 17281312 | 30086
Hydragyra limi | 17281304 | 30087
Odostomia impressa | 17281288 | 30088
Ambrysus ambrysus-mormon | 17281262 | 30089
Conchapelopia dusena | 17281254 | 30090
Tethyum plicata | 17281239 | 30091
Gomphonema turris | 17281213 | 30092
Zebina sloaniana | 17281205 | 30093
Teredo fimbriata | 17281197 | 30094
Bankia canalis | 17281189 | 30095
Ephemerella hecuba | 17281163 | 30096
Retusa candei | 17281148 | 30097
Mysidopsis edwardsi | 17281130 | 30098
Eusicyonia brevirostris | 17281122 | 30099
Leptocerus transversus | 17281098 | 30100
Cryptochironomus sublettei | 17281080 | 30101
Tanytarsus subtendens | 17281072 | 30102
Tanypus carinatus | 17281064 | 30103
Pelopia punctipennis | 17281056 | 30104
Helmis dietrichi | 17281049 | 30105
Icthelus cyanella | 17281031 | 30106
Ablabesmyia basilis | 17281023 | 30107
Ablabesmyia americana | 17281015 | 30108
Scoletoma acicularum | 17281007 | 30109
Plea striola | 17280983 | 30110
Stauronereis rudolphi | 17280975 | 30111
Tethyum partitum | 17280967 | 30112
Conchapelopia goniodes | 17280959 | 30113
Chironomus natchitocheae | 17280942 | 30114
Stenacron flaveola | 17280934 | 30115
Micromenetus floridensis | 17280918 | 30116
Perla ebria | 17280900 | 30117
Isoperla ebria | 17280892 | 30118
Ephemerella fuscata | 17280884 | 30119
Ephemerella bispina | 17280876 | 30120
Divaricella columbiensis | 17280868 | 30121
Tanytarsus varius | 17280843 | 30122
Allia suecia | 17280819 | 30123
Athripsodes transversus | 17280793 | 30124
Macronema zebratum | 17280785 | 30125
Batracobdella picta | 17280777 | 30126
Lepidomus cyannelus | 17280769 | 30127
Apomotis cyanellus | 17280751 | 30128
Tipula monilis | 17280744 | 30129
Psilozia groenlandica | 17280736 | 30130
Phyllodoce paretti | 17280728 | 30131
Tubificoides gabriellae | 17280710 | 30132
Caecum formulosum | 17280702 | 30133
Tellina cuneata | 17280694 | 30134
Oligoneuria ammophila | 17280686 | 30135
Edotea montosa | 17280652 | 30136
Tanypus annulata | 17280645 | 30137
Hydropsyche bronta | 17280637 | 30138
Langerhansia ferrugina | 17280611 | 30139
Athripsodes inornatus | 17280603 | 30140
Metriocnemus innocuus | 17280595 | 30141
Tvetenia discoloripes | 17280587 | 30142
Mytilus lavalleanus | 17280579 | 30143
Chironomus amachaerus | 17280561 | 30144
Epeorus proprius | 17280553 | 30145
Conus stearnsi | 17280546 | 30146
Colochirus pygmaea | 17280538 | 30147
Penaeus cocco | 17280520 | 30148
Hydropsyche morosa | 17280512 | 30149
Simulium glaucum | 17280504 | 30150
Iron albertae | 17280496 | 30151
Epeorus youngi | 17280488 | 30152
Elephantanellum imbricatum | 17280470 | 30153
Caecum insigne | 17280462 | 30154
Halocynthia partita | 17280454 | 30155
Nitzschia perminuta | 17280447 | 30156
Leuciscus lutrensis | 17280439 | 30157
Aplidium stellatum | 17280421 | 30158
Pseudocloeon minutum | 17280405 | 30159
Spirosperma ferox | 17280397 | 30160
Diatoma tenue | 17280389 | 30161
Dendostrea equestris | 17280371 | 30162
Asellus brevicaudus | 17280363 | 30163
Eurycnemus scitulus | 17280355 | 30164
Acanthochites pygmaea | 17280348 | 30165
Navicula elginensis | 17280314 | 30166
Athripsodes maculatus | 17280306 | 30167
Metriocnemus lundbecki | 17280298 | 30168
Chironomus nanus | 17280280 | 30169
Telipomis cyannelus | 17280272 | 30170
Anopheles annulimanus | 17280256 | 30171
Bullata ovuliformis | 17280215 | 30172
Premnodrilus palustris | 17280207 | 30173
Ictalurus natalis | 17280199 | 30174
Simulium tribulatum | 17280181 | 30175
Harnischia galeator | 17280173 | 30176
Palaemon acanthurus | 17280157 | 30177
Stenonema interpunctatum | 17280140 | 30178
Odostomia bisuturalis | 17280124 | 30179
Tellina tumida | 17280116 | 30180
Tellina guadaloupensis | 17280108 | 30181
Orthocladius par | 17280090 | 30182
Tanytarsus dyari | 17280074 | 30183
Leptocerus inornatus | 17280066 | 30184
Harnischia undine | 17280058 | 30185
Ephemerella temporalis | 17280041 | 30186
Iron proprius | 17280009 | 30187
Sardinella brasiliensis | 17279993 | 30188
Codakia recurvata | 17279977 | 30189
Eusimulium vittatum | 17279969 | 30190
Caenis simulans | 17279951 | 30191
Staurocephalus sociabilis | 17279944 | 30192
Micranellum imbricatum | 17279910 | 30193
Caecum coronatum | 17279902 | 30194
Cynthia partita | 17279886 | 30195
Isoperla five-punctata | 17279878 | 30196
Stenacron conjunctum | 17279860 | 30197
Stenacron affine | 17279852 | 30198
Notropis lutrensis | 17279837 | 30199
Phryganea numerosus | 17279829 | 30200
Zebina laevissima | 17279811 | 30201
Tellina quadalupensis | 17279803 | 30202
Tellina lentea | 17279795 | 30203
Orthocladius distinctus | 17279753 | 30204
Ephemerella doddsi | 17279746 | 30205
Achorutes maritimus | 17279738 | 30206
Ehlersia ferrugina | 17279720 | 30207
Paradoneis eliasoni | 17279712 | 30208
Syllides convoluta | 17279704 | 30209
Caecum mariae | 17279696 | 30210
Lenziella crusculus | 17279670 | 30211
Chaetozone setigera | 17279662 | 30212
Anomalocardia cuneimeris | 17279647 | 30213
Caecum puntagordanum | 17279639 | 30214
Caecum phronimun | 17279621 | 30215
Caecum cayosense | 17279613 | 30216
Paratanais kroyerii | 17279605 | 30217
Leptochelia corsica | 17279597 | 30218
Palpomyia longipennis | 17279589 | 30219
Ceratopogon longipennis | 17279571 | 30220
Heterocirrus alatus | 17279563 | 30221
Cerithidea salmacidum | 17279548 | 30222
Mytilus hamatus | 17279530 | 30223
Tipula tremulus | 17279514 | 30224
Parthenope serratus | 17279506 | 30225
Chironomus fulvipilus | 17279498 | 30226
Anaitides fragilis | 17279472 | 30227
Tipula longipennis | 17279449 | 30228
Chironomus cayugae | 17279431 | 30229
Lumbricus squamatus | 17279423 | 30230
Palaemon olfersii | 17279407 | 30231
Goniobasis floridensis | 17279365 | 30232
Leptochelia limicola | 17279357 | 30233
Chironomus glaucurus | 17279332 | 30234
Cerithidea lavalleanum | 17279316 | 30235
Palpomyia pruinescens | 17279290 | 30236
Batracobdella paludosa | 17279258 | 30237
Spisula polynyma | 17279241 | 30238
Chaenobryttus cyanellus | 17279233 | 30239
Onuphis conchylega | 17279225 | 30240
Flustra tuberculata | 17279217 | 30241
Nimbocera limnetica | 17279209 | 30242
Tanypus scapularis | 17279191 | 30243
Iron longimanus | 17279183 | 30244
Autolytus ornatus | 17279175 | 30245
Moxostoma hamiltoni | 17279167 | 30246
Parapenaeus paradoxus | 17279159 | 30247
Simulium asakakae | 17279142 | 30248
Phyllodoce castanea | 17279134 | 30249
Stauronereis angolana | 17279126 | 30250
Dorvillea rudolphi | 17279118 | 30251
Polinices reclusianus | 17279100 | 30252
Psychomyiella lumina | 17279084 | 30253
Semotilus margarita | 17279076 | 30254
Symphitopsyche bronta | 17279068 | 30255
Divaricella lucasana | 17279050 | 30256
Penaeus kroyeri | 17279043 | 30257
Leptocerus maculatus | 17279019 | 30258
Crassispira mesoleuca | 17279001 | 30259
Neopenaeopsis paradoxus | 17278995 | 30260
Nemoura oregoniensis | 17278987 | 30261
Simulium venustoides | 17278979 | 30262
Simulia vittata | 17278961 | 30263
Baetis pygmaeus | 17278946 | 30264
Ammotrypane cylindricaudatus | 17278938 | 30265
Stenonema conjunctum | 17278912 | 30266
Ephemera natata | 17278904 | 30267
Lumbricus capitatus | 17278870 | 30268
Mysia pellucida | 17278847 | 30269
Amphicteis acutifrons | 17278839 | 30270
Paludestrina brevissimus | 17278821 | 30271
Pseudocloeon parvulum | 17278813 | 30272
Baetis armillatus | 17278805 | 30273
Scoloplos foliosus | 17278797 | 30274
Harnischia amachaerus | 17278771 | 30275
Notropis euryzonus | 17278755 | 30276
Hargeria rapax | 17278748 | 30277
Penaeus longirostris | 17278730 | 30278
Symphitopsyche morosa | 17278722 | 30279
Chironomus galeator | 17278714 | 30280
Harnischia carinatus | 17278698 | 30281
Ephemera decora | 17278672 | 30282
Nadium trivandranum | 17278664 | 30283
Corambella obscura | 17278656 | 30284
Acroneuria xanthenes | 17278649 | 30285
Stempellinella distinctissimus | 17278631 | 30286
Chironomus neomodestus | 17278623 | 30287
Sphaerosyllis brevifrons | 17278615 | 30288
Amnicola floridana | 17278607 | 30289
Limnogonus hesione | 17278599 | 30290
Chironomus militaris | 17278581 | 30291
Bibiocephala kelloggi | 17278557 | 30292
Lumbricus variegatus | 17278540 | 30293
Pseudopotamilla reniformis | 17278532 | 30294
Bibiocephala nigripes | 17278516 | 30295
Harnischia edwardsi | 17278490 | 30296
Monticellina dorsobranchialis | 17278482 | 30297
Phasganophora capitata | 17278474 | 30298
Micromenetus | 17278466 | 30299
Melusina tuberosa | 17278441 | 30300
Nereis caudata | 17278425 | 30301
Nais parviseta | 17278417 | 30302
Assiminea concolor | 17278409 | 30303
Physa acuta | 17278391 | 30304
Arctopelopia flavifrons | 17278383 | 30305
Eubosmina longispina | 17278359 | 30306
Epitonium pseudoscalaris | 17278342 | 30307
Lumbricus arenarius | 17278326 | 30308
Phacoides pensylvanica | 17278318 | 30309
Arctopelopia fittkaui | 17278300 | 30310
Ablabesmyia flavifrons | 17278292 | 30311
Ammocrypta asprella | 17278276 | 30312
Retusa bullata | 17278268 | 30313
Simulium perissum | 17278250 | 30314
Nassa trivittatus | 17278243 | 30315
Edotea acuta | 17278227 | 30316
Corethra punctipennis | 17278219 | 30317
Pseudeurythoe paucibranchiata | 17278201 | 30318
Mitrella zonalis | 17278193 | 30319
Leptocerus albida | 17278177 | 30320
Limnodrilus ornatus | 17278151 | 30321
Hyalina avenacea | 17278144 | 30322
Chironomus dux | 17278136 | 30323
Culex consobrinus | 17278110 | 30324
Pyramidella winkleyi | 17278094 | 30325
Echinus punctulatus | 17278086 | 30326
Anachis lalieeti | 17278078 | 30327
Chironomus modestus | 17278052 | 30328
Clinotanypus thoracicus | 17278045 | 30329
Corydalus inamabilis | 17278037 | 30330
Chironomus intersectus | 17278029 | 30331
Dero perrieri | 17278003 | 30332
Goniobasis virginica | 17277989 | 30333
Pentaneura auriensis | 17277955 | 30334
Ablabesmyia ornata | 17277948 | 30335
Procloeon viridocularis | 17277930 | 30336
Pseudeurythoe ambigua | 17277914 | 30337
Tellina maculosa | 17277906 | 30338
Tellina interrupta | 17277898 | 30339
Tipula scalaenum | 17277880 | 30340
Thienemanniella senata | 17277872 | 30341
Hayesomyia senata | 17277864 | 30342
Leptocella gracilis | 17277856 | 30343
Alpheus lutarius | 17277831 | 30344
Harnischia nereis | 17277823 | 30345
Phyllodoce maculata | 17277807 | 30346
Roccus saxatilis | 17277799 | 30347
Daphnella decorata | 17277773 | 30348
Asellus militaris | 17277765 | 30349
Tipula sylvestris | 17277757 | 30350
Batillaria septemstriatum | 17277740 | 30351
Ischadium demissa | 17277732 | 30352
Cerotopogon websteri | 17277724 | 30353
Dero latissima | 17277716 | 30354
Ophiura elongata | 17277708 | 30355
Paragnetina immarginata | 17277690 | 30356
Pentaneura ornata | 17277682 | 30357
Ephemerella coloradensis | 17277674 | 30358
Cyprinus auratus | 17277666 | 30359
Iron modestus | 17277641 | 30360
Nemoura cataractae | 17277633 | 30361
Leptocella nivea | 17277625 | 30362
Procladius caliginosus | 17277591 | 30363
Cricotopus rectinervis | 17277575 | 30364
Cylichna bidentata | 17277567 | 30365
Leptocerus grandis | 17277559 | 30366
Uronais barbata | 17277534 | 30367
Limnophora aequifrons | 17277526 | 30368
Neophylax pulchellus | 17277518 | 30369
Campsurus incertus | 17277500 | 30370
Prodiamesa fulva | 17277492 | 30371
Tanypus mallochi | 17277468 | 30372
Ablabesmyia auriensis | 17277450 | 30373
Tharyx marioni | 17277443 | 30374
Pentaneura chrysos | 17277427 | 30375
Dasyhelea subcaerulea | 17277419 | 30376
Nais josinae | 17277393 | 30377
Dannella simplex | 17277385 | 30378
Mitrella spirantha | 17277377 | 30379
Edotea triloba | 17277369 | 30380
Leptocella stigmatica | 17277351 | 30381
Utriculastra canaliculata | 17277344 | 30382
Crangon heterochaelis | 17277336 | 30383
Tanypus thoracicus | 17277328 | 30384
Tanypus pinguis | 17277310 | 30385
Clinotanypus caliginosus | 17277302 | 30386
Micranellum ryssotitum | 17277294 | 30387
Arca occidentalis | 17277286 | 30388
Symposiocladius lignicola | 17277278 | 30389
Orthocladius tryoni | 17277260 | 30390
Nereis proboscidea | 17277252 | 30391
Nodilittorina trochiformis | 17277245 | 30392
Crassostrea floridensis | 17277237 | 30393
Arctopsyche phryganoides | 17277229 | 30394
Ephemerella trilineata | 17277211 | 30395
Natica clausa | 17277195 | 30396
Rochefortia planulata | 17277187 | 30397
Chironomus monochromus | 17277161 | 30398
Alvania arenaria | 17277153 | 30399
Epeorus modestus | 17277138 | 30400
Setodes americana | 17277112 | 30401
Hydropsyche grandis | 17277104 | 30402
Chione subrostrata | 17277096 | 30403
Salmo mykiss | 17277088 | 30404
Orthocladius politus | 17277062 | 30405
Batillaria nigrescens | 17277047 | 30406
Arcuatula demissa | 17277039 | 30407
Ablabesmyia aequifasciata | 17277021 | 30408
Stenonema metriotes | 17277013 | 30409
Batillaria rawsoni | 17276981 | 30410
Batillaria clathratum | 17276973 | 30411
Harnischia collator | 17276965 | 30412
Ablabesmyia tarella | 17276932 | 30413
Ephemerella wilsoni | 17276924 | 30414
Antinoe sarsi | 17276916 | 30415
Triaenodes tarda | 17276890 | 30416
Mitrella wheatleyi | 17276882 | 30417
Eumida maculosa | 17276874 | 30418
Limnodrilus steigerwaldi | 17276866 | 30419
Retusa canaliculata | 17276858 | 30420
Tubifex bavaricus | 17276841 | 30421
Elephantanellum ryssotitum | 17276833 | 30422
Nodilittorina thiarella | 17276817 | 30423
Enipo gracilis | 17276809 | 30424
Chione beaui | 17276791 | 30425
Stephanodiscus alpinus | 17276775 | 30426
Culex sollicitans | 17276767 | 30427
Hydrobaenus carlatus | 17276742 | 30428
Ceratopogon griseus | 17276734 | 30429
Asellus kenki | 17276726 | 30430
Conus branhamae | 17276718 | 30431
Gillia wetherbyi | 17276700 | 30432
Paranaitis arenae | 17276684 | 30433
Anaitides catenula | 17276676 | 30434
Bohemilla comata | 17276668 | 30435
Cymbella lunata | 17276650 | 30436
Sertularia neritina | 17276643 | 30437
Ephemerella feminina | 17276635 | 30438
Dorvillea caeca | 17276627 | 30439
Notomastus latericius | 17276619 | 30440
Parvilucina crenella | 17276593 | 30441
Protenthes claripennis | 17276585 | 30442
Prostoma rubrum | 17276577 | 30443
Chevalia mexicana | 17276569 | 30444
Tendipes leucoscelis | 17276551 | 30445
Pentaneura fluminalis | 17276528 | 30446
Ischnura hastata | 17276502 | 30447
Setodes micrans | 17276494 | 30448
Chironomus nervosus | 17276486 | 30449
Anatopynia dyari | 17276478 | 30450
Stenophylax givipes | 17276460 | 30451
Philopotamus indescisus | 17276452 | 30452
Pentaneura aspera | 17276445 | 30453
Ablabesmyia gera | 17276437 | 30454
Callianassa stimpsoni | 17276411 | 30455
Rhypholophus arcuatus | 17276387 | 30456
Syllides verrilli | 17276379 | 30457
Peronia fibula | 17276361 | 30458
Conus monilifer | 17276353 | 30459
Conus anaglypticus | 17276346 | 30460
Harnischia claviger | 17276320 | 30461
Janthinosoma columbiae | 17276312 | 30462
Nemoura besametsa | 17276296 | 30463
Chimarra perigua | 17276288 | 30464
Syntanytarsus exiguus | 17276270 | 30465
Plagiochila major | 17276262 | 30466
Lucina multilineata | 17276254 | 30467
Aulophorus furcata | 17276247 | 30468
Tipula pedellus | 17276221 | 30469
Eubosmina coregoni | 17276213 | 30470
Heterodrilus arenicolus | 17276205 | 30471
Gloeococcus schroeteri | 17276197 | 30472
Mogula singularis | 17276189 | 30473
Neanthes micromma | 17276171 | 30474
Lampsilis ventricosa | 17276163 | 30475
Setodes sagitta | 17276148 | 30476
Oecetis inornata | 17276130 | 30477
Oecetina parvula | 17276122 | 30478
Chironomus nephopterus | 17276114 | 30479
Chironomus exquisitus | 17276106 | 30480
Tanypus garretti | 17276098 | 30481
Proptera alata | 17276080 | 30482
Cricotopus exilis | 17276072 | 30483
Tealia felina | 17276064 | 30484
Callianassa setimanus | 17276056 | 30485
Conus syriacus | 17276031 | 30486
Conus angulatus | 17276023 | 30487
Conus duvali | 17276015 | 30488
Epitonium lineatum | 17276007 | 30489
Phacoides radians | 17275991 | 30490
Dentalium eboreum | 17275983 | 30491
Ragovelia incerta | 17275975 | 30492
Platyphylax atripes | 17275967 | 30493
Heterocirrus bioculatus | 17275959 | 30494
Nais diaphana | 17275942 | 30495
Yoroperla brevis | 17275934 | 30496
Psychoda snowii | 17275926 | 30497
Tricorythodes fallacina | 17275918 | 30498
Nais furcatus | 17275900 | 30499
Bacillaria paradoxa | 17275892 | 30500
Hastaperla brevis | 17275884 | 30501
Chironomus deflexa | 17275876 | 30502
Culex punctipennis | 17275868 | 30503
Culex hyemalis | 17275850 | 30504
Protenthes riparius | 17275843 | 30505
Tanypus bellus | 17275835 | 30506
Procladius malifero | 17275827 | 30507
Elephantanellum heladum | 17275819 | 30508
Oecetis micrans | 17275801 | 30509
Oecetina flavida | 17275793 | 30510
Pentaneura gesta | 17275777 | 30511
Meropelopia flavifrons | 17275769 | 30512
Simulium vandalicum | 17275744 | 30513
Tanypus guttipennis | 17275736 | 30514
Epitonium commutata | 17275728 | 30515
Baetis hageni | 17275686 | 30516
Cricotopus ceris | 17275678 | 30517
Ephemerella hirsuta | 17275660 | 30518
Tellina brasiliana | 17275652 | 30519
Chironomus pavidus | 17275637 | 30520
Pentaneura cinctipes | 17275629 | 30521
Nais serpentina | 17275611 | 30522
Laevicardium multilineatum | 17275603 | 30523
Chironomus parafulvus | 17275595 | 30524
Ephemerella attenuata | 17275587 | 30525
Tanytarsus jucundus | 17275553 | 30526
Tanytarsus fusciventris | 17275546 | 30527
Harnischia orbicus | 17275538 | 30528
Corbula fragilis | 17275512 | 30529
Neidium ladogensis | 17275488 | 30530
Abedus deinostoma-immaculatus | 17275470 | 30531
Simulium twinni | 17275462 | 30532
Guttipelopia currani | 17275454 | 30533
Setodes cinerascens | 17275447 | 30534
Lunatia heros | 17275413 | 30535
Pinnularia formica | 17275405 | 30536
Leitoscoloplos robustus | 17290255 | 30537
Modulus filosus | 17290230 | 30538
Harnischia amphitrite | 17290222 | 30539
Phyllodoce madeirensis | 17290214 | 30540
Ephemerella columbiella | 17290206 | 30541
Branchiomma bioculatum | 17290198 | 30542
Simulium molestum | 17290156 | 30543
Astarte subequilatera | 17290149 | 30544
Dendrochiton thamnoporus | 17290131 | 30545
Ophiactis brocki | 17290115 | 30546
Ophiactis sexradia | 17290107 | 30547
Ophiolepis impressa | 17290099 | 30548
Chironomus consobrinus | 17290081 | 30549
Cricotopus ithacanensis | 17290073 | 30550
Chironomus hirtipes | 17290065 | 30551
Chironomus braseniae | 17290057 | 30552
Gomphonema truncatum | 17290040 | 30553
Sthenelais picta | 17290016 | 30554
Littorina carolinensis | 17290008 | 30555
Diopatra magna | 17289992 | 30556
Amphiura kuekenthali | 17289984 | 30557
Hybopsis gracilis | 17289976 | 30558
Ephemerella sierra | 17289968 | 30559
Abramis whipplei | 17289950 | 30560
Micropanope xanthiformis | 17289943 | 30561
Stenacron majus | 17289935 | 30562
Baetis punctiventris | 17289927 | 30563
Hypsicomus elegans | 17289919 | 30564
Phyllodoce panamensis | 17289901 | 30565
Busycon canaliculatum | 17289893 | 30566
Coregonus alpenae | 17289885 | 30567
Eschara crustulenta | 17289877 | 30568
Isoperla clio | 17289869 | 30569
Caecum subinflexum | 17289851 | 30570
Aequipecten irradians | 17289844 | 30571
Paratanais algicola | 17289828 | 30572
Tanaiomera columbina | 17289810 | 30573
Lampsilis claibornensis | 17289786 | 30574
Halobates pictus | 17289760 | 30575
Hydropsyche kansensis | 17289752 | 30576
Cryptochironomus alatus | 17289745 | 30577
Protenthes pulcher | 17289737 | 30578
Hexagenia weewa | 17289729 | 30579
Glossiphonia heteroclita | 17289703 | 30580
Lagerheimia quadriseta | 17289695 | 30581
Ascidia plicata | 17289679 | 30582
Chironomus compes | 17289661 | 30583
Chironomus ornatipes | 17289653 | 30584
Helopelopia cornuticaudata | 17289646 | 30585
Synapta rotifera | 17289638 | 30586
Apanthura magnifica | 17289620 | 30587
Rheocricotopus gouini | 17289612 | 30588
Chironomus ferrugineovittatus | 17289604 | 30589
Palaemon spinimanus | 17289588 | 30590
Simulium piscicidium | 17289067 | 30591
Elmis ornata | 17289059 | 30592
Stygonectes indentatus | 17289042 | 30593
Orthocladius nivoriundus | 17289034 | 30594
Orthocladius johannseni | 17289026 | 30595
Cryptochironomus stylifera | 17289018 | 30596
Cryptochironomus obtusilobus | 17289000 | 30597
Modulus perlatus | 17288994 | 30598
Triaenodes abus | 17288986 | 30599
Tanytarsus agrayloides | 17288978 | 30600
Helobdella lineata | 17288960 | 30601
Hebella calcarata | 17288952 | 30602
Polyonyx macrocheles | 17288937 | 30603
Conchapelopia aleta | 17288929 | 30604
Chironomus trifasciatus | 17288911 | 30605
Sphaerosyllis longicirrata | 17288903 | 30606
Apedilum elachista | 17289570 | 30607
Trichocladius robacki | 17289554 | 30608
Chironomus fasciventris | 17289547 | 30609
Hydrochus parumoculatus | 17289539 | 30610
Anatopynia fastuosa | 17289513 | 30611
Cerithidea varicosa | 17289505 | 30612
Phyllodoce groenlandica | 17289497 | 30613
Metriocnemus par | 17289489 | 30614
Amphitrite affinis | 17289471 | 30615
Helisoma campanulatum | 17289463 | 30616
Peloscolex intermedius | 17289448 | 30617
Limnodrilus willeyi | 17289430 | 30618
Ictalurus melas | 17289414 | 30619
Cricotopus aratus | 17289406 | 30620
Tendipes carus | 17289398 | 30621
Eunotia incisa | 17289380 | 30622
Hyalina veliei | 17289364 | 30623
Gerris canaliculatus | 17289356 | 30624
Nerine cirrata | 17289331 | 30625
Eunotia curvata | 17289323 | 30626
Notropis hypselopterus | 17289315 | 30627
Calyptraea echinus | 17289299 | 30628
Micranellum carolinianum | 17289281 | 30629
Bulla occidentalis | 17289273 | 30630
Oecetina inornata | 17289265 | 30631
Oecetis incerta | 17289257 | 30632
Simulium turmale | 17289240 | 30633
Chironomus tricinctus | 17289232 | 30634
Cryptochironomus mallochi | 17289224 | 30635
Procladius adumbratus | 17289216 | 30636
Prionospio multibranchiata | 17289190 | 30637
Rissoina scalarella | 17289182 | 30638
Ephemerella delantala | 17289174 | 30639
Goniobasis curvicostata | 17289166 | 30640
Lunarca ovalis | 17289133 | 30641
Notropis umbratilis | 17289125 | 30642
Tanytarsus coffmani | 17289117 | 30643
Helmis dispar | 17289109 | 30644
Pinnularia biceps | 17288879 | 30645
Amphiura wurdemanii | 17288861 | 30646
Trapeziidae | 17288846 | 30647
Ampithoe vaillantii | 17288820 | 30648
Ephemerella concinnata | 17288812 | 30649
Placobdella phalera | 17288804 | 30650
Caecum smithi | 17288796 | 30651
Anadara sulcosa | 17288788 | 30652
Ophiactis virescens | 17288770 | 30653
Ophiactis rheinhardtii | 17288762 | 30654
Mochlostyrax pilosus | 17288754 | 30655
Odostomia gibbosa | 17288747 | 30656
Nassa vibex | 17288739 | 30657
Helicopsyche glabra | 17288721 | 30658
Proceraea fasciata | 17288705 | 30659
Scoloplos riseri | 17288697 | 30660
Podura palustris | 17288689 | 30661
Helobdella elongata | 17288671 | 30662
Micropterus dolomieui | 17288648 | 30663
Parapsyche brevipennis | 17288630 | 30664
Simulium katmai | 17288622 | 30665
Nicolea quadrilobata | 17288614 | 30666
Janua unicornis | 17288606 | 30667
Nais aralensis | 17288598 | 30668
Synedra ulna vitrea | 17288580 | 30669
Abra nuculiformis | 17288572 | 30670
Lunatia immaculata | 17288564 | 30671
Lepisosteus spatula | 17288556 | 30672
Lembos brunneomaculatus | 17288549 | 30673
Ampithoe penicillata | 17288523 | 30674
Ampithoe intermedia | 17288515 | 30675
Stenonema birdi | 17288507 | 30676
Eulima bilineatus | 17288499 | 30677
Arca umbonata | 17288481 | 30678
Ophiolepis savignyi | 17288473 | 30679
Ophiactis incisa | 17288465 | 30680
Euritteria occidentalis | 17288457 | 30681
Asellus obtusus | 17288440 | 30682
Mochlostyrax floridanus | 17288424 | 30683
Sphaerium transversum | 17288416 | 30684
Arcynopteryx aurea | 17288408 | 30685
Helicopsyche annulicornis | 17288390 | 30686
Navicula amphora | 17288374 | 30687
Oliva circinata | 17288366 | 30688
Leptocuma minor | 17288358 | 30689
Nais bretscheri pardalis | 17288341 | 30690
Anadara ovalis pexata | 17288333 | 30691
Simulium ottawaense | 17288325 | 30692
Blasturus intermedius | 17288317 | 30693
Hydropsyche bifida | 17288283 | 30694
Simulium minutum | 17288275 | 30695
Simulium irritatum | 17288267 | 30696
Chironomus curtilamellata | 17288259 | 30697
Pomolobus chrysochloris | 17288242 | 30698
Chironomus fimbriatus | 17288234 | 30699
Tellina stella | 17288200 | 30700
Paraphoxus spinosus | 17288192 | 30701
Helisoma trivolvis | 17288184 | 30702
Chaetopterus pergamentaceus | 17288176 | 30703
Micranellum cooperi | 17288168 | 30704
Elephantanellum cooperi | 17288150 | 30705
Oecetina persimilis | 17288143 | 30706
Cryptochironomus farinalis | 17288135 | 30707
Tubifex helveticus | 17288127 | 30708
Staurogenia heteracantha | 17288119 | 30709
Acmaea testudinalis | 17288101 | 30710
Modulus tasmanica | 17288093 | 30711
Nerinides gilchristi | 17288085 | 30712
Anadara campechiensis | 17288051 | 30713
Stictochironomus aestivalis | 17288044 | 30714
Spirorbis pagenstecheri | 17288028 | 30715
Janua pusilloides | 17288010 | 30716
Mallomonas alpina | 17288002 | 30717
Tubificoides heterochaetus | 17287996 | 30718
Trichophoxus epistomus | 17287970 | 30719
Simulium groenlandicum | 17287962 | 30720
Polydora plena | 17287939 | 30721
Ampithoe littorina | 17287905 | 30722
Ampithoe pontica | 17287897 | 30723
Ampithoe lobata | 17287889 | 30724
Ephemerella norda | 17287871 | 30725
Oxydromus vittata | 17287863 | 30726
Caesira occidentalis | 17287855 | 30727
Sabellides cristata | 17287848 | 30728
Hydropsyche slossonae | 17287822 | 30729
Chironomus caliginosus | 17287814 | 30730
Clitellio irrorata | 17287806 | 30731
Tanypus okoboji | 17287798 | 30732
Ephemerella heterocaudata | 17287780 | 30733
Notropis emiliae | 17287749 | 30734
Asellus laticaudatus | 17287731 | 30735
Elmis vittatus | 17287723 | 30736
Hobsonia florida | 17287715 | 30737
Diamesa longimana | 17287699 | 30738
Hemipodus roseus | 17287673 | 30739
Astraea longispina | 17287665 | 30740
Ampithoe podoceroides | 17287640 | 30741
Orthocladius domus | 17287632 | 30742
Batracobdella phalera | 17287624 | 30743
Bankia mexicana | 17287616 | 30744
Symphitopsyche slossonae | 17287608 | 30745
Glyptotendipes americanus | 17287590 | 30746
Crytochironomus digitatus | 17287582 | 30747
Rissoina bermudensis | 17287574 | 30748
Asellus forbesi | 17287566 | 30749
Spirorbis unicornis | 17287525 | 30750
Spirorbis pusilloides | 17287517 | 30751
Limnodrilus aurantiacus | 17287509 | 30752
Camptodrilus californicus | 17287491 | 30753
Chironomus nigrohalterale | 17287483 | 30754
Diamesa gaedii | 17287475 | 30755
Ephemerella margarita | 17287467 | 30756
Anachis dicomata | 17287434 | 30757
Phacoides amiantus | 17287426 | 30758
Hypaniola grayi | 17287418 | 30759
Discus cronkhitei | 17287400 | 30760
Tellina concinna | 17287392 | 30761
Tellina bayleana | 17287384 | 30762
Bourletiella chandleri | 17287350 | 30763
Ampithoe albomaculata | 17287343 | 30764
Ampithoe erythraea | 17287335 | 30765
Leuctra angusta | 17287327 | 30766
Chironomus ontario | 17287301 | 30767
Ephemerella aaroni | 17287293 | 30768
Nereis limbata | 17287285 | 30769
Culex deceptor | 17287277 | 30770
Symphitopsyche walkeri | 17287269 | 30771
Chironomus festivellus | 17287236 | 30772
Chironomus senilis | 17287228 | 30773
Arca campechiensis | 17287210 | 30774
Notropis fumeus | 17287202 | 30775
Eloactis producta | 17287186 | 30776
Boophthora rileyana | 17287178 | 30777
Notidobia pyraloides | 17287160 | 30778
Polydora hamata | 17287152 | 30779
Palingenia vittigera | 17287129 | 30780
Sphaerium securis | 17287103 | 30781
Ampithoe picta | 17287095 | 30782
Nereis succinea | 17287061 | 30783
Tricoelia variopedatus | 17287053 | 30784
Bankia schrencki | 17287046 | 30785
Ophiactis krebsi | 17287038 | 30786
Cirriformia grandis | 17287020 | 30787
Tubifex profundicola | 17287012 | 30788
Alvania castanea | 17287004 | 30789
Modulus pisum | 17286998 | 30790
Hermes indecisus | 17286980 | 30791
Chironomus festivus | 17286972 | 30792
Chironomus lobiferus | 17286964 | 30793
Chironomus ithacanensis | 17286956 | 30794
Ampelisca latipes | 17286949 | 30795
Ampelisca vera | 17286931 | 30796
Phyllodoce longipes | 17286907 | 30797
Chironomus flavipes | 17286899 | 30798
Elmis lithophila | 17286881 | 30799
Siphlonurus inflatus | 17286873 | 30800
Caecum capitanum | 17286865 | 30801
Nais appendiculata | 17286832 | 30802
Circulus trilix | 17286824 | 30803
Setodes injustus | 17286816 | 30804
Rhithrogena brunnea | 17286808 | 30805
Ephemerella spinosa | 17286782 | 30806
Apseudes garthi | 17286774 | 30807
Nais paraguayensis | 17286766 | 30808
Synedra frustulum | 17286758 | 30809
Paludestrina aequicostatus | 17286733 | 30810
Turbonilla areolata | 17286725 | 30811
Tubularia sultana | 17286717 | 30812
Hydrobaenus paradorenus | 17286709 | 30813
Harnischia boydi | 17286691 | 30814
Arabella semimaculata | 17286675 | 30815
Arabella opalina | 17286667 | 30816
Anachis cleta | 17286659 | 30817
Littorina sulcata | 17286642 | 30818
Littorina lunata | 17286634 | 30819
Atoperla ephyre | 17286618 | 30820
Epitheca cynosura | 17286600 | 30821
Caecum curtatum | 17286592 | 30822
Labrundinia floridana | 17286584 | 30823
Ceratopogon varicolor | 17286576 | 30824
Tubifex templetoni | 17286568 | 30825
Tellina planulata | 17286550 | 30826
Erioptera hubbelli | 17286543 | 30827
Lepidametria commensalis | 17286535 | 30828
Littorina flavescens | 17286527 | 30829
Venus mercenaria | 17286519 | 30830
Stenocron frontale | 17286501 | 30831
Embolocephalus multisetosus | 17286493 | 30832
Phyllodoce erythrophyllus | 17286477 | 30833
Turbonilla senilis | 17286451 | 30834
Autolytus prolifer | 17286444 | 30835
Hybopsis x-punctata | 17286410 | 30836
Palaemon ohionis | 17286402 | 30837
Illyodrilus sodalis | 17286394 | 30838
Stenonema tesselata | 17286386 | 30839
Lucina jamaicensis | 17286378 | 30840
Tendipes ochreatus | 17286345 | 30841
Polydora proboscidea | 17286337 | 30842
Scolaricia capensis | 17286329 | 30843
Chironomus marcidus | 17286303 | 30844
Caecum dux | 17286295 | 30845
Caecum conjunctum | 17286287 | 30846
Asellus intermedius | 17286279 | 30847
Scolelepides viridis | 17286261 | 30848
Lumbriconereis latreilli | 17286253 | 30849
Palaemonetes exilipes | 17286246 | 30850
Tanytarsus flavicauda | 17286220 | 30851
Tendipes anthracinus | 17286212 | 30852
Dina microstoma | 17286204 | 30853
Triaenodes injusta | 17286196 | 30854
Rhithrogena doddsi | 17286170 | 30855
Cerodrillia carminura | 17286154 | 30856
Gambusia patruelis | 17286147 | 30857
Sabella phaeotaenia | 17286121 | 30858
Nassarius candidissimum | 17286105 | 30859
Spaniotoma devonica | 17286097 | 30860
Turbonilla cascoensis | 17286089 | 30861
Cancer jamaicensis | 17286071 | 30862
Cancer carcinus | 17286063 | 30863
Orthocladius paradorenus | 17286055 | 30864
Harnischia tylus | 17286048 | 30865
Paludestrina tenuipes | 17286030 | 30866
Diplodonta semirugosa | 17286022 | 30867
Calopsectra guerlus | 17286006 | 30868
Tanypus concinnus | 17285990 | 30869
Gomphonema curvata | 17285982 | 30870
Amphiura planispina | 17285974 | 30871
Synhimantites typicus | 17285966 | 30872
Harnischia casuarius | 17285958 | 30873
Chironomus pallidus | 17285933 | 30874
Lepidonotus caelorus | 17285925 | 30875
Eone nordmanni | 17285917 | 30876
Ptychoptera rufocincta | 17285909 | 30877
Pelopia stellata | 17285875 | 30878
Vitrinella trilix | 17285867 | 30879
Pseudocloeon edmundsi | 17285859 | 30880
Orthocladius vernalis | 17285842 | 30881
Cryptochironomus pectinatellae | 17285834 | 30882
Stenacron proximum | 17285826 | 30883
Nassarius ambiguus | 17285800 | 30884
Coptotomus obscurus | 17285784 | 30885
Metriocnemus flavifrons | 17285768 | 30886
Ampelisca compressa | 17285750 | 30887
Acetes carolinae | 17285743 | 30888
Leptocella pavida | 17285735 | 30889
Palaemon sallei | 17285727 | 30890
Ephemerella spinifera | 17285719 | 30891
Tubifex coccineus | 17285701 | 30892
Coryphella pricei | 17285693 | 30893
Hippolyte paludosa | 17285644 | 30894
Hippolysmata paludosa | 17285636 | 30895
Chironomus rempelii | 17285610 | 30896
Stenonema rivulicolus | 17285602 | 30897
Chaetolabis ochreatus | 17285586 | 30898
Pentaneura pilosella | 17285578 | 30899
Nais gracilis | 17285560 | 30900
Phormidium tenue | 17285552 | 30901
Raja ocellata | 17285545 | 30902
Chironomus ornatus | 17285511 | 30903
Ephemerella hystrix | 17285503 | 30904
Balanus porcatus | 17285495 | 30905
Notropis whipplei | 17285461 | 30906
Cerithium floridanum | 17285453 | 30907
Anabolia unicolor | 17285438 | 30908
Xenochironomus rogersi | 17285420 | 30909
Coelotanypus flavus | 17285388 | 30910
Bithynis ohionis | 17285370 | 30911
Chironomus laetum | 17285362 | 30912
Ephemerella autumnalis | 17285347 | 30913
Olivella bayeri | 17285339 | 30914
Palaemonopsis exilipes | 17285313 | 30915
Hydropsyche novamexicana | 17285297 | 30916
Coryphella salmonacea | 17285289 | 30917
Kribioxenus bicorne | 17285263 | 30918
Pseudocloeon punctiventris | 17285255 | 30919
Clymene torquatus | 17285248 | 30920
Diastylis bispinosa | 17285230 | 30921
Nassarius candei | 17285214 | 30922
Ophiocnida filograneus | 17285206 | 30923
Turbonilla vineae | 17285180 | 30924
Nereis sanguinea | 17285164 | 30925
Micranellum nitidum | 17285149 | 30926
Elephantanella nitidum | 17285131 | 30927
Caecum marmoratum | 17285123 | 30928
Caecum lermondi | 17285115 | 30929
Caecum fischeri | 17285107 | 30930
Caecum crossei | 17285099 | 30931
Caecum constrictum | 17285081 | 30932
Culex brehmei | 17285073 | 30933
Brachycercus idei | 17285065 | 30934
Micropsectra brunnipes | 17285057 | 30935
Tellina obtusa | 17285040 | 30936
Dolichochelia forresti | 17285032 | 30937
Tanais dubius | 17285024 | 30938
Leptochelia edwardsii | 17285016 | 30939
Tribelos atrum | 17284993 | 30940
Xenochironomus scopula | 17284985 | 30941
Hexagenia rosacea | 17284977 | 30942
Tubificoides benedeni | 17284969 | 30943
Palaeomonopsis carolinus | 17284936 | 30944
Baetis propinquus | 17284928 | 30945
Calopsectra akrina | 17284910 | 30946
Caecum bermudezi | 17284902 | 30947
Culex vexans | 17284886 | 30948
Aedes montcalmi | 17284878 | 30949
Aedes euochrus | 17284860 | 30950
Syllis alternata | 17284852 | 30951
Modulus angulata | 17284845 | 30952
Nemoura delicatula | 17284811 | 30953
Lepralia unicornis | 17284803 | 30954
Penaeopsis paradoxus | 17284795 | 30955
Penaeus bocagei | 17284787 | 30956
Naucoris femoratus | 17284779 | 30957
Spaniotoma simulans | 17284746 | 30958
Tanypus basalis | 17284738 | 30959
Coryphella rufibranchialis | 17284720 | 30960
Tellina decussatula | 17284712 | 30961
Proptera purpurata | 17284704 | 30962
Baetis unicolor | 17284662 | 30963
Gastronella tumida | 17284647 | 30964
Janthinosoma floridense | 17284621 | 30965
Porella concinna | 17284613 | 30966
Myliobatis californica | 17284605 | 30967
Lucina amiantus | 17284597 | 30968
Notropis venustus | 17284589 | 30969
Eusimulium congareenarum | 17284571 | 30970
Chironomus fallax | 17284563 | 30971
Carunculina parva | 17284555 | 30972
Mellita testudinata | 17284548 | 30973
Echinodiscus quinquiesperforata | 17284530 | 30974
Ampelisca gracilicauda | 17284522 | 30975
Ampelisca dentifera | 17284514 | 30976
Culex titillans | 17284506 | 30977
Spirorbis spirillum | 17284464 | 30978
Aphrodita squamatus | 17284456 | 30979
Ostrea frons | 17284431 | 30980
Brachycercus pallidus | 17284415 | 30981
Paratanais savignyi | 17284407 | 30982
Leptochelia durbanensis | 17284399 | 30983
Lembos tigrinus | 17284381 | 30984
Chironomus paripes | 17284365 | 30985
Cerithidea lafondi | 17284357 | 30986
Astrangia astraeiformis | 17284340 | 30987
Potamyia kansensis | 17284332 | 30988
Hexagenia kanuga | 17284316 | 30989
Lanthus albistylus | 17284308 | 30990
Onuphis nebulosa | 17284282 | 30991
Octopus bairdii | 17284274 | 30992
Carcharhinus milberti | 17284266 | 30993
Caecum undulosum | 17284258 | 30994
Caecum rotundum | 17284241 | 30995
Prodiamesa bathyphila | 17284233 | 30996
Leptochelia savignyi | 17284225 | 30997
Leptochelia neapolitana | 17284217 | 30998
Leptochelia lifuensis | 17284209 | 30999
Stenonema alabamae | 17284191 | 31000
Ephemera limbata | 17284183 | 31001
Scala sayana | 17284175 | 31002
Rocellaria hians | 17284167 | 31003
Cidaris variegatus | 17284159 | 31004
Chimarra femoralis | 17284142 | 31005
Palaemonetes carolinus | 17284126 | 31006
Palaemon vulgaris | 17284118 | 31007
Palaemon carolinus | 17284100 | 31008
Athripsodes cancellatus | 17284084 | 31009
Corisa pygmaea | 17284076 | 31010
Ephemerella grandis | 17284068 | 31011
Heptagenia perfida | 17284050 | 31012
Gyptis brevipalpa | 17284043 | 31013
Anachis ornatus | 17284035 | 31014
Arctocorixa modesta | 17284001 | 31015
Trichocladius cylindraceus | 17283995 | 31016
Ephemerella flavilinea | 17283987 | 31017
Crytochironomus blarina | 17283979 | 31018
Elmis quadrinotata | 17283961 | 31019
Micranellum lermondi | 17283953 | 31020
Elephantanella lermondi | 17283946 | 31021
Caecum moreleti | 17283938 | 31022
Caecum deshayesi | 17283920 | 31023
Caecum apanium | 17283912 | 31024
Caecum amblyoceras | 17283904 | 31025
Elephantanellum cayosense | 17283870 | 31026
Tellina rubricata | 17283862 | 31027
Tellina flagellum | 17283854 | 31028
Paratanais edwardsii | 17283839 | 31029
Leptochelia incerta | 17283821 | 31030
Leptochelia algicola | 17283813 | 31031
Oligoplectrum amercanum | 17283805 | 31032
Tubifex benedeni | 17283797 | 31033
Cerithidea petitii | 17283789 | 31034
Astrangia danae | 17283771 | 31035
Asellus occidentalis | 17283763 | 31036
Macronema flavum | 17283755 | 31037
Tanypus apicalis | 17283748 | 31038
Anachis sertularium | 17283722 | 31039
Anachis cancellata | 17283714 | 31040
Lembos unicornis | 17283706 | 31041
Leptocerus cancellatus | 17283698 | 31042
Micranella cornucopiae | 17283680 | 31043
Scala leptalea | 17283623 | 31044
Moxostoma ariommum | 17283607 | 31045
Caecum bitumidum | 17283599 | 31046
Orthocladius lacteipennis | 17283573 | 31047
Micranellum cayosense | 17283565 | 31048
Elephantanellum floridanum | 17283557 | 31049
Tanais durbanensis | 17283540 | 31050
Tanytarsus ater | 17283532 | 31051
Acmaea jamaicensis | 17283524 | 31052
Tellina promera | 17283516 | 31053
Leptochelia brasiliensis | 17283508 | 31054
Tanais edwardsi | 17283490 | 31055
Leptognathia savignyi | 17283482 | 31056
Hexagenia variabilis | 17283441 | 31057
Scalaria sayana | 17283433 | 31058
Brachidontes recurvus | 17283425 | 31059
Dina lateralis | 17283409 | 31060
Ischnoplax papillosa | 17283391 | 31061
Cerithiopsis terebralis | 17283383 | 31062
Crassatellites gibbsi | 17283367 | 31063
Chironomus illinoense | 17283334 | 31064
Nereis occidentalis | 17283326 | 31065
Elephantanellum cornucopiae | 17283318 | 31066
Caecum strictum | 17283300 | 31067
Caecum leoni | 17283292 | 31068
Ophiura isacanthum | 17283284 | 31069
Nanocladius alternatherae | 17283276 | 31070
Trichocorixa naias | 17283268 | 31071
Callibaetis fuscus | 17283250 | 31072
Membranipora crustulenta | 17283243 | 31073
Notropis welaka | 17283235 | 31074
Caecum imiklis | 17283227 | 31075
Caecum contractum | 17283219 | 31076
Chironomus halterale | 17283193 | 31077
Homohelea longipennis | 17283177 | 31078
Hexagenia marilandica | 17283169 | 31079
Hexagenia carolina | 17283151 | 31080
Cerithidea ambiquum | 17283144 | 31081
Mesovelia douglasensis | 17283136 | 31082
Paralauterborniella ostansa | 17283128 | 31083
Ammotrypane aulogaster | 17283110 | 31084
Myliobatis freminvillei | 17283094 | 31085
Crassinella mactracea | 17283086 | 31086
Amphiura pulchella | 17283078 | 31087
Trichocorixa pygmaea | 17283060 | 31088
Opistocysta tribranchiata | 17283045 | 31089
Caecum cornubovis | 17283037 | 31090
Plagiola lineolata | 17283029 | 31091
Culex sylvestris | 17283011 | 31092
Chironomus perpulchra | 17283003 | 31093
Nereis culveri | 17282989 | 31094
Synedra actinastroides | 17282971 | 31095
Caecum tumidissimum | 17282922 | 31096
Caecum coxi | 17282914 | 31097
Caecum cingulatum | 17282906 | 31098
Chione interpurpurea | 17282898 | 31099
Chironomus xenolabis | 17282880 | 31100
Caecum nebulosum | 17282872 | 31101
Lyropecten antillarum | 17282864 | 31102
Pleuroxus hastatus | 17282856 | 31103
Polydora pulchra | 17282849 | 31104
Coryphella nobilis | 17282831 | 31105
Lethocerus lithocerus -americanus | 17282815 | 31106
Trichocladius extatus | 17282807 | 31107
Chironomus glabricollis | 17282799 | 31108
Chironomus annularis | 17282781 | 31109
Tellina tenera | 17282765 | 31110
Acroneuria pacifica | 17282757 | 31111
Harmothoe rarispina | 17282740 | 31112
Culex pose | 17282724 | 31113
Elmis cincta | 17282716 | 31114
Lumbrineris bassi | 17282708 | 31115
Naidium osborni | 17282690 | 31116
Crucigenia irregularis | 17282682 | 31117
Acanthochites astriger | 17282674 | 31118
Chironomus tritum | 17282666 | 31119
Sabella microphthalma | 17282658 | 31120
Nais digitata | 17282641 | 31121
Pseudocloeon carolina | 17282633 | 31122
Baetis lasallei | 17282583 | 31123
Chironomus incognitus | 17282575 | 31124
Heterotrissocladius oliveri | 17282567 | 31125
Tellina georgiana | 17282542 | 31126
Tellina carolinensis | 17282534 | 31127
Cancer setiferus | 17282526 | 31128
Tipula plumosus | 17282518 | 31129
Naidium pluriseta | 17282500 | 31130
Notropis chrysocephalus | 17282492 | 31131
Maldanopsis elongata | 17282484 | 31132
Asychis amphiglypta | 17282476 | 31133
Mochlostyrax erraticus | 17282468 | 31134
Macronychus variegatus | 17282450 | 31135
Pristina minutum | 17282443 | 31136
Chimarra plutonis | 17282435 | 31137
Tanypus tricolor | 17282427 | 31138
Corbula kjoeriana | 17282419 | 31139
Pomotis vulgaris | 17282377 | 31140
Pomotis gibbosus | 17282369 | 31141
Reinschiella setigera | 17282336 | 31142
Hydropsyche alhedra | 17282310 | 31143
Lumbriconereis coccinea | 17282302 | 31144
Tendipes plumosus | 17282294 | 31145
Synedra vaucheriae | 17282286 | 31146
Lyogyrus dalli | 17282278 | 31147
Ictalurus nebulosus | 17282260 | 31148
Palaemon potiporanga | 17282252 | 31149
Paraleptophlebia separata | 17282245 | 31150
Spirorbis corrugatus | 17282237 | 31151
Rheocricotopus kenorensis | 17282229 | 31152
Tendipes directus | 17282211 | 31153
Culex homoepas | 17282203 | 31154
Culex degustator | 17282195 | 31155
Cerithidea iostoma | 17282187 | 31156
Phyllodoce fragilis | 17282161 | 31157
Boronia metastigma | 17148420 | 31158
Senna alexandrina | 17157868 | 31159
Spicodiaptomus chilospinus | 17081829 | 31160
Armigeres subalbatus | 17081811 | 31161
Tilapia macrochir | 17081803 | 31162
Laomedea loveni | 17081795 | 31163
Xiphophorus helleri | 17081787 | 31164
Cyclaspis usitata | 17081761 | 31165
Allorchestes compressa | 17081753 | 31166
Tribolodon hakonensis | 17081746 | 31167
Culex nigripalpus | 17081738 | 31168
Ischnura heterosticta | 17081720 | 31169
Donax faba | 17081712 | 31170
Aedes taeniorhynchus | 17081704 | 31171
Astacus astacus | 17081696 | 31172
Echinogammarus olivii | 17081688 | 31173
Sphaeroma serratum | 17081670 | 31174
Gobiosoma bosc | 17081654 | 31175
Aequipecten opercularis | 17081647 | 31176
Ammodytes hexapterus | 17081639 | 31177
Hypseleotris galii | 17081621 | 31178
Gillichthys mirabilis | 17081613 | 31179
Axonolaimus paraponticus | 17081605 | 31180
Tegula brunnea | 17081597 | 31181
Haliotis cracherodii | 17081589 | 31182
Lymnaea acuminata | 17081571 | 31183
Porcellana platycheles | 17081563 | 31184
Raja radiata | 17081548 | 31185
Betta splendens | 17081530 | 31186
Belostoma indicum | 17082207 | 31187
Cichlasoma managuense | 17082876 | 31188
Aedes melanimon | 17082868 | 31189
Cancer pagurus | 17082850 | 31190
Onchidoris fusca | 17082843 | 31191
Palaemon squilla | 17082835 | 31192
Colpidium colpoda | 17082793 | 31193
Atherina hepsetus | 17082785 | 31194
Pagurus bernhardus | 17082777 | 31195
Unionicola crassipes | 17082751 | 31196
Libellula depressa | 17082744 | 31197
Neotrigonia margaritacea | 17082736 | 31198
Neanthes vaali | 17082710 | 31199
Patiriella exigua | 17082702 | 31200
Clarias gariepinus | 17082694 | 31201
Clarias ngamensis | 17082686 | 31202
Calanus helgolandicus | 17082678 | 31203
Aplocheilichthys johnstonii | 17082660 | 31204
Tilapia sparrmanii | 17082652 | 31205
Parechinus angulosus | 17082645 | 31206
Peronella japonica | 17082637 | 31207
Schilbe mystus | 17082611 | 31208
Daphnia similis | 17082603 | 31209
Dugesia lugubris | 17082595 | 31210
Pseudocrenilabrus philander | 17082587 | 31211
Therapon jarbua | 17082579 | 31212
Donax trunculus | 17082561 | 31213
Brachidontes variabilis | 17082553 | 31214
Perla maxima | 17082520 | 31215
Monopylephorus cuticulatus | 17082512 | 31216
Stagnicola elodes | 17090663 | 31217
Podon intermedius | 17090655 | 31218
Planorbula campestris | 17090648 | 31219
Lates calcarifer | 17090630 | 31220
Hydroptila ajax | 17090622 | 31221
Hydropsyche alternans | 17090614 | 31222
Danio devario | 17090580 | 31223
Caenis moesta | 17090572 | 31224
Astyanax bimaculatus | 17090564 | 31225
Aplocheilus panchax | 17090556 | 31226
Ammodytes americanus | 17090549 | 31227
Ambassis gymnocephalus | 17090531 | 31228
Falco tinnunculus | 17090523 | 31229
Vulpes fulva | 17090515 | 31230
Zonotrichia atricapilla | 17090499 | 31231
Limnephilus bipunctatus | 17090481 | 31232
Melopsittacus undulatus | 17090473 | 31233
Gallus gallus | 17090457 | 31234
Carduelis sinica | 17090432 | 31235
Orconectes neglectus | 17090424 | 31236
Cyprinotus incongruens | 17090416 | 31237
Bufo woodhousei | 17090408 | 31238
Trichogramma pretiosum | 17090390 | 31239
Pterostichus melanarius | 17090382 | 31240
Pterostichus chalcites | 17090374 | 31241
Stenelmis parva | 17091042 | 31242
Belostoma elegans | 17091711 | 31243
Macrobrachium potiuna | 17091703 | 31244
Aedes hendersoni | 17091695 | 31245
Trichodactylus panoplus | 17091687 | 31246
Barentsia matsushimana | 17091679 | 31247
Heloecius cordiformis | 17091661 | 31248
Australonereis ehlersi | 17091653 | 31249
Aulacomya ater | 17091646 | 31250
Argopecten purpuratus | 17091638 | 31251
Arcitalitrus dorrieni | 17091620 | 31252
Arca granosa | 17091612 | 31253
Tylenchus elegans | 17091604 | 31254
Aporcelaimellus obtusicaudatus | 17091596 | 31255
Prionchulus punctatus | 17091588 | 31256
Aphelocheirus vittatus | 17091570 | 31257
Anonyx makarovi | 17091562 | 31258
Amphibola crenata | 17091554 | 31259
Wilhelmia equina | 17091547 | 31260
Arius nenga | 17091539 | 31261
Pellioditis marina | 17091521 | 31262
Monodonta turbiformis | 17091513 | 31263
Uronema parduczi | 17091505 | 31264
Sebastes schlegeli | 17091489 | 31265
Parapristipoma trilineatum | 17091471 | 31266
Cyrtonaias tampicoensis | 17091463 | 31267
Pagothenia bernacchii | 17091455 | 31268
Lygus lineolaris | 17091448 | 31269
Epischura baikalensis | 17091430 | 31270
Apis ligustica | 17091406 | 31271
Lampetra fluviatilis | 17091380 | 31272
Plea minutissima | 17091372 | 31273
Empoasca fabae | 17091364 | 31274
Lissorhoptrus oryzophilus | 17091356 | 31275
Scytosiphon lomentaria | 17099532 | 31276
Anacystis aeruginosa | 17099524 | 31277
Scenedesmus brasiliensis | 17099516 | 31278
Scenedesmus bijugatus | 17099508 | 31279
Chlamydomonas moewusii | 17099490 | 31280
Chlamydomonas variabilis | 17099482 | 31281
Nostoc muscorum | 17099474 | 31282
Exuviella baltica | 17099466 | 31283
Entosiphon sulcatum | 17099458 | 31284
Chlamydomonas eugametos | 17099441 | 31285
Fucus distichus | 17099433 | 31286
Thalassia testudinum | 17099425 | 31287
Euglena acus | 17099417 | 31288
Najas flexilis | 17099375 | 31289
Bacopa caroliniana | 17099367 | 31290
Spartina alterniflora | 17099342 | 31291
Myxosarcina spectabilis | 17099334 | 31292
Echinochloa crus-galli | 17099326 | 31293
Cladophora glomerata | 17099300 | 31294
Najas guadalupensis | 17099284 | 31295
Sagittaria montevidensis | 17099276 | 31296
Nelumbo lutea | 17099268 | 31297
Chara vulgaris | 17099250 | 31298
Potamogeton nodosus | 17099243 | 31299
Coccomyxa simplex | 17099912 | 31300
Thalassiosira aestivalis | 17100595 | 31301
Elodea densa | 17100587 | 31302
Tetraselmis chuii | 17100561 | 31303
Enteromorpha crinata | 17100553 | 31304
Syracosphaera carterae | 17100546 | 31305
Detonula confervacea | 17100538 | 31306
Thalassiosira rotula | 17100520 | 31307
Thalassiosira nordenskioeldii | 17100512 | 31308
Chaetoceros didymus | 17100504 | 31309
Chaetoceros decipiens | 17100496 | 31310
Rhodomonas baltica | 17100488 | 31311
Porphyridium aerugineum | 17100470 | 31312
Botrydium becherianum | 17100462 | 31313
Cylindrocapsa involuta | 17100454 | 31314
Haematococcus droebakensis | 17100447 | 31315
Pandorina mora | 17100439 | 31316
Bumilleria exilis | 17100421 | 31317
Draparnaldia plumosa | 17100413 | 31318
Oedogonium foveolatum | 17100405 | 31319
Schizomeris leibleinii | 17100397 | 31320
Gloeocystis vesiculosa | 17100389 | 31321
Ulothrix fimbriata | 17100371 | 31322
Fischerella musicola | 17100363 | 31323
Calothrix anomala | 17100355 | 31324
Coccochloris cedrorum | 17100348 | 31325
Scripus radicans | 17100272 | 31326
Potamogeton alpinus | 17100264 | 31327
Bracteacoccus cinnabarinus | 17100256 | 31328
Stigeoclonium tenue | 17100231 | 31329
Caridina denticulata | 17076753 | 31330
Anguilla japonica | 17076746 | 31331
Penaeus japonicus | 17076738 | 31332
Metapenaeus monoceros | 17076720 | 31333
Chanos chanos | 17076712 | 31334
Phoxinus phoxinus | 17076704 | 31335
Ephemera danica | 17076696 | 31336
Acartia tonsa | 17076688 | 31337
Argyroneta aquatica | 17076670 | 31338
Gammarus pulex | 17076662 | 31339
Rana tigrina | 17076654 | 31340
Artemia salina | 17076647 | 31341
Rana pipiens | 17076639 | 31342
Microhyla ornata | 17076621 | 31343
Acris crepitans | 17076613 | 31344
Polycelis nigra | 17076605 | 31345
Psorophora confinnis | 17076597 | 31346
Poecilia vivipara | 17076589 | 31347
Daphnia lumholzi | 17076571 | 31348
Rana sylvatica | 17076548 | 31349
Austropotamobius pallipes | 17076530 | 31350
Mesocyclops leuckarti | 17076522 | 31351
Cichlasoma bimaculatum | 17076514 | 31352
Venerupis decussata | 17076506 | 31353
Thysanoessa spinifera | 17076498 | 31354
Palaemon japonicus | 17076480 | 31355
Eirene viridula | 17076472 | 31356
Chaetogammarus marinus | 17076464 | 31357
Hydra oligactis | 17076456 | 31358
Gila copei | 17076449 | 31359
Abramis brama | 17076431 | 31360
Chlorohydra viridissima | 17076423 | 31361
Cambarus latimanus | 17076415 | 31362
Leptestheria compleximanus | 17076407 | 31363
Vorticella microstoma | 17076381 | 31364
Pomatoschistus microps | 17076373 | 31365
Paratelphusa masoniana | 17076357 | 31366
Gammarus salinus | 17076340 | 31367
Somatochlora cingulata | 17076332 | 31368
Neanthes grubei | 17076324 | 31369
Pomatoschistus minutus | 17076316 | 31370
Barbus conchonius | 17076308 | 31371
Fundulus ocellaris | 17082504 | 31372
Nymphula nymphaeata | 17082496 | 31373
Hydrous atterimus | 17082470 | 31374
Polycelis felina | 17082462 | 31375
Cheumatopsyche oxa | 17082454 | 31376
Paragrapsus gaimardii | 17082447 | 31377
Psetta maxima | 17082439 | 31378
Oncholaimus macramphida | 17082421 | 31379
Hydra littoralis | 17082405 | 31380
Ascidiella scabra | 17082397 | 31381
Prosopium williamsoni | 17082389 | 31382
Physella elliptica | 17082371 | 31383
Etroplus suratensis | 17082363 | 31384
Rana clamitans | 17082330 | 31385
Acanthamoeba castellanii | 17082322 | 31386
Acartia hudsonica | 17082314 | 31387
Crangon allmanni | 17082306 | 31388
Macrobrachium kistnensis | 17082298 | 31389
Limanda ferruginea | 17082280 | 31390
Paralichthys olivaceus | 17082272 | 31391
Sarotherodon galilaeus | 17082256 | 31392
Tilapia kottae | 17082249 | 31393
Hemichromis fasciatus | 17082231 | 31394
Hippoglossus hippoglossus | 17082884 | 31395
Paphia textile | 17083544 | 31396
Nepa cinerea | 17083528 | 31397
Gafrarium divaricatum | 17083510 | 31398
Enchytraeus buchholzi | 17083502 | 31399
Cochliopodium bilimbosum | 17083494 | 31400
Anemonia viridis | 17083486 | 31401
Platycephalus bassensis | 17083478 | 31402
Orchestia traskiana | 17083460 | 31403
Hydroides elegans | 17083452 | 31404
Triturus carnifex | 17083437 | 31405
Cnesterodon decemmaculatus | 17083403 | 31406
Chrysopa carnea | 17083395 | 31407
Cephalobus persegnis | 17083387 | 31408
Aphelocheirus aestivalis | 17083379 | 31409
Aphelenchus avenae | 17083361 | 31410
Daphnia obtusa | 17083312 | 31411
Hygrotus versicolor | 17083296 | 31412
Tobrilus gracilis | 17083262 | 31413
Spirostomum teres | 17083254 | 31414
Plectus communis | 17083239 | 31415
Pacifasticus leniusculus | 17083221 | 31416
Dorylaimus stagnalis | 17083213 | 31417
Ctenolabrus rupestris | 17083197 | 31418
Toxolasma texasensis | 17091349 | 31419
Euplotes aediculatus | 17091331 | 31420
Lampsilis subangulata | 17091323 | 31421
Villosa lienosa | 17091307 | 31422
Deroceras reticulatum | 17091299 | 31423
Tresus nuttalli | 17091281 | 31424
Tridacha crocea | 17091273 | 31425
Asellus meridianus | 17091265 | 31426
Diadema setosum | 17091257 | 31427
Aphyosemion gardneri | 17091240 | 31428
Tetrahymena pigmentosa | 17091224 | 31429
Stagnicola attenuta | 17091190 | 31430
Ichthyophthirius multifilis | 17091182 | 31431
Biomphalaria pfeifferi | 17091174 | 31432
Microstomus kitt | 17091166 | 31433
Aedes trivittatus | 17091158 | 31434
Anopheles coustani | 17091141 | 31435
Oligostomis pardalis | 17091133 | 31436
Heptagenia sulphurea | 17091125 | 31437
Simulium janzi | 17091109 | 31438
Culicoides schultzei | 17091091 | 31439
Simulium medusaeforme | 17091083 | 31440
Tropocyclops parsinus | 17091075 | 31441
Rana nigromaculata | 17091067 | 31442
Biomphalaria straminea | 17091729 | 31443
Ophicardelus quoyi | 17092396 | 31444
Trochilia minuta | 17092388 | 31445
Opercularia coarctata | 17092370 | 31446
Opercularia minima | 17092362 | 31447
Mesocyclops longisetus | 17092354 | 31448
Icthyobodo necator | 17092347 | 31449
Gyrodactylus salaris | 17092339 | 31450
Mesocyclops aspericornis | 17092321 | 31451
Romanomermis iyengari | 17092313 | 31452
Cricotopus tamapullus | 17092305 | 31453
Diplectanum aequans | 17092297 | 31454
Enchytraeus variatus | 17092289 | 31455
Pararotalia spinigera | 17092271 | 31456
Emerita asiatica | 17092263 | 31457
Sphaerium novaezelandiae | 17092255 | 31458
Echinogammarus tibaldii | 17092248 | 31459
Hyalella curvispina | 17092230 | 31460
Panulirus cygnus | 17092222 | 31461
Pycnocentria evecta | 17092214 | 31462
Paratya curvirostris | 17092206 | 31463
Chironomus tepperi | 17092198 | 31464
Stenocypris major | 17092180 | 31465
Neodiaptomus kamakhiae | 17092172 | 31466
Phylocentropus hansoni | 17092164 | 31467
Limnodriloides verrucosus | 17092149 | 31468
Eupomatis gibbosus | 17092131 | 31469
Physastra gibbosa | 17092123 | 31470
Sigara substriata | 17092115 | 31471
Parreysia favidens | 17092107 | 31472
Clibanarius humilis | 17092099 | 31473
Scapharca inaequivalvis | 17092081 | 31474
Parastenocaris germanica | 17092073 | 31475
Montipora verrucosa | 17092065 | 31476
Crenomytilus grayanus | 17092057 | 31477
Ischnochiton hakodadensis | 17092040 | 31478
Lepidozona albrechti | 17092032 | 31479
Ulvella frequens | 17100223 | 31480
Sporotetras pyriformis | 17100215 | 31481
Chara globularis | 17100199 | 31482
Carteria eugametos | 17100181 | 31483
Astasia longa | 17100173 | 31484
Codium fragile | 17100157 | 31485
Rhodymenia pseudopalmata | 17100140 | 31486
Enteromorpha linza | 17100132 | 31487
Lemna gibba | 17100124 | 31488
Golenkinia minutissima | 17100116 | 31489
Coccochloris peniocystis | 17100090 | 31490
Anacystis alpicola | 17100082 | 31491
Nostoc commune | 17100074 | 31492
Calothrix parietina | 17100066 | 31493
Gloeotrichia echinulata | 17100041 | 31494
Anacystis incerta | 17100033 | 31495
Porphyra yezoensis | 17100017 | 31496
Nitzschia delicatissima | 17100009 | 31497
Dunaliella euchlora | 17099995 | 31498
Stigeoclonium nanum | 17099979 | 31499
Haematococcus lacustris | 17099961 | 31500
Oocystis marssonii | 17099953 | 31501
Mesotaenium caldariorum | 17099946 | 31502
Gloeocystis grevillei | 17099938 | 31503
Coelastrum proboscideum | 17099920 | 31504
Chlamydomonas geitleri | 17100603 | 31505
Dunaliella minuta | 17101288 | 31506
Corallina officinalis | 17101270 | 31507
Hemiselmis virescens | 17101262 | 31508
Brachiomonas submarina | 17101254 | 31509
Hymenomonas elongata | 17101247 | 31510
Chlorogloea fritschii | 17101239 | 31511
Pistia stratiotes | 17101221 | 31512
Macrocystis pyrifera | 17101205 | 31513
Stauroneis amphoroides | 17101197 | 31514
Achnanthes brevipes | 17101189 | 31515
Poteriochromonas malhamensis | 17101171 | 31516
Dicrateria inornata | 17101163 | 31517
Mastigocladus laminosus | 17101155 | 31518
Spirulina labyrinthiformis | 17101148 | 31519
Spirodela oligorhiza | 17101130 | 31520
Dunaliella salina | 17101122 | 31521
Chlamydomonas segnis | 17101114 | 31522
Haematococcus capensis | 17101098 | 31523
Ulothrix flacca | 17101080 | 31524
Chaetoceros curvisetus | 17101072 | 31525
Nostoc linckia | 17101064 | 31526
Platymonas tetrathele | 17101056 | 31527
Chaetoceros compressus | 17101049 | 31528
Oscillatoria terebreviformis | 17101031 | 31529
Coscinodiscus gigas | 17101023 | 31530
Coscinodiscus grani | 17101015 | 31531
Chlorella zofingiensis | 17101007 | 31532
Prasinocladus marinus | 17100983 | 31533
Chaetoceros neogracile | 17100975 | 31534
Amphora exigua | 17100967 | 31535
Amphiprora paludosa | 17100959 | 31536
Chaetoceros simplex | 17100942 | 31537
Gyrosigma spencerii | 17100934 | 31538
Stauroneis constricta | 17100926 | 31539
Macropodus cupanus | 17076290 | 31540
Aplocheilus lineatus | 17076282 | 31541
Hepsetus odoe | 17076274 | 31542
Colisa lalia | 17076266 | 31543
Halichoeres poecilopterus | 17076258 | 31544
Glycymeris yessoensis | 17076241 | 31545
Cipangopaludina chinensis | 17076233 | 31546
Paratanytarsus parthenogenetic | 17076225 | 31547
Pleurodeles waltl | 17076217 | 31548
Gyrinus natator | 17076209 | 31549
Barbus gurneyi | 17076191 | 31550
Gammarus fossarum | 17076183 | 31551
Aiptasia pallida | 17076175 | 31552
Lymnaea natalensis | 17076159 | 31553
Hydrobia ulvae | 17076142 | 31554
Bulinus tropicus | 17076134 | 31555
Trichogaster pectoralis | 17076126 | 31556
Tilapia melanopleura | 17076118 | 31557
Pseudopleuronectes yokohamae | 17076100 | 31558
Negaprion brevirostris | 17076092 | 31559
Mystus cavasius | 17076084 | 31560
Silurus glanis | 17076076 | 31561
Zacco temmincki | 17076068 | 31562
Mugil auratus | 17076050 | 31563
Macrognathus aculeatus | 17076043 | 31564
Anomia ephippium | 17076035 | 31565
Aporrhais pespelecanis | 17076027 | 31566
Pilumnus hirtellus | 17076019 | 31567
Psammechinus miliaris | 17075995 | 31568
Arbacia lixula | 17075987 | 31569
Rivulus cylindraceus | 17075979 | 31570
Myoxocephalus scorpius | 17075961 | 31571
Aphanius dispar | 17075953 | 31572
Porcellana longicornis | 17075938 | 31573
Bufo quercicus | 17075920 | 31574
Ambystoma texanum | 17075912 | 31575
Acheilognathus moriokae | 17075904 | 31576
Chironomus thummi | 17075896 | 31577
Pseudocalanus elongatus | 17075888 | 31578
Temora longicornis | 17075870 | 31579
Actinia equina | 17075862 | 31580
Gammarus roeseli | 17075854 | 31581
Heliocidaris erythrogramma | 17075847 | 31582
Lymnaea emarginata | 17075839 | 31583
Culex peus | 17075821 | 31584
Cepaea nemoralis | 17075813 | 31585
Stizostedion lucioperca | 17075805 | 31586
Coregonus peled | 17075797 | 31587
Coregonus lavaretus | 17075789 | 31588
Gobiusculus flavescens | 17075771 | 31589
Dendrodea grossularia | 17075763 | 31590
Asterina gibbosa | 17075755 | 31591
Gibbula cineraria | 17075748 | 31592
Patella vulgata | 17075730 | 31593
Anemonia sulcata | 17075722 | 31594
Grantia compressa | 17075714 | 31595
Hymeniacidon perleve | 17075706 | 31596
Portunus trituberculatus | 17075698 | 31597
Astyanax fasciatus | 17075680 | 31598
Carcinus mediterraneus | 17075664 | 31599
Menidia peninsulae | 17075656 | 31600
Crassostrea cucullata | 17075649 | 31601
Ginglymostoma cirratum | 17075631 | 31602
Oplegnathus fasciatus | 17075623 | 31603
Acrobeloides buetschlii | 17083189 | 31604
Caenis luctuosa | 17083171 | 31605
Venus gallina | 17083163 | 31606
Demonax microphthalma | 17083155 | 31607
Potomilla neglecta | 17083148 | 31608
Penaeus paulensis | 17083130 | 31609
Pseudomalacoceros tridentata | 17083122 | 31610
Ephydra gracilis | 17083114 | 31611
Diastlyis sculpta | 17083106 | 31612
Nemacheilus botia | 17083098 | 31613
Lepeophtheirus salmonis | 17083080 | 31614
Bryconamericus boops | 17083072 | 31615
Salmo trutta levensis | 17083064 | 31616
Phoxinus lagowski | 17083056 | 31617
Nibea japonica | 17083049 | 31618
Hydra viridis | 17083031 | 31619
Culex melanurus | 17083023 | 31620
Gephyroglanis velifer | 17083015 | 31621
Aedes epactius | 17082991 | 31622
Periplaneta americana | 17082983 | 31623
Venerupis japonica | 17082975 | 31624
Chela phulo | 17082967 | 31625
Leuciscus hakonensis | 17082959 | 31626
Melanotaenia fluviatilis | 17082942 | 31627
Navodon modestus | 17082934 | 31628
Sparus macrocephalus | 17082926 | 31629
Varichaeta pacifica | 17082918 | 31630
Tisbe furcata | 17082900 | 31631
Arctopsyche ladogensis | 17082892 | 31632
Juga plicifera | 17084237 | 31633
Diaptomus clavipes | 17084229 | 31634
Diaptomus leptopus | 17084211 | 31635
Tylodiplax blephariskios | 17084195 | 31636
Perna perna | 17084187 | 31637
Palaemon pacificus | 17084179 | 31638
Ambassis natalensis | 17084161 | 31639
Gnathonemus petersi | 17084153 | 31640
Callibaetis skokianus | 17084146 | 31641
Anopheles stephensi | 17084138 | 31642
Anopheles culicifacies | 17084120 | 31643
Mesocyclops hyalinus | 17084112 | 31644
Nothobranchius guentheri | 17084104 | 31645
Astronotus ocellatus | 17084096 | 31646
Nibea albiflora | 17084088 | 31647
Macrobrachium dayanum | 17084070 | 31648
Macrobrachium naso | 17084062 | 31649
Hippoglossoides platessoides | 17084054 | 31650
Cyclopterus lumpus | 17084047 | 31651
Miamiensis avidus | 17084039 | 31652
Polypedilum nubeculosum | 17084021 | 31653
Rhinomugil corsula | 17084013 | 31654
Noemacheilus denisonii | 17084005 | 31655
Mystus bleekeri | 17083999 | 31656
Garra mullya | 17083981 | 31657
Macrobrachium lamarrei | 17083973 | 31658
Paraleptophlebia praepedita | 17083965 | 31659
Cichla ocellaris | 17083957 | 31660
Ambystoma gracile | 17083924 | 31661
Rana hexadactyla | 17083916 | 31662
Mystus gulio | 17083908 | 31663
Cyprinodon dearborni | 17083890 | 31664
Coelambus novemlineatus | 17083882 | 31665
Hydrozetes lacustris | 17083874 | 31666
Neoniphargus | 17092016 | 31667
Maja crispata | 17092008 | 31668
Mytilus coruscus | 17091992 | 31669
Odontesthes argentinensis | 17091984 | 31670
Craterocephalus stercusmuscaru | 17091976 | 31671
Clibanarius olivaceus | 17091968 | 31672
Paratelphusa spinigera | 17091950 | 31673
Daphnia spinulata | 17091943 | 31674
Trichodrilus tenuis | 17091935 | 31675
Pachygrapsus laevimanus | 17091927 | 31676
Uca uruguayensis | 17091919 | 31677
Lithodes antarcticus | 17091901 | 31678
Chironomus ninevah | 17091893 | 31679
Tellina liliana | 17091885 | 31680
Chione stutchburyi | 17091877 | 31681
Paratrichocladius rufiventris | 17091869 | 31682
Chironomus samoensis | 17091851 | 31683
Cheumatopsyche brevilineata | 17091844 | 31684
Polypedilum cultellatum | 17091836 | 31685
Cherax quadricarinatus | 17091828 | 31686
Cherax albidus | 17091810 | 31687
Oryzias melanostigma | 17091802 | 31688
Chela atpar | 17091794 | 31689
Ceratothoa gaudichaudii | 17091786 | 31690
Brachythermis contaminata | 17091778 | 31691
Branchinecta longiantenna | 17091760 | 31692
Proasellus meridianus | 17091752 | 31693
Bothromesostoma essenii | 17091745 | 31694
Biomphalaria tenagophila | 17091737 | 31695
Paralichthys orbignyanus | 17092404 | 31696
Arrenurus manubriator | 17093071 | 31697
Aedes atropalpus | 17093063 | 31698
Pantala hymenaea | 17093055 | 31699
Planaria gonocephala | 17093048 | 31700
Rana grylio | 17093030 | 31701
Procambarus simulans | 17093022 | 31702
Pseudocentrotus depressus | 17093006 | 31703
Actinonaias pectorosa | 17092990 | 31704
Tigriopus japanicus | 17092982 | 31705
Eucalanus elongatus | 17092974 | 31706
Cirriformia spirabranchia | 17092966 | 31707
Subeucalanus pileatus | 17092941 | 31708
Stethorus punctum | 17092933 | 31709
Scarites substriatus | 17092925 | 31710
Coturnix coturnix | 17092917 | 31711
Bembidion quadrimaculatum | 17092909 | 31712
Donax rugosus | 17092891 | 31713
Fabrea salina | 17092883 | 31714
Steinernema carpocapsae | 17092875 | 31715
Siriella armata | 17092867 | 31716
Apocyclops spartinus | 17092859 | 31717
Coenagrion puella | 17092842 | 31718
Tilapia pangani | 17092834 | 31719
Neocaridina denticulata | 17092826 | 31720
Pectinatella gelatinosa | 17092818 | 31721
Lepidodermella squamatum | 17092800 | 31722
Verongia aerophoba | 17092792 | 31723
Neochetina eichhornae | 17092768 | 31724
Microplitis rufiventris | 17092750 | 31725
Lucilia cuprina | 17092743 | 31726
Grammonota inornata | 17092735 | 31727
Nitzschia thermalis | 17100900 | 31728
Nitzschia dubiformis | 17100892 | 31729
Navicula arenaria | 17100884 | 31730
Pyramimonas grossii | 17100868 | 31731
Sphaeroplea annulina | 17100850 | 31732
Cylindrospermum musciola | 17100827 | 31733
Calothrix elenkinii | 17100819 | 31734
Laminaria digitata | 17100793 | 31735
Tribonema inequale | 17100785 | 31736
Zygnema circumcarinatum | 17100777 | 31737
Stigeoclonium helveticum | 17100769 | 31738
Closterium littorale | 17100751 | 31739
Nostoc punctiforme | 17100744 | 31740
Calothrix membranacea | 17100736 | 31741
Oscillatoria amphibia | 17100710 | 31742
Anacystis flosaquae | 17100702 | 31743
Chlorella stigmatophora | 17100694 | 31744
Wollea bharadwajae | 17100686 | 31745
Gonyaulax tamarensis | 17100678 | 31746
Hygrophila lacustris | 17100660 | 31747
Bumilleriopsis filiformis | 17100645 | 31748
Salvinia natans | 17100637 | 31749
Chaetoceros galvestonensis | 17100629 | 31750
Laminaria hyperborea | 17101296 | 31751
Micrasterias thomasiana | 17101973 | 31752
Alisma plantagoaquatica | 17101965 | 31753
Lemna valdiviana | 17101957 | 31754
Wolffia arrhiza | 17101940 | 31755
Oscillatoria agardhii | 17101932 | 31756
Scenedesmus subspicatus | 17101924 | 31757
Spirogyra grevilleana | 17101916 | 31758
Cosmarium obtusatum | 17101908 | 31759
Closterium lanceolatum | 17101890 | 31760
Oscillatoria rubescens | 17101882 | 31761
Phormidium fragile | 17101874 | 31762
Synechocystis aquatilis | 17101866 | 31763
Galaxaura marginata | 17101858 | 31764
Crypthecodinium cohnii | 17101841 | 31765
Scapania undulata | 17101833 | 31766
Salvinia molesta | 17101825 | 31767
Dunaliella parva | 17101817 | 31768
Ulothrix subconstricta | 17101809 | 31769
Marsilea minuta | 17101783 | 31770
Gracilaria verrucosa | 17101775 | 31771
Synechococcus leopoliensis | 17101767 | 31772
Euglena spirogyra | 17101759 | 31773
Hapalosiphon welwitschii | 17101734 | 31774
Westiellopsis prolifica | 17101726 | 31775
Hapalosiphon fontinalis | 17101718 | 31776
Spirogyra juergensii | 17101700 | 31777
Zostera capensis | 17101684 | 31778
Halochlorococcum saccatum | 17101676 | 31779
Schroederella schroderi | 17101668 | 31780
Pseudoisochrysis paradoxa | 17101650 | 31781
Haematococcus pluvialis | 17101643 | 31782
Gloeotaenium loitlesbergerianu | 17101635 | 31783
Glenodinium halli | 17101627 | 31784
Scenedesmus pannonicus | 17101619 | 31785
Barbus javanicus | 17075615 | 31786
Marinogammarus obtusatus | 17075607 | 31787
Bullia digitalis | 17075599 | 31788
Platycnemis pennipes | 17075581 | 31789
Dytiscus marginalis | 17075573 | 31790
Illybius augustior | 17075565 | 31791
Acilius sulcatus | 17075557 | 31792
Nemoura marginata | 17075540 | 31793
Siphlonurus linnaeanus | 17075532 | 31794
Cloeon dipterum | 17075524 | 31795
Limnephilus stigma | 17075516 | 31796
Phryganea striata | 17075508 | 31797
Leptocerus aterrimus | 17075490 | 31798
Chelon labrosus | 17075482 | 31799
Parhyale hawaiensis | 17075474 | 31800
Americamysis bahia | 17075466 | 31801
Salvelinus malma | 17075458 | 31802
Tilapia rendalli | 17075441 | 31803
Tilapia leucosticta | 17075433 | 31804
Cyprinodon macularius | 17075425 | 31805
Tilapia mossambica | 17075417 | 31806
Limanda limanda | 17075409 | 31807
Platichthys flesus | 17075391 | 31808
Pleuronectes platessa | 17075383 | 31809
Campanularis flexuosa | 17075367 | 31810
Physa gyrina | 17075342 | 31811
Philodina acuticornis | 17075334 | 31812
Clarias batrachus | 17075326 | 31813
Oryzias latipes | 17075318 | 31814
Hydropsyche californica | 17075300 | 31815
Procambarus clarkii | 17075292 | 31816
Jordanella floridae | 17075284 | 31817
Litsea cubeba | 17075276 | 31818
Chrysanthemum coccineum | 17075144 | 31819
Chrysanthemum cinerariifolium | 17075136 | 31820
Nymphula responsalis | 17083866 | 31821
Notropis chrysoleucas | 17083858 | 31822
Baetis sahoensis | 17083841 | 31823
Baetis yoshinensis | 17083833 | 31824
Tubifex rivulorum | 17083825 | 31825
Pseudechinus magellanicus | 17083817 | 31826
Niphargus aquilex | 17083809 | 31827
Melanotaenia duboulayi | 17083791 | 31828
Polinices sordidus | 17083783 | 31829
Barilius vagra | 17083775 | 31830
Villorita cyprinoides | 17083767 | 31831
Garra gotyla gotyla | 17083759 | 31832
Choromytilus chorus | 17083742 | 31833
Amblypharyngodon melettinus | 17083726 | 31834
Epeorus latifolium | 17083718 | 31835
Anisops bouvieri | 17083700 | 31836
Ranatra elongata | 17083692 | 31837
Acineria uncinata | 17083684 | 31838
Mytilus trossulus | 17083676 | 31839
Tanypus bilobatus | 17083668 | 31840
Parreysia rugosa | 17083650 | 31841
Polylabroides multispinosus | 17083643 | 31842
Perkinsus marinus | 17083635 | 31843
Herpobdella octoculata | 17083627 | 31844
Odagmia ornata | 17083619 | 31845
Mugil ramada | 17083593 | 31846
Strongylocentrotus pallidus | 17083585 | 31847
Radix plicatula | 17083577 | 31848
Leuctra moselyi | 17084914 | 31849
Protonemura meyeri | 17084906 | 31850
Crocothemis erythraea | 17084898 | 31851
Palaemon paucidens | 17084880 | 31852
Barytelphusa cunicularis | 17084872 | 31853
Laccotrephes griseus | 17084864 | 31854
Philarctus quaeris | 17084856 | 31855
Corbicula japonica | 17084849 | 31856
Lepidocephalichthyes guntea | 17084831 | 31857
Coregonus muksun | 17084823 | 31858
Mystus keletius | 17084815 | 31859
Semaprochilodus insignis | 17084807 | 31860
Clarias lazera | 17084799 | 31861
Chydorus ovalis | 17084781 | 31862
Megalocottus platycephalus | 17084773 | 31863
Alona guttata | 17084765 | 31864
Alonopsis elongata | 17084757 | 31865
Moinodaphnia macleayi | 17084740 | 31866
Streptocephalus texanus | 17084732 | 31867
Thamnocephalus platyurus | 17084724 | 31868
Xyrauchen texanus | 17084682 | 31869
Catostomus latipinnis | 17084674 | 31870
Pontoporeia hoyi | 17084666 | 31871
Lepomis marginatus | 17084641 | 31872
Culicoides variipennis | 17084633 | 31873
Viviparus ater | 17084625 | 31874
Wyeomyia smithii | 17084617 | 31875
Galaxias maculatus | 17084609 | 31876
Nothobranchius rachovi | 17084591 | 31877
Tilapia zillii | 17084583 | 31878
Cichlasoma facetum | 17084575 | 31879
Belone belone | 17084567 | 31880
Schistocephalus solidus | 17084559 | 31881
Chelonus inanitus | 17092701 | 31882
Aphytis melinus | 17092693 | 31883
Potamocorbula amurensis | 17092685 | 31884
Crangonyx laurentianus | 17092677 | 31885
Moina irrasa | 17092669 | 31886
Chrysichthyes auratus | 17092651 | 31887
Utterbackia imbecilis | 17092644 | 31888
Saccostrea cuccullata | 17092628 | 31889
Spinicauda spinicauda | 17092610 | 31890
Ozius rugulosus | 17092602 | 31891
Ilyoplax gangetica | 17092594 | 31892
Trichomycterus brasiliensis | 17092586 | 31893
Limnephilus lunatus | 17092578 | 31894
Nassarius gibbolosa | 17092560 | 31895
Pseudodactylogyrus microrchis | 17092552 | 31896
Pseudodactylogyrus anguillae | 17092537 | 31897
Pseudodactylogyrus bini | 17092529 | 31898
Streptocephalus rubricaudatus | 17092503 | 31899
Donax incarnatus | 17092495 | 31900
Penaeus plebejus | 17092487 | 31901
Gammarus zaddachi | 17092479 | 31902
Corbicula fluviatilis | 17092461 | 31903
Stylonychia lemnae | 17092453 | 31904
Oxytricha granulifera | 17092446 | 31905
Hydropsyche contubernalis | 17092438 | 31906
Sinonovacula constricta | 17092420 | 31907
Chrissia halyi | 17092412 | 31908
Medionidus conradicus | 17093089 | 31909
Folsomia fimetaria | 17093725 | 31910
Dendrodrilus rubidus | 17093717 | 31911
Aporrectodea caliginosa | 17093618 | 31912
Aporrectodea longa | 17093600 | 31913
Aporrectodea trapezoides | 17093592 | 31914
Julus scandinavius | 17093584 | 31915
Allajulus nitidus | 17093576 | 31916
Tachypodoiulus niger | 17093568 | 31917
Glomeris conspersa | 17093550 | 31918
Tanais stanfordi | 17093519 | 31919
Pyganodon grandis | 17093493 | 31920
Puntius tetrazona | 17093485 | 31921
Pardosa mackenziana | 17093469 | 31922
Hypostomus plecostomus | 17093444 | 31923
Hahnia cinerea | 17093436 | 31924
Cyclops furcifer | 17093402 | 31925
Corophium spinicorne | 17093394 | 31926
Champia parvula | 17101601 | 31927
Draparnaldia glomerata | 17101593 | 31928
Chlorella protothecoides | 17101585 | 31929
Elodea nuttalli | 17101577 | 31930
Lemna paucicostata | 17101569 | 31931
Fucus spiralis | 17101551 | 31932
Porphyra tenera | 17101544 | 31933
Chaetoceros affinis | 17101536 | 31934
Hymenomonas carterae | 17101528 | 31935
Gonyaulax polyedra | 17101510 | 31936
Pelvetia canaliculata | 17101502 | 31937
Ranunculus fluitans | 17101494 | 31938
Acetabularia acetabulum | 17101486 | 31939
Callitriche stagnalis | 17101445 | 31940
Sargassum filipendula | 17101437 | 31941
Posidonia oceania | 17101429 | 31942
Agrostis palustris | 17101411 | 31943
Potamogeton natans | 17101395 | 31944
Ludwigia palustris | 17101387 | 31945
Eleocharis macrostachya | 17101379 | 31946
Biddulphia mobiliensis | 17101353 | 31947
Prymnesium parvum | 17101346 | 31948
Spirogyra singularis | 17101338 | 31949
Klebsormidium mucosum | 17101312 | 31950
Scenedesmus acutiformis | 17101304 | 31951
Closterium acerosum | 17101981 | 31952
Agrostis capillaris | 17102666 | 31953
Agrostis stolonifera | 17102658 | 31954
Agrostis gigantea | 17102641 | 31955
Agrostemma githago | 17102633 | 31956
Agropyron desertorum | 17102625 | 31957
Ageratum houstonianum | 17102617 | 31958
Aesculus hippocastanum | 17102609 | 31959
Aegilops triuncialis | 17102591 | 31960
Aegilops kotschyi | 17102583 | 31961
Aegilops juvenalis | 17102575 | 31962
Aegilops cylindrica | 17102567 | 31963
Aegilops crassa | 17102559 | 31964
Aegilops biuncialis | 17102542 | 31965
Aegilops bicornis | 17102534 | 31966
Achillea millefolium | 17102526 | 31967
Acer saccharum | 17102518 | 31968
Acer saccharinum | 17102500 | 31969
Acer rubrum | 17102492 | 31970
Acer pseudoplatanus | 17102484 | 31971
Acer palmatum | 17102476 | 31972
Acer negundo | 17102468 | 31973
Acer macrophyllum | 17102450 | 31974
Acer ginnala | 17102443 | 31975
Acalypha virginica | 17102435 | 31976
Acacia rubida | 17102427 | 31977
Acacia pennata | 17102419 | 31978
Acacia nilotica | 17102401 | 31979
Acacia macracantha | 17102393 | 31980
Solanum demissum | 17102385 | 31981
Acacia greggii | 17102377 | 31982
Acacia farnesiana | 17102369 | 31983
Acacia constricta | 17102351 | 31984
Abutilon theophrasti | 17102344 | 31985
Abies magnifica | 17102336 | 31986
Abies concolor | 17102328 | 31987
Abies balsamea | 17102310 | 31988
Abelmoschus esculentus | 17102302 | 31989
Charybdis feriatus | 17084542 | 31990
Portunus sanguinolentus | 17084534 | 31991
Portunus pelagicus | 17084526 | 31992
Tachypleus tridentatus | 17084518 | 31993
Macrobrachium hendersodayanus | 17084500 | 31994
Bullia rhodostoma | 17084492 | 31995
Gammarus minus | 17084484 | 31996
Holothuria forskali | 17084476 | 31997
Temnopleurus toreumaticus | 17084468 | 31998
Pontogammarus crassus | 17084450 | 31999
Polycelis tenuis | 17084443 | 32000
Piscicola salmositica | 17084435 | 32001
Branchiostoma belcheri | 17084427 | 32002
Nuria danrica | 17084419 | 32003
Barbus arulius | 17084401 | 32004
Rhyacodrilus montanus | 17084393 | 32005
Aedes canadensis | 17084385 | 32006
Aedes triseriatus | 17084377 | 32007
Wyeomyia mitchellii | 17084369 | 32008
Nemoura cinerea | 17084351 | 32009
Ischnura elegans | 17084344 | 32010
Exosphaeroma truncatitelson | 17084336 | 32011
Pontogeloides latipes | 17084328 | 32012
Marthasterias glacialis | 17084310 | 32013
Cerebratulus fuscus | 17084302 | 32014
Scylla serrata | 17084294 | 32015
Diaptomus forbesi | 17084286 | 32016
Aedes dorsalis | 17084278 | 32017
Cypris subglobosa | 17084260 | 32018
Potamopyrgus jenkinsi | 17084252 | 32019
Lanistes carinatus | 17084922 | 32020
Ophioderma brevispina | 17085598 | 32021
Uca triangularis | 17085580 | 32022
Echinogammarus stammeri | 17085572 | 32023
Rhabdosargus holubi | 17085564 | 32024
Echinogammarus berilloni | 17085556 | 32025
Chironomus salinarius | 17085549 | 32026
Mylio macrocephalus | 17085523 | 32027
Glyptotendipes pallens | 17085515 | 32028
Nemacheilus barbatulus | 17085507 | 32029
Scophthalmus maximus | 17085499 | 32030
Fundulus parvipinnis | 17085481 | 32031
Dendrocoelum lacteum | 17085465 | 32032
Phragmatopoma lapidosa | 17085457 | 32033
Sabella penicillus | 17085440 | 32034
Aeshna canadensis | 17085432 | 32035
Enallagma cyathigerum | 17085424 | 32036
Xantho hydrophilus | 17085416 | 32037
Opsariichthys uncirostris | 17085408 | 32038
Chanda commersonii | 17085390 | 32039
Zosterisessor ophiocephalus | 17085382 | 32040
Culex fatigans | 17085374 | 32041
Ephemerella ignita | 17085366 | 32042
Rana arvalis | 17085358 | 32043
Theodoxus fluviatilis | 17085341 | 32044
Cnidoglanis macrocephalus | 17085333 | 32045
Chelura terebrans | 17085317 | 32046
Anopheles pharoensis | 17085291 | 32047
Uca annulipes | 17085283 | 32048
Schistosoma haematobium | 17085275 | 32049
Haplochromis burtoni | 17085267 | 32050
Tilapia galilaea | 17085259 | 32051
Enoplus communis | 17085242 | 32052
Enoplus brevis | 17085234 | 32053
Cicurina robusta | 17093378 | 32054
Bothropolys multidentatus | 17093329 | 32055
Aporrectodea tuberculata | 17093303 | 32056
Ambystoma macrodactylum | 17093287 | 32057
Acheta domesticus | 17093246 | 32058
Pterophyllum scalare | 17093238 | 32059
Proterorhinus marmoratus | 17093220 | 32060
Paracheirodon axelrodi | 17093212 | 32061
Ocyurus chrysurus | 17093204 | 32062
Megalops atlanticus | 17093196 | 32063
Tomocerus minor | 17093188 | 32064
Aporrectodea rosea | 17093170 | 32065
Folsomia candida | 17093162 | 32066
Macrobrachium nipponense | 17093154 | 32067
Opius bruneipus | 17093139 | 32068
Orchesella cincta | 17093121 | 32069
Porcellio scaber | 17093113 | 32070
Serinus canaria | 17093105 | 32071
Gryllus pennsylvanicus | 17093766 | 32072
Minthea rugicollis | 17094434 | 32073
Trichocorixa reticulata | 17094426 | 32074
Asplanchna sieboldi | 17094418 | 32075
Hydrobia neglecta | 17094400 | 32076
Caligus elongatus | 17094392 | 32077
Lutjanus argentimaculatus | 17094384 | 32078
Rana ridibunda | 17094376 | 32079
Tetramitus rostratus | 17094343 | 32080
Willemia intermedia | 17094327 | 32081
Hypogastrura succinea | 17094319 | 32082
Folsomia quadrioculata | 17094301 | 32083
Isotoma notabilis | 17094293 | 32084
Willowsia buski | 17094285 | 32085
Lepidocyrtus cyaneus | 17094277 | 32086
Folsomides parvulus | 17094269 | 32087
Onychiurus armatus | 17094251 | 32088
Colpoda steinii | 17094244 | 32089
Panagrellus redivivus | 17094236 | 32090
Willemia anophthalma | 17094228 | 32091
Tylenchulus semipenetrans | 17094210 | 32092
Trochosa terricola | 17094202 | 32093
Clubiona canadensis | 17094194 | 32094
Amaurobius borealis | 17094186 | 32095
Agroeca ornata | 17094160 | 32096
Agelenopsis utahana | 17094152 | 32097
Notiophilus biguttatus | 17094137 | 32098
Pseudosinella alba | 17094129 | 32099
Isotoma viridis | 17094111 | 32100
Heteromurus nitidus | 17094103 | 32101
Geranium carolinianum | 17102294 | 32102
Gazania rigens | 17102286 | 32103
Fraxinus velutina | 17102278 | 32104
Fraxinus uhdei | 17102260 | 32105
Fraxinus pennsylvanica | 17102252 | 32106
Fraxinus excelsior | 17102245 | 32107
Fragaria virginiana | 17102237 | 32108
Fragaria chiloensis | 17102229 | 32109
Forsythia x intermedia | 17102211 | 32110
Clerodendrum thompsoniae | 17102203 | 32111
Ulva fenestrata | 17102195 | 32112
Tolypothrix lanata | 17102187 | 32113
Spirodela punctata | 17102179 | 32114
Scenedesmus incrassatulus | 17102161 | 32115
Oedogonium areolatum | 17102153 | 32116
Halophila ovalis | 17102146 | 32117
Halodule uninervis | 17102138 | 32118
Chrysosplenium americanum | 17102120 | 32119
Chaetomorpha linum | 17102112 | 32120
Bacopa monnieri | 17102104 | 32121
Aulosira laxa | 17102096 | 32122
Fontinalis squamosa | 17102088 | 32123
Allium cepa | 17102070 | 32124
Scenedesmus acutus | 17102062 | 32125
Volvox globator | 17102054 | 32126
Pavlova salina | 17102047 | 32127
Azolla pinnata | 17102021 | 32128
Acrosiphonia sonderi | 17102005 | 32129
Nitella flexilis | 17101999 | 32130
Alectryon excelsum | 17102674 | 32131
Brassica carinata | 17103359 | 32132
Brassica alboglabra | 17103342 | 32133
Brachiaria ramosa | 17103334 | 32134
Brachiaria platyphylla | 17103326 | 32135
Brachiaria plantaginea | 17103318 | 32136
Urochloa mutica | 17103300 | 32137
Bouteloua gracilis | 17103292 | 32138
Bouteloua curtipendula | 17103284 | 32139
Bougainvillea spectabilis | 17103276 | 32140
Bothriochloa ischaemum | 17103268 | 32141
Bidens pilosa | 17103250 | 32142
Betula pendula | 17103243 | 32143
Betula papyrifera | 17103235 | 32144
Betula alleghaniensis | 17103227 | 32145
Begonia semperflorens | 17103201 | 32146
Bambusa vulgaris | 17103193 | 32147
Bambusa tulda | 17103185 | 32148
Axonopus compressus | 17103177 | 32149
Azadirachta indica | 17103169 | 32150
Averrhoa carambola | 17103151 | 32151
Avena strigosa | 17103144 | 32152
Avena sterilis | 17103136 | 32153
Avena sativa | 17103128 | 32154
Avena fatua | 17103110 | 32155
Astragalus drummondii | 17103102 | 32156
Astragalus cicer | 17103094 | 32157
Aster novae-angliae | 17103086 | 32158
Aster ericoides | 17103078 | 32159
Aster cordifolius | 17103060 | 32160
Rosa damascena | 17103052 | 32161
Forestiera acuminata | 17103045 | 32162
Robinia pseudoacacia | 17103037 | 32163
Rhododendron japonicum | 17103029 | 32164
Rhododendron catawbiense | 17103011 | 32165
Asclepias tuberosa | 17103003 | 32166
Asclepias syriaca | 17102997 | 32167
Rasbora trilineata | 17074501 | 32168
Barbus ticto | 17074493 | 32169
Stenonema candidum | 17074485 | 32170
Thalassoma bifasciatum | 17074477 | 32171
Poecilia latipinna | 17074469 | 32172
Carassius carassius | 17074451 | 32173
Procambarus hayi | 17074444 | 32174
Asterias rubens | 17074436 | 32175
Daphnia hyalina | 17074428 | 32176
Procambarus blandingii | 17074410 | 32177
Leuciscus leuciscus | 17074402 | 32178
Perca fluviatilis | 17074394 | 32179
Rutilus rutilus | 17074386 | 32180
Pteronarcys californicus | 17074378 | 32181
Poecilia reticulata | 17074360 | 32182
Cypridopsis vidua | 17074352 | 32183
Rasbora heteromorpha | 17074345 | 32184
Agonus cataphractus | 17074337 | 32185
Cerastoderma edule | 17074329 | 32186
Crangon crangon | 17074311 | 32187
Daphnia magna | 17074303 | 32188
Nereis glandicincta | 17076761 | 32189
Purpura lapillus | 17077439 | 32190
Gibbula umbilicalis | 17077421 | 32191
Scrobicularia plana | 17077413 | 32192
Oncorhynchus aguabonita | 17077405 | 32193
Perna viridis | 17077389 | 32194
Homarus gammarus | 17077371 | 32195
Labeo boga | 17077363 | 32196
Serranus scriba | 17077355 | 32197
Channa orientalis | 17077348 | 32198
Anguilla anguilla | 17077330 | 32199
Undinula vulgaris | 17077322 | 32200
Catla catla | 17077314 | 32201
Anodonta complanata | 17077306 | 32202
Planorbis planorbis | 17077298 | 32203
Viviparus viviparus | 17077280 | 32204
Lymnaea ovata | 17077272 | 32205
Physa fontinalis | 17077264 | 32206
Eudiaptomus gracilis | 17077256 | 32207
Cyclops vicinus | 17077249 | 32208
Channa striata | 17077231 | 32209
Penaeus kerathurus | 17077223 | 32210
Encrasicholina purpurea | 17077215 | 32211
Kuhlia sandvicensis | 17077207 | 32212
Rana breviceps | 17077199 | 32213
Streptocephalus seali | 17077165 | 32214
Pontoporeia affinis | 17077157 | 32215
Heterocypris incongruens | 17077140 | 32216
Elimia livescens | 17077132 | 32217
Bulinus truncatus | 17077124 | 32218
Biomphalaria alexandrina | 17077116 | 32219
Tilapia aurea | 17077108 | 32220
Asterias forbesii | 17077090 | 32221
Tilapia nilotica | 17077074 | 32222
Brachionus rubens | 17085226 | 32223
Orchestia mediterranea | 17085218 | 32224
Barbus sarana | 17085200 | 32225
Boleophthalmus dussumieri | 17085192 | 32226
Limnoria tripunctata | 17085184 | 32227
Velesunio ambiguus | 17085176 | 32228
Corbiculina australis | 17085168 | 32229
Pila virens | 17085150 | 32230
Leptasterias polaris | 17085143 | 32231
Velesunio angasi | 17085135 | 32232
Thiara scabra | 17085127 | 32233
Thiara lineata | 17085119 | 32234
Moina dubia | 17085101 | 32235
Melanopsis dufouri | 17085093 | 32236
Hydra vulgaris | 17085085 | 32237
Galaxias auratus | 17085077 | 32238
Anodonta anatina | 17085069 | 32239
Rita rita | 17085051 | 32240
Poeciliopsis monacha | 17085044 | 32241
Poeciliopsis lucida | 17085036 | 32242
Aedes caspius | 17085028 | 32243
Barbus gonionotus | 17085010 | 32244
Radix auricularia | 17085002 | 32245
Proasellus coxalis | 17084997 | 32246
Coretus corneus | 17084989 | 32247
Pontogammarus maeoticus | 17084971 | 32248
Gnathopogon coerulescens | 17084963 | 32249
Barilius bendelisis | 17084948 | 32250
Noemacheilus montanus | 17084930 | 32251
Echinisca triserialis | 17085606 | 32252
Sigara alternata | 17086273 | 32253
Siganus fuscescens | 17086265 | 32254
Segestes lucens | 17086257 | 32255
Semibalanus balanoides | 17086240 | 32256
Penaeus penicillatus | 17086232 | 32257
Penaeus chinensis | 17086224 | 32258
Onisimus litoralis | 17086216 | 32259
Monhystera disjuncta | 17086208 | 32260
Metapenaeus macleayi | 17086190 | 32261
Littorina meleagris | 17086182 | 32262
Leptomysis lingvura | 17086174 | 32263
Hypomesus olidus | 17086166 | 32264
Holocentrus rufus | 17086158 | 32265
Haemulon sciurus | 17086141 | 32266
Haemulon flavolineatum | 17086133 | 32267
Chaoborus obscuripes | 17086117 | 32268
Caridina weberi | 17086109 | 32269
Brachionus patulus | 17086091 | 32270
Boeckosimus edwardsi | 17086083 | 32271
Blepharisma intermedium | 17086075 | 32272
Artemia franchiscana | 17086067 | 32273
Amphiura filiformis | 17086059 | 32274
Palaemon adspersus | 17086042 | 32275
Poecilia formosa | 17086026 | 32276
Cambarus bartoni | 17086018 | 32277
Phyllodoce laminosa | 17086000 | 32278
Macquaria ambigua | 17085994 | 32279
Galaxias truttaceous | 17085986 | 32280
Hirudo medicinalis | 17085952 | 32281
Gammarus kischineffensis | 17085945 | 32282
Procladius paludicola | 17085937 | 32283
Acanthocyclops viridis | 17085929 | 32284
Abramis ballerus | 17085911 | 32285
Platynothrus peltifer | 17094053 | 32286
Cognettia sphagnetorum | 17094046 | 32287
Dendrobaena rubida | 17094012 | 32288
Pterostichus cupreus | 17094004 | 32289
Globodera rostochiensis | 17093931 | 32290
Eisenia andrei | 17093915 | 32291
Enchytraeus crypticus | 17093899 | 32292
Lyctus brunneus | 17094442 | 32293
Aiolopus thalassinus | 17095100 | 32294
Eisenia hortensis | 17095092 | 32295
Turdus philomelos | 17095084 | 32296
Goniada emerita | 17095068 | 32297
Sphaerosyllis semiverrucosa | 17095050 | 32298
Nannochloropsis gaditana | 17095035 | 32299
Lirceus garmani | 17095027 | 32300
Plectus parietinus | 17095019 | 32301
Aonides oxycephala | 17094996 | 32302
Colurostylis lemurum | 17094988 | 32303
Soletellina siliqua | 17094970 | 32304
Nucula hartvigiana | 17094962 | 32305
Chironomus luridus | 17094954 | 32306
Rana luteiventris | 17094947 | 32307
Solea senegalensis | 17094939 | 32308
Modiolus auriculatus | 17094921 | 32309
Culiseta longiareolata | 17094913 | 32310
Aporrectodea turgida | 17094905 | 32311
Alligator mississippiensis | 17094897 | 32312
Lithobius mutabilis | 17094889 | 32313
Cylindroiulus britannicus | 17094871 | 32314
Meloidogyne javanica | 17094863 | 32315
Onychiurus folsomi | 17094855 | 32316
Agrotis ipsilon | 17094830 | 32317
Chilo partellus | 17094822 | 32318
Atherigona soccata | 17094814 | 32319
Aphis craccivora | 17094806 | 32320
Psilotreta indecisa | 17094798 | 32321
Dendrobaena octaedra | 17094780 | 32322
Tallaperla maria | 17094772 | 32323
Harpalus rufipes | 17094764 | 32324
Cenococcum geophilum | 17094756 | 32325
Artemisia frigida | 17102989 | 32326
Artemisia absinthium | 17102971 | 32327
Aronia melanocarpa | 17102963 | 32328
Armoracia rusticana | 17102955 | 32329
Arctium lappa | 17102948 | 32330
Arachis hypogaea | 17102930 | 32331
Arabidopsis thaliana | 17102922 | 32332
Apocynum cannabinum | 17102914 | 32333
Antirrhinum majus | 17102906 | 32334
Anoda cristata | 17102898 | 32335
Andropogon virginicus | 17102880 | 32336
Andropogon gerardii | 17102872 | 32337
Ananas comosus | 17102864 | 32338
Anacardium occidentale | 17102849 | 32339
Amelanchier alnifolia | 17102831 | 32340
Amaranthus viridis | 17102823 | 32341
Amaranthus tricolor | 17102815 | 32342
Amaranthus spinosus | 17102807 | 32343
Amaranthus retroflexus | 17102799 | 32344
Amaranthus hybridus | 17102781 | 32345
Amaranthus caudatus | 17102773 | 32346
Alopecurus pratensis | 17102765 | 32347
Alopecurus myosuroides | 17102757 | 32348
Alnus incana | 17102740 | 32349
Alnus glutinosa | 17102732 | 32350
Allium vineale | 17102724 | 32351
Allium porrum | 17102716 | 32352
Allium fistulosum | 17102708 | 32353
Vernicia fordii | 17102682 | 32354
Brassica chinensis | 17103367 | 32355
Cocos nucifera | 17104043 | 32356
Coccoloba uvifera | 17104035 | 32357
Citrus sinensis | 17104027 | 32358
Citrus reticulata | 17104019 | 32359
Citrus x paradisi | 17104001 | 32360
Citrus x nobilis | 17103995 | 32361
Citrus limon | 17103987 | 32362
Citrus jambhiri | 17103979 | 32363
Citrus aurantium | 17103961 | 32364
Citrullus lanatus | 17103953 | 32365
Citrullus colocynthis | 17103946 | 32366
Cichorium intybus | 17103938 | 32367
Cichorium endivia | 17103920 | 32368
Cicer arietinum | 17103912 | 32369
Chrysanthemum segetum | 17103904 | 32370
Chrysanthemum indicum | 17103896 | 32371
Chondrilla juncea | 17103888 | 32372
Chlorophytum comosum | 17103870 | 32373
Chloris submutica | 17103862 | 32374
Chenopodium leptophyllum | 17103854 | 32375
Chenopodium ambrosioides | 17103847 | 32376
Chenopodium album | 17103839 | 32377
Chamaedorea elegans | 17103821 | 32378
Chamaedaphne calyculata | 17103813 | 32379
Chamaecyparis pisifera | 17103805 | 32380
Cephalanthus occidentalis | 17103797 | 32381
Centella asiatica | 17103789 | 32382
Cenchrus echinatus | 17103771 | 32383
Celastrus scandens | 17103763 | 32384
Casuarina equisetifolia | 17103755 | 32385
Castanea sativa | 17103748 | 32386
Cassia fistula | 17103730 | 32387
Carthamus tinctorius | 17103722 | 32388
Carissa macrocarpa | 17103714 | 32389
Caragana arborescens | 17103706 | 32390
Cannabis sativa | 17103698 | 32391
Canna indica | 17103680 | 32392
Tetrahymena pyriformis | 17077066 | 32393
Anodonta cygnea | 17077041 | 32394
Hyla versicolor | 17077033 | 32395
Gymnocorymbus ternetzi | 17077025 | 32396
Gammarus limnaeus | 17077017 | 32397
Dineutus americanus | 17077009 | 32398
Misgurnus fossilis | 17076993 | 32399
Lophopodella carteri | 17076977 | 32400
Lepidochitona cinerea | 17076969 | 32401
Chasmichthys dolichognathus | 17076951 | 32402
Euphausia pacifica | 17076936 | 32403
Metridia pacifica | 17076928 | 32404
Calanus plumchrus | 17076910 | 32405
Danio malabaricus | 17076902 | 32406
Paramecium bursaria | 17076894 | 32407
Gammarus aequicauda | 17076886 | 32408
Cirrhinus mrigala | 17076878 | 32409
Channa punctata | 17076852 | 32410
Colpidium campylum | 17076837 | 32411
Fundulus similis | 17076829 | 32412
Notopterus notopterus | 17076811 | 32413
Lymnaea luteola | 17076795 | 32414
Thymallus arcticus | 17076787 | 32415
Cerithidea cingulata | 17076779 | 32416
Clibanaris misanthropus | 17077447 | 32417
Popenaias buckleyi | 17078114 | 32418
Rana sphenocephala | 17078106 | 32419
Elimia catenaria | 17078098 | 32420
Mugil saliens | 17078080 | 32421
Gastrosaccus psammodytes | 17078072 | 32422
Strongylocentrotus nudus | 17078064 | 32423
Serranus cabrilla | 17078056 | 32424
Pseudodiaptomus coronatus | 17078049 | 32425
Oncorhynchus keta | 17078031 | 32426
Neomysis awatschensis | 17078023 | 32427
Maia squinado | 17078015 | 32428
Homarus vulgaris | 17078007 | 32429
Palaemon elegans | 17077991 | 32430
Blennius pholis | 17077983 | 32431
Palaemon serratus | 17077975 | 32432
Corbicula leana | 17077967 | 32433
Rasbora daniconia | 17077959 | 32434
Sepedon fuscipennis | 17077918 | 32435
Scolelepis fuliginosa | 17077900 | 32436
Leucaspius delineatus | 17077892 | 32437
Palaemonetes varians | 17077884 | 32438
Mystus seenghala | 17077876 | 32439
Anopheles albimanus | 17077868 | 32440
Cobitis taenia | 17077850 | 32441
Cipangopaludina japonica | 17077843 | 32442
Notophthalmus viridescens | 17077835 | 32443
Tortanus forcipatus | 17077827 | 32444
Indoplanorbis exustus | 17077801 | 32445
Galba truncatula | 17085895 | 32446
Murex trunculus | 17085887 | 32447
Littorina neritoides | 17085879 | 32448
Torpedo marmorata | 17085861 | 32449
Cichlasoma urophthalmus | 17085853 | 32450
Rhamdia sapo | 17085846 | 32451
Geophagus brasiliensis | 17085820 | 32452
Isoperla grammatica | 17085812 | 32453
Babylonia japonica | 17085804 | 32454
Polinices incei | 17085796 | 32455
Siphonalia pfeifferi | 17085788 | 32456
Sunetta scripta | 17085770 | 32457
Mercenaria stimpsoni | 17085762 | 32458
Etroplus maculatus | 17085754 | 32459
Mystus tengara | 17085747 | 32460
Eualus suckleyi | 17085739 | 32461
Elimia clavaeformis | 17085721 | 32462
Liza ramada | 17085713 | 32463
Halobatrachus didactylus | 17085705 | 32464
Liza aurata | 17085697 | 32465
Gobius niger | 17085689 | 32466
Barbus barbus | 17085671 | 32467
Anopheles gambiae | 17085663 | 32468
Quistadrilus multisetosus | 17085655 | 32469
Ilyodrilus frantzi | 17085648 | 32470
Moina brachiata | 17085630 | 32471
Ceriodaphnia cornuta | 17085622 | 32472
Diaphanosoma excisum | 17085614 | 32473
Sillago bassensis | 17086281 | 32474
Accipiter gentilis | 17086950 | 32475
Zonotrichia leucophrys | 17086943 | 32476
Vulpes vulpes | 17086935 | 32477
Urocyon cinereoargenteus | 17086927 | 32478
Uria aalge | 17086919 | 32479
Tyto alba | 17086901 | 32480
Tympanuchus phasianellus | 17086893 | 32481
Tadarida brasiliensis | 17086885 | 32482
Sylvilagus floridanus | 17086877 | 32483
Sigmodon hispidus | 17086869 | 32484
Sciurus carolinensis | 17086851 | 32485
Reithrodontomys humulis | 17086844 | 32486
Rattus rattus | 17086836 | 32487
Rattus norvegicus | 17086828 | 32488
Rallus longirostris | 17086810 | 32489
Trachemys scripta | 17086802 | 32490
Procyon lotor | 17086794 | 32491
Peromyscus polionotus | 17086786 | 32492
Peromyscus leucopus | 17086778 | 32493
Pelecanus erythrorhynchos | 17086760 | 32494
Otus asio | 17086752 | 32495
Oryctolagus cuniculus | 17086745 | 32496
Odocoileus virginianus | 17086737 | 32497
Odocoileus hemionus | 17086729 | 32498
Myotis lucifugus | 17086711 | 32499
Microtus pinetorum | 17086703 | 32500
Microtus pennsylvanicus | 17086695 | 32501
Microtus ochrogaster | 17086687 | 32502
Microtus montanus | 17086679 | 32503
Baetis thermicus | 17086661 | 32504
Grus canadensis | 17086653 | 32505
Eptesicus fuscus | 17086646 | 32506
Dendrocygna bicolor | 17086638 | 32507
Clethrionomys gapperi | 17086620 | 32508
Canis latrans | 17086612 | 32509
Callipepla californica | 17086604 | 32510
Blarina brevicauda | 17086596 | 32511
Scaphiopus holbrookii | 17094731 | 32512
Colpoda cucullus | 17094723 | 32513
Spirostomum ambiguum | 17094707 | 32514
Jappa kutera | 17094699 | 32515
Carassius cuvieri | 17094681 | 32516
Lophiosilurus alexandri | 17094673 | 32517
Bufo canorus | 17094632 | 32518
Aeolosoma hemprichi | 17094624 | 32519
Cyclidium glaucoma | 17094616 | 32520
Suberites domuncula | 17094608 | 32521
Rana muscosa | 17094590 | 32522
Pterostichus madidus | 17094574 | 32523
Psila rosae | 17094566 | 32524
Tisbe longicornis | 17094558 | 32525
Colpoda inflata | 17094541 | 32526
Oppiella nova | 17094525 | 32527
Nanhermannia sellnicki | 17094517 | 32528
Camisia biurus | 17094509 | 32529
Isotomiella minor | 17094491 | 32530
Pogonognathellus flavescens | 17094483 | 32531
Veigaia nemorensis | 17094475 | 32532
Perionyx excavatus | 17094467 | 32533
Eudrilus eugeniae | 17094459 | 32534
Eyprepocnemis plorans | 17095126 | 32535
Zoanthus pacificus | 17095795 | 32536
Macrobrachium rude | 17095779 | 32537
Hyphessobrycon herbertaxelrodi | 17095761 | 32538
Carcinoscorpius rotundicauda | 17095753 | 32539
Sminthurus viridis | 17095597 | 32540
Mesaphorura macrochaeta | 17095589 | 32541
Folsomia manolachei | 17095571 | 32542
Sminthurinus aureus | 17095563 | 32543
Tetrodontophora bielanensis | 17095555 | 32544
Pieris rapae | 17095530 | 32545
Corethra plumicornis | 17095522 | 32546
Paramecium calkinsi | 17095514 | 32547
Peridroma saucia | 17095506 | 32548
Bulinus nasutus | 17095498 | 32549
Paratenuisentis ambiguus | 17095456 | 32550
Clarias albopunctatus | 17095449 | 32551
Echinocardium cordatum | 17095431 | 32552
Canavalia ensiformis | 17103672 | 32553
Campsis radicans | 17103664 | 32554
Camellia sinensis | 17103656 | 32555
Camellia japonica | 17103649 | 32556
Calophyllum inophyllum | 17103631 | 32557
Calluna vulgaris | 17103623 | 32558
Callistemon citrinus | 17103615 | 32559
Calendula officinalis | 17103607 | 32560
Cajanus cajan | 17103599 | 32561
Buxus sempervirens | 17103581 | 32562
Buxus microphylla | 17103573 | 32563
Butia capitata | 17103565 | 32564
Buchloe dactyloides | 17103557 | 32565
Kalanchoe delagoensis | 17103540 | 32566
Kalanchoe pinnata | 17103532 | 32567
Bromus catharticus | 17103524 | 32568
Bromus tectorum | 17103516 | 32569
Bromus sterilis | 17103508 | 32570
Bromus hordeaceus | 17103490 | 32571
Bromus japonicus | 17103482 | 32572
Bromus inermis | 17103474 | 32573
Bromus commutatus | 17103466 | 32574
Bromus arvensis | 17103458 | 32575
Brassica rapa | 17103441 | 32576
Brassica oleracea | 17103409 | 32577
Brassica nigra | 17103391 | 32578
Brassica napus | 17103383 | 32579
Brassica juncea | 17103375 | 32580
Convolvulus arvensis | 17104050 | 32581
Eucalyptus polyanthemos | 17104738 | 32582
Eucalyptus pauciflora | 17104720 | 32583
Eucalyptus obliqua | 17104712 | 32584
Eucalyptus nitens | 17104704 | 32585
Eucalyptus microtheca | 17104696 | 32586
Eucalyptus globulus | 17104688 | 32587
Eucalyptus glaucescens | 17104670 | 32588
Eucalyptus delegatensis | 17104662 | 32589
Eucalyptus citriodora | 17104654 | 32590
Eucalyptus camaldulensis | 17104647 | 32591
Eucalyptus bicostata | 17104639 | 32592
Escallonia floribunda | 17104621 | 32593
Eriochloa villosa | 17104613 | 32594
Eriobotrya japonica | 17104605 | 32595
Eremochloa ophiuroides | 17104597 | 32596
Emilia sonchifolia | 17104589 | 32597
Thinopyrum intermedium | 17104571 | 32598
Eleusine indica | 17104563 | 32599
Eleusine coracana | 17104555 | 32600
Elaeis guineensis | 17104548 | 32601
Elaeagnus umbellata | 17104530 | 32602
Echinochloa colona | 17104522 | 32603
Dovyalis hebecarpa | 17104514 | 32604
Dovyalis abyssinica | 17104506 | 32605
Diospyros virginiana | 17104498 | 32606
Digitaria sanguinalis | 17104480 | 32607
Digitaria longiflora | 17104472 | 32608
Digitaria ischaemum | 17104464 | 32609
Digitaria horizontalis | 17104456 | 32610
Diervilla lonicera | 17104449 | 32611
Dianthus caryophyllus | 17104431 | 32612
Dianella intermedia | 17104423 | 32613
Desmodium tortuosum | 17104415 | 32614
Descurainia sophia | 17104407 | 32615
Derris elliptica | 17104399 | 32616
Dendrocalamus strictus | 17104381 | 32617
Dendrocalamus asper | 17104373 | 32618
Labeo umbratus | 17077744 | 32619
Streptocephalus proboscideus | 17077736 | 32620
Herotilapia multispinosa | 17077728 | 32621
Barbus holubi | 17077710 | 32622
Noemacheilus barbatulus | 17077702 | 32623
Gadus morhua | 17077694 | 32624
Oncomelania nosophora | 17077686 | 32625
Ophryotrocha diadema | 17077678 | 32626
Macrobrachium rosenbergii | 17077660 | 32627
Paracalanus parvus | 17077645 | 32628
Acartia simplex | 17077637 | 32629
Psetta maeotica | 17077611 | 32630
Lamellidens marginalis | 17077595 | 32631
Pila globosa | 17077587 | 32632
Keratella americana | 17077561 | 32633
Rasbora neilgherriensis | 17077553 | 32634
Chrysops carbonarus | 17077538 | 32635
Simulium pugetense | 17077520 | 32636
Pontastacus leptodactylus lept | 17077512 | 32637
Isoperla slossonae | 17077504 | 32638
Asellus aquaticus | 17077496 | 32639
Tisbe bulbisetosa | 17077488 | 32640
Chelon engeli | 17077470 | 32641
Stenonema frontale | 17077462 | 32642
Alburnus albidus | 17078122 | 32643
Ancylus fluviatilis | 17078791 | 32644
Coregonus fera | 17078783 | 32645
Seriola quinqueradiata | 17078775 | 32646
Microlaophonte trisetosa | 17078767 | 32647
Lestes congener | 17078742 | 32648
Poecilia mexicana | 17078734 | 32649
Planorbis corneus | 17078726 | 32650
Rana temporaria | 17078718 | 32651
Cypria ophthalmica | 17078700 | 32652
Moina macrocopa | 17078692 | 32653
Gymnocephalus cernua | 17078684 | 32654
Semisulcospira libertina | 17078676 | 32655
Vorticella nebulifera | 17078668 | 32656
Tresus capax | 17078650 | 32657
Clupea pallasi | 17078643 | 32658
Ambystoma tigrinum | 17078635 | 32659
Acipenser stellatus | 17078627 | 32660
Acipenser gueldenstaedti | 17078619 | 32661
Barytelphusa guerini | 17078601 | 32662
Plumatella emarginata | 17078593 | 32663
Sphaerechinus granularis | 17078585 | 32664
Cypretta kawatai | 17078577 | 32665
Simulium ornatipes | 17078569 | 32666
Euplotes vannus | 17078551 | 32667
Asplanchna girodi | 17078544 | 32668
Girella punctata | 17078536 | 32669
Chromadora nudicapitata | 17078528 | 32670
Caridina rajadhari | 17078510 | 32671
Paracentrotus lividus | 17078502 | 32672
Labeo bata | 17078494 | 32673
Corixa punctata | 17078486 | 32674
Sigara dorsalis | 17078478 | 32675
Fundulus confluentus | 17078460 | 32676
Barbus dorsalis | 17078452 | 32677
Laccophilus decipiens | 17078437 | 32678
Anolis carolinensis | 17086588 | 32679
Alectoris chukar | 17086570 | 32680
Mustela vison | 17086562 | 32681
Coturnix japonica | 17086554 | 32682
Margaritifera margaritifera | 17086547 | 32683
Dolophilodes distincta | 17086521 | 32684
Uronema nigricans | 17086513 | 32685
Euplotes patella | 17086505 | 32686
Euplotes affinis | 17086497 | 32687
Drepanocladus aduncus | 17086471 | 32688
Aplysia punctata | 17086463 | 32689
Tilapia hornorum | 17086455 | 32690
Schistosoma mansoni | 17086448 | 32691
Ophiogomphus carolus | 17086430 | 32692
Tegula funebralis | 17086422 | 32693
Lirceus alabamale | 17086414 | 32694
Hyphessobrycon bifasciatus | 17086406 | 32695
Favia fragum | 17086398 | 32696
Epeorus vitrea | 17086380 | 32697
Cottus gobio | 17086372 | 32698
Cloeon triangulifer | 17086364 | 32699
Cheumatopsyche pettiti | 17086356 | 32700
Adineta vaga | 17086349 | 32701
Diaptomus minutus | 17086331 | 32702
Tubifex costatus | 17086315 | 32703
Tridentiger trigonocephalus | 17086307 | 32704
Pseudacris regilla | 17086299 | 32705
Acanthopagrus australis | 17086968 | 32706
Idotea emarginata | 17087636 | 32707
Eriocheir sinensis | 17087628 | 32708
Chlamys varia | 17087610 | 32709
Acipenser baeri | 17087602 | 32710
Hydropsyche bulbifera | 17087594 | 32711
Acartia lilljeborgi | 17087586 | 32712
Montastrea annularis | 17087578 | 32713
Hydra viridissima | 17087560 | 32714
Pontodrilus littoralis | 17087552 | 32715
Perna indica | 17087545 | 32716
Anadara rhombea | 17087537 | 32717
Podocerus fulanus | 17087511 | 32718
Caudiverbera caudiverbera | 17087503 | 32719
Streptocephalus dichotomus | 17087487 | 32720
Simulium damnosum | 17087479 | 32721
Culex gelidus | 17087461 | 32722
Rana berlandieri | 17087453 | 32723
Strombus pugilis | 17087446 | 32724
Stephanocoenia michelini | 17087438 | 32725
Rana heckscheri | 17087420 | 32726
Porites porites | 17087412 | 32727
Ocenebra erinacea | 17087404 | 32728
Moina mongolica | 17087396 | 32729
Meandrina meandrites | 17087388 | 32730
Madracis mirabilis | 17087370 | 32731
Madracis decactis | 17087362 | 32732
Liza macrolepis | 17087354 | 32733
Labeo calbasu | 17087347 | 32734
Isophyllia sinuosa | 17087339 | 32735
Eupera singleyi | 17087321 | 32736
Diploria strigosa | 17087313 | 32737
Diploria labyrinthiformis | 17087305 | 32738
Amphiascus tenuiremis | 17087297 | 32739
Agaricia fragilis | 17087289 | 32740
Aedes euedes | 17087271 | 32741
Paracheirodon innesi | 17095423 | 32742
Crinia insignifera | 17095407 | 32743
Wadotes calcaratus | 17095399 | 32744
Cicurina pallida | 17095381 | 32745
Alopecosa aculeata | 17095373 | 32746
Sabacon crassipalpe | 17095365 | 32747
Caddo agilis | 17095357 | 32748
Leiobunum ventricosum | 17095340 | 32749
Phalangiidae | 17095332 | 32750
Odiellus pictus | 17095324 | 32751
Cicurina brevis | 17095316 | 32752
Coras montanus | 17095290 | 32753
Neoantistea riparia | 17095282 | 32754
Aleochara bilineata | 17095274 | 32755
Diglyphus intermedius | 17095266 | 32756
Copidosoma truncatellus | 17095258 | 32757
Telenomus remus | 17095241 | 32758
Pica nuttalli | 17095233 | 32759
Pauridia peregrina | 17095183 | 32760
Megachile rotundata | 17095175 | 32761
Amblyseius hibisci | 17095167 | 32762
Aphidius rhopalosiphi | 17095159 | 32763
Trichogramma cacoeciae | 17095142 | 32764
Bathyplectes curculionis | 17095134 | 32765
Calopteryx atrata | 17095803 | 32766
Octopus pallidus | 17096470 | 32767
Nebria brevicollis | 17096389 | 32768
Agonum melanarium | 17096355 | 32769
Eisenia veneta | 17096330 | 32770
Puntius cumingii | 17096264 | 32771
Artemia parthenogenetica | 17096256 | 32772
Amnemus quadrituberculatus | 17096249 | 32773
Ceratoppia bipilis | 17096231 | 32774
Nothrus silvestris | 17096223 | 32775
Amara municipalis | 17096199 | 32776
Amara fusca | 17096181 | 32777
Pterostichus nigrita | 17096173 | 32778
Quedius molochinus | 17096165 | 32779
Trachelipus rathkei | 17096157 | 32780
Lithobius forficatus | 17096140 | 32781
Amara bifrons | 17096132 | 32782
Calathus melanocephalus | 17096124 | 32783
Calathus fuscipes | 17096116 | 32784
Delphinium x occidentale | 17104365 | 32785
Delphinium exaltatum | 17104357 | 32786
Delphinium cardinale | 17104340 | 32787
Delonix regia | 17104332 | 32788
Datura stramonium | 17104324 | 32789
Datura innoxia | 17104316 | 32790
Dactylis glomerata | 17104308 | 32791
Cyperus esculentus | 17104290 | 32792
Cynodon transvaalensis | 17104282 | 32793
Cynodon dactylon | 17104274 | 32794
Cynara scolymus | 17104266 | 32795
Cyamopsis tetragonoloba | 17104258 | 32796
Cupressus arizonica | 17104241 | 32797
Cucurbita pepo | 17104233 | 32798
Cucurbita moschata | 17104225 | 32799
Cucurbita maxima | 17104217 | 32800
Cucumis sativus | 17104209 | 32801
Cucumis melo | 17104191 | 32802
Crotalaria juncea | 17104183 | 32803
Crataegus crus-galli | 17104175 | 32804
Crambe maritima | 17104167 | 32805
Cotoneaster apiculata | 17104159 | 32806
Corylus cornuta | 17104142 | 32807
Corylus avellana | 17104134 | 32808
Coronilla varia | 17104126 | 32809
Cornus florida | 17104118 | 32810
Cornus canadensis | 17104100 | 32811
Cornus amomum | 17104092 | 32812
Corispermum papillosum | 17104084 | 32813
Coriandrum sativum | 17104076 | 32814
Corchorus capsularis | 17104068 | 32815
Eucalyptus populnea | 17104746 | 32816
Lathyrus sylvestris | 17105420 | 32817
Lathyrus odoratus | 17105412 | 32818
Larrea tridentata | 17105404 | 32819
Larix kaempferi | 17105396 | 32820
Lamium amplexicaule | 17105388 | 32821
Lagenaria siceraria | 17105370 | 32822
Lactuca serriola | 17105362 | 32823
Lactuca sativa | 17105354 | 32824
Kochia scoparia | 17105347 | 32825
Kalanchoe blossfeldiana | 17105339 | 32826
Juniperus virginiana | 17105321 | 32827
Juniperus sabina | 17105313 | 32828
Juniperus horizontalis | 17105305 | 32829
Juniperus communis | 17105297 | 32830
Juniperus ashei | 17105289 | 32831
Juncus gerardii | 17105271 | 32832
Juglans nigra | 17105263 | 32833
Jasminum fruticans | 17105255 | 32834
Ipomoea purpurea | 17105248 | 32835
Ipomoea lacunosa | 17105230 | 32836
Ipomoea hederacea | 17105222 | 32837
Ipomoea batatas | 17105214 | 32838
Indigofera suffruticosa | 17105206 | 32839
Imperata cylindrica | 17105198 | 32840
Impatiens balsamina | 17105180 | 32841
Ilex vomitoria | 17105172 | 32842
Ilex opaca | 17105164 | 32843
Ilex crenata | 17105156 | 32844
Ilex cornuta | 17105149 | 32845
Ilex aquifolium | 17105131 | 32846
Iberis amara | 17105123 | 32847
Hypericum calycinum | 17105115 | 32848
Hypericum androsaemum | 17105107 | 32849
Hydrangea macrophylla | 17105099 | 32850
Hyacinthus orientalis | 17105081 | 32851
Humulus lupulus | 17105073 | 32852
Hordeum vulgare | 17105065 | 32853
Anopheles freeborni | 17078429 | 32854
Scolelepis squamatus | 17078411 | 32855
Daphnia cucullata | 17078403 | 32856
Pectinaria koreni | 17078395 | 32857
Nepthys hombergi | 17078387 | 32858
Nepthys cirrosa | 17078379 | 32859
Chlamys asperrima | 17078361 | 32860
Saccostrea commercialis | 17078353 | 32861
Ostrea angasi | 17078346 | 32862
Tridacna derasa | 17078338 | 32863
Odontamblyopus rubicundus | 17078320 | 32864
Rana catesbeiana | 17078312 | 32865
Trichogaster trichopterus | 17078304 | 32866
Scyliorhinus canicula | 17078296 | 32867
Glebula rotundata | 17078288 | 32868
Zacco platypus | 17078270 | 32869
Gomphurus vastus | 17078262 | 32870
Agabus seriatus | 17078254 | 32871
Helichus striatus | 17078247 | 32872
Leptophlebia cupida | 17078239 | 32873
Baetisca bajkovi | 17078221 | 32874
Isoperla signata | 17078213 | 32875
Ostrea gigas | 17078205 | 32876
Lepidostoma griseum | 17078197 | 32877
Neophylax concinnus | 17078189 | 32878
Neogobius fluviatilus | 17078171 | 32879
Neogobius melanostomus | 17078163 | 32880
Bufo americanus | 17078155 | 32881
Uca pugnax | 17078130 | 32882
Hydroptila angusta | 17078809 | 32883
Micropterus treculi | 17079476 | 32884
Culex alpicalis | 17079450 | 32885
Taricha granulosa | 17079443 | 32886
Tisbe clodiensis | 17079435 | 32887
Tisbe holothuriae | 17079427 | 32888
Hydropsyche angustipennis | 17079419 | 32889
Oncorhynchus masou | 17079401 | 32890
Argulus coregoni | 17079393 | 32891
Paramecium putrinum | 17079369 | 32892
Pachymetopon blochii | 17079351 | 32893
Diplodus sargus | 17079344 | 32894
Lithognathus mormyrus | 17079336 | 32895
Heteromycteris capensis | 17079328 | 32896
Synaptura kleini | 17079310 | 32897
Gaidropsarus capensis | 17079302 | 32898
Echinogammarus stocki | 17079278 | 32899
Cambarus acuminatus | 17079260 | 32900
Solea solea | 17079252 | 32901
Leuciscus cephalus | 17079237 | 32902
Lysmata seticaudata | 17079229 | 32903
Plecoglossus altivelis | 17079211 | 32904
Chlamydotheca arcuata | 17079203 | 32905
Stylonychia mytilus | 17079195 | 32906
Penaeus merguiensis | 17079187 | 32907
Penaeus indicus | 17079179 | 32908
Penaeus semisulcatus | 17079161 | 32909
Penaeus schmitti | 17079153 | 32910
Penaeus occidentalis | 17079146 | 32911
Leptodius floridanus | 17079138 | 32912
Monodonta turbinata | 17079120 | 32913
Cerastoderma glaucum | 17079112 | 32914
Acris gryllus | 17087263 | 32915
Hydropsyche exocellata | 17087255 | 32916
Hydropsyche instabilis | 17087248 | 32917
Uronema marinum | 17087230 | 32918
Villosa iris | 17087222 | 32919
Temora stylifera | 17087214 | 32920
Tanichthys albonubes | 17087206 | 32921
Lepomis symnetricus | 17087198 | 32922
Sepia officinalis | 17087180 | 32923
Pocillopora damicornis | 17087172 | 32924
Metapenaeus ensis | 17087164 | 32925
Metapenaeus dobsoni | 17087156 | 32926
Mesocyclops thermocyclopoides | 17087149 | 32927
Macrobrachium idae | 17087131 | 32928
Loligo vulgaris | 17087123 | 32929
Libellula quadrimaculata | 17087115 | 32930
Leiopotherapon unicolor | 17087107 | 32931
Leander squilla | 17087099 | 32932
Hediste diversicolor | 17087081 | 32933
Gnathonemus tamandua | 17087073 | 32934
Streptocephalus torvicornis | 17087065 | 32935
Enallagma aspersum | 17087057 | 32936
Didinium nasutum | 17087040 | 32937
Cyclops varicans | 17087032 | 32938
Dugesia bengalensis | 17087024 | 32939
Chimarra marginata | 17087016 | 32940
Caenorhabditis elegans | 17087008 | 32941
Bidyanus bidyanus | 17086992 | 32942
Ascidiella aspersa | 17086984 | 32943
Aldrichetta forsteri | 17086976 | 32944
Idotea neglecta | 17087644 | 32945
Diplodus bermudensis | 17088295 | 32946
Cottus japonicus | 17088287 | 32947
Clarias macrocephalus | 17088279 | 32948
Clarias anguillaris | 17088261 | 32949
Cirrhinus molitorella | 17088253 | 32950
Chasmichthys gulosus | 17088246 | 32951
Chalcalburnus chalcoides | 17088238 | 32952
Boleophthalmus dentatus | 17088212 | 32953
Basilichthys australis | 17088204 | 32954
Barbus macrops | 17088196 | 32955
Amphiprion ocellaris | 17088188 | 32956
Ambassis ranga | 17088170 | 32957
Unio elongatulus | 17088162 | 32958
Ruditapes philippinarum | 17088154 | 32959
Ruditapes decussatus | 17088147 | 32960
Pomacea canaliculata | 17088139 | 32961
Patinopecten yessoensis | 17088121 | 32962
Mytilus viridis | 17088113 | 32963
Mizuhopecten yessoensis | 17088105 | 32964
Meretrix meretrix | 17088097 | 32965
Isognomon californicum | 17088071 | 32966
Hyriopsis cumingii | 17088063 | 32967
Hydrobia ventrosa | 17088055 | 32968
Haliotis discus | 17088048 | 32969
Donacilla cornea | 17088030 | 32970
Cyclope neritea | 17088022 | 32971
Cerithium scabridum | 17088014 | 32972
Bulinus globosus | 17088006 | 32973
Bellamya dissimilis | 17087990 | 32974
Bellamya bengalensis | 17087982 | 32975
Batillus cornutus | 17087974 | 32976
Austrocochlea constricta | 17087966 | 32977
Simulium squamosum | 17087958 | 32978
Octolasion complanatum | 17096108 | 32979
Drawida willsi | 17096090 | 32980
Popillia japonica | 17096074 | 32981
Neobisium muscorum | 17096066 | 32982
Meloidogyne incognita | 17096058 | 32983
Agkistrodon piscivorus | 17096041 | 32984
Aphyocharax rubripinnis | 17096033 | 32985
Goniobasis clavaeformis | 17096017 | 32986
Tapes pullastra | 17095993 | 32987
Themisto libellula | 17095985 | 32988
Themisto abyssorum | 17095977 | 32989
Pteria colymbus | 17095969 | 32990
Platorchestia platensis | 17095951 | 32991
Eurydice pulchra | 17095928 | 32992
Eucyclops serrulatus | 17095910 | 32993
Echinometra lucunter | 17095902 | 32994
Hydroperla crosbyi | 17095845 | 32995
Cryptochironomus griseidorsum | 17095837 | 32996
Culex antennatus | 17095829 | 32997
Chironomus zealandicus | 17095811 | 32998
Thienemanniella majuscula | 17096488 | 32999
Harpalus caliginosus | 17097155 | 33000
Anisodactylus sanctaecrucis | 17097130 | 33001
Agonum placida | 17097122 | 33002
Bembidion rupicola | 17097114 | 33003
Clivina impressefrons | 17097106 | 33004
Clivina bipustulatus | 17097098 | 33005
Amara avidus | 17097080 | 33006
Scarites quadriceps | 17097064 | 33007
Elaphropus anceps | 17097056 | 33008
Ocypus olens | 17097031 | 33009
Forficula auricularia | 17097023 | 33010
Syntomus truncatellus | 17097015 | 33011
Pardosa prativaga | 17097007 | 33012
Notiophilus palustris | 17096991 | 33013
Epinephelus adscensionis | 17096942 | 33014
Tilapia natalensis | 17096918 | 33015
Danio aequipinnatus | 17096900 | 33016
Apocryptes bato | 17096892 | 33017
Acrossocheilus paradoxus | 17096884 | 33018
Fungia scutaria | 17096876 | 33019
Callyspongia diffusa | 17096868 | 33020
Notropis ludibundis | 17096843 | 33021
Channa stewartii | 17096835 | 33022
Pelsartia humeralis | 17096827 | 33023
Trichomycterus zonatus | 17096819 | 33024
Dexiostoma campyla | 17096801 | 33025
Hordeum jubatum | 17105057 | 33026
Holcus mollis | 17105040 | 33027
Holcus lanatus | 17105032 | 33028
Hibiscus rosa-sinensis | 17105024 | 33029
Hibiscus cannabinus | 17105016 | 33030
Hevea brasiliensis | 17105008 | 33031
Hedera canariensis | 17104993 | 33032
Guzmania lingulata | 17104977 | 33033
Gossypium hirsutum | 17104969 | 33034
Gossypium barbadense | 17104951 | 33035
Glycine max | 17104944 | 33036
Gleditsia triacanthos | 17104936 | 33037
Gigantochloa apus | 17104928 | 33038
Flacourtia indica | 17104910 | 33039
Ficus carica | 17104902 | 33040
Festuca rubra | 17104894 | 33041
Lolium pratense | 17104886 | 33042
Festuca ovina | 17104878 | 33043
Lolium arundinaceum | 17104860 | 33044
Fagus sylvatica | 17104852 | 33045
Fagopyrum esculentum | 17104845 | 33046
Euphorbia pulcherrima | 17104837 | 33047
Euphorbia heterophylla | 17104829 | 33048
Euphorbia esula | 17104811 | 33049
Euonymus japonica | 17104803 | 33050
Euonymus fortunei | 17104787 | 33051
Eucalyptus viminalis | 17104779 | 33052
Eucalyptus rubida | 17104761 | 33053
Eucalyptus regnans | 17104753 | 33054
Ledum palustre | 17105438 | 33055
Achnatherum hymenoides | 17106113 | 33056
Oryza sativa | 17106105 | 33057
Opuntia leptocaulis | 17106097 | 33058
Onobrychis viciifolia | 17106089 | 33059
Olea europaea | 17106071 | 33060
Ocimum basilicum | 17106063 | 33061
Nyssa sylvatica | 17106055 | 33062
Nothoscordum bivalve | 17106048 | 33063
Nigella damascena | 17106030 | 33064
Nicotiana tabacum | 17106022 | 33065
Nicotiana glutinosa | 17106014 | 33066
Nicotiana glauca | 17106006 | 33067
Nerium oleander | 17105990 | 33068
Nephrolepis exaltata | 17105982 | 33069
Rorippa nasturtium-aquaticum | 17105974 | 33070
Narcissus pseudonarcissus | 17105966 | 33071
Narcissus poeticus | 17105958 | 33072
Myrciaria cauliflora | 17105941 | 33073
Myosotis arvensis | 17105933 | 33074
Muhlenbergia schreberi | 17105925 | 33075
Monarda punctata | 17105917 | 33076
Momordica balsamina | 17105909 | 33077
Mirabilis jalapa | 17105891 | 33078
Mimosa pudica | 17105883 | 33079
Merremia aegyptia | 17105875 | 33080
Mentha aquatica | 17105867 | 33081
Mentha arvensis | 17105859 | 33082
Melastoma malabathricum | 17105842 | 33083
Medicago sativa | 17105834 | 33084
Medicago lupulina | 17105826 | 33085
Matthiola incana | 17105818 | 33086
Marrubium vulgare | 17105800 | 33087
Mangifera indica | 17105792 | 33088
Malvastrum coromandelianum | 17105784 | 33089
Malus sylvestris | 17105776 | 33090
Malus pumila | 17105768 | 33091
Madhuca indica | 17105750 | 33092
Chlamys opercularis | 17079104 | 33093
Misgurnus anguillicaudatus | 17079096 | 33094
Metapenaeopsis barbata | 17079088 | 33095
Geodia cydonium | 17079070 | 33096
Pecten maximus | 17079062 | 33097
Tigriopus californicus | 17079054 | 33098
Callista maculata | 17079047 | 33099
Astacus fluviatilis | 17079039 | 33100
Ambystoma maculatum | 17079021 | 33101
Ambystoma opacum | 17079013 | 33102
Eubostrichus dianeae | 17079005 | 33103
Austrognathia christianne | 17078999 | 33104
Labidognathia longicolis | 17078981 | 33105
Gnathostomula microstyle | 17078973 | 33106
Gnathostomula tuckeri | 17078965 | 33107
Dolichodasys carolinensis | 17078957 | 33108
Turbanella mustela | 17078940 | 33109
Parahaploposthia thiophilus | 17078908 | 33110
Myopea crassula | 17078890 | 33111
Solenofilmorpha funilis | 17078866 | 33112
Archiloa wilsoni | 17078841 | 33113
Stenopsyche griseipennis | 17078825 | 33114
Asellus hilgendorfi | 17078817 | 33115
Gammarus komareki | 17079484 | 33116
Eristalis tenax | 17080151 | 33117
Plea atomaria | 17080144 | 33118
Hydra attenuata | 17080136 | 33119
Aedes sticticus | 17080102 | 33120
Aedes communis | 17080094 | 33121
Culiseta annulata | 17080086 | 33122
Culex pipiens molestus | 17080078 | 33123
Aedes punctor | 17080060 | 33124
Chaenogobius annularis | 17080052 | 33125
Bufo boreas | 17080029 | 33126
Aphanius fasciatus | 17080011 | 33127
Adinia xenica | 17079997 | 33128
Chromadorina germanica | 17079989 | 33129
Aedes excrucians | 17079971 | 33130
Chrysophrys major | 17079963 | 33131
Galeicthys felis | 17079955 | 33132
Sciaenops ocellatus | 17079948 | 33133
Bufo arenarum | 17079930 | 33134
Indonaia caerulea | 17079922 | 33135
Donax cuneatus | 17079914 | 33136
Katelysia opima | 17079906 | 33137
Gobio gobio | 17079898 | 33138
Paramecium aurelia | 17079880 | 33139
Phymactis cavernata | 17079872 | 33140
Huso huso | 17079864 | 33141
Chironomus utahensis | 17079856 | 33142
Megalonaias boykiniana | 17079849 | 33143
Dero limosa | 17079831 | 33144
Paramecium caudatum | 17079823 | 33145
Cyclops strenuus | 17079815 | 33146
Cyclops bicuspidatus | 17079799 | 33147
Leptophlebia marginata | 17087941 | 33148
Hydropsyche siltalai | 17087933 | 33149
Calopteryx splendens | 17087925 | 33150
Blepharisma americanum | 17087917 | 33151
Dictyostelium discoideum | 17087909 | 33152
Peronidia venulosa | 17087891 | 33153
Tigriopus brevicornis | 17087883 | 33154
Paratelphusa hydrodromus | 17087875 | 33155
Mysidopsis juniae | 17087867 | 33156
Mictyris longicarpus | 17087859 | 33157
Gammarus italicus | 17087842 | 33158
Elasmopus bampo | 17087834 | 33159
Echinogammarus pirloti | 17087826 | 33160
Diaptomus gracilis | 17087818 | 33161
Paramecium tetraurelia | 17087800 | 33162
Paramecium primaurelia | 17087792 | 33163
Cherax destructor | 17087784 | 33164
Diaphanosoma leuchtenbergianum | 17087768 | 33165
Callianassa tyrrhena | 17087750 | 33166
Porites astreoides | 17087735 | 33167
Plexaura flexosa | 17087727 | 33168
Palythoa mammillosa | 17087719 | 33169
Dichocoenia stokesi | 17087701 | 33170
Hydropsyche lobata | 17087693 | 33171
Toxorhynchites splendens | 17087685 | 33172
Tisbe battagliai | 17087677 | 33173
Scolymia cubensis | 17087669 | 33174
Jaera nordmanni | 17087651 | 33175
Mogurnda mogurnda | 17088329 | 33176
Aplocheilus blocki | 17088980 | 33177
Gerres cinereus | 17088972 | 33178
Favites chinensis | 17088964 | 33179
Engraulis japonicus | 17088956 | 33180
Baetis parvus | 17088949 | 33181
Hemibarbus barbus | 17088931 | 33182
Cynoglossus joyneri | 17088923 | 33183
Wallago attu | 17088915 | 33184
Tilapia spilurus | 17088907 | 33185
Pomacentrus leucostictus | 17088899 | 33186
Ferosagitta hispida | 17088881 | 33187
Pteronarcys proteus | 17088873 | 33188
Peltoperla arcuata | 17088865 | 33189
Sillago japonica | 17088857 | 33190
Strombus gigas | 17088840 | 33191
Mysis oculata | 17088824 | 33192
Mnemiopsis mccradyi | 17088816 | 33193
Melanotaenia nigrans | 17088808 | 33194
Mastacembelus pancalus | 17088790 | 33195
Rana blairi | 17088782 | 33196
Labidocera scotti | 17088774 | 33197
Euchaeta marina | 17088766 | 33198
Dicrotendipes californicus | 17088758 | 33199
Acipenser ruthenus | 17088741 | 33200
Vimba vimba | 17088733 | 33201
Rhithrogena semicolorata | 17088717 | 33202
Pseudechinus novaezealandiae | 17088709 | 33203
Paphia laterisulca | 17088691 | 33204
Ophiocephalus punctatus | 17088683 | 33205
Montastrea cavernosa | 17088675 | 33206
Lepsiella vinosa | 17088667 | 33207
Hemicentrotus pulcherrimus | 17088659 | 33208
Egeria radiata | 17088634 | 33209
Medioppia subpectinata | 17096777 | 33210
Steganacarus carinatus | 17096769 | 33211
Porites compressa | 17096751 | 33212
Carcinus aestuarii | 17096710 | 33213
Chironomus alternans | 17096702 | 33214
Nerita albicilla | 17096694 | 33215
Nerita chamaeleon | 17096686 | 33216
Tachypleus gigas | 17096678 | 33217
Nassarius festivus | 17096660 | 33218
Viviparus contectus | 17096652 | 33219
Brachidontes striatulus | 17096645 | 33220
Calamoecia lucasi | 17096637 | 33221
Boeckella delicata | 17096611 | 33222
Saccostrea echinata | 17096603 | 33223
Pinna muricata | 17096595 | 33224
Hemibagrus nemurus | 17096587 | 33225
Holothuria edulis | 17096553 | 33226
Dugesia etrusca | 17096546 | 33227
Babylonia lutosa | 17096538 | 33228
Anguillicola crassus | 17096520 | 33229
Montastraea faveolata | 17096512 | 33230
Sparus aurata | 17096504 | 33231
Macquaria novemaculeata | 17096496 | 33232
Harpalus somnulentus | 17097163 | 33233
Eristalis arbustorum | 17097825 | 33234
Ecdyonurus venosus | 17097817 | 33235
Vulpes macrotis | 17097791 | 33236
Heros severus | 17097783 | 33237
Eleginus navaga | 17097775 | 33238
Liopsetta glacialis | 17097767 | 33239
Anarhichas lupus | 17097759 | 33240
Gadus ogac | 17097742 | 33241
Salmo trutta caspius | 17097726 | 33242
Sorex araneus | 17097718 | 33243
Nabis americoferus | 17097700 | 33244
Crassostrea iredalei | 17097692 | 33245
Ephydatia mulleri | 17097684 | 33246
Periophthalmus dipus | 17097676 | 33247
Cephalopholis cruentata | 17097650 | 33248
Leptodiaptomus ashlandi | 17097643 | 33249
Pteronarcys biloba | 17097635 | 33250
Atherinasoma microstoma | 17097627 | 33251
Astacopsis gouldi | 17097619 | 33252
Cyprinion watsoni | 17097593 | 33253
Hyphessobrycon sovichthys | 17097585 | 33254
Myxocyprinus asiaticus | 17097577 | 33255
Cathorops spixii | 17097569 | 33256
Pseudomugil signifer | 17097544 | 33257
Zoarces viviparus | 17097536 | 33258
Posthodiplostomum minimum | 17097528 | 33259
Channa argus | 17097510 | 33260
Rana aurora | 17097494 | 33261
Eucyclops speratus | 17097486 | 33262
Macadamia integrifolia | 17105743 | 33263
Lycopersicon esculentum | 17105735 | 33264
Lupinus luteus | 17105727 | 33265
Lupinus angustifolius | 17105719 | 33266
Lupinus albus | 17105701 | 33267
Luffa acutangula | 17105693 | 33268
Lotus pedunculatus | 17105685 | 33269
Lonicera tatarica | 17105677 | 33270
Lonicera dioica | 17105669 | 33271
Lonchocarpus utilis | 17105651 | 33272
Lolium rigidum | 17105644 | 33273
Lolium perenne | 17105636 | 33274
Litchi chinensis | 17105628 | 33275
Liriodendron tulipifera | 17105610 | 33276
Liquidambar styraciflua | 17105602 | 33277
Linum usitatissimum | 17105594 | 33278
Lilium regale | 17105586 | 33279
Lilium longiflorum | 17105578 | 33280
Ligustrum vulgare | 17105560 | 33281
Ligustrum quihoui | 17105552 | 33282
Ligustrum ovalifolium | 17105545 | 33283
Ligustrum lucidum | 17105537 | 33284
Ligustrum japonicum | 17105529 | 33285
Ligustrum amurense | 17105511 | 33286
Leucocrinum montanum | 17105503 | 33287
Leptospermum scoparium | 17105495 | 33288
Leptochloa dubia | 17105487 | 33289
Lepidium virginicum | 17105479 | 33290
Lepidium sativum | 17105461 | 33291
Lens culinaris | 17105453 | 33292
Leersia oryzoides | 17105446 | 33293
Ottochloa nodosa | 17106121 | 33294
Plantago lanceolata | 17106808 | 33295
Plantago aristata | 17106790 | 33296
Pittosporum tobira | 17106782 | 33297
Pinus virginiana | 17106774 | 33298
Pinus thunbergiana | 17106766 | 33299
Pinus taeda | 17106758 | 33300
Pinus sylvestris | 17106741 | 33301
Pinus strobus | 17106733 | 33302
Pinus rigida | 17106725 | 33303
Pinus radiata | 17106717 | 33304
Pinus ponderosa | 17106709 | 33305
Pinus palustris | 17106691 | 33306
Pinus mugo | 17106683 | 33307
Pinus lambertiana | 17106675 | 33308
Pinus halepensis | 17106667 | 33309
Pinus elliottii | 17106659 | 33310
Pinus echinata | 17106642 | 33311
Pinus banksiana | 17106634 | 33312
Pieris japonica | 17106626 | 33313
Picea sitchensis | 17106618 | 33314
Picea mariana | 17106600 | 33315
Picea glauca | 17106592 | 33316
Picea abies | 17106584 | 33317
Physocarpus opulifolius | 17106576 | 33318
Phyllostachys bambusoides | 17106568 | 33319
Phyllanthus niruri | 17106550 | 33320
Phoenix canariensis | 17106543 | 33321
Phleum pratense | 17106535 | 33322
Helianthus tuberosus | 17106527 | 33323
Helianthus annuus | 17106519 | 33324
Epilobium angustifolium | 17106501 | 33325
Philadelphus inodorus | 17106493 | 33326
Phaseolus vulgaris | 17106485 | 33327
Phaseolus lunatus | 17106477 | 33328
Phaseolus coccineus | 17106469 | 33329
Phalaris brachystachys | 17106451 | 33330
Phalaris arundinacea | 17106444 | 33331
Aedes cantans | 17079781 | 33332
Stylonychia notophora | 17079773 | 33333
Notonecta unifasciata | 17079765 | 33334
Bufo melanostictus | 17079740 | 33335
Holocentropus dubius | 17079732 | 33336
Poecilia sphenops | 17079724 | 33337
Lymnaea trunculata | 17079716 | 33338
Thais clavigera | 17079690 | 33339
Pecten yessoensis | 17079682 | 33340
Haliotis gigantea | 17079674 | 33341
Eleutherolaimus stenosoma | 17079666 | 33342
Anabolia nervosa | 17079658 | 33343
Hirudo nipponia | 17079641 | 33344
Chrysiptera cyanea | 17079633 | 33345
Hyla chrysoscelis | 17079625 | 33346
Bufo bufo | 17079617 | 33347
Triturus vulgaris | 17079609 | 33348
Ophiura albida | 17079591 | 33349
Aplocheilus melanostigma | 17079575 | 33350
Rana cyanophlyctis | 17079567 | 33351
Hynobius retardatus | 17079559 | 33352
Rana chensinensis | 17079542 | 33353
Thermocyclops oithonoides | 17079534 | 33354
Acartia bifilosa | 17079526 | 33355
Hydropsyche recurvata | 17079518 | 33356
Dinocras megacephala | 17079500 | 33357
Paraleptophlebia submarginata | 17079492 | 33358
Lymnaea peregra | 17080169 | 33359
Dinophilus gyrociliatus | 17080839 | 33360
Caenis maxima | 17080821 | 33361
Culiseta inornata | 17080813 | 33362
Polypedilum nubifer | 17080805 | 33363
Chironomus yoshimatsui | 17080797 | 33364
Barbus anoplus | 17080789 | 33365
Pagrus auratus | 17080771 | 33366
Cambarus robustus | 17080763 | 33367
Viviparus bengalensis | 17080755 | 33368
Callianassa californiensis | 17080748 | 33369
Dinocras cephalotes | 17080714 | 33370
Vorticella campanula | 17080698 | 33371
Physa virgata | 17080672 | 33372
Planorbella tenuis | 17080664 | 33373
Stentor coeruleus | 17080656 | 33374
Rana esculenta | 17080649 | 33375
Amoeba proteus | 17080631 | 33376
Paramecium multimicronucleatum | 17080615 | 33377
Peranema trichophorum | 17080607 | 33378
Moina rectirostris | 17080599 | 33379
Tanypus nubifer | 17080581 | 33380
Gyrinus punctellus | 17080573 | 33381
Triops longicaudatus | 17080565 | 33382
Testudinella patina | 17080557 | 33383
Platyias quadricornis | 17080540 | 33384
Pantala flavescens | 17080532 | 33385
Moina micrura | 17080524 | 33386
Dugesia gonocephala | 17080516 | 33387
Anabas scandens | 17080508 | 33388
Simulium arcticum | 17080490 | 33389
Limnodynastes tasmaniensis | 17080474 | 33390
Crassostrea margaritacea | 17088600 | 33391
Caridina nilotica | 17088584 | 33392
Caenis horaria | 17088576 | 33393
Crangonyx richomdensis | 17088568 | 33394
Barbus stigma | 17088550 | 33395
Anisus vortex | 17088543 | 33396
Amphimelania holandri | 17088535 | 33397
Acanthopagrus schlegeli | 17088527 | 33398
Acanthamoeba hatchetti | 17088519 | 33399
Scapharca broughtonii | 17088501 | 33400
Pollimyrus isidori | 17088493 | 33401
Chrysichthys nigrodigitatus | 17088485 | 33402
Chasmagnathus granulata | 17088477 | 33403
Tetrahymena thermophila | 17088451 | 33404
Anopheles farauti | 17088436 | 33405
Aspidisca cicada | 17088428 | 33406
Dugesia japonica | 17088410 | 33407
Trachurus japonicus | 17088402 | 33408
Tandanus tandanus | 17088394 | 33409
Silurus asotus | 17088386 | 33410
Cichlasoma citrinellum | 17088378 | 33411
Pagrus major | 17088345 | 33412
Lestes unquiculatus | 17088337 | 33413
Microcanthus strigatus | 17089004 | 33414
Barbus sharpeyi | 17089673 | 33415
Ovis aries | 17089665 | 33416
Cordylophora caspia | 17089657 | 33417
Octolasion cyaneum | 17089640 | 33418
Mustela putorius | 17089632 | 33419
Microtus agrestis | 17089624 | 33420
Meriones unguiculatus | 17089616 | 33421
Meriones hurrianae | 17089608 | 33422
Lumbricus terrestris | 17089590 | 33423
Lumbricus rubellus | 17089582 | 33424
Glaucomys sabrinus | 17089574 | 33425
Gallus domesticus | 17089566 | 33426
Eremophila alpestris | 17089558 | 33427
Eisenia fetida | 17089541 | 33428
Clethrionomys glareolus | 17089533 | 33429
Cavia porcellus | 17089525 | 33430
Capra hincus | 17089517 | 33431
Rana limnocharis | 17089509 | 33432
Aquila chrysaetos | 17089491 | 33433
Allolobophora tuberculata | 17089483 | 33434
Allolobophora longa | 17089475 | 33435
Allolobophora chlorotica | 17089467 | 33436
Allolobophora caliginosa | 17089459 | 33437
Geopelia striata | 17089442 | 33438
Alectoris rufa | 17089434 | 33439
Larus fuscus | 17089426 | 33440
Aegolius acadicus | 17089418 | 33441
Philohela minor | 17089400 | 33442
Alces alces | 17089392 | 33443
Mustela erminea | 17089384 | 33444
Ursus americanus | 17089376 | 33445
Erethizon dorsatum | 17089368 | 33446
Tamiasciurus hudsonicus | 17089350 | 33447
Marmota monax | 17089343 | 33448
Tamias striatus | 17089335 | 33449
Lepus americanus | 17089327 | 33450
Macaca fascicularis | 17089319 | 33451
Ariopsis bonillai | 17097452 | 33452
Myxine glutinosa | 17097437 | 33453
Archaeomysis kokuboi | 17097429 | 33454
Echinogammarus echinosetosus | 17097411 | 33455
Spodoptera littoralis | 17097403 | 33456
Plutella xylostella | 17097395 | 33457
Pieris brassicae | 17097387 | 33458
Mamestra brassicae | 17097379 | 33459
Asplanchna intermedia | 17097361 | 33460
Etheostoma fonticola | 17097353 | 33461
Brachychthonius berlesei | 17097296 | 33462
Halotydeus destructor | 17097262 | 33463
Bdellodes lapidaria | 17097254 | 33464
Cryphoeca montana | 17097239 | 33465
Agriotes obscurus | 17097221 | 33466
Agriotes sputator | 17097213 | 33467
Poecilus lucublanda | 17097205 | 33468
Stenolophus comma | 17097197 | 33469
Microlestes linearis | 17097189 | 33470
Spermophilus beecheyi | 17097841 | 33471
Utricularia vulgaris | 17098526 | 33472
Ceratophyllum demersum | 17098518 | 33473
Lemna minor | 17098500 | 33474
Scirpus validus | 17098492 | 33475
Sparganium eurycarpum | 17098484 | 33476
Potamogeton foliosus | 17098468 | 33477
Potamogeton crispus | 17098450 | 33478
Potamogeton pectinatus | 17098443 | 33479
Microcoleus vaginatus | 17098435 | 33480
Selenastrum capricornutum | 17098427 | 33481
Chaetoceros socialis | 17098419 | 33482
Pavlova lutheri | 17098401 | 33483
Dunaliella primolecta | 17098393 | 33484
Chlorella autotrophica | 17098385 | 33485
Ochromonas vallesiaca | 17098377 | 33486
Euglena gracilis | 17098351 | 33487
Anacystis nidulans | 17098344 | 33488
Chlorella pyrenoidosa | 17098336 | 33489
Oedogonium cardiacum | 17098328 | 33490
Schizothrix calcicola | 17098310 | 33491
Anacystis marina | 17098302 | 33492
Agmenellum quadruplicatum | 17098294 | 33493
Amphidinium carterae | 17098286 | 33494
Rhodomonas lens | 17098278 | 33495
Chroomonas salina | 17098260 | 33496
Bellerochea polymorpha | 17098252 | 33497
Cyclotella cryptica | 17098245 | 33498
Thalassiosira weissflogii | 17098237 | 33499
Phaeodactylum tricornutum | 17098229 | 33500
Nannochloropsis oculata | 17098211 | 33501
Stichococcus bacillaris | 17098203 | 33502
Isochrysis galbana | 17098195 | 33503
Coccolithus huxleyi | 17098187 | 33504
Tetraselmis maculata | 17098179 | 33505
Chlamydomonas reinhardtii | 17098161 | 33506
Petroselinum hortense | 17106436 | 33507
Persea borbonia | 17106428 | 33508
Persea americana | 17106410 | 33509
Perilla nankinensis | 17106402 | 33510
Peperomia obtusifolia | 17106394 | 33511
Pennisetum glaucum | 17106386 | 33512
Pennisetum clandestinum | 17106378 | 33513
Peltophorum pterocarpum | 17106360 | 33514
Pastinaca sativa | 17106352 | 33515
Passiflora incarnata | 17106345 | 33516
Paspalum virgatum | 17106337 | 33517
Paspalum urvillei | 17106329 | 33518
Paspalum scrobiculatum | 17106311 | 33519
Paspalum paniculatum | 17106303 | 33520
Paspalum notatum | 17106295 | 33521
Paspalum fasciculatum | 17106287 | 33522
Paspalum distichum | 17106279 | 33523
Paspalum dilatatum | 17106261 | 33524
Paspalum conjugatum | 17106253 | 33525
Papaver somniferum | 17106246 | 33526
Papaver rhoeas | 17106238 | 33527
Urochloa texana | 17106220 | 33528
Panicum repens | 17106212 | 33529
Panicum miliaceum | 17106204 | 33530
Panicum dichotomiflorum | 17106196 | 33531
Panicum coloratum | 17106188 | 33532
Panicum capillare | 17106170 | 33533
Panax pseudoginseng | 17106162 | 33534
Pachysandra terminalis | 17106154 | 33535
Oxalis stricta | 17106147 | 33536
Oxalis corniculata | 17106139 | 33537
Plantago major | 17106816 | 33538
Salvia officinalis | 17107491 | 33539
Salix triandra | 17107483 | 33540
Salix fragilis | 17107475 | 33541
Sagittaria lancifolia | 17107467 | 33542
Saccharum officinarum | 17107459 | 33543
Sabal palmetto | 17107442 | 33544
Rumex obtusifolius | 17107434 | 33545
Rumex crispus | 17107426 | 33546
Rumex acetosella | 17107418 | 33547
Rubus trivialis | 17107400 | 33548
Rubus spectabilis | 17107392 | 33549
Rubus idaeus | 17107384 | 33550
Rubus chamaemorus | 17107376 | 33551
Rosa wichuraiana | 17107368 | 33552
Rosa multiflora | 17107350 | 33553
Ricinus communis | 17107343 | 33554
Richardia scabra | 17107335 | 33555
Ribes triste | 17107327 | 33556
Ribes roezlii | 17107319 | 33557
Rhus hirta | 17107301 | 33558
Rhododendron nudiflorum | 17107293 | 33559
Rhamnus californica | 17107285 | 33560
Raphanus sativus | 17107277 | 33561
Raphanus raphanistrum | 17107269 | 33562
Ranunculus sceleratus | 17107251 | 33563
Quercus virginiana | 17107244 | 33564
Quercus velutina | 17107236 | 33565
Quercus turbinella | 17107228 | 33566
Quercus rubra | 17107210 | 33567
Quercus phellos | 17107202 | 33568
Quercus palustris | 17107194 | 33569
Quercus dumosa | 17107186 | 33570
Quercus coccinea | 17107178 | 33571
Pyrus communis | 17107160 | 33572
Pyrus calleryana | 17107152 | 33573
Pyracantha coccinea | 17107145 | 33574
Punica granatum | 17107137 | 33575
Hyla ewingi | 17080466 | 33576
Bufo marinus | 17080458 | 33577
Limnodynastes peroni | 17080441 | 33578
Adelotus brevis | 17080433 | 33579
Barbus natalensis | 17080425 | 33580
Daphnia schodleri | 17080417 | 33581
Jasus lalandii | 17080409 | 33582
Donax serra | 17080391 | 33583
Cichlasoma nigrofasciatum | 17080383 | 33584
Anthocidaris crassispina | 17080375 | 33585
Choromytilus meridionalis | 17080367 | 33586
Aedes flavescens | 17080359 | 33587
Crenobia alpina | 17080334 | 33588
Brachidontes recurves | 17080326 | 33589
Anisogammarus confervicolus | 17080318 | 33590
Gnorimosphaeroma oregonensis | 17080300 | 33591
Hydrovatus cuspidatus | 17080292 | 33592
Simulium equinum | 17080276 | 33593
Brachycentrus subnulis | 17080268 | 33594
Baetis rhodani | 17080250 | 33595
Daphnia galeata | 17080243 | 33596
Barbus filamentosus | 17080235 | 33597
Labeo fimbriatus | 17080227 | 33598
Silo pallipes | 17080219 | 33599
Caenis robusta | 17080201 | 33600
Sialis lutaria | 17080193 | 33601
Chironomus gripekoveni | 17080185 | 33602
Erpobdella octoculata | 17080177 | 33603
Uca thayeri | 17081514 | 33604
Uca rapax | 17081506 | 33605
Chaoborus astictopus | 17081498 | 33606
Leptocella albida | 17081480 | 33607
Heliodiaptomus viduus | 17081472 | 33608
Hyphessobrycon serpae | 17081464 | 33609
Strongylocentrotus intermedius | 17081456 | 33610
Penaeus stylirostris | 17081449 | 33611
Limnocalanus macrurus | 17081423 | 33612
Channa marulius | 17081415 | 33613
Barbus sophore | 17081407 | 33614
Astacus leptodactylus | 17081399 | 33615
Mallotus villosus | 17081381 | 33616
Panulirus argus | 17081373 | 33617
Culex tritaeniorhynchus | 17081365 | 33618
Neomysis integer | 17081340 | 33619
Haliotis rufescens | 17081332 | 33620
Ophryotrocha labronica | 17081324 | 33621
Haemopis sanguisuga | 17081316 | 33622
Mesostoma ehrenbergi | 17081308 | 33623
Pimelodus maculatus | 17081290 | 33624
Spinachia vulgaris | 17081282 | 33625
Tellina tenuis | 17081274 | 33626
Brachydeutra argentata | 17081241 | 33627
Listronotus appendiculatus | 17081217 | 33628
Celina angustata | 17081209 | 33629
Scaphiopus hammondii | 17081191 | 33630
Onychylis nigrirostris | 17081183 | 33631
Sus scrofa | 17089301 | 33632
Pontoscolex corethrurus | 17089293 | 33633
Pica pica | 17089285 | 33634
Felis catus | 17089277 | 33635
Bos taurus | 17089269 | 33636
Numida meleagris | 17089251 | 33637
Pseudacris triseriata | 17089244 | 33638
Canis familiaris | 17089236 | 33639
Rana perezi | 17089228 | 33640
Zenaida asiatica | 17089210 | 33641
Armadillidium vulgare | 17089202 | 33642
Limax maximus | 17089194 | 33643
Mus musculus | 17089186 | 33644
Apis mellifera | 17089178 | 33645
Caiman latirostris | 17089160 | 33646
Macaca mulatta | 17089152 | 33647
Musca domestica | 17089145 | 33648
Perdix perdix | 17089137 | 33649
Streptopelia risoria | 17089129 | 33650
Plecostomus commersoni | 17089103 | 33651
Peromyscus maniculatus | 17089095 | 33652
Mephitis mephitis | 17089087 | 33653
Mugil carinatus | 17089079 | 33654
Thymallus thymallus | 17089061 | 33655
Simulium virgatum | 17089053 | 33656
Simulium argus | 17089046 | 33657
Pacifastacus trowbridgi | 17089038 | 33658
Monopterus albus | 17089020 | 33659
Monhystera microphthalma | 17089012 | 33660
Pagophilus groenlandicus | 17089681 | 33661
Nomia melanderi | 17090358 | 33662
Jalysus spinosus | 17090341 | 33663
Hippodamia convergens | 17090333 | 33664
Harpalus pensylvanicus | 17090325 | 33665
Coccinella septempunctata | 17090291 | 33666
Bembidion rapidum | 17090283 | 33667
Sesarma reticulatum | 17090275 | 33668
Nematolosa erebi | 17090242 | 33669
Millipora alcicornis | 17090234 | 33670
Liza vaigiensis | 17090226 | 33671
Liza parsia | 17090218 | 33672
Keratella valga | 17090200 | 33673
Ironodes lepidus | 17090192 | 33674
Eurythoe complanata | 17090176 | 33675
Diaptomus sicilis | 17090168 | 33676
Danio rerio | 17090150 | 33677
Callichthys callichthys | 17090143 | 33678
Botrylloides leachi | 17090135 | 33679
Bosmina fatalis | 17090127 | 33680
Amphinemura sulcicollis | 17090119 | 33681
Macrogyrodactylus clarii | 17090093 | 33682
Tribolium castaneum | 17090085 | 33683
Tenebrio molitor | 17090077 | 33684
Scincella lateralis | 17090069 | 33685
Quelea quelea | 17090051 | 33686
Ourebia ourebia | 17090044 | 33687
Nerodia rhombifera | 17090036 | 33688
Rudarius ercodes | 17090010 | 33689
Erithacus rubecula | 17090002 | 33690
Didelphis marsupialis | 17089996 | 33691
Porphyridium cruentum | 17098153 | 33692
Navicula incerta | 17098146 | 33693
Nitzschia angularis | 17098120 | 33694
Chilomonas paramecium | 17098112 | 33695
Thalassiosira guillardii | 17098104 | 33696
Dunaliella tertiolecta | 17098096 | 33697
Platyhypnidium riparoides | 17098088 | 33698
Aulosira prolifica | 17098070 | 33699
Oscillatoria limnetica | 17098062 | 33700
Gymnodinium breve | 17098047 | 33701
Spirogyra crassa | 17098039 | 33702
Chlorella ovalis | 17098021 | 33703
Gobiomorphus cotidianus | 17098013 | 33704
Gobiomorphus huttoni | 17098005 | 33705
Bathygobius fuscus | 17097999 | 33706
Aiptasia pulchella | 17097981 | 33707
Dasycorixa hybrida | 17097973 | 33708
Morula granulata | 17097965 | 33709
Gobiocypris rarus | 17097957 | 33710
Equus caballus | 17097940 | 33711
Scinax nasica | 17097932 | 33712
Parus inornatus | 17097924 | 33713
Aphelocoma coerulescens | 17097916 | 33714
Euphagus cyanocephalus | 17097908 | 33715
Sylvilagus audubonii | 17097890 | 33716
Reithrodontomys megalotis | 17097882 | 33717
Neotoma lepida | 17097874 | 33718
Perognathus longimembris | 17097866 | 33719
Dipodomys heermanni | 17097858 | 33720
Platymonas subcordiformis | 17098534 | 33721
Ruppia maritima | 17099219 | 33722
Chlorococcum hypnosporum | 17099201 | 33723
Fontinalis antipyretica | 17099193 | 33724
Hydrilla verticillata | 17099177 | 33725
Scenedesmus opoliensis | 17099151 | 33726
Ankistrodesmus spiralis | 17099144 | 33727
Coccochloris halophytica | 17099128 | 33728
Porphyra leucostricta | 17099110 | 33729
Chara zeylanica | 17099102 | 33730
Ulva lactuca | 17099094 | 33731
Enteromorpha intestinalis | 17099086 | 33732
Enteromorpha compressa | 17099078 | 33733
Chondrus crispus | 17099060 | 33734
Chorda filum | 17099052 | 33735
Ascophyllum nodosum | 17099045 | 33736
Laminaria saccharina | 17099037 | 33737
Fucus vesiculosus | 17099029 | 33738
Fucus serratus | 17099011 | 33739
Potamogeton zosteriformis | 17098997 | 33740
Myriophyllum spicatum | 17098989 | 33741
Nitzschia minutula | 17098971 | 33742
Distichlis spicata | 17098963 | 33743
Phormidium foveolarum | 17098955 | 33744
Chlorella emersonii | 17098930 | 33745
Coccochloris lividus | 17098922 | 33746
Chlamydomonas nivalis | 17098914 | 33747
Myriophyllum aquaticum | 17098906 | 33748
Chlorella fusca | 17098898 | 33749
Myriophyllum alterniflorum | 17098880 | 33750
Ranunculus penicillatus | 17098872 | 33751
Anacystis cyanea | 17098864 | 33752
Navicula gracilis | 17098856 | 33753
Pueraria phaseoloides | 17107129 | 33754
Psidium guajava | 17107111 | 33755
Pseudotsuga menziesii | 17107103 | 33756
Prunus virginiana | 17107095 | 33757
Prunus triloba | 17107087 | 33758
Prunus serrulata | 17107079 | 33759
Prunus serotina | 17107061 | 33760
Prunus salicina | 17107053 | 33761
Prunus persica | 17107046 | 33762
Prunus padus | 17107038 | 33763
Prunus mahaleb | 17107020 | 33764
Prunus domestica | 17107012 | 33765
Prunus cerasus | 17107004 | 33766
Prunus avium | 17106998 | 33767
Prunus armeniaca | 17106980 | 33768
Prosopis chilensis | 17106972 | 33769
Portulaca oleracea | 17106964 | 33770
Populus tremuloides | 17106956 | 33771
Populus tremula | 17106949 | 33772
Populus nigra | 17106931 | 33773
Populus deltoides | 17106923 | 33774
Populus balsamifera | 17106915 | 33775
Derris indica | 17106907 | 33776
Polygonum persicaria | 17106899 | 33777
Polygonum convolvulus | 17106881 | 33778
Polygonum aviculare | 17106873 | 33779
Poa trivialis | 17106865 | 33780
Poa secunda | 17106857 | 33781
Poa pratensis | 17106840 | 33782
Poa annua | 17106832 | 33783
Platanus occidentalis | 17106824 | 33784
Vigna radiata | 17108184 | 33785
Vigna mungo | 17108176 | 33786
Viburnum suspensum | 17108168 | 33787
Viburnum opulus | 17108150 | 33788
Verbena hastata | 17108143 | 33789
Vaccinium macrocarpon | 17108135 | 33790
Vaccinium corymbosum | 17108127 | 33791
Vaccinium angustifolium | 17108119 | 33792
Urtica dioica | 17108101 | 33793
Ulmus pumila | 17108093 | 33794
Ulmus procera | 17108085 | 33795
Ulmus parvifolia | 17108077 | 33796
Ulmus americana | 17108069 | 33797
Ulmus alata | 17108051 | 33798
Ulex europaeus | 17108044 | 33799
Tsuga canadensis | 17108036 | 33800
Tropaeolum majus | 17108028 | 33801
Triticum monococcum | 17108010 | 33802
Triticum durum | 17108002 | 33803
Triticum compactum | 17107996 | 33804
Triticum boeoticum | 17107988 | 33805
Triticum aestivum | 17107970 | 33806
Trigonella foenum-graecum | 17107962 | 33807
Trifolium hirtum | 17107954 | 33808
Trifolium fragiferum | 17107947 | 33809
Tridax procumbens | 17107939 | 33810
Tradescantia fluminensis | 17107921 | 33811
Thuja occidentalis | 17107913 | 33812
Tamarindus indica | 17107905 | 33813
Tagetes patula | 17107897 | 33814
Tagetes erecta | 17107889 | 33815
Taeniatherum caput-medusae | 17107871 | 33816
Syringa vulgaris | 17107863 | 33817
Symphytum officinale | 17107855 | 33818
Nassella leucotricha | 17107848 | 33819
Stewartia ovata | 17107822 | 33820
Heterandria formosa | 17081142 | 33821
Ephemera japonica | 17081126 | 33822
Rivulus marmoratus | 17081092 | 33823
Cyclops bohater | 17081068 | 33824
Eudiaptomus graciloides | 17081050 | 33825
Macropodus opercularis | 17081043 | 33826
Crithidia fasciculata | 17081019 | 33827
Clibanaris vittatus | 17081001 | 33828
Piona carnea | 17080995 | 33829
Raja clavata | 17080987 | 33830
Aedes scutellaris | 17080961 | 33831
Salvelinus leucomaenis | 17080953 | 33832
Hyla crucifer | 17080946 | 33833
Rana palustris | 17080938 | 33834
Scaphiopus couchii | 17080920 | 33835
Triturus helviticus | 17080912 | 33836
Eriphia spinifrons | 17080904 | 33837
Austrochiltonia subtenuis | 17080888 | 33838
Atalophlebia australis | 17080870 | 33839
Paratya australiensis | 17080862 | 33840
Paracalliope fluviatilis | 17080854 | 33841
Colisa fasciata | 17081522 | 33842
Sphaeroma annulatum | 17082199 | 33843
Ranatra filiformis | 17082181 | 33844
Amphitnous cuchia | 17082173 | 33845
Esomus danrica | 17082165 | 33846
Nandus nandus | 17082157 | 33847
Economus omiensis | 17082140 | 33848
Asplanchna brightwelli | 17082132 | 33849
Barbus guganio | 17082124 | 33850
Megacyclops viridis | 17082116 | 33851
Aedes stimulans | 17082108 | 33852
Tetrahymena vorax | 17082090 | 33853
Paragrapsus quadridentatus | 17082082 | 33854
Meretrix lusoria | 17082074 | 33855
Anadara broughtoni | 17082066 | 33856
Meretrix casta | 17082058 | 33857
Anadara granosa | 17082041 | 33858
Crassostrea madrasensis | 17082033 | 33859
Acartia clausi | 17082017 | 33860
Acartia spinicauda | 17081993 | 33861
Crassostrea angulata | 17081977 | 33862
Calanus finmarchicus | 17081969 | 33863
Triturus alpestris | 17081944 | 33864
Nucella lapillus | 17081936 | 33865
Aedes albopictus | 17081928 | 33866
Bufo vulgaris | 17081910 | 33867
Epiphanes brachionus | 17081902 | 33868
Polyarthra trigla | 17081894 | 33869
Brachionus bidentata | 17081886 | 33870
Diaptomus pallidus | 17081878 | 33871
Lamellidens corrianus | 17081860 | 33872
Corbicula regularis | 17081852 | 33873
Ambystoma mexicanum | 17081845 | 33874
Fugo niphobles | 17081837 | 33875
Cephus cintus | 17089970 | 33876
Blattella germanica | 17089962 | 33877
Blatta orientalis | 17089954 | 33878
Terrapene carolina | 17089947 | 33879
Sceloporus undulatus | 17089939 | 33880
Saimiri sciureus | 17089921 | 33881
Plethodon glutinosus | 17089913 | 33882
Lanius ludovicianus | 17089905 | 33883
Kinosternon subrubrum | 17089897 | 33884
Helix aspersa | 17089889 | 33885
Gopherus polyphemus | 17089871 | 33886
Gastrophryne carolinensis | 17089863 | 33887
Eumeces fasciatus | 17089855 | 33888
Egretta tricolor | 17089848 | 33889
Dipodomys merriami | 17089830 | 33890
Dasypus novemcinctus | 17089822 | 33891
Cardinalis sinuatus | 17089814 | 33892
Butorides virescens | 17089806 | 33893
Bufo terrestris | 17089798 | 33894
Hemifusus tuba | 17089780 | 33895
Trichosurus vulpecula | 17089772 | 33896
Rhinopoma microphyllum | 17089756 | 33897
Redunca redunca | 17089749 | 33898
Poephila guttata | 17089723 | 33899
Phoenicurus phoenicurus | 17089715 | 33900
Pheretima posthuma | 17089707 | 33901
Pinna carnea | 17090366 | 33902
Opisthocentrus ocellatus | 17091034 | 33903
Leuctra inermis | 17091026 | 33904
Daphnia cephalata | 17091018 | 33905
Stictochironomus histrio | 17090945 | 33906
Orthopristis ruber | 17090929 | 33907
Nassarius reticulatus | 17090911 | 33908
Vorticella convallaria | 17090895 | 33909
Simulium luggeri | 17090887 | 33910
Pomacentrus coelestis | 17090861 | 33911
Penaeus vannamei | 17090853 | 33912
Nephrops norvegicus | 17090846 | 33913
Mytilopsis sallei | 17090838 | 33914
Moina australiensis | 17090820 | 33915
Macrobrachium malcolmsonii | 17090804 | 33916
Haliotis fulgens | 17090796 | 33917
Epinephelus akaara | 17090762 | 33918
Elgenmannia virescens | 17090754 | 33919
Chilodonella uncinata | 17090747 | 33920
Aspidisca lynceus | 17090721 | 33921
Ambystoma jeffersonianum | 17090713 | 33922
Ambassis commersoni | 17090705 | 33923
Abra alba | 17090697 | 33924
Plotosus anguillaris | 17090689 | 33925
Pseudaphritis urvillii | 17090671 | 33926
Nitzschia kuetzingianum | 17098849 | 33927
Prototheca zopfii | 17098831 | 33928
Groenlandia densa | 17098823 | 33929
Potamogeton illinoensis | 17098815 | 33930
Elodea canadensis | 17098807 | 33931
Spartina cynosuroides | 17098799 | 33932
Amphora coffeaeformis | 17098781 | 33933
Ceratopteris thalictroides | 17098773 | 33934
Tetraselmis suecica | 17098765 | 33935
Potamogeton coloratus | 17098757 | 33936
Acrosiphonia centralis | 17098740 | 33937
Stigeoclonium pachydermum | 17098724 | 33938
Gymnodinium splendens | 17098716 | 33939
Prorocentrum micans | 17098708 | 33940
Scrippsiella faeroense | 17098690 | 33941
Alternanthera philoxeroides | 17098682 | 33942
Eichhornia crassipes | 17098674 | 33943
Egeria densa | 17098658 | 33944
Chlorella salina | 17098641 | 33945
Cylindrotheca closterium | 17098633 | 33946
Juncus roemerianus | 17098625 | 33947
Ditylum brightwellii | 17098617 | 33948
Chlorella sorokiniana | 17098609 | 33949
Scenedesmus obtusiusculus | 17098591 | 33950
Pediastrum biradiatum | 17098583 | 33951
Pleodorina californica | 17098575 | 33952
Olisthodiscus luteus | 17098567 | 33953
Navicula pelliculosa | 17098559 | 33954
Cosmarium botrytis | 17098542 | 33955
Potamogeton perfoliatus | 17099227 | 33956
Chlorococcum humicola | 17099904 | 33957
Chlorobotrys regularis | 17099896 | 33958
Plectonema nostocorum | 17099870 | 33959
Calothrix braunii | 17099862 | 33960
Callitriche platycarpa | 17099854 | 33961
Euglena viridis | 17099847 | 33962
Wolffia papulifera | 17099821 | 33963
Chlorella kessleri | 17099813 | 33964
Nostoc calcicola | 17099797 | 33965
Ectocarpus siliculosus | 17099789 | 33966
Ulva rigida | 17099771 | 33967
Zostera marina | 17099763 | 33968
Tolypothrix tenuis | 17099755 | 33969
Nostoc fritschii | 17099748 | 33970
Phragmites communis | 17099730 | 33971
Vallisneria americana | 17099722 | 33972
Rhizoclonium hieroglyphicum | 17099714 | 33973
Lemna perpusilla | 17099706 | 33974
Spirodela polyrhiza | 17099698 | 33975
Anacystis dimidiata | 17099680 | 33976
Chlorella variegata | 17099672 | 33977
Cylindrospermum licheniforme | 17099664 | 33978
Spirulina platensis | 17099656 | 33979
Dunaliella bioculata | 17099649 | 33980
Aulosira fertilissima | 17099623 | 33981
Diatoma vulgare | 17099615 | 33982
Hydrodictyon reticulatum | 17099607 | 33983
Pithophora oedogonia | 17099599 | 33984
Polygonum muhlenbergii | 17099581 | 33985
Plectonema boryanum | 17099565 | 33986
Callithamnion corymbosum | 17099557 | 33987
Bryopsis plumosa | 17099540 | 33988
Hydropsyche cornuta | 52466737 | 33989
Eunotia arcubus | 52466679 | 33990
Allium sativum | 52466653 | 33991
Medicago polymorpha | 17116088 | 33992
Arctotheca calendula | 17116070 | 33993
Casuarina cunninghamiana | 17116062 | 33994
Armeria maritima | 17116054 | 33995
Citrus hybrid | 17116047 | 33996
Myriophyllum verticillatum | 17116039 | 33997
Vaccinium elliottii | 17116021 | 33998
Melosira nummuloides | 17116013 | 33999
Fucus evanescens | 17116005 | 34000
Schoenoplectus californicus | 17115999 | 34001
Cylindrotheca fusiformis | 17115981 | 34002
Rudbeckia hirta | 17115973 | 34003
Monarda fistulosa | 17115965 | 34004
Anemone cylindrica | 17115957 | 34005
Liatris spicata | 17115940 | 34006
Acetabularia calyculus | 17115932 | 34007
Nitzschia incrustans | 17115924 | 34008
Ornithopus compressus | 17115916 | 34009
Laminaria japonica | 17115882 | 34010
Potamogeton praelongus | 17115874 | 34011
Potamogeton robbinsii | 17115866 | 34012
Schoenoplectus mucronatus | 17115817 | 34013
Heteranthera limosa | 17115791 | 34014
Myriophyllum heterophyllum | 17116476 | 34015
Gelidium pusillum | 17117151 | 34016
Agardhiella subulata | 17117144 | 34017
Monoraphidium minutum | 17117136 | 34018
Sargassum muticum | 17117128 | 34019
Gracilaria tikvahiae | 17117110 | 34020
Myriophyllum sibiricum | 17117094 | 34021
Alyssum pintodasilvae | 17117078 | 34022
Tabularia fasciculata | 17117060 | 34023
Craticula accomoda | 17117052 | 34024
Sellaphora pupula | 17117045 | 34025
Tryblionella hungarica | 17117011 | 34026
Cosmarium subprotumidum | 17116971 | 34027
Cosmarium granatum | 17116963 | 34028
Tryblionella apiculata | 17116955 | 34029
Nitzschia capitellata | 17116948 | 34030
Amphora veneta | 17116922 | 34031
Octochaetus pattoni | 17116906 | 34032
Anguillospora crassa | 17116880 | 34033
Porphyridium purpureum | 17116872 | 34034
Chaetoceros calcitrans | 17116849 | 34035
Gracilaria salicornia | 17116815 | 34036
Gracilaria changii | 17116807 | 34037
Vesicularia dubyana | 17116781 | 34038
Heterozostera tasmanica | 17116773 | 34039
Carex appropinquata | 17116765 | 34040
Bryopsis maxima | 17116740 | 34041
Ulva conglobata | 17116732 | 34042
Aulacoseira ambigua | 17116724 | 34043
Triscelophorus acuminatus | 17116716 | 34044
Triscelophorus monosporus | 17116708 | 34045
Varicosporium elodeae | 17116690 | 34046
Beltrania rhombica | 17116682 | 34047
Alatospora constricta | 17116674 | 34048
Tricladium splendens | 17116666 | 34049
Chaetoceros minimus | 17116658 | 34050
Chaetoceros protuberans | 17116641 | 34051
Sargassum siliquosum | 17116633 | 34052
Fissidens polyphyllus | 17116625 | 34053
Cinclidotus aquaticus | 17116617 | 34054
Alexandrium catenella | 17116609 | 34055
Alexandrium tamarense | 17116591 | 34056
Cyclotella gamma | 17116583 | 34057
Pyrocystis lunula | 17116484 | 34058
Anabaenopsis raciborskii | 17117854 | 34059
Anabaena inaequalis | 17117847 | 34060
Anabaena circinalis | 17117839 | 34061
Anabaena cylindrica | 17117821 | 34062
Anabaena variabilis | 17117813 | 34063
Anabaena flosaquae | 17117805 | 34064
Penicillium verrucosum | 17117797 | 34065
Phalangispora constricta | 17117789 | 34066
Wiesneriomyces javanicus | 17117771 | 34067
Fusarium udum | 17117714 | 34068
Sclerotium rolfsii | 17117680 | 34069
Phanerochaete chrysosporium | 17117672 | 34070
Agaricus bisporus | 17117664 | 34071
Alatospora acuminata | 17117656 | 34072
Corollospora maritima | 17117649 | 34073
Anguillospora longissima | 17117615 | 34074
Campylospora chaetocladia | 17117607 | 34075
Saprolegnia parasitica | 17117581 | 34076
Lunulospora curvula | 17117573 | 34077
Flagellospora penicillioides | 17117565 | 34078
Dictyuchus sterile | 17117557 | 34079
Saprolegnia ferax | 17117540 | 34080
Catenaria anguillulae | 17117532 | 34081
Achlya racemosa | 17117524 | 34082
Thraustotheca clavata | 17117516 | 34083
Fusarium oxysporum | 17117508 | 34084
Allomyces arbuscula | 17117490 | 34085
Phytophthora erythroseptica | 17117482 | 34086
Neurospora crassa | 17117474 | 34087
Ectocarpus variabilis | 17117466 | 34088
Eucalyptus maculata | 17117458 | 34089
Gracilaria tenuistipitata | 17117441 | 34090
Actinosphaerium eichhorni | 17117433 | 34091
Symbiodinium microadriaticum | 17117425 | 34092
Synechococcus aeruginosus | 17117417 | 34093
Echinodorus grandiflorus | 17117391 | 34094
Aureococcus anophagefferens | 17117383 | 34095
Heterocephalobus pauciannulatus | 17117375 | 34096
Chattonella marina | 17117367 | 34097
Sparganium angustifolium | 17117359 | 34098
Chara hispida | 17117342 | 34099
Myriophyllum pinnatum | 17117334 | 34100
Isoetes lacustris | 17117326 | 34101
Utricularia ochroleuca | 17117318 | 34102
Myriophyllum quitense | 17117300 | 34103
Najas graminea | 17117292 | 34104
Juncus bulbosus | 17117284 | 34105
Drepanomonas revoluta | 17117276 | 34106
Scorpidium scorpioides | 17117268 | 34107
Fucus virsoides | 17117250 | 34108
Netrium oblongum | 17117243 | 34109
Cryptomonas tetrapyrenoidosa | 17117235 | 34110
Aphanochaete repens | 17117227 | 34111
Hygrophila polysperma | 17117219 | 34112
Scrippsiella trochoidea | 17117193 | 34113
Hydrocotyle leucocephala | 17117185 | 34114
Potamogeton malaianus | 17117177 | 34115
Anabaena aphanizomendoides | 17117862 | 34116
Paratelphusa jacquemontii | 17118548 | 34117
Nitocra spinipes | 17118530 | 34118
Alburnus alburnus | 17118522 | 34119
Echinometra mathaei | 17118514 | 34120
Xenopus laevis | 17118506 | 34121
Eurydice longicornis | 17118498 | 34122
Labeo rohita | 17118480 | 34123
Limnesia undulata | 17118472 | 34124
Cipangopaludina malleata | 17118464 | 34125
Hydrachna marita | 17118456 | 34126
Hygrobates longipalpis | 17118449 | 34127
Limnesia maculata | 17118431 | 34128
Hygrotus novemlineatus | 17118423 | 34129
Gyrinus marinus | 17118415 | 34130
Hydrobius fuscipes | 17118407 | 34131
Haliplus flavicollis | 17118399 | 34132
Ilyocoris cimicoides | 17118381 | 34133
Notonecta glauca | 17118373 | 34134
Gerris lacustris | 17118357 | 34135
Sigara striata | 17118340 | 34136
Chaoborus crystallinus | 17118332 | 34137
Anopheles maculipennis | 17118324 | 34138
Mochlonyx culiciformis | 17118316 | 34139
Cryophila lapponica | 17118308 | 34140
Aedes cyprius | 17118290 | 34141
Lynceus brachyurus | 17118282 | 34142
Daphnia longispina | 17118274 | 34143
Sympetrum flaveolum | 17118266 | 34144
Aeshna cyanea | 17118258 | 34145
Lestes dryas | 17118241 | 34146
Coenagrion pulchellum | 17118233 | 34147
Asellus intermedius | 17118225 | 34148
Asellus racovitzai | 17118217 | 34149
Physella virgata | 17118209 | 34150
Macropsobrycon uruguayanae | 17118191 | 34151
Litopenaeus vannamei | 17118183 | 34152
Anguilla dieffenbachii | 17118175 | 34153
Litoria adelaidensis | 17118167 | 34154
Porites lutea | 17118159 | 34155
Deltistes luxatus | 17118142 | 34156
Chasmistes brevirostris | 17118134 | 34157
Retropinna retropinna | 17118126 | 34158
Anguilla australis | 17118118 | 34159
Galaxias fasciatus | 17118100 | 34160
Asellus brevicaudus | 17118092 | 34161
Anabaena subcylindrica | 17118084 | 34162
Phormidium formosum | 17118050 | 34163
Phormidium inundatum | 17118043 | 34164
Anabaena azollae | 17118035 | 34165
Anabaena torulosa | 17118001 | 34166
Oscillatoria chalybea | 17117995 | 34167
Cylindrospermum stagnale | 17117987 | 34168
Anabaena sphaerica | 17117979 | 34169
Pseudanabaena galeata | 17117961 | 34170
Anabaena oscillarioides | 17117953 | 34171
Anabaena oryzae | 17117946 | 34172
Anabaena lemmermannii | 17117938 | 34173
Anabaena solitaria | 17117920 | 34174
Pseudanabaena mucicola | 17117912 | 34175
Actinidia arguta | 17117904 | 34176
Anabaena doliolum | 17117896 | 34177
Anabaena catenula | 17117870 | 34178
Rhyacophila dorsalis | 17118555 | 34179
Elminius modestus | 17118977 | 34180
Triturus cristatus | 17118969 | 34181
Pseudorasbora parva | 17118951 | 34182
Heteropneustes fossilis | 17118944 | 34183
Anabas testudineus | 17118936 | 34184
Limnephilus flavicornis | 17118928 | 34185
Aplexa hypnorum | 17118910 | 34186
Elasmopus pectinicrus | 17118902 | 34187
Eretes sticticus | 17118894 | 34188
Hydrodroma despiciens | 17118886 | 34189
Arrenurus globator | 17118878 | 34190
Mideopsis orbicularis | 17118860 | 34191
Limnochares aquatica | 17118852 | 34192
Hydryphantes ruber | 17118845 | 34193
Piona coccinea | 17118837 | 34194
Piona nodata | 17118811 | 34195
Mystus vittatus | 17118803 | 34196
Murex brandaris | 17118795 | 34197
Xiphophorus maculatus | 17118787 | 34198
Myoxocephalus quadricornis | 17118761 | 34199
Cottus bairdi | 17118753 | 34200
Coregonus artedii | 17118746 | 34201
Clistoronia magnifica | 17118738 | 34202
Penaeus monodon | 17118720 | 34203
Callianassa australiensis | 17118712 | 34204
Faxonella clypeata | 17118704 | 34205
Unio tumidus | 17118696 | 34206
Daphnia carinata | 17118688 | 34207
Aedes nigromaculis | 17118670 | 34208
Lymnaea palustris | 17118662 | 34209
Unio pictorum | 17118654 | 34210
Anodonta piscinalis | 17118647 | 34211
Philodina roseola | 17118639 | 34212
Aedes aegypti | 17118621 | 34213
Simulium ornatum | 17118613 | 34214
Leptomysis mediterranea | 17118605 | 34215
Nereis arenaceodentata | 17118597 | 34216
Hydropsyche pellucidulla | 17118589 | 34217
Pandalus goniurus | 17118571 | 34218
Eylais hamata | 17118563 | 34219
Stevia rebaudiana | 17107814 | 34220
Stenotaphrum secundatum | 17107806 | 34221
Stachytarpheta jamaicensis | 17107798 | 34222
Sporobolus indicus | 17107780 | 34223
Spinacia oleracea | 17107772 | 34224
Sphaerophysa salsula | 17107764 | 34225
Spergula arvensis | 17107756 | 34226
Spartina x townsendii | 17107749 | 34227
Sorghum halepense | 17107731 | 34228
Sorghum bicolor | 17107715 | 34229
Sonchus oleraceus | 17107707 | 34230
Sonchus asper | 17107699 | 34231
Sonchus arvensis | 17107681 | 34232
Smilax bona-nox | 17107673 | 34233
Sisymbrium officinale | 17107665 | 34234
Sinapis arvensis | 17107657 | 34235
Sinapis alba | 17107640 | 34236
Sida spinosa | 17107632 | 34237
Setaria viridis | 17107624 | 34238
Setaria verticillata | 17107616 | 34239
Setaria macrostachys | 17107608 | 34240
Setaria italica | 17107590 | 34241
Sesbania herbacea | 17107582 | 34242
Senecio vulgaris | 17107574 | 34243
Sedum brevifolium | 17107566 | 34244
Secale cereale | 17107558 | 34245
Epipremnum pinnatum | 17107541 | 34246
Sassafras albidum | 17107533 | 34247
Saponaria officinalis | 17107525 | 34248
Sambucus racemosa | 17107517 | 34249
Dieffenbachia seguine | 17108879 | 34250
Ilex glabra | 17108861 | 34251
Petunia axillaris | 17108853 | 34252
Striga asiatica | 17108846 | 34253
Striga hermonthica | 17108838 | 34254
Nuttallanthus texanus | 17108820 | 34255
Solanum physalifolium | 17108812 | 34256
Elytrigia repens | 17108804 | 34257
Thinopyrum junceiforme | 17108796 | 34258
Pascopyrum smithii | 17108770 | 34259
Toxicodendron radicans | 17108762 | 34260
Toxicodendron diversilobum | 17108754 | 34261
Urtica urens | 17108747 | 34262
Iresine diffusa | 17108739 | 34263
Amaranthus palmeri | 17108721 | 34264
Amaranthus blitoides | 17108713 | 34265
Amaranthus albus | 17108705 | 34266
Solanum nodiflorum | 17108697 | 34267
Mollugo verticillata | 17108689 | 34268
Solanum melongena | 17108671 | 34269
Solanum phureja | 17108663 | 34270
Aloysia gratissima | 17108655 | 34271
Solanum chacoense | 17108648 | 34272
Solanum carolinense | 17108630 | 34273
Cirsium arvense | 17108622 | 34274
Moluccella laevis | 17108614 | 34275
Dichrostachys cinerea | 17108606 | 34276
Senna occidentalis | 17108598 | 34277
Senna obtusifolia | 17108580 | 34278
Veronica persica | 17108572 | 34279
Veronica filiformis | 17108564 | 34280
Veronica arvensis | 17108556 | 34281
Tectona grandis | 17108549 | 34282
Taxus cuspidata | 17108531 | 34283
Taxodium distichum | 17108523 | 34284
Taraxacum officinale | 17108515 | 34285
Gaillardia pulchella | 17108507 | 34286
Fumaria vaillantii | 17108499 | 34287
Schizachyrium scoparium | 17108481 | 34288
Schinus terebinthifolius | 17108473 | 34289
Schefflera actinophylla | 17108465 | 34290
Salvia splendens | 17108457 | 34291
Psathyrostachys juncea | 17108440 | 34292
Oxalis pes-caprae | 17108432 | 34293
Leptochloa panicea | 17108424 | 34294
Gardenia angusta | 17108416 | 34295
Coleus scutellarioides | 17108408 | 34296
Catharanthus roseus | 17108390 | 34297
Artocarpus heterophyllus | 17108382 | 34298
Tamarix ramosissima | 17108374 | 34299
Syzygium jambos | 17108366 | 34300
Zoysia japonica | 17108341 | 34301
Zea mays | 17108333 | 34302
Yucca glauca | 17108325 | 34303
Yucca aloifolia | 17108317 | 34304
Xanthium strumarium | 17108309 | 34305
Xanthisma texanum | 17108291 | 34306
Vulpia myuros | 17108283 | 34307
Vitis vulpina | 17108275 | 34308
Vitis vinifera | 17108267 | 34309
Vitis rotundifolia | 17108259 | 34310
Vitis labrusca | 17108242 | 34311
Viola arvensis | 17108234 | 34312
Vinca minor | 17108226 | 34313
Vinca major | 17108218 | 34314
Vigna unguiculata | 17108200 | 34315
Astragalus miser | 17109562 | 34316
Asparagus officinalis | 17109554 | 34317
Apium graveolens | 17109539 | 34318
Sphaeralcea coccinea | 17109489 | 34319
Malva rotundifolia | 17109471 | 34320
Thlaspi arvense | 17109463 | 34321
Rorippa islandica | 17109455 | 34322
Cardaria chalapensis | 17109448 | 34323
Cardaria draba | 17109430 | 34324
Capsella bursa-pastoris | 17109422 | 34325
Barbarea verna | 17109406 | 34326
Consolida ambigua | 17109398 | 34327
Ostrya virginiana | 17109380 | 34328
Mahonia trifoliolata | 17109372 | 34329
Sarcobatus vermiculatus | 17109364 | 34330
Quercus prinus | 17109356 | 34331
Quercus falcata | 17109349 | 34332
Salix pentandra | 17109331 | 34333
Rubus flagellaris | 17109323 | 34334
Croton capitatus | 17109315 | 34335
Corylus americana | 17109307 | 34336
Rosa bracteata | 17109299 | 34337
Malus domestica | 17109273 | 34338
Zinnia violacea | 17109265 | 34339
Youngia japonica | 17109257 | 34340
Vernonia gigantea | 17109232 | 34341
Senecio jacobaea | 17109224 | 34342
Pyrrhopappus carolinianus | 17109216 | 34343
Pluchea carolinensis | 17109208 | 34344
Amelanchier laevis | 17109190 | 34345
Mikania scandens | 17109182 | 34346
Matricaria recutita | 17109174 | 34347
Matricaria discoidea | 17109166 | 34348
Tripleurospermum perforata | 17109158 | 34349
Helianthus ciliaris | 17109141 | 34350
Galinsoga quadriradiata | 17109133 | 34351
Galinsoga parviflora | 17109125 | 34352
Flourensia cernua | 17109117 | 34353
Eupatorium capillifolium | 17109109 | 34354
Erigeron annuus | 17109091 | 34355
Conyza canadensis | 17109083 | 34356
Cirsium vulgare | 17109075 | 34357
Chrysothamnus viscidiflorus | 17109067 | 34358
Bidens bipinnata | 17109042 | 34359
Artemisia tridentata | 17109034 | 34360
Ambrosia psilostachya | 17109026 | 34361
Ambrosia artemisiifolia | 17109018 | 34362
Ageratum conyzoides | 17109000 | 34363
Acroptilon repens | 17108994 | 34364
Setaria faberi | 17108986 | 34365
Cenchrus incertus | 17108978 | 34366
Phalaris aquatica | 17108960 | 34367
Galium aparine | 17108952 | 34368
Hoya carnosa | 17108945 | 34369
Populus grandidentata | 17108929 | 34370
Cornus sericea | 17108911 | 34371
Solanum tuberosum | 17108903 | 34372
Solanum jamesii | 17110255 | 34373
Eragrostis minor | 17110230 | 34374
Vicia villosa | 17110164 | 34375
Vicia sativa | 17110149 | 34376
Vicia faba | 17110131 | 34377
Vicia cracca | 17110123 | 34378
Trifolium vesiculosum | 17110107 | 34379
Trifolium subterraneum | 17110099 | 34380
Trifolium repens | 17110073 | 34381
Trifolium pratense | 17110065 | 34382
Trifolium incarnatum | 17110057 | 34383
Trifolium hybridum | 17110040 | 34384
Rosa acicularis | 17109976 | 34385
Pisum sativum | 17109927 | 34386
Nicotiana rustica | 17109869 | 34387
Lotus corniculatus | 17109836 | 34388
Juniperus chinensis | 17109786 | 34389
Hedera helix | 17109745 | 34390
Daucus carota | 17109687 | 34391
Coffea arabica | 17109620 | 34392
Cercis canadensis | 17109604 | 34393
Beta vulgaris | 17109588 | 34394
Coelastrum morus | 17110941 | 34395
Closterium moniliferum | 17110933 | 34396
Closterium ehrenbergii | 17110925 | 34397
Ceratophyllum submersum | 17110917 | 34398
Arbutus menziesii | 17110909 | 34399
Rubus praecox | 17110875 | 34400
Amaranthus australis | 17110867 | 34401
Parthenium hysterophorus | 17110842 | 34402
Brunnichia ovata | 17110834 | 34403
Lablab purpureus | 17110792 | 34404
Lathyrus polymorphus | 17110784 | 34405
Opuntia polyacantha | 17110776 | 34406
Ajuga reptans | 17110768 | 34407
Ceanothus velutinus | 17110750 | 34408
Senna tora | 17110743 | 34409
Prosopis juliflora | 17110727 | 34410
Caesalpinia decapetala | 17110701 | 34411
Pteridium aquilinum | 17110685 | 34412
Lilium formosanum | 17110677 | 34413
Acacia tortilis | 17110669 | 34414
Aegilops tauschii | 17110602 | 34415
Cullen corylifolia | 17110594 | 34416
Ipomoea pandurata | 17110552 | 34417
Oxydendrum arboreum | 17110545 | 34418
Dichondra micrantha | 17110503 | 34419
Cuscuta pentagona | 17110495 | 34420
Calystegia sepium | 17110487 | 34421
Commelina diffusa | 17110461 | 34422
Commelina communis | 17110453 | 34423
Spiraea douglasii | 17110446 | 34424
Deutzia gracilis | 17110438 | 34425
Chenopodium rubrum | 17110420 | 34426
Chenopodium murale | 17110412 | 34427
Stellaria media | 17110404 | 34428
Prosopis glandulosa | 17110396 | 34429
Weigela floribunda | 17110370 | 34430
Cleome viscosa | 17110362 | 34431
Parthenocissus tricuspidata | 17110354 | 34432
Lantana camara | 17110347 | 34433
Sorbus aucuparia | 17110339 | 34434
Rottboellia cochinchinensis | 17110321 | 34435
Solanum nigrum | 17110313 | 34436
Colubrina texensis | 17110305 | 34437
Salsola kali | 17110297 | 34438
Lemna trisulca | 17110958 | 34439
Pontederia cordata | 17111634 | 34440
Sagittaria latifolia | 17111626 | 34441
Typha latifolia | 17111618 | 34442
Staurastrum manfeldtii | 17111600 | 34443
Staurastrum chaetoceras | 17111592 | 34444
Sphaerocysts schroeteri | 17111584 | 34445
Eriophorum latifolium | 17111576 | 34446
Rumex hydrolapathum | 17111568 | 34447
Enteromorpha prolifera | 17111550 | 34448
Hordeum pusillum | 17111543 | 34449
Cyperus rotundus | 17111535 | 34450
Dunaliella bardawil | 17111501 | 34451
Hypnea musciformis | 17111477 | 34452
Triticum dicoccon | 17111444 | 34453
Aphanocapsa pulchra | 17111436 | 34454
Melilotus indica | 17111428 | 34455
Leucanthemum vulgare | 17111402 | 34456
Eucalyptus eximia | 17111394 | 34457
Conyza bonariensis | 17111386 | 34458
Centaurea jacea | 17111378 | 34459
Casuarina distyla | 17111360 | 34460
Banksia ericifolia | 17111352 | 34461
Scrophularia auriculata | 17111345 | 34462
Thalictrum flavum | 17111337 | 34463
Elodea ernstae | 17111329 | 34464
Thalassiosira decipiens | 17111311 | 34465
Navicula luzonensis | 17111303 | 34466
Glaucocystis nostochinearum | 17111295 | 34467
Closterium juncidium | 17111287 | 34468
Chlamydomonas noctigama | 17111279 | 34469
Heterocapsa pygmaea | 17111261 | 34470
Dunaliella viridis | 17111253 | 34471
Monoraphidium griffithii | 17111238 | 34472
Thalassiosira pseudonana | 17111220 | 34473
Stephanodiscus rotula | 17111212 | 34474
Cystoseira barbata | 17111204 | 34475
Ochromonas danica | 17111196 | 34476
Chaetoceros muelleri | 17111188 | 34477
Salvinia minima | 17111162 | 34478
Polytoma uvella | 17111154 | 34479
Phormidium uncinatum | 17111147 | 34480
Micrasterias denticulata | 17111139 | 34481
Grateloupia doryphora | 17111121 | 34482
Fontinalis hypnoides | 17111113 | 34483
Cryptomonas ozolini | 17111105 | 34484
Scytonema hofmannii | 17111097 | 34485
Cerataulina bergonii | 17111089 | 34486
Polytomella papillata | 17111071 | 34487
Prototheca chlorelloides | 17111063 | 34488
Azolla caroliniana | 17111055 | 34489
Spongomorpha arcta | 17111048 | 34490
Halophila stipulacea | 17111030 | 34491
Lobelia dortmanna | 17111022 | 34492
Penium margaritaceum | 17111014 | 34493
Nitella furcata | 17111006 | 34494
Merismopedia tenuissima | 17110990 | 34495
Euastrum verrucosum | 17110982 | 34496
Vallisneria spiralis | 17110974 | 34497
Navicula variostraita | 17110966 | 34498
Lysimachia nummularia | 17111642 | 34499
Aphanizomenon gracile | 17112327 | 34500
Hijikia fusiforme | 17112319 | 34501
Tetraselmis tetrathele | 17112301 | 34502
Nitellopsis obtusa | 17112293 | 34503
Gloeocystis ampla | 17112285 | 34504
Staurastrum boreale | 17112277 | 34505
Navicula ramosissima | 17112251 | 34506
Chaetoceros gracilis | 17112244 | 34507
Nymphoides pelatum | 17112236 | 34508
Ranunculus trichophyllus | 17112228 | 34509
Trapa natans | 17112210 | 34510
Polygonum natans | 17112202 | 34511
Navicula confervacea | 17112194 | 34512
Pedicularis palustris | 17112178 | 34513
Rumex acetosa | 17112160 | 34514
Ranunculus aquatilis | 17112145 | 34515
Lysimachia terrestris | 17112129 | 34516
Glyceria borealis | 17112103 | 34517
Fontinalis dalecarlica | 17112095 | 34518
Eleocharis acicularis | 17112087 | 34519
Carex echinata | 17112079 | 34520
Carex lepidocarpa | 17112061 | 34521
Ceramium strictum | 17112053 | 34522
Primula laurentiana | 17112046 | 34523
Lemna minima | 17112038 | 34524
Ludwigia repens | 17112020 | 34525
Typha angustifolia | 17112004 | 34526
Polykrikos schwartzii | 17111998 | 34527
Ipomoea aquatica | 17111980 | 34528
Cymatosira belgica | 17111972 | 34529
Chlamydomonas bullosa | 17111964 | 34530
Juncus subnodulosus | 17111956 | 34531
Eriocaulon septangulare | 17111949 | 34532
Lotus uliginosus | 17111931 | 34533
Chara corallina | 17111923 | 34534
Valeriana officinalis | 17111915 | 34535
Valeriana dioica | 17111907 | 34536
Tolypothrix limbata | 17111899 | 34537
Synedra tenera | 17111881 | 34538
Stigeoclonium subsecundum | 17111873 | 34539
Ranunculus flammula | 17111865 | 34540
Pontentilla palustris | 17111857 | 34541
Phragmites australis | 17111840 | 34542
Parnassia palustris | 17111832 | 34543
Molinia caerulea | 17111824 | 34544
Lythrum salicaria | 17111816 | 34545
Lysimachia vulgaris | 17111808 | 34546
Lychnis flos-cuculi | 17111790 | 34547
Juncus inflexus | 17111782 | 34548
Juncus effusus | 17111774 | 34549
Juncus articulatus | 17111766 | 34550
Iris pseudacorus | 17111758 | 34551
Galium palustre | 17111741 | 34552
Filipendula ulmaria | 17111733 | 34553
Eupatorium cannabinum | 17111725 | 34554
Eriophorum angustifolium | 17111717 | 34555
Epilobium palustre | 17111709 | 34556
Epilobium hirsutum | 17111691 | 34557
Carex diandra | 17111683 | 34558
Caltha palustris | 17111675 | 34559
Briza media | 17111667 | 34560
Hibiscus palustris | 17111659 | 34561
Oscillatoria woronichinii | 17112335 | 34562
Cornus racemosa | 17112988 | 34563
Parthenocissus quinquefolia | 17112947 | 34564
Cerastium fontanum | 17112921 | 34565
Vigna angularis | 17112897 | 34566
Picea rubens | 17112871 | 34567
Typha domingensis | 17112863 | 34568
Trifolium alexandrinum | 17112855 | 34569
Tiniaria convolvulus | 17112848 | 34570
Polydesmus denticulatus | 17112822 | 34571
Uronema confervicolum | 17112814 | 34572
Cryptomonas marssonii | 17112806 | 34573
Ceramium flabelligerum | 17112798 | 34574
Chara contraria | 17112780 | 34575
Nitella tenuissima | 17112772 | 34576
Tetraselmis gracilis | 17112764 | 34577
Halimione portulacoides | 17112756 | 34578
Polysiphonia lanosa | 17112749 | 34579
Ceramium pedicellatum | 17112731 | 34580
Antithamnion plumula | 17112723 | 34581
Plumaria elegans | 17112715 | 34582
Spermothamnion repens | 17112707 | 34583
Zizania aquatica | 17112699 | 34584
Physcomitrella patens | 17112681 | 34585
Navicula angulata | 17112673 | 34586
Gomphonema tenellum | 17112665 | 34587
Nymphoides cristatum | 17112657 | 34588
Zostera muelleri | 17112640 | 34589
Anomoeneis vitrea | 17112632 | 34590
Ulothrix tenerrima | 17112624 | 34591
Volvox aureus | 17112616 | 34592
Chlorococcum vacuolatum | 17112608 | 34593
Chlorococcum macrostigmatum | 17112590 | 34594
Peridinium gatunense | 17112582 | 34595
Diatoma elongatum | 17112574 | 34596
Mugil so-iuy | 17112566 | 34597
Wolffia globosa | 17112558 | 34598
Padina gymnospora | 17112541 | 34599
Salvia sclarea | 17112525 | 34600
Azolla filiculoides | 17112517 | 34601
Schoenoplectus lacustris | 17112509 | 34602
Synedra minuscula | 17112491 | 34603
Juncus acutiflorus | 17112475 | 34604
Bellerochea malleus | 17112467 | 34605
Achnanthes lewisiana | 17112459 | 34606
Coccomyxa minor | 17112442 | 34607
Scirpus acutus | 17112434 | 34608
Nostoc kihlmani | 17112426 | 34609
Oscillatoria redekei | 17112418 | 34610
Sargassum pallidum | 17112400 | 34611
Heterosigma akashiwo | 17112392 | 34612
Phyllospora comosa | 17112384 | 34613
Chlorella rubescens | 17112376 | 34614
Scripus lacustris | 17112368 | 34615
Carex pulicaris | 17112350 | 34616
Ceratophyllum oryzetorum | 17112343 | 34617
Carpobrotus edulis | 17113705 | 34618
Carex inops | 17113689 | 34619
Carex acutiformis | 17113671 | 34620
Cardaria pubescens | 17113663 | 34621
Caperonia castaneifolia | 17113655 | 34622
Callirhoe digitata | 17113630 | 34623
Kalanchoe daigremontiana | 17113622 | 34624
Brassica hirta | 17113614 | 34625
Brassaia actinophylla | 17113606 | 34626
Berberis x ottawensis | 17113598 | 34627
Berberis trifoliolata, Moric | 17113580 | 34628
Bambusa textilis | 17113572 | 34629
Azukia angularis | 17113564 | 34630
Axonopus fissifolius | 17113556 | 34631
Avena ludoviciana | 17113549 | 34632
Atropa bella-donna | 17113531 | 34633
Symphyotrichum subspicatum | 17113523 | 34634
Artemisia filifolia | 17113515 | 34635
Artemisia campestris | 17113507 | 34636
Carpinus caroliniana | 17113499 | 34637
Manilkara zapota | 17113465 | 34638
Aphanes arvensis | 17113457 | 34639
Andromeda polifolia | 17113440 | 34640
Amsinckia menziesii | 17113424 | 34641
Ammannia coccinea | 17113416 | 34642
Amaranthus dubius | 17113408 | 34643
Allium textile | 17113390 | 34644
Aphanes microcarpa | 17113382 | 34645
Aethusa cynapium | 17113366 | 34646
Aegilops ventricosa | 17113358 | 34647
Aegilops variabilis | 17113341 | 34648
Aegilops umbellulata | 17113333 | 34649
Aegilops speltoides | 17113325 | 34650
Aegilops columnaris | 17113317 | 34651
Adenostoma sparsifolium | 17113309 | 34652
Adenostoma fasciculatum | 17113291 | 34653
Acer pensylvanicum | 17113283 | 34654
Acalypha ostryifolia | 17113275 | 34655
Acacia tortuosa | 17113267 | 34656
Acacia rigidula | 17113259 | 34657
Acacia flavescens | 17113242 | 34658
Anthoxanthum odoratum | 17113218 | 34659
Pinus monticola | 17113150 | 34660
Muhlenbergia capillaris | 17113101 | 34661
Elymus repens | 17113085 | 34662
Solidago rupestris | 17113077 | 34663
Cucumis anguria | 17113051 | 34664
Carya x lecontei | 17113713 | 34665
Fortunella x crassifolia | 17114398 | 34666
Festuca arizonica | 17114380 | 34667
Fagopyrum tataricum | 17114372 | 34668
Chamaesyce maculata | 17114364 | 34669
Ageratina adenophora | 17114356 | 34670
Eugenia jambolana Lamark | 17114349 | 34671
Eugenia jambolana | 17114331 | 34672
Eugenia dombeyi, Skeels | 17114323 | 34673
Eucalyptus pilularus | 17114315 | 34674
Eucalyptus fastigata | 17114307 | 34675
Eucalyptus dumosa | 17114299 | 34676
Eucalyptus blakelyi | 17114281 | 34677
Eriogonum effusum | 17114273 | 34678
Xylothamia palmeri | 17114265 | 34679
Enterolobium saman | 17114257 | 34680
Echinochloa esculenta | 17114240 | 34681
Echinochloa frumentacea | 17114232 | 34682
Echinochloa oryzicola | 17114224 | 34683
Diospyros texana, Scheele | 17114216 | 34684
Dioscorea oppositifolia | 17114208 | 34685
Dieffenbachia picta, Schott | 17114190 | 34686
Dicranopteris linearis | 17114182 | 34687
Delphinium geyeri | 17114174 | 34688
Delphinium barbeyi | 17114166 | 34689
Consolida ajacis | 17114158 | 34690
Cyrilla racemiflora | 17114141 | 34691
Cyperus serotinus | 17114133 | 34692
Cyperus odoratus | 17114125 | 34693
Cyperus iria | 17114117 | 34694
Cyperus erythrorhizos | 17114109 | 34695
Cyperus difformis | 17114091 | 34696
Cyperus dentatus | 17114083 | 34697
Cynodon magennisii | 17114075 | 34698
Cynodon bradleyi | 17114067 | 34699
Cymopterus acaulis | 17114059 | 34700
Cyanotis axillaris | 17114042 | 34701
Cuscuta indecora | 17114034 | 34702
Crataegus mollis | 17114026 | 34703
Crataegus marshallii | 17114018 | 34704
Cotoneaster pannosus | 17114000 | 34705
Cotoneaster divaricatus | 17113994 | 34706
Corynocarpus laevigatus | 17113986 | 34707
Coronopus didymus | 17113978 | 34708
Cornus tatarica | 17113960 | 34709
Carex vesicaria | 17113952 | 34710
Comocladia dentata | 17113937 | 34711
Commelina nudiflora | 17113929 | 34712
Codiaeum variegatum | 17113903 | 34713
Cleome rutidosperma | 17113887 | 34714
Citrus nobilis | 17113879 | 34715
Citrus x limonia | 17113861 | 34716
Citrus maxima | 17113853 | 34717
Citrus aurantifolia | 17113838 | 34718
Cirsium horridulum | 17113820 | 34719
Dendranthema x grandiflorum | 17113804 | 34720
Chionachne hubbardiana | 17113796 | 34721
Chamaecyparis obtusa | 17113788 | 34722
Chamaebatia foliolosa | 17113770 | 34723
Cerastium glomeratum | 17113762 | 34724
Celtis pallida | 17113754 | 34725
Ceanothus integerrimus | 17113747 | 34726
Ceanothus cordulatus | 17113739 | 34727
Fortunella hindsii | 17114406 | 34728
Pinus australis | 17115080 | 34729
Phyllostachys meyeri | 17115072 | 34730
Phyllanthus amarus | 17115064 | 34731
Photinia x fraseri | 17115056 | 34732
Philodendron hederaceum | 17115049 | 34733
Ipomoea nil | 17115031 | 34734
Petunia x hybrida | 17115015 | 34735
Keckiella antirrhinoides | 17115007 | 34736
Pelargonium x hortorum | 17114984 | 34737
Paspalum plicatulum | 17114968 | 34738
Panicum nodosum | 17114950 | 34739
Urochloa fasciculata | 17114943 | 34740
Oxalis priceae Small | 17114935 | 34741
Oxalis latifolia | 17114927 | 34742
Osteospermum fruticosum | 17114919 | 34743
Opuntia lindheimeri | 17114901 | 34744
Ophioglossum petiolatum | 17114893 | 34745
Oldenlandia corymbosa | 17114885 | 34746
Oenothera laciniata | 17114869 | 34747
Oenothera coronopifolia | 17114851 | 34748
Nicotiana longiflora | 17114844 | 34749
Nicotiana affinis | 17114836 | 34750
Muhlenbergia frondosa | 17114828 | 34751
Monochoria vaginalis | 17114810 | 34752
Miconia prasina | 17114802 | 34753
Metrosideros polymorpha | 17114794 | 34754
Mertensia lanceolata | 17114786 | 34755
Tripleurospermum maritima | 17114752 | 34756
Manihot esculenta | 17114745 | 34757
Lycium berlandieri | 17114737 | 34758
Lonicera canadensis | 17114729 | 34759
Lomatium grayi | 17114711 | 34760
Liriope muscari | 17114703 | 34761
Limnophila chinensis Merr | 17114695 | 34762
Leucaena glauca | 17114679 | 34763
Lesquerella macrocarpa | 17114661 | 34764
Leptochloa fusca | 17114653 | 34765
Lepidium densiflorum | 17114646 | 34766
Ledum groenlandicum | 17114638 | 34767
Larix decidua | 17114620 | 34768
Juniperus pinchotii | 17114604 | 34769
Isocoma coronopifolia | 17114596 | 34770
Ipomoea wrightii | 17114570 | 34771
Ipomoea quamoclit | 17114562 | 34772
Impatiens glandulifera | 17114554 | 34773
Hibiscus ficulneus | 17114547 | 34774
Heterotheca subaxillaris | 17114539 | 34775
Heracleum sphondylium | 17114521 | 34776
Machaeranthera gracilis | 17114505 | 34777
Hamamelis virginiana | 17114497 | 34778
Hakea eriantha | 17114489 | 34779
Geum rossii | 17114471 | 34780
Gaura coccinea | 17114463 | 34781
Fraxinus oxycarpa Willd | 17114448 | 34782
Fraxinus americana | 17114430 | 34783
Ambrosia grayi | 17114422 | 34784
Ambrosia confertiflora | 17114414 | 34785
Pinus jefferyi | 17115098 | 34786
Alisma gramineum | 17115775 | 34787
Ziziphus jujuba | 17115767 | 34788
Zingiber officinale Roscoe | 17115759 | 34789
Gutierrezia sarothrae | 17115742 | 34790
Waltheria americana | 17115734 | 34791
Vitis x champini | 17115726 | 34792
Vigna marina | 17115718 | 34793
Veronica hederifolia | 17115692 | 34794
Vernonia baldwinii | 17115684 | 34795
Glandularia bipinnatifida | 17115676 | 34796
Vaccinium virgatum | 17115668 | 34797
Trifolium agrarium | 17115650 | 34798
Tradescantia paludosa | 17115643 | 34799
Thuja plicata Atrovirens | 17115635 | 34800
Taxus x media | 17115619 | 34801
Sygonium podophyllum | 17115593 | 34802
Mucuna pruriens | 17115585 | 34803
Spiraea x billiardi | 17115577 | 34804
Soliva sessilis | 17115544 | 34805
Solanum ptycanthum | 17115536 | 34806
Solanum pinnatisectum | 17115528 | 34807
Solanum elaeagnifolium | 17115510 | 34808
Sinocalamous oldhami | 17115502 | 34809
Sida fallax | 17115494 | 34810
Sicyos angulatus | 17115486 | 34811
Seymeria cassioides | 17115478 | 34812
Senecio aquaticus | 17115460 | 34813
Senebiera didyma Persoon | 17115452 | 34814
Scabiosa pratensis - Morning brid | 17115429 | 34815
Saxifraga stolonifera | 17115403 | 34816
Salmalia malabarica | 17115395 | 34817
Salix purpurea | 17115387 | 34818
Saintpaulia ionantha | 17115379 | 34819
Rumex venosus Pursh | 17115361 | 34820
Rudbeckia serotina | 17115353 | 34821
Rubus cuneifolius | 17115346 | 34822
Rosa eglanteria | 17115338 | 34823
Ricardia scabra | 17115320 | 34824
Toxicodendron pubescens | 17115312 | 34825
Tradescantia spathacea | 17115304 | 34826
Quercus stellata | 17115296 | 34827
Quercus palustris Muench | 17115288 | 34828
Quercus marilandica | 17115270 | 34829
Quercus lyrata | 17115262 | 34830
Quercus gambelii | 17115254 | 34831
Quercus bicolor Willd | 17115247 | 34832
Quercus alba | 17115239 | 34833
Prunus pensylvanica | 17115213 | 34834
Populus hybrida | 17115205 | 34835
Polygonum pensylvanicum | 17115197 | 34836
Polygonum lapathifolium | 17115189 | 34837
Polygonum cuspidatum | 17115171 | 34838
Polyalthia longifolia | 17115163 | 34839
Podocarpus macrophyllus | 17115155 | 34840
Plantago rugelii | 17115130 | 34841
Plantago media | 17115122 | 34842
Pinus resinosa | 17115114 | 34843
Pinus pungens | 17115106 | 34844
Chamaesyce humistrata | 17115783 | 34845
Juncus diffusissimus | 17116468 | 34846
Callitriche heterophylla | 17116450 | 34847
Nelumbo nucifera | 17116427 | 34848
Gracilaria edulis | 17116393 | 34849
Goniotrichum alsidii | 17116385 | 34850
Enteromorpha flexuosa | 17116377 | 34851
Enhalus acoroides | 17116369 | 34852
Ectocarpus confervoides | 17116351 | 34853
Cryptomonas pyrenoidifera | 17116344 | 34854
Netrium digitus | 17116336 | 34855
Spyridia filamentosa | 17116328 | 34856
Gyrodinium fissum | 17116310 | 34857
Panax quinquefolius | 17116302 | 34858
Eclipta prostrata | 17116294 | 34859
Chlorella minutissima | 17116278 | 34860
Chlorella luteoviridis | 17116260 | 34861
Amphiprora hyalina | 17116252 | 34862
Navicula acceptata | 17116245 | 34863
Spirogyra setiformis | 17116237 | 34864
Ulva pertusa | 17116211 | 34865
Nymphaea alba | 17116203 | 34866
Acroceras macrum | 17116195 | 34867
Thinopyrum ponticum | 17116187 | 34868
Arrhenatherum elatius | 17116179 | 34869
Cynosurus cristatus | 17116161 | 34870
Nannochloris atomus | 17116153 | 34871
Zostera noltii | 17116146 | 34872
Rhodomonas salina | 17116138 | 34873
Thlaspi caerulescens | 17116112 | 34874
Zea mexicana | 17116104 | 34875
Simmondsia chinensis | 17000365 | 34876
Xeneretmus latifrons | 1957075 | 34877
Rhamphocottus richardsoni | 1956911 | 34878
Radulinus boleoides | 1956895 | 34879
Icelinus fimbriatus | 1956853 | 34880
Icelinus tenuis | 1956820 | 34881
Artedius notospilotus | 1956788 | 34882
Zaniolepis latipinnis | 1956739 | 34883
Scorpaena guttata | 1956556 | 34884
Sebastolobus alascanus | 1956523 | 34885
Sebastes rosenblatti | 1956507 | 34886
Sebastes ensifer | 1956481 | 34887
Sebastes umbrosus | 1956465 | 34888
Sebastes semicinctus | 1956432 | 34889
Sebastes rubrivinctus | 1956416 | 34890
Sebastes ovalis | 1956390 | 34891
2,5-Furandione, telomer with ethenylbenzene and (1-methylethyl)benzene, 3-(dimethylamino)propyl imide, chloromethane-quaternized | 17275397 | 34892
Acetic acid, anhydride, reaction products with 2-methylbutene dimer, hydrogenated | 17275363 | 34893
Naphtha (Fischer-Tropsch), C4-11-alkane, branched and linear | 17275314 | 34894
1-Octanethiol, manuf. of, distn. residues, high-boiling fraction | 17275306 | 34895
1-Octanethiol, manuf. of, distn. residues | 17275298 | 34896
Thiols, C11-13-tertiary, C12-rich, manuf. of, propylene tetramer-based, distn. residues, middle-boiling fraction | 17275280 | 34897
Thiols, C11-13-tertiary, C12-rich, manuf. of, C12-rich C11-13 alkenes-based, distn. residues, middle-boiling fraction | 17275272 | 34898
Thiols, C11-13-tertiary, C12-rich, manuf. of, propylene tetramer-based, distn. residues, high-boiling fraction | 17275264 | 34899
Thiols, C11-13-tertiary, C12-rich, manuf. of, C12-rich C11-13 alkenes-based, distn. residues, high-boiling fraction | 17275256 | 34900
Thiols, C11-13-tertiary, C12-rich, manuf. of, propylene tetramer-based, distn. residues | 17275249 | 34901
Thiols, C11-13-tertiary, C12-rich, manuf. of, C12-rich C11-13 alkene-based, distn. residues | 17275231 | 34902
Butanedioic acid, 2-sulfo-, 1,4-di-C11-14-isoalkyl esters, C13-rich, sodium salts | 17275223 | 34903
Siloxanes and Silicones, di-Me, 3-hydroxypropyl Me, Me octyl, ethoxylated | 17275181 | 34904
Decene, branched and linear | 17275165 | 34905
Silsesquioxanes, octyl, hydroxy-terminated | 17275157 | 34906
Siloxanes and Silicones, di-Ph, hydroxy octyl, polymers with octyl silsesquioxanes, hydroxy-terminated | 17275132 | 34907
Tall-oil pitch, sapond., sterol-low | 17275124 | 34908
Phenol, 2,6-dimethyl-, homopolymer, [3(or 4)-ethenylphenyl]methyl ether | 17275090 | 34909
Butanedioic acid, 2-sulfo-, C-C9-11-isoalkyl esters, C10-rich, disodium salts | 17275082 | 34910
9-Octadecenoic acid, 12-hydroxy-, (9Z,12R)-, reaction products with acetic acid, tin(2+) salts | 17275074 | 34911
Siloxanes and Silicones, di-Me, methoxy Ph, polymers with Ph silsesquioxanes, methoxy-terminated, polymers with epichlorohydrin and 4,4'-(1-methylethylidene)bis[cyclohexanol] | 17275058 | 34912
Fatty acids, coco, polymers with adipic acid, pentaerythritol, succinic anhydride monopolyisobutylene derivs. and trimethylolpropane | 17275033 | 34913
Siloxanes and Silicones, di-Me, 3-(2-hydroxyethoxy)-1-[(2-hydroxyethoxy)methyl]-1-propen-1-yl Me | 17275025 | 34914
2-Propenoic acid, 2-methyl-, polymer with 2-hydroxyethyl 2-methyl-2-propenoate and methyl 2-methyl-2-propenoate, 2,2'-(1,2-diazenediyl)bis[2-methylpropanenitrile]-initiated | 17275017 | 34915
Benzene, 1,1'-methylenebis[4-isocyanato-, homopolymer, polypropylene glycol mono(branched 4-nonylphenyl) ether-blocked | 17274994 | 34916
Siloxanes and Silicones, hydroxy Me, 3-hydroxypropyl Me, esters with hydrogenated tallow fatty acids, ethers with polyethylene-polypropylene glycol mono-Bu ether | 17274986 | 34917
Soybean oil, mixed esters with pentaerythritol and tung oil | 17274978 | 34918
Siloxanes and Silicones, di-Me, hexacosyl Me, Me octacosyl | 17274960 | 34919
Cuprate(3-), [8-(hydroxy-.kappa.O)-7-[2-[2-(hydroxy-.kappa.O)-5-[(2-hydroxyethyl)sulfonyl]phenyl]diazenyl-.kappa.N1]-1,3,6-naphthalenetrisulfonato(5-)]-, sodium | 17274952 | 34920
Siloxanes and Silicones, di-Me, 3-hydroxypropyl Me, ethers with polyethylene glycol and polyethylene glycol mono(2-carboxyethyl) ether, polymers with 1,1'-methylenebis[4-isocyanatocyclohexane] | 17274945 | 34921
Propanoic acid, 3-hydroxy-2,2-dimethyl-, polymer with 1,6-diisocyanatohexane and 1,6-hexanediol, Me Et ketone oxime-blocked, compds. with 2-(dimethylamino)ethanol | 17274937 | 34922
4,7-Methano-1H-indenecarboxaldehyde, 3a,4,5,6,7,7a-hexahydro-, reaction products with Me Et ketone, acid-isomerized, reduced | 17274929 | 34923
2-Propenoic acid, 2-methyl-, C12-16-alkyl esters, polymers with C12-15-isoalkyl methacrylate, 2-decyltetradecyl methacrylate, 2-hydroxyethyl methacrylate, Me methacrylate and stearyl methacrylate | 17274911 | 34924
Nitric acid, reaction products with cyclododecanol and cyclododecanone, by-products from, high-boiling fraction, dilithium salts | 17274903 | 34925
2-Propenoic acid, 2-methyl-, 2-hydroxyethyl ester, polymer with butyl 2-propenoate, ethenylbenzene, methyl 2-methyl-2-propenoate and 2-propenoic acid, tert-Bu peroxide-initiated, compds. with triethanolamine | 17274895 | 34926
Poly(oxy-1,2-ethanediyl), .alpha.-(3-carboxy-1-oxopropyl)-.omega.-hydroxy-, C9-11-alkyl ethers | 17274887 | 34927
Terpenes and Terpenoids, turpentine-oil, 3-carene fraction, polymers with phenol | 17274879 | 34928
Oxirane, 2-methyl-, polymer with oxirane, ether with 1,2,3-propanetriol (3:1), mixed acetates and palmitates | 17274861 | 34929
Poly(oxy-1,2-ethanediyl), .alpha.-hydro-.omega.-hydroxy-, polymer with 1,6-diisocyanato-2,2,4-trimethylhexane and 1,6-diisocyanato-2,4,4-trimethylhexane, C10-rich C9-11-branched and linear alc.-blocked | 17274853 | 34930
2-Propenoic acid, 2-methyl-, polymer with ethyl 2-propenoate, 2-hydroxyethyl 2-methyl-2-propenoate and methyl 2-methyl-2-propenoate, 2,2'-(1,2-diazenediyl)bis[2-methylpropanenitrile]-initiated | 17274838 | 34931
Siloxanes and Silicones, C>10-alkyl Me, di-Me, Me Pr | 17274812 | 34932
1,3-Isobenzofurandione, polymer with 1,3-diisocyanatomethylbenzene and 2,2'-oxybis[ethanol], 2-hydroxyethyl acrylate-blocked | 17274804 | 34933
Octanethioic acid, S-[3-(triethoxysilyl)propyl] ester, reaction products with 2-methyl-1,3-propanediol | 17274796 | 34934
Fatty acids, C18-unsatd., dimers, polymers with C36-alkylenediamines, ethylenediamine, polypropylene glycol diamine and sebacic acid | 17274770 | 34935
Cyclohexanamine, N,N-dimethyl-, compds. with 3-(cyclohexylamino)-1-propanesulfonic acid-blocked 1,6-diisocyanatohexane homopolymer | 17274747 | 34936
Silane, (3-chloropropyl)trimethoxy-, reaction products with wollastonite (Ca(SiO3)) | 17274739 | 34937
Propanoic acid, 3-hydroxy-2-(hydroxymethyl)-2-methyl-, polymer with dimethyl carbonate, 2,2-dimethyl-1,3-propanediol, 1,6-hexanediol, 5-isocyanato-1-(isocyanatomethyl)-1,3,3-trimethylcyclohexane and 1,1'-methylenebis[4-isocyanatocyclohexane], polyethylene-polypropylene glycol mono-Bu ether-blocked, compds. with triethylamine | 17274705 | 34938
Propanoic acid, 3-hydroxy-2-(hydroxymethyl)-2-methyl-, polymer with dimethyl carbonate, 1,6-hexanediol, 5-isocyanato-1-(isocyanatomethyl)-1,3,3-trimethylcyclohexane and 1,1'-methylenebis[4-isocyanatocyclohexane], polyethylene-polypropylene glycol mono-Bu ether-blocked, compds. with triethylamine | 17274697 | 34939
Alanine, N,N-bis(carboxymethyl)-, iron sodium complexes | 17274663 | 34940
Poly[oxy(methyl-1,2-ethanediyl)], .alpha.-hydro-.omega.-hydroxy-, polymer with 2,4-diisocyanato-1-methylbenzene, 2-hydroxyethyl acrylate-blocked | 17274648 | 34941
1,4-Butanediol, polymer with 5-isocyanato-1-(isocyanatomethyl)-1,3,3-trimethylcyclohexane, propylene glycol monoacrylate-blocked | 17274630 | 34942
Siloxanes and Silicones, 3-[[2-[[[3(or 4)-ethenylphenyl]methyl]amino]ethyl]amino]propyl methoxy, methoxy-terminated, hydrochlorides | 17274614 | 34943
Siloxanes and Silicones, di-Me, polymers with 3-[(2-aminoethyl)amino]propyl Ph silsesquioxanes, methoxy-terminated | 17274580 | 34944
Silane, ethenyltriethoxy-, reaction products with wollastonite (Ca(SiO3)) | 17274572 | 34945
Benzene, diethenyl-, polymer with ethenylbenzene and ethenylethylbenzene, phosphonomethylated sulfonated | 17274564 | 34946
Fatty acids, C16-18 and C18-unsatd., branched and linear, esters with polyethylene-polypropylene glycol | 17274531 | 34947
2-Oxepanone, polymer with 1,6-diisocyanatohexane and 1,6-hexanediol, propylene glycol monoacrylate-blocked | 17274523 | 34948
Pentadecane, branched | 17274515 | 34949
Hexadecane, branched | 17274507 | 34950
Phosphonium, tetrakis(hydroxymethyl)-, chloride (1:1), reaction products with 1-tetradecanamine and urea | 17274481 | 34951
2-Propenoic acid, C7-9-branched alkyl esters, C8-rich | 17274457 | 34952
Siloxanes and Silicones, di-Me, hydrogen-terminated, reaction products with acrylic acid, 2,2'-[methylenebis(4,1-phenyleneoxymethylene)]bis[oxirane] and 10-undecenoic acid | 17274374 | 34953
2-Propenoic acid, 2-methyl-, polymer with butyl 2-methyl-2-propenoate, butyl 2-propenoate, ethenylbenzene and 2-hydroxyethyl 2-propenoate, tert-Bu peroxide-initiated | 17274358 | 34954
Cyclohexane, 5-isocyanato-1-(isocyanatomethyl)-1,3,3-trimethyl-, homopolymer, di-Et malonate-blocked | 17274341 | 34955
Benzenesulfonic acid, mono-C9-17-branched alkyl derivs., sodium salts | 17274325 | 34956
Siloxanes and Silicones, di-Me, lauryl Me | 17274259 | 34957
Fatty acids, soya, polymers with benzoic acid, phthalic anhydride and trimethylolpropane | 17274218 | 34958
2-Propenoic acid, 2-methyl-, 3-(trimethoxysilyl)propyl ester, reaction products with wollastonite (Ca(SiO3)) | 17274168 | 34959
Stannane, dibutyl-, bis(C8-18 and C18-unsatd. fatty acyloxy) derivs. | 17274101 | 34960
Amines, N-C16-22-alkyltrimethylenedi- | 1714254 | 34961
Fatty acids, C14-18 and C16-18-unsatd., maleated | 1714248 | 34962
Soybean oil, maleated, ester with triethanolamine | 1714246 | 34963
Fatty acids, C14-18 and C16-18-unsatd., 2-ethylhexyl esters | 1714245 | 34964
Fatty acids, C18-unsatd., dimers, hydrogenated, polymers with hexamethylenediamine | 1714231 | 34965
Oils, Cyperus articulatus | 1714230 | 34966
Waste plastics, poly(ethylene terephthalate), depolymd. with diethylene glycol and propylene glycol | 1714226 | 34967
Zirconium, chloro hydroxy lactate ammonium complexes | 1714225 | 34968
Zirconium, chloro citrate hydroxy ammonium complexes | 1714224 | 34969
Poly(oxy-1,2-ethanediyl), .alpha.-hydro-.omega.-hydroxy-, polymer with 1,6-diisocyanatohexane, polyethylene glycol monophenyl ether ar-(1-phenylethyl) derivs.-blocked | 1714223 | 34970
1,3-Benzenedicarbonyl dichloride, polymer with 2-methyloxirane polymer with oxirane ether with 1,2,3-propanetriol (3:1), caprolactam-terminated | 1714219 | 34971
1-Propanaminium, 3-amino-N-(carboxymethyl)-N,N-dimethyl-, N-peanut-oil acyl derivs., inner salts | 1714213 | 34972
Amides, peanut-oil, N-[3-(dimethylamino)propyl] | 1714212 | 34973
1-Propanaminium, N-(3-aminopropyl)-2-hydroxy-N,N-dimethyl-3-sulfo-, N-(C12-18 and C18-unsatd. acyl) derivs., inner salts | 1714211 | 34974
Decanoic acid, reaction products with 2-[(2-aminoethyl)amino]ethanol, octanoic acid and sodium 3-chloro-2-hydroxy-1-propanesulfonate (1:1) | 1714209 | 34975
Poly(oxy-1,2-ethanediyl), .alpha.-(1-oxo-2-propen-1-yl)-.omega.-(4-nonylphenoxy)-, branched | 1714208 | 34976
Fatty acids, C18-unsatd., dimers, hydrogenated, polymers with ethylenediamine, neopentyl glycol and stearyl alc. | 1714207 | 34977
Benzene, methyl-, ar-mono-C15-21-branched alkyl derivs. | 1714204 | 34978
Terpenes and Terpenoids, sunflower-oil | 1714201 | 34979
1,3-Propanediol, 2-butyl-2-ethyl-, polymer with 1,6-diisocyanatohexane, Me Et ketone oxime-blocked | 1714200 | 34980
Fatty acids, C8-18 and C18-unsatd., 2-sulfoethyl esters, sodium salts | 1714199 | 34981
D-Glucopyranose, oligomeric, C10-12-alkyl glycosides | 1714194 | 34982
1,3-Benzenedimethanamine, polymers with epichlorohydrin-polyethylene glycol reaction products | 1714193 | 34983
Silica, [(ethenylsilylidyne)tris(oxy)]-modified | 1714192 | 34984
Distillates (Fischer-Tropsch), hydroisomerized middle, C10-13-branched alkane fraction | 1714191 | 34985
Siloxanes and Silicones, di-Me, Me vinyl, hydroxy-terminated, reaction products with [(ethenyldimethylsilyl)oxy]-modified silica | 1714185 | 34986
Siloxanes and Silicones, Me vinyl, hydroxy-terminated, reaction products with [(ethenyldimethylsilyl)oxy]-modified silica | 1714184 | 34987
Siloxanes and Silicones, Me vinyl, hydroxy-terminated, reaction products with silica | 1714183 | 34988
Siloxanes and Silicones, di-Me, Me vinyl, hydroxy-terminated, reaction products with silica | 1714182 | 34989
Siloxanes and Silicones, lauryl Me, Me hydrogen, Me 2-phenylpropyl, reaction products with 1,3-diethenyl-1,1,3,3-tetramethyldisiloxane | 1714181 | 34990
Fatty acids, coco, hydrogenated, reaction products with 2-[(2-aminoethyl)amino]ethanol and sodium 2-chloroacetate (1:1), sodium salts | 1714180 | 34991
Hexanoic acid, 2-ethyl-, mixed diesters with benzoic acid and diethylene glycol | 1714175 | 34992
Hexanoic acid, 2-ethyl-, mixed diesters with benzoic acid and neopentyl glycol | 1714174 | 34993
Hexanoic acid, 2-ethyl-, mixed triesters with benzoic acid and trimethylolpropane | 1714173 | 34994
Siloxanes and Silicones, di-Me, 3-(2-hydroxyethoxy)-1-[(2-hydroxyethoxy)methyl]-1-propen-1-yl Me, 3-(4-hydroxy-3-methoxyphenyl)propyl Me, 3-hydroxypropyl Me, ethers with ethylene oxide-2-phenyloxirane polymer and polyethylene-polypropylene glycol | 1714170 | 34995
2-Propenoic acid, 2-methyl-, 1,1-dimethylethyl ester, polymer with ethenylbenzene, 2-hydroxyethyl 2-methyl-2-propenoate and methyl 2-methyl-2-propenoate, 2,2'-(1,2-diazenediyl)bis[2-methylpropanenitrile]-initiated | 1714169 | 34996
Linseed oil, conjugated | 1714164 | 34997
1,6-Hexanediamine, polymer with 2,4-diisocyanato-1-methylbenzene, 1-octadecanamine-blocked | 1714163 | 34998
1,3-Propanediol, 2-ethyl-2-(hydroxymethyl)-, polymer with 1,3-diisocyanatomethylbenzene, 5-isocyanato-1-(isocyanatomethyl)-1,3,3-trimethylcyclohexane and oxirane, 2-propenoate (ester), 2-hydroxyethyl acrylate-blocked | 1714162 | 34999
1-Butene, polymer with ethene and 1-propene, chloro- and tetrahydro-2,5-dioxo-3-furanyl-terminated | 1714160 | 35000
Cellulose, 3-(C13-15-alkyloxy)-2-hydroxypropyl 2-sulfoethyl ethers, ethoxylated, sodium salts | 1714159 | 35001
2-Propenoic acid, 2-methyl-, 2-(dimethylamino)ethyl ester, telomer with ethenylbenzene, 2-hydroxyethyl 2-methyl-2-propenoate, isooctyl 3-mercaptopropanoate and .alpha.-(2-methyl-1-oxo-2-propen-1-yl)-.omega.-methoxypoly(oxy-1,2-ethanediyl), 2,2'-[1,2-diazenediylbis(1-methylethylidene)]bis[4,5-dihydro-1H-imidazole] hydrochloride (1:2)-initiated | 1714157 | 35002
2-Propenoic acid, 2-methyl-, C12-16-alkyl esters, polymers with C12-15-isoalkyl methacrylate, isodecyl methacrylate, Me methacrylate, 2-octyldodecyl methacrylate and stearyl methacrylate | 1714155 | 35003
Benzene, 1,3-diisocyanatomethyl-, homopolymer, lauryl alc.-blocked | 1714153 | 35004
Hexanedioic acid, polymer with 1,6-diisocyanatohexane, 1,6-diisocyanato-2,2,4-trimethylhexane, 1,6-diisocyanato-2,4,4-trimethylhexane, 1,1'-[(1-methylethylidene)bis(4,1-phenyleneoxy)]bis[2-propanol] and 3-methyl-1,5-pentanediol, 2-hydroxyethyl acrylate-blocked | 1714152 | 35005
Cyclododecane, oxidized, by-products from, acidified, oil phase, ethoxylated | 1714151 | 35006
Cyclododecane, oxidized, by-products from, acidified, oil phase | 1714150 | 35007
Siloxanes and Silicones, 3-[3-[[3-(coco acylamino)propyl]dimethylammonio]-2-hydroxypropoxy]propyl Me, 3-(2,3-dihydroxypropoxy)propyl Me, di-Me, mixed [[[3-[3-[[3-(coco acylamino)propyl]dimethylammonio]-2-hydroxypropoxy]propyl]dimethylsilyl]oxy]- and [[[3-(2,3-dihydroxypropoxy)propyl]dimethylsilyl]oxy]-terminated, acetates (salts) | 1714149 | 35008
Siloxanes and Silicones, 3-[3-(C12-16-alkyldimethylammonio)-2-hydroxypropoxy]propyl Me, di-Me, [[[3-[3-(C12-16-alkyldimethylammonio)-2-hydroxypropoxy]propyl]dimethylsilyl]oxy]-terminated, acetates (salts) | 1714148 | 35009
Siloxanes and Silicones, di-Me, 3-hydroxypropyl Me, ethers with polyethylene glycol and polyethylene glycol monoacrylate | 1714147 | 35010
Siloxanes and Silicones, di-Me, 3-hydroxypropyl group-terminated, ethers with polyethylene glycol and polyethylene glycol monomethacrylate | 1714146 | 35011
Sulfurous acid, sodium salt (1:1), polymer with 5-amino-1,3,3-trimethylcyclohexanemethanamine, 2-butene-1,4-diol, 1,6-diisocyanatohexane, 5-isocyanato-1-(isocyanatomethyl)-1,3,3-trimethylcyclohexane, 2-methyloxirane and 2-methyloxirane polymer with oxirane ether with 1,2,3-propanetriol (3:1), polyethylene-polypropylene glycol mono-Bu ether-blocked | 1714145 | 35012
Siloxanes and Silicones, di-Me, 3-(2-hydroxyphenyl)propyl Me, 3-hydroxypropyl Me, ethers with ethylene oxide-2-ethyloxirane polymer and polyethylene-polypropylene glycol | 1714144 | 35013
Ethanaminium, N,N,N-trimethyl-2-[(1-oxo-2-propen-1-yl)oxy]-, chloride (1:1), polymers with acrylamide and hydrolyzed Me methacrylate-vinyl acetate polymer | 1714143 | 35014
Oxirane, 2-methyl-, polymer with oxirane, mono-C8-10-alkyl ethers, ethers with 1,2-decanediol (1:1) | 1714142 | 35015
Amides, from 1-piperazineethanamine and tall-oil fatty acids | 1714139 | 35016
Fatty acids, C6-12, polymers with hexahydro-1,3-isobenzofurandione and trimethylolpropane | 1714137 | 35017
Glycerides, soya mono- and di-, phosphates, sodium salts | 1714135 | 35018
Soybean oil, maleated, 2-[(1-oxo-2-propen-1-yl)oxy]ethyl ester | 1714134 | 35019
Tricyclodecanedimethanol, polymer with .alpha.-hydro-.omega.-hydroxypoly(oxy-1,4-butanediyl) and 5-isocyanato-1-(isocyanatomethyl)-1,3,3-trimethylcyclohexane, 2-hydroxyethyl methacrylate-blocked | 1714129 | 35020
1,3-Dioxolan-2-one, 4-methyl-, polymer with 1,6-diisocyanatohexane, hydrazine and 5-isocyanato-1-(isocyanatomethyl)-1,3,3-trimethylcyclohexane, N-(1-methylethyl)-2-propanamine-blocked | 1714126 | 35021
Poly(oxy-1,2-ethanediyl), .alpha.-sulfo-.omega.-[1-(hydroxymethyl)-2-(2-propen-1-yloxy)ethoxy]-, C11-rich C10-14-branched alkyl ethers, ammonium salts | 1714118 | 35022
2-Propenoic acid, 2-methyl-, polymers with Et acrylate, Me methacrylate and polyethylene glycol methacrylate C16-18-alkyl ethers | 1714117 | 35023
Poly(oxy-1,2-ethanediyl), .alpha.-hydro-.omega.-hydroxy-, polymer with 1,6-diisocyanatohexane, polyethylene glycol mono-C12-14-sec-alkyl ethers-blocked | 1714116 | 35024
Poly(oxy-1,2-ethanediyl), .alpha.-hydro-.omega.-hydroxy-, polymer with 1,1'-methylenebis[4-isocyanatocyclohexane], polyethylene glycol mono-C12-14-sec-alkyl ethers-blocked | 1714115 | 35025
Quaternary ammonium compounds, tris(hydrogenated tallow alkyl)methyl, chlorides | 1714089 | 35026
Silane, ethenyltriethoxy-, reaction products with silica | 1714059 | 35027
Poly[oxy(methyl-1,2-ethanediyl)], .alpha.-(1-oxo-2-propen-1-yl)-.omega.-(4-nonylphenoxy)-, branched | 1714054 | 35028
Amides, castor-oil, N-[2-(2-hydroxyethoxy)ethyl] | 1714053 | 35029
Siloxanes and Silicones, C24-54-branched and linear alkyl Me | 1714041 | 35030
D-Glucopyranose, oligomeric, 2-ethylhexyl glycosides | 1714031 | 35031
1-Propanaminium, 3-amino-N-(carboxymethyl)-N,N-dimethyl-, N-soya acyl derivs., inner salts | 1714021 | 35032
Zanthoxylum, ext. | 1714000 | 35033
Resins, sandarac | 160432 | 35034
Dragon's blood | 160366 | 35035
Storax (balsam) | 159939 | 35036
Bayberry wax | 159871 | 35037
Tall-oil pitch | 158899 | 35038
Waxes and Waxy substances, rice bran | 158824 | 35039
Superphosphates | 158246 | 35040
Tar, coal | 157958 | 35041
Oils, mustard | 157917 | 35042
Palm oil | 157321 | 35043
Spermaceti | 157123 | 35044
Oils, pine | 157099 | 35045
Catechu (resin) | 157016 | 35046
Quaternary ammonium compounds, di-C12-18-alkyldimethyl, chlorides | 422873 | 35047
Alcohols, C16-18, ethoxylated propoxylated | 382820 | 35048
Fatty acids, C10-16 | 382796 | 35049
Tar, coal, low-temp. | 351593 | 35050
Tar, coal, high-temp. | 351585 | 35051
Fuel gases, coke-oven | 351502 | 35052
Acetic acid ethenyl ester, polymer with ethenol, cyclic acetal with benzaldehyde | 17006107 | 35053
Castor oil, polymer with glycerol and succinic anhydride | 17006024 | 35054
Alcohols, C12-14-secondary, ethoxylated propoxylated | 17006016 | 35055
Glycerides, tall-oil mono-, di-, and tri- | 17005976 | 35056
Aluminum, hydroxy[29H,31H-phthalocyaninato(2-)-.kappa.N29,.kappa.N30,.kappa.N31,.kappa.N32]-, chloro sulfo derivs., sodium salts | 17005968 | 35057
Rosin, reaction products with formaldehyde | 17005885 | 35058
Fatty acids, C14-18, sodium salts | 17005877 | 35059
Amines, C12-14-tert-alkyl, branched dodecylbenzenesulfonates | 17005869 | 35060
Alcohols, C18-32-branched and linear | 17005851 | 35061
Cuprate(4-), [2-[2-[[2-[2-(hydroxy-.kappa.O)-3-sulfo-5-[[2-(sulfooxy)ethyl]sulfonyl]phenyl]diazenyl-.kappa.N2]phenylmethyl]diazenyl-.kappa.N1]-4-sulfobenzoato(6-)-.kappa.O)]-, sodium | 17005844 | 35062
Glycerides, C16-18 mono- and di- | 17005802 | 35063
Cyclohexane, 1,1'-methylenebis[4-isocyanato-, homopolymer, caprolactam-blocked | 17120221 | 35064
Benzenesulfonic acid, C10-16-alkyl derivs., compds. with cyclohexylamine | 17120213 | 35065
Molybdenum, bis(N,N-ditridecylcarbamodithioato-.kappa.S,.kappa.S')dioxodi-.mu.-thioxodi-, branched | 17120205 | 35066
Molybdenum, [N,N-bis(2-ethylhexyl)carbamodithioato-.kappa.S,.kappa.S'](N,N-ditridecylcarbamodithioato-.kappa.S,.kappa.S')dioxodi-.mu.-thioxodi-, branched | 17120197 | 35067
Calcium, hydrogenated tallow tallow complexes | 17120163 | 35068
Quaternary ammonium compounds, C16-22-alkyltrimethyl, Me sulfates | 17120155 | 35069
Fatty acids, C6-10, tetraesters with sorbitan | 17120148 | 35070
Fatty acids, C18-unsatd., trimers, tris(2-ethylhexyl) esters | 17120114 | 35071
Fatty acids, C18-unsatd., dimers, polymers with adipic acid, ethylenediamine, piperazine and polypropylene glycol diamine | 17120072 | 35072
Fatty acids, C8-10, mixed esters with dipentaerythritol, isooctanoic acid, pentaerythritol and tripentaerythritol | 17120056 | 35073
Siloxanes and Silicones, di-Me, [[[3-[(2-aminoethyl)amino]-2-methylpropyl]methoxymethylsilyl]oxy]- and (C13-15-alkyloxy)-terminated | 17120049 | 35074
Alkanes, C8-15-branched and linear | 17120007 | 35075
Fatty acids, C14-18 and C16-18-unsatd., mixed esters with C18-unsatd. fatty acid dimers and trimethylolpropane | 17119991 | 35076
Formaldehyde, polymer with 6-phenyl-1,3,5-triazine-2,4-diamine, isobutylated | 17119983 | 35077
Fatty acids, C8-16, 2-ethylhexyl esters | 17119942 | 35078
Oxirane, 2-[[3-(trimethoxysilyl)propoxy]methyl]-, reaction products with wollastonite (Ca(SiO3)) | 17119884 | 35079
Alkenes, C7-9, hydroformylation products, distn. residues, heavy cracked fraction | 17119876 | 35080
Eicosane, branched | 17119793 | 35081
Benzenemethanaminium, N-(3-aminopropyl)-N,N-dimethyl-, N-soya acyl derivs., chlorides | 17119769 | 35082
1,2-Cyclohexanedicarboxylic acid, 1,2-dinonyl ester, branched and linear | 17120916 | 35083
Formaldehyde, polymer with 1,1'-oxybis[benzene] and 4,4'-sulfonylbis[phenol], sulfonated, sodium salts | 17120908 | 35084
Fatty acids, sunflower-oil, esters with propylene glycol | 17120890 | 35085
Fatty acids, C18-unsatd., dimers, polymers with ethylenediamine, 7-oxabicyclo[4.1.0]hept-3-ylmethyl 7-oxabicyclo[4.1.0]heptane-3-carboxylate, piperazine, polypropylene glycol diamine and sebacic acid | 17120882 | 35086
Paraffin waxes and Hydrocarbon waxes, hydrocracked, solvent-dewaxed | 17120247 | 35087
Siloxanes and Silicones, di-Me, 3-hydroxypropyl Me, ethers with polyethylene glycol mono-Me ether and polypropylene glycol mono-Me ether | 17120866 | 35088
1,2-Benzenedicarboxylic acid, mixed esters with benzyl alc., cyclohexanol, 2-ethyl-1-hexanol, fumaric acid and propylene glycol | 17120833 | 35089
Naphtha (petroleum), light steam-cracked, debenzenized, polymers, hydrogenated, maleated | 17120825 | 35090
2-Propenenitrile, polymer with diethenylbenzene, hydrolyzed, reaction products with diethylenetriamine | 17120817 | 35091
Amines, C36-alkylenedi-, polymers with ethylenediamine, 2-methyl-1,5-pentanediamine, piperazine, polypropylene glycol diamine and sebacic acid | 17120809 | 35092
Phenol, polymer with formaldehyde, 3-[(2-aminocyclohexyl)amino]-2-hydroxypropyl ethers | 17120791 | 35093
Propanoic acid, 2-bromo-, octyl ester, branched, reaction products with 4,4',4''-(1,3,5-triazine-2,4,6-triyl)tris[1,3-benzenediol] | 17120783 | 35094
Titanium, acetylacetone Et alc. iso-Pr alc. complexes | 17120775 | 35095
1,4-Benzenediamine, N1-(1,3-dimethylbutyl)-N4-phenyl-, reaction products with 2-[[(C12-rich C10-13-branched alkyl)thio]methyl]oxirane | 17120767 | 35096
Siloxanes and Silicones, ethoxy Pr, ethoxy vinyl, ethoxy-terminated, hydrolysis products with aluminum hydroxide | 17120742 | 35097
Carbonic dichloride, polymer with 4,4'-methylenebis[2,6-bis(1-methylethyl)benzenamine], imidized, isocyanate-terminated | 17120726 | 35098
Carbonic acid, diphenyl ester, polymer with 5-amino-1,3,3-trimethylcyclohexanemethanamine, 1,6-diisocyanatohexane, 1,6-hexanediol, .alpha.-hydro-.omega.-hydroxypoly(oxy-1,4-butanediyl) and 5-isocyanato-1-(isocyanatomethyl)-1,3,3-trimethylcyclohexane, polyethylene-polypropylene glycol mono-Bu ether-blocked | 17120700 | 35099
Heptane, branched, cyclic and linear | 17120684 | 35100
2-Propenoic acid, 2-hydroxyethyl ester, adduct with 5-isocyanato-1-(isocyanatomethyl)-1,3,3-trimethylcyclohexane (1:1), reaction products with ethoxylated reduced Me esters of reduced polymd. oxidized tetrafluoroethylene | 17120668 | 35101
Oxirane, 2,2'-[(1-methylethylidene)bis(4,1-phenyleneoxymethylene)]bis-, homopolymer, di-2-propenoate, 3-(C10-16-alkyloxy)-2-hydroxypropyl ethers | 17120601 | 35102
Glycerides, soya mono- and di-, phosphates | 17120593 | 35103
1,3-Benzenedimethanamine, N-(2-phenylethyl) derivs. | 17120585 | 35104
Soybean oil, reaction products with hydrogenated soybean oil and triethanolamine, di-Et sulfate-quaternized | 17120569 | 35105
Thiophene, tetrahydro-, 1,1-dioxide, 3-(C9-11-isoalkyloxy) derivs., C10-rich | 17120551 | 35106
Alcohols, C9-11, ethers with polyethylene glycol mono-Me ether | 17120510 | 35107
Silane, ethenyldimethoxymethyl-, reaction products with isobutylene-p-vinyltoluene polymer | 17120502 | 35108
2-Propenenitrile, polymer with 1,1'-[oxybis(2,1-ethanediyloxy)]bis[ethene], sapond. | 17120494 | 35109
Cyclosilazanes, di-Me, Me hydrogen, polymers with di-Me, Me hydrogen silazanes and hydroxy-terminated di-Me siloxanes | 17120486 | 35110
Cyclosilazanes, di-Me, Me hydrogen, polymers with di-Me, Me hydrogen silazanes | 17120478 | 35111
Cyclosilazanes, Me hydrogen, polymers with Me hydrogen silazanes | 17120460 | 35112
2,5-Furandione, polymer with 2-(chloromethyl)oxirane, .alpha.-hydro-.omega.-hydroxypoly(oxy-1,2-ethanediyl) ether with 2-ethyl-2-(hydroxymethyl)-1,3-propanediol (3:1), and 4,4'-(1-methylethylidene)bis[phenol], 2-propenoate, reaction products with diethanolamine | 17120452 | 35113
Vinyl acetal polymers, butyrals, trimellitates, compds. with triethylamine | 17120445 | 35114
Siloxanes and Silicones, Me 3,3,3-trifluoropropyl, polymers with Me silsesquioxanes, hydroxy-terminated | 17120429 | 35115
Poly(oxy-1,2-ethanediyl), .alpha.-hydro-.omega.-hydroxy-, polymer with 1,6-diisocyanatohexane, polyethylene glycol mono-C12-14-alkyl ethers-blocked | 17120403 | 35116
10H-Phenothiazine, ar,ar'-(C9-rich C8-10-branched alkyl) derivs. | 17120395 | 35117
10H-Phenothiazine, ar-(C9-rich C8-10-branched alkyl) derivs. | 17120387 | 35118
Benzenamine, N-phenyl-, ar,ar'-(C9-rich C8-10-branched alkyl) derivs. | 17120379 | 35119
Benzenamine, N-phenyl-, ar-(C9-rich C8-10-branched alkyl) derivs. | 17120361 | 35120
1,2-Propanediol, 3-(diethylamino)-, polymers with 5-isocyanato-1-(isocyanatomethyl)-1,3,3-trimethylcyclohexane, propylene glycol and reduced Me esters of reduced polymd. oxidized tetrafluoroethylene, 2-ethyl-1-hexanol-blocked, acetates (salts) | 17120346 | 35121
Isononanoic acid, mixed tetraesters with 2-ethylhexanoic acid, pentaerythritol and 3,5,5-trimethylhexanoic acid | 17120304 | 35122
Isononanoic acid, mixed tetraesters with 2-ethylhexanoic acid and pentaerythritol | 17120296 | 35123
Ferrite substances, magnetoplumbite-spinel type, magnesium-manganese-strontium | 17120288 | 35124
Cyclosilazanes, di-Me, Me hydrogen, polymers with di-Me, Me hydrogen silazanes, reaction products with 3-(triethoxysilyl)-1-propanamine | 17120932 | 35125
2-Propenoic acid, polymer with butyl 2-propenoate, ethenylbenzene and (1-methylethenyl)benzene, 1-methylethyl ester, ammonium salt, tert-Bu peroxide-initiated | 17121211 | 35126
Benzenesulfonic acid, 2,3(or 3,4)-dimethyl-, mono-C11-13-alkyl derivs., C12-rich, sodium salts | 17121195 | 35127
Benzene, ethenyl-, homopolymer, 4-(4-methyl-2,5-dioxo-4-imidazolidinyl) derivs. | 17121187 | 35128
Butanedioic acid, 2-methylene-, polymer with 2,5-furandione, sodium salt, hydrogen peroxide-initiated | 17121179 | 35129
Butanedioic acid, 2-methylene-, polymer with 2,5-furandione, sodium salt, peroxydisulfuric acid ([(HO)S(O)2]2O2) ammonium salt (1:2)-initiated | 17121161 | 35130
Aluminosilicates, phospho-, titanium, N,N,N-triethylethanaminium | 17121153 | 35131
1,3-Benzenedimethanol, .alpha.1,.alpha.1,.alpha.3,.alpha.3-tetramethyl-, polymer with phenol, glycidyl ethers | 17121138 | 35132
Fatty acids, corn-oil, esters with propylene glycol | 17121112 | 35133
D-Glucopyranose, oligomeric, C12-16-alkyl glycosides | 17121104 | 35134
D-Glucopyranose, oligomeric, Bu glycosides | 17121096 | 35135
D-Glucopyranose, oligomeric, branched undecyl glycosides | 17121088 | 35136
Cyclosilazanes, Me hydrogen, Me vinyl | 17121070 | 35137
Soybean oil, polymer with benzoic acid, diethylene glycol, glycerol, 1,1'-[(1-methylethylidene)bis(4,1-phenyleneoxy)]bis[2-propanol], pentaerythritol and phthalic anhydride | 17121062 | 35138
Octadecane, branched | 17121047 | 35139
Hexacosane, branched | 17121039 | 35140
Tetracosane, branched | 17121021 | 35141
Docosane, branched | 17121013 | 35142
2-Propenoic acid, 2-methyl-, 2-hydroxyethyl ester, polymer with N-[3-(dimethylamino)propyl]-2-methyl-2-propenamide and 1-ethenylhexahydro-2H-azepin-2-one, 2,2'-azobis[2-methylbutanenitrile]-initiated | 17120999 | 35143
2-Propenoic acid, 2-methyl-, polymers with chlorinated maleic anhydride-polypropylene reaction products, cyclohexyl methacrylate and Me methacrylate | 17120981 | 35144
2-Propenoic acid, 2-methyl-, cyclohexyl ester, polymer with 2-propenoic acid, 2-hydroxy-3-[(1-oxoneodecyl)oxy]propyl ester, tert-Bu benzenecarboperoxoate- and tert-Bu 2-ethylhexaneperoxoate-initiated | 17120973 | 35145
2-Propenoic acid, 2-methyl-, 1,1'-(1,2-ethanediyl) ester, polymer with butyl 2-methyl-2-propenoate, diethenylbenzene, ethenylethylbenzene and 2-hydroxypropyl 2-methyl-2-propenoate, peroxydisulfuric acid ([(HO)S(O)2]2O2) potassium salt (1:2)-initiated | 17120965 | 35146
Siloxanes and Silicones, di-Me, polymers with Ph silsesquioxanes, hydrolyzed, reaction products with 2-[[3-(trimethoxysilyl)propoxy]methyl]oxirane | 17120940 | 35147
Nonanol, branched and linear | 17009978 | 35148
Pentene, 2,4,4-trimethyl-, reaction products with nitrogen oxide (N2O4) | 17009697 | 35149
Methanone, diphenyl-, dimerized, reaction products with trichloromethylsilane, hydrolyzed | 17009689 | 35150
Humic acids, sodium salts, polymers with N,N-dimethyl-2-propenamide, sodium 2-methyl-2-[(1-oxo-2-propen-1-yl)amino]-1-propanesulfonate (1:1) and 2-propenenitrile, sodium bisulfite-terminated | 17009671 | 35151
1,2-Benzenedicarboxylic acid, mixed C8-12-alkyl and C9-rich C8-10-isoalkyl and 2-ethylhexyl and hexyl diesters | 17009663 | 35152
2-Propenoic acid, 2-methyl-, polymer with butyl 2-propenoate, ethenylbenzene and methyl 2-methyl-2-propenoate, reaction products with ethylenimine, hydrochlorides | 17009655 | 35153
Gas oils (petroleum), vacuum, hydrocracked, hydroisomerized, hydrogenated, C10-25, branched and cyclic | 17009648 | 35154
Siloxanes and Silicones, di-Me, monohydroxy-terminated, ion(1-), tetrabutylphosphonium | 17009622 | 35155
Poly(oxy-1,2-ethanediyl), .alpha.-hydro-.omega.-hydroxy-, polymer with 1,6-diisocyanatohexane, polyethylene glycol mono(2-decyltetradecyl) ether-blocked | 17009606 | 35156
3-Cyclohexene-1-methanol, 3(or 4)-methyl-1-(2,2,3-trimethyl-3-cyclopenten-1-yl)-, acid-isomerized | 17009598 | 35157
Ethanamine, N-ethyl-, reaction products with polyethylene glycol monoacrylate ether with trimethylolpropane (3:1) | 17009572 | 35158
Fatty acids, C16-18 and C18-unsatd., branched and linear, reaction products with diisopropanolamine | 17009481 | 35159
Fatty acids, C16-18 and C18-unsatd., branched and linear, esters with trimethylolpropane | 17009465 | 35160
Zirconium, (benzenesulfonato-.kappa.O)tris[2,2-bis[(2-propen-1-yloxy)methyl]-1-butanolato-.kappa.O]-, ar-C10-16-alkyl derivs. | 17009457 | 35161
Fatty acids, C16-18 and C18-unsatd., branched and linear, reaction products with polyethylenepolyamines | 17009440 | 35162
Amides, from ammonia-ethanolamine reaction by-products and branched and linear C16-18 and C18-unsatd. fatty acids | 17009432 | 35163
Fatty acids, C16-18 and C18-unsatd., branched and linear, reaction products with piperazineethanol | 17009416 | 35164
Amides, from branched and linear C16-18 and C18-unsatd. fatty acids and 1-piperazineethanamine | 17009408 | 35165
Amides, from branched and linear C16-18 and C18-unsatd. fatty acids and polyethylenepolyamines | 17009390 | 35166
Amides, from branched and linear C16-18 and C18-unsatd. fatty acids and pentaethylenehexamine | 17009382 | 35167
Amides, from branched and linear C16-18 and C18-unsatd. fatty acids and tetraethylenepentamine | 17009374 | 35168
Amides, from branched and linear C16-18 and C18-unsatd. fatty acids and triethylenetetramine | 17009366 | 35169
Fatty acids, C16-18 and C18-unsatd., branched and linear, mixed esters with pentaerythritol and tall-oil fatty acids | 17009341 | 35170
Fatty acids, C16-18 and C18-unsatd., branched and linear, polymers with glycerol, maleic anhydride and rosin | 17009333 | 35171
Siloxanes and Silicones, di-Me, hydroxy-terminated, propoxylated, polymers with polypropylene glycol ether with glycerol (3:1), polypropylene glycol ether with pentaerythritol (4:1) and TDI | 17009325 | 35172
1,4-Benzenedicarboxylic acid, polymers with formaldehyde-phenol polymer glycidyl ether, esters with 12-hydroxyoctadecanoic acid homopolymer | 17009317 | 35173
1,2-Benzenedicarboxylic acid, di-C6-12-branched and linear alkyl esters | 17009291 | 35174
1-Propanaminium, 3-amino-N,N,N-trimethyl-, N-soya acyl derivs., chlorides | 17009283 | 35175
Tall-oil pitch, sapond., neutralized, sterol-low | 17009275 | 35176
Tall-oil pitch, sapond., neutralized, sterol-high | 17009267 | 35177
Tall-oil pitch, sapond., neutralized | 17009259 | 35178
Nitriles, rosin | 17009242 | 35179
Polyphosphoric acids, compds. with piperazine | 17009218 | 35180
Hexanedioic acid, di-C8-10-isoalkyl esters, C9-rich | 17009200 | 35181
Fatty acids, C16-18, polymers with Bu acrylate, 2-hydroxypropyl methacrylate, phthalic anhydride, styrene, 3,5,5-trimethylhexanoic acid and trimethylolpropane | 17009192 | 35182
Amides, C16-18 and C18-unsatd., branched and linear, N,N-bis(hydroxyethyl), phosphates (esters) | 17009176 | 35183
2-Propen-1-ol, reaction products with hydrogen sulfide, distn. residues | 17009168 | 35184
Silica gel, reaction products with ethoxy hydrogen, ethoxy Me siloxanes and Me hydrogen silsesquioxanes, ethoxy-terminated | 17009150 | 35185
1,4-Butanediol, polymer with 5-amino-1,3,3-trimethylcyclohexanemethanamine, .alpha.-hydro-.omega.-hydroxypoly(oxy-1,4-butanediyl), 1,1'-methylenebis[4-isocyanatocyclohexane], 4,4'-(1-methylethylidene)bis[phenol] and 2-methyloxirane, polyethylene-polypropylene glycol mono-Bu ether-blocked | 17009135 | 35186
.beta.-Alanine, N-(2-aminoethyl)-, sodium salt (1:1), polymer with 1,6-diisocyanatohexane and 1-(2-hydroxy-1-methylethyl) 2-(2-hydroxypropyl) 1,2-hydrazinedicarboxylate, caprolactam- and polyethylene-polypropylene glycol mono-Bu ether-blocked | 17009119 | 35187
Fatty acids, C16-18 and C18-unsatd., branched and linear, esters with high-boiling C6-10 alkene hydroformylation products | 17009077 | 35188
Fatty acids, C16-18 and C18-unsatd., branched and linear, diesters with polyethylene glycol | 17009069 | 35189
Phosphoric acid, mixed esters with polyethylene glycol monocastor-oil alkyl ether and polyethylene glycol mono-Ph ether, sodium salts | 17009044 | 35190
Zinc, N-methyl-N-[(9Z)-1-oxo-9-octadecen-1-yl]glycine polypropylene glycol diamine stearate complexes | 17009036 | 35191
2-Propenoic acid, 3-(C8-10-alkyloxy)-2-hydroxypropyl esters | 17009028 | 35192
Benzenediazonium, 2-sulfo-4-[[2-(sulfooxy)ethyl]sulfonyl]-, chloride (1:1), reaction products with 4-amino-5-hydroxy-3-[2-[4-[[2-(sulfooxy)ethyl]sulfonyl]phenyl]diazenyl]-2,7-naphthalenedisulfonic acid, sodium salts | 17008996 | 35193
Fatty acids, C18-unsatd., dimers, polymers with ethylenediamine and stearyl alc. | 17008988 | 35194
Glycerides, mixed decanoyl and octanoyl mono-, di- and tri-, ethoxylated | 17008962 | 35195
1,3-Benzenedicarboxylic acid, polymer with 1,4-butanediol, 1,6-diisocyanatohexane, 1,6-hexanediamine, hexanedioic acid and 1,6-hexanediol, 1-octanol-blocked | 17008921 | 35196
2-Propenoic acid, 2-methyl-, C12-15-alkyl esters, polymers with C18-22-alkyl acrylates | 17008913 | 35197
Neodymium, chloro Et iso-Bu isobutylated isoprene neodecanoate aluminum complexes | 17008889 | 35198
Imidazolium compounds, 2-(C15-17 and C17-unsatd. branched and linear alkyl)-1-[2-(C16-18 and C18-unsatd. branched and linear amido)ethyl]-3-ethyl-4,5-dihydro, Et sulfates | 17008871 | 35199
Imidazolium compounds, 2-(C15-17 and C17-unsatd. branched and linear alkyl)-1-ethyl-4,5-dihydro-3-(hydroxyethyl), Et sulfates (salts) | 17008863 | 35200
Fatty acids, C16-18 and C18-unsatd., branched and linear, esters with polyethylene glycol | 17008855 | 35201
Ethanaminium, N-ethyl-2-hydroxy-N,N-bis(2-hydroxyethyl)-, mono- and diesters with branched and linear C16-18 and C18-unsatd. fatty acids, Et sulfates (salts) | 17008848 | 35202
1,2,3-Propanetriol, polymer with 2,4-diisocyanato-1-methylbenzene, 2-ethyl-2-(hydroxymethyl)-1,3-propanediol, 2-methyloxirane and oxirane, Me Et ketone oxime-blocked | 17008830 | 35203
2-Propenoic acid, 2-methyl-, 2-hydroxyethyl ester, polymer with 2-ethylhexyl 2-propenoate, methyl 2-methyl-2-propenoate and 2-propenoic acid, tert-Bu benzenecarboperoxoate-initiated | 17008822 | 35204
Cashew, nutshell liq., ethoxylated | 17008806 | 35205
Silsesquioxanes, 2(or 3)-methylbutyl, hydroxy-terminated | 17008798 | 35206
Silsesquioxanes, Me Ph, methoxy-terminated, polymers with epichlorohydrin, 4,4'-(1-methylethylidene)bis[cyclohexanol] and trimethylolpropane | 17008780 | 35207
2-Propenoic acid, 2-methyl-, methyl ester, polymer with ethyl 2-propenoate, 2-methoxyethyl 2-propenoate, zinc 2-methyl-2-propenoate (1:2) and zinc 2-propenoate (1:2), 2,2'-(1,2-diazenediyl)bis[2-methylbutanenitrile]- and 2,2'-(1,2-diazenediyl)bis[2-methylpropanenitrile]-initiated | 17008764 | 35208
Pyrimido[5,4-g]pteridine-2,4,6,8-tetramine, 4-methylbenzenesulfonate, base-hydrolyzed | 17008749 | 35209
Chromate(3-), bis[6-amino-3-[2-[5-(aminosulfonyl)-2-(hydroxy-.kappa.O)phenyl]diazenyl-.kappa.N1]-4-(hydroxy-.kappa.O)-2-naphthalenesulfonato(3-)]-, potassium sodium | 17008731 | 35210
Chromate(5-), bis[6-amino-4-(hydroxy-.kappa.O)-3-[2-[2-(hydroxy-.kappa.O)-5-nitro-3-sulfophenyl]diazenyl-.kappa.N1]-2-naphthalenesulfonato(4-)]-, potassium sodium | 17008723 | 35211
Chromate(4-), [6-amino-3-[2-[5-(aminosulfonyl)-2-(hydroxy-.kappa.O)phenyl]diazenyl-.kappa.N1]-4-(hydroxy-.kappa.O)-2-naphthalenesulfonato(3-)][6-amino-4-(hydroxy-.kappa.O)-3-[2-[2-(hydroxy-.kappa.O)-5-nitro-3-sulfophenyl]diazenyl-.kappa.N1]-2-naphthalenesulfonato(4-)]-, potassium sodium | 17008715 | 35212
Hexanedioic acid, polymer with 5(or 6)-carboxy-4-hexyl-2-cyclohexene-1-octanoic acid, 2,5-furandione and 2,2'-oxybis[ethanol], sulfo derivs., sodium salts | 17008707 | 35213
Siloxanes and Silicones, di-Me, 10-carboxydecyl group- and [(trimethylsilyl)oxy]-terminated | 17008673 | 35214
Phenol, ethylated | 17008640 | 35215
1,3-Isobenzofurandione, reaction products with diethanolamine | 17008624 | 35216
Benzenesulfonic acid, 4-hydroxy-, reaction products with formaldehyde, 2-[(4-hydroxyphenyl)sulfonyl]phenol and 4,4'-sulfonylbis[phenol], sodium salts | 17008616 | 35217
Fatty acids, C18-unsatd., dimers, polymers with bisphenol A, epichlorohydrin, ethoxylated tallow alkyl amines, ethylene oxide and propylene oxide | 17008608 | 35218
Siloxanes and Silicones, di-Me, 3-hydroxypropyl Me, ethers with polyethylene-polypropylene glycol monobenzoate | 17008590 | 35219
Oils, marjoram, pot | 17008574 | 35220
Lignosulfonic acid, ethoxylated, compds. with polyaniline, p-toluenesulfonates | 17008566 | 35221
2-Oxiranemethanol, homopolymer, mono(nonylphenyl) ether, branched and linear | 17008533 | 35222
Isocyanic acid, polymethylenepolyphenylene ester, branched 4-nonylphenol-blocked | 17008509 | 35223
Siloxanes and Silicones, di-Me, 3-(2-oxiranylmethoxy)propyl group-terminated, reaction products with N1,N1-dibutyl-1,3-propanediamine | 17008475 | 35224
Fatty acids, C16-18 and C18-unsatd., mixed esters with docosanoic acid, eicosanoic acid and sucrose | 17008467 | 35225
Fatty acids, C16-18 and C18-unsatd., esters with sucrose | 17008459 | 35226
Lysolecithins, soya | 17008434 | 35227
Alkanes, C10-15-iso-, cyclic and linear | 17008418 | 35228
1,3-Benzenedicarboxylic acid, 5-hydroxy-, polymers with 3-(4-aminophenoxy)benzenamine, 3-carboxy-1-cyano-1-methylpropyl-terminated acrylonitrile-butadiene polymer and isophthalic acid | 17008400 | 35229
2-Propenoic acid, 2-methyl-, 2-hydroxyethyl ester, polymer with N-(1,1-dimethyl-3-oxobutyl)-2-propenamide and 2-propenamide, 2,2'-(1,2-diazenediyl)bis[2-methylpropanimidamide] hydrochloride (1:2)-initiated | 17008392 | 35230
Tetradecene, homopolymer, hydrogenated | 17008384 | 35231
Poly[oxy(methyl-1,2-ethanediyl)], .alpha.-hydro-.omega.-hydroxy-, polymer with 1,6-diisocyanato-2,2,4-trimethylhexane and 1,6-diisocyanato-2,4,4-trimethylhexane, 2-oxepanone homopolymer 2-[(1-oxo-2-propen-1-yl)oxy]ethyl ester-blocked | 17008376 | 35232
Chromate(3-), bis[3-[2-[4-amino-1,6-dihydro-2-[[[4-[2-(2-hydroxy-1-naphthalenyl)diazenyl]phenyl]sulfonyl]amino]-6-(oxo-.kappa.O)-5-pyrimidinyl]diazenyl-.kappa.N1]-4-(hydroxy-.kappa.O)-5-nitrobenzenesulfonato(3-)]-, sodium salts, compds. with triethanolamine | 17008368 | 35233
Fatty acids, C18-unsatd., dimers, polymers with benzoic acid, ethylenediamine, hexamethylenediamine, propionic acid and triethylenetetramine | 17008350 | 35234
Castor oil, polymer with ethylenediamine, 1,6-hexanediol, hydrazine, .alpha.-hydro-.omega.-hydroxypoly(oxy-1,4-butanediyl), 3-hydroxy-2-(hydroxymethyl)-2-methylpropanoic acid, 1,1'-methylenebis[4-isocyanatocyclohexane] and soybean oil | 17008335 | 35235
Soybean oil, polymer with diethylene glycol, phthalic anhydride and polymethylenepolyphenylene isocyanate | 17008319 | 35236
Oxirane, 2-methyl-, polymer with oxirane, ether with 1,2,3-propanetriol (3:1), polymer with 5-isocyanato-1-(isocyanatomethyl)-1,3,3-trimethylcyclohexane, 1-decanol- and 1-octanol-blocked | 17008301 | 35237
Fatty acids, C8-10, polymers with 3-hydroxy-2-(hydroxymethyl)-2-methylpropanoic acid, oleic acid, polyethylene glycol ether with pentaerythritol (4:1), trimethylolpropane and 10-undecenoic acid, epoxidized | 17008293 | 35238
Fatty acids, tall-oil, C12-13-alkyl esters | 17008285 | 35239
Poly(oxy-1,2-ethanediyl), .alpha.-hydro-.omega.-hydroxy-, mono-C12-14-sec-alkyl ethers, phosphates | 17008244 | 35240
Ethene, homopolymer, (4-hydroxy-2,2,6,6-tetramethyl-1-piperidinyl)oxy derivs. | 17008228 | 35241
Oxirane, 2-ethyl-, polymer with oxirane, mono-C11-14-isoalkyl ethers, C13-rich | 17008210 | 35242
Benzenesulfonic acid, dodecyl-, branched, compds. with 2-[(2-aminoethyl)amino]ethanol | 17008202 | 35243
Acid chlorides, coco, reaction products with 1-bromobutane, 2,2'-(butylimino)bis[ethanol] and (butylimino)bis[propanol] | 17008186 | 35244
1,2-Benzenedicarboxylic acid, di-C6-14-branched and linear alkyl esters | 17008178 | 35245
Iodonium, (3-methylphenyl)phenyl-, ar'-C12-13-branched alkyl derivs., (OC-6-11)-hexafluoroantimonates(1-) | 17008160 | 35246
Quaternary ammonium compounds, (2-ethylhexyl)(hydrogenated tallow alkyl)dimethyl, Me sulfates | 17008129 | 35247
Siloxanes and Silicones, di-Ph, polymers with Ph silsesquioxanes, sec-butoxy- and [(trimethylsilyl)oxy]-terminated | 17008111 | 35248
Siloxanes and Silicones, di-Me, di-Ph, polymers with vinyl silsesquioxanes, methoxy-terminated | 17008103 | 35249
Fatty acids, C18-unsatd., dimers, di-Me esters, hydrogenated, polymers with 1,1'-methylenebis[4-isocyanatobenzene], polypropylene glycol and trimethylolpropane | 17008095 | 35250
Boric acid (H3BO3), mixed 2-[2-(2-methoxyethoxy)ethoxy]ethyl and 3,6,9,12-tetraoxatridec-1-yl triesters | 17008038 | 35251
Calcium, EDTA iron magnesium manganese sodium zinc complexes | 17008020 | 35252
Terpenes and Terpenoids, turpentine-oil, .alpha.-pinene fraction, polymers with 1-methyl-4-(1-methylethenyl)cyclohexene | 17007998 | 35253
2-Propenoic acid, 2-methyl-, C6-18-alkyl esters, polymers with Me methacrylate | 17007980 | 35254
Siloxanes and Silicones, di-Me, Me vinyl, vinyl group-terminated, polymers with ethylene and Me methacrylate | 17007964 | 35255
Nitric acid, reaction products with cyclododecanol and cyclododecanone, by-products from, high-boiling fraction, compds. with 2-(2-aminoethoxy)ethanol | 17007956 | 35256
2-Propanol, reaction products with (3-chloropropyl)trimethoxysilane and diethylenetriamine-ethylenimine polymer | 17007907 | 35257
Siloxanes and Silicones, lauryl Me | 17007899 | 35258
1,2-Hydrazinedicarboxylic acid, 1-(2-hydroxy-1-methylethyl) 2-(2-hydroxypropyl) ester, polymer with 1,6-diisocyanatohexane, 2,2-dimethyl-1,3-propanediol, diphenyl carbonate, hexanedioic acid, 1,6-hexanediol, 1,1'-methylenebis[4-isocyanatocyclohexane], 2,2',2''-nitrilotris[ethanol] and 2-oxepanone, Me Et ketone oxime-blocked | 17007881 | 35259
Castor oil, acrylate | 17007832 | 35260
Titanium, Me acetoacetate 2-methyl-2-propanol complexes | 17007808 | 35261
2-Oxepanone, polymer with 1,6-diisocyanatohexane and 1,6-hexanediol, polyethylene glycol mono-Me ether-blocked | 17007766 | 35262
1,3-Hexanediol, 2-ethyl-, polymer with 1,6-diisocyanatohexane, 2-hydroxyethyl acrylate- and propylene glycol monoacrylate-blocked | 17007741 | 35263
2-Propenoic acid, methyl ester, telomer with 1-dodecanethiol, C16-18 and C18-unsatd. alkyl esters | 17007717 | 35264
Fatty acids, C8-18 and C18-unsatd., polymers with adipic acid and pentaerythritol | 17007667 | 35265
Poly(oxy-1,2-ethanediyl), .alpha.-hydro-.omega.-hydroxy-, mono-C11-14-isoalkyl ethers, C13-rich, phosphates, potassium salts | 17007659 | 35266
Rosin, polymd., compd. with 2-(dimethylamino)ethanol | 17007618 | 35267
Benzene, diethenyl-, polymer with ethenylbenzene and ethenylethylbenzene, chloromethylated, cyclized, reaction products with ethylbenzene | 17007600 | 35268
2-Propenoic acid, 2-methyl-, C12-15-branched and linear alkyl esters, polymers with 2-(dimethylamino)ethyl methacrylate and Me methacrylate | 17007584 | 35269
Fatty acids, C>14 | 17007576 | 35270
Alcohols, C>14, ethoxylated | 17007568 | 35271
2,5-Furandione, telomer with ethenylbenzene and (1-methylethyl)benzene, 3-(dimethylamino)propyl imide, phosphates | 17007543 | 35272
2,5-Furandione, telomer with ethenylbenzene and (1-methylethyl)benzene, 3-(dimethylamino)propyl imide, methanesulfonates | 17007535 | 35273
2,5-Furandione, telomer with ethenylbenzene and (1-methylethyl)benzene, 3-(dimethylamino)propyl imide, sulfates | 17007527 | 35274
2,5-Furandione, telomer with ethenylbenzene and (1-methylethyl)benzene, 3-(dimethylamino)propyl imide, hydrochlorides | 17007519 | 35275
2,5-Furandione, telomer with ethenylbenzene and (1-methylethyl)benzene, 3-(dimethylamino)propyl imide, acetates | 17007501 | 35276
Silica, [[[3-[[[[[1,3,3-trimethyl-5-[[[3-[(1-oxo-2-propen-1-yl)oxy]-2,2-bis[[(1-oxo-2-propen-1-yl)oxy]methyl]propoxy]carbonyl]amino]cyclohexyl]methyl]amino]carbonyl]thio]propyl]silylidyne]tris(oxy)]-modified | 17007485 | 35277
Ethanone, 1-(2-hydroxy-5-nonylphenyl)-, oxime, branched | 17007444 | 35278
Silsesquioxanes, 3-aminopropyl vinyl, hydroxy-terminated, formates (salts) | 17007436 | 35279
Propanoic acid, 3-hydroxy-2-(hydroxymethyl)-2-methyl-, polymer with 1,6-diisocyanatohexane and 5-isocyanato-1-(isocyanatomethyl)-1,3,3-trimethylcyclohexane, caprolactam-blocked | 17007386 | 35280
2-Oxepanone, polymer with 2-ethyl-2-(hydroxymethyl)-1,3-propanediol, 5-isocyanato-1-(isocyanatomethyl)-1,3,3-trimethylcyclohexane and 2,2'-oxybis[ethanol], 2-hydroxyethyl acrylate-blocked | 17007352 | 35281
Fatty acids, C14-18 and C16-18-unsatd., polymers with hexahydro-1,3-isobenzofurandione, 3,5,5-trimethylhexanoic acid and trimethylolpropane | 17007329 | 35282
Alcohols, C12-14, ethers with polyethylene-polypropylene glycol mono-Me ether | 17007295 | 35283
Poly(oxy-1,2-ethanediyl), .alpha.,.alpha.'-(iminodi-2,1-ethanediyl)bis[.omega.-hydroxy-, N-[3-[(C13-rich C11-14-isoalkyl)oxy]propyl] derivs. | 17007287 | 35284
Fatty acids, C14-18 and C16-18-unsatd., polymers with Bu acrylate, hexahydro-1,3-isobenzofurandione, 2-hydroxyethyl methacrylate, styrene, 3,5,5-trimethylhexanoic acid and trimethylolpropane | 17007279 | 35285
Silsesquioxanes, 3-aminopropyl, ethoxy- and hydroxy-terminated, laurates (salts) | 17007253 | 35286
Poly(oxy-1,2-ethanediyl), .alpha.-(3-carboxy-1-oxopropyl)-.omega.-phenoxy-, styrenated | 17007246 | 35287
Aluminoxanes, iso-Bu, branched, cyclic and linear | 17007238 | 35288
Siloxanes and Silicones, di-Me, 10-carboxydecyl group-terminated, polymers with bisphenol A diglycidyl ether | 17007196 | 35289
Titanium, lactate sorbitol complexes | 17007188 | 35290
Polysulfides, bis[3-(triethoxysilyl)propyl] | 17007097 | 35291
Tin, Bu 1-dodecanethiol 2-mercaptoethanol thioxo complexes | 17007089 | 35292
Fatty acids, C14-18, calcium salts | 17007055 | 35293
Formaldehyde, reaction products with N-butyl-1-butanamine | 17007048 | 35294
Fatty acids, C14-18 and C16-18-unsatd., polymers with hexahydro-1,3-isobenzofurandione, isophthalic acid, maleic anhydride, 3,5,5-trimethylhexanoic acid and trimethylolpropane | 17007022 | 35295
2-Butenedioic acid (2Z)-, 1,4-diethyl ester, reaction products with 3-(trimethoxysilyl)-1-propanamine-blocked ethylene oxide-5-isocyanato-1-(isocyanatomethyl)-1,3,3-trimethylcyclohexane-propylene oxide polymer | 17006982 | 35296
Diphosphoric acid, polymers with ethoxylated reduced Me esters of reduced polymd. oxidized tetrafluoroethylene | 17006941 | 35297
1,4-Butanediol, polymer with 5-amino-1,3,3-trimethylcyclohexanemethanamine, 1,6-diisocyanatohexane, hydrazine, .alpha.-hydro-.omega.-hydroxypoly[oxy(methyl-1,2-ethanediyl)], 5-isocyanato-1-(isocyanatomethyl)-1,3,3-trimethylcyclohexane, 4,4'-(1-methylethylidene)bis[phenol] and 2-methyloxirane, polyethylene-polypropylene glycol mono-Bu ether-blocked | 17006925 | 35298
Benzenesulfonic acid, mono-C10-16-alkyl derivs., compds. with 2-propen-1-amine | 17006917 | 35299
Cobalt, butadiene 2-ethylhexanoate iso-Bu aluminum complexes | 17006909 | 35300
.beta.-Cyclodextrin, 6-chloro-1,4-dihydro-4-oxo-1,3,5-triazin-2-yl ethers, sodium salts | 17006891 | 35301
2-Propenoic acid, 2-methyl-, butyl ester, polymers with C12-18-alkyl methacrylate, iso-Bu methacrylate, Me methacrylate and vinylpyrrolidone | 17006875 | 35302
Propanoyl fluoride, 2,3,3,3-tetrafluoro-2-[1,1,2,3,3,3-hexafluoro-2-(1,1,2,2,3,3,3-heptafluoropropoxy)propoxy]-, polymer with 2,2,3-trifluoro-3-(trifluoromethyl)oxirane, reaction products with 3-(ethenyldimethylsilyl)-N-methylbenzenamine | 17006842 | 35303
Siloxanes and Silicones, 3-(4-carboxy-2-oxo-1-pyrrolidinyl)propyl Me, di-Me | 17006818 | 35304
Siloxanes and Silicones, di-Me, hydrogen-terminated, reaction products with 2,2,4,4,6,6,8,8,10,10-decamethylcyclopentasiloxane and trimethylolpropane triacrylate | 17006768 | 35305
Alkenes, C15-16, polymd., hydrogenated | 17006727 | 35306
2,5-Furandione, reaction products with dibutyloxostannane and stearyl alc. | 17006693 | 35307
Sunflower oil, oleic acid-high | 17006677 | 35308
Fatty acids, C18-unsatd., dimers, hydrogenated, diisooctadecyl esters | 17006651 | 35309
Hexane, 1,6-diisocyanato-, homopolymer, polyethylene glycol mono-Me ether-blocked | 17006644 | 35310
Silsesquioxanes, Me Ph, methoxy-terminated | 17006636 | 35311
Alkyl chlorides, C10-13-branched | 17006545 | 35312
Alcohols, C8-10 dimers, ethers with polyethylene glycol mono-Bu ether | 17006511 | 35313
Fatty acids, tall-oil, reaction products with diethylenetriamine and naphthenic acids | 17006362 | 35314
Cyclohexane, 5-isocyanato-1-(isocyanatomethyl)-1,3,3-trimethyl-, homopolymer, caprolactam-blocked | 17006263 | 35315
Benzenesulfonic acid, 4-C10-13-sec-alkyl derivs., sodium salts | 17006255 | 35316
Frustulia rhomboides crassinerva | 17292640 | 35317
Selanastrum bibraianum gracile | 17292251 | 35318
Navicula capitata linearis | 17292004 | 35319
Eunotia praerupta bidens | 17281296 | 35320
Stauroneis nobilis baconiana | 17280082 | 35321
Navicula menisculus upsaliensis | 17279654 | 35322
Eunotia praerupta laticeps | 17277997 | 35323
Eunotia praerupta curta | 17277484 | 35324
Cymbella minuta latens | 17275520 | 35325
Rhaphidium convolutum lunare | 17275421 | 35326
Gomphonema subtile sagitta | 17289596 | 35327
Synedra ulna splendens | 17289091 | 35328
Synedra ulna radians | 17289083 | 35329
Tabellaria fenestrata intermedia | 17289521 | 35330
Synedra ulna var. subaequalis | 17287459 | 35331
Synedra ulna genuina | 17287442 | 35332
Eunotia pectinalis var. ventricosa | 17287111 | 35333
Rhoicosphenia marina intermedia | 17286915 | 35334
Gomphonema subclavatum commutatum | 17285537 | 35335
Navicula cuspidata var. major | 17285156 | 35336
Closterium pronum longissimum | 17282344 | 35337
Ankistrodesmus falcatus acicularis | 17099235 | 35338
Nitzschia angularis affinis | 17100918 | 35339
Navicula cryptocephala veneta | 17100876 | 35340
Amphora coffeaeformis boreal | 17100652 | 35341
Anagallis arvensis foemina | 17102856 | 35342
Allium canadense canadense | 17102690 | 35343
Brassica oleracea gemmifera | 17103433 | 35344
Brassica oleracea capitata | 17103425 | 35345
Brassica oleracea botrytis | 17103417 | 35346
Euonymus fortunei radicans | 17104795 | 35347
Melosira granulata angust | 17098369 | 35348
Stipa comata - comata | 17107830 | 35349
Rhizoselenia hebetata semis | 17099573 | 35350
Navicula seminulum hustedtii | 17117102 | 35351
Navicula tripunctata schizonemoides | 17117037 | 35352
Navicula atomus permitis | 17117029 | 35353
Surirella ovalis brightwelli | 17117003 | 35354
Navicula secreta apiculata | 17116997 | 35355
Cocconeis placentula euglypta | 17116930 | 35356
Fragilaria construens subsalina | 17116914 | 35357
Chlorella fusca fusca | 17116823 | 35358
Scenedesmus acutus alternans | 17116799 | 35359
Chlorella vulgaris tertia | 17116757 | 35360
Apium graveolens dulce | 17108788 | 35361
Prunus persica nucipersica | 17109281 | 35362
Xanthium strumarium canadense | 17109240 | 35363
Aegilops neglecta neglecta | 17110891 | 35364
Pueraria montana lobata | 17110818 | 35365
Pueraria montana montana | 17110800 | 35366
Macropiper excelsum majus | 17110644 | 35367
Vigna radiata radiata | 17110586 | 35368
Solanum lycopersicum lycopersicum | 17111410 | 35369
Chlorella vulgaris vulgaris | 17111246 | 35370
Chlorella fusca vacuolata | 17111170 | 35371
Brassica oleracea italica | 17112012 | 35372
Polygonum convolvulus convolvulus | 17112830 | 35373
Echinochloa crusgalli zelayens | 17112533 | 35374
Hantzschia amphioxys pusilla | 17112483 | 35375
Albizzia julibrissin durazzini | 17113374 | 35376
Lilium philippinense formosanum | 17114687 | 35377
Hedera helix baltica | 17114513 | 35378
Teucrium canadense canadense | 17115627 | 35379
Potamogeton pusillus tenuissimus | 17116435 | 35380
Nitzschia frustulum perpusilla | 17116286 | 35381
Brassica napus . napus | 17116229 | 35382
Tanytarsini | 1933274 | 35383
Tanypodini | 1933266 | 35384
Chironomini | 1921261 | 35385
Leptocardia | 17292111 | 35386
Pelecypoda | 17291147 | 35387
Acrania | 17290446 | 35388
Haptophyceae | 17290321 | 35389
Magnoliatae | 17286469 | 35390
Dicotyledoneae | 17286113 | 35391
Amphineura | 17285685 | 35392
Loricata | 17284480 | 35393
Branchiopoda | 17091059 | 35394
Amphibia | 17075946 | 35395
Symphyla | 17094079 | 35396
Pauropoda | 17094061 | 35397
Zygnematophyceae | 17117086 | 35398
Secernentea | 1972413 | 35399
Crinoidea | 1953983 | 35400
Articulata | 1952514 | 35401
Pharetronida | 1934587 | 35402
Calcarea | 1934546 | 35403
Lobosa | 1914878 | 35404
Demospongiae | 1914571 | 35405
Anopla | 1913672 | 35406
Adenophorea | 1913474 | 35407
Polyplacophora | 1913201 | 35408
Gastropoda | 1908029 | 35409
Pterobranchia | 52456365 | 35410
Scyphozoa | 52453776 | 35411
Conoidasida | 1868116 | 35412
Xanthophyceae | 1858802 | 35413
Euglenophyceae | 1857986 | 35414
Osteichthyes | 1898352 | 35415
Aves | 1898303 | 35416
Sagittoidea | 1897834 | 35417
Phylactolaemata | 1897693 | 35418
Inarticulata | 1897123 | 35419
Pycnogonida | 1896943 | 35420
Merostomata | 1896893 | 35421
Cephalopoda | 1945757 | 35422
Actinopterygii | 1955095 | 35423
Hyalospongia | 1934694 | 35424
Liliopsida | 1934504 | 35425
Chondrichthyes | 1954569 | 35426
Pteraspidomorphi | 1954502 | 35427
Aplacophora | 1943893 | 35428
Nectonematoida | 1913649 | 35429
Gordioida | 1913573 | 35430
Scaphopoda | 1913367 | 35431
Enteropneusta | 1903350 | 35432
Stelleroidea | 1902584 | 35433
Holothuroidea | 1902345 | 35434
Echinoidea | 1902170 | 35435
Nuda | 1902113 | 35436
Hydrozoa | 1901792 | 35437
Anthozoa | 1901453 | 35438
Ciliatea | 1901404 | 35439
Malacostraca | 1889187 | 35440
Cephalaspidomorphi | 1898220 | 35441
Ascidiacea | 1897933 | 35442
Cephalochordata | 1897883 | 35443
Gymnolaemata | 1897180 | 35444
Bdelloidea | 1919844 | 35445
Chilopoda | 1915842 | 35446
Monogononta | 1914977 | 35447
Zoomastigophora | 1914936 | 35448
Turbellaria | 1914142 | 35449
Trematoda | 1914100 | 35450
Enopla | 1913870 | 35451
Bivalvia | 1903426 | 35452
Bacillariophyceae | 1853258 | 35453
Cyanophyceae | 1852656 | 35454
Polychaeta | 1861335 | 35455
Oligochaeta | 1859040 | 35456
Dinophyceae | 1858554 | 35457
Chloromonadophyceae | 1858513 | 35458
Prasinophyceae | 1858414 | 35459
Magnoliopsida | 1858307 | 35460
Hepaticae | 1858224 | 35461
Prymnesiophyceae | 1858166 | 35462
Cryptophyceae | 1857903 | 35463
Chrysophyceae | 1857580 | 35464
Chlorophyceae | 1855402 | 35465
Insecta | 1869668 | 35466
Diplopoda | 1869650 | 35467
Arachnida | 1868140 | 35468
Bryophyta | 17115908 | 35469
Gnathobdellida | 17293911 | 35470
Diktyobranchia | 17293648 | 35471
Archiannelida | 17292897 | 35472
Heterococcales | 17292467 | 35473
Gaviiformes | 17281775 | 35474
Archiannelida | 17280249 | 35475
Ptychobranchia | 17279779 | 35476
Oscillatoriales | 17277922 | 35477
Ischnochitonida | 17277054 | 35478
Chaetodermatida | 17276429 | 35479
Dentalida | 17286162 | 35480
Pharyngobdellida | 17285487 | 35481
Diplura | 17284654 | 35482
Foraminiferida | 17082769 | 35483
Anura | 17076563 | 35484
Ophidia | 17083536 | 35485
Urodela | 17083569 | 35486
Gamasina | 17092727 | 35487
Conchostraca | 17084716 | 35488
Notostraca | 17084708 | 35489
Anostraca | 17084690 | 35490
Dermaptera | 17094350 | 35491
Thysanoptera | 17094087 | 35492
Passeriformes | 17094038 | 35493
Proseriata | 17078916 | 35494
Geophilomorpha | 17097338 | 35495
Saprolegniales | 17117706 | 35496
Caligoida | 1920446 | 35497
Gadiformes | 1955665 | 35498
Lophiiformes | 1955624 | 35499
Myctophiformes | 1955467 | 35500
Chimaeriformes | 1955053 | 35501
Rajiformes | 1954783 | 35502
Squaliformes | 1954718 | 35503
Heterodontiformes | 1954577 | 35504
Elasipodida | 1953876 | 35505
Spatangoida | 1953553 | 35506
Paxillosida | 1952621 | 35507
Echiuroidea | 1951870 | 35508
Astrophorida | 1935048 | 35509
Lamiales | 1934405 | 35510
Ploima | 1915107 | 35511
Arcellinida | 1914894 | 35512
Haplosclerida | 1914738 | 35513
Hadromerida | 1914621 | 35514
Hoplonemertea | 1913888 | 35515
Chordodea | 1913581 | 35516
Dorylaimida | 1913516 | 35517
Stenoglossa | 1911973 | 35518
Gadilida | 1945674 | 35519
Archaeogastropoda | 1909522 | 35520
Sacoglossa | 1909472 | 35521
Nudibranchia | 1909290 | 35522
Chaetodermomorpha | 1943901 | 35523
Cephalaspidea | 1908763 | 35524
Acipenseriformes | 1960814 | 35525
Ophidiiformes | 1959394 | 35526
Albuliformes | 1959378 | 35527
Carcharhiniformes | 1959303 | 35528
Euphausiacea | 52455094 | 35529
Bdellonemertea | 52454428 | 35530
Acoela | 52453990 | 35531
Diplostraca | 52451879 | 35532
Ephemeroptera | 1869924 | 35533
Chroococcales | 1852698 | 35534
Harpacticoida | 1869544 | 35535
Calanoida | 1869403 | 35536
Arguloidea | 1869130 | 35537
Cladocera | 1868876 | 35538
Homoptera | 1885342 | 35539
Trombidiformes | 1868157 | 35540
Neuroptera | 1881804 | 35541
Megaloptera | 1881572 | 35542
Arhynchobdellida | 1860642 | 35543
Haplotaxida | 1859156 | 35544
Branchiobdellida | 1859107 | 35545
Rhizochloridales | 1858968 | 35546
Peridiniales | 1858588 | 35547
Dinamoebales | 1858562 | 35548
Chloromonadales | 1858521 | 35549
Pyramimonadales | 1858422 | 35550
Sapindales | 1858380 | 35551
Papaverales | 1858331 | 35552
Asterales | 1858315 | 35553
Prymnesiales | 1858174 | 35554
Chromalinales | 1857598 | 35555
Ulotrichales | 1856962 | 35556
Tetrasporales | 1856913 | 35557
Microsporales | 1856855 | 35558
Ctenocladales | 1856780 | 35559
Coleochaetales | 1856731 | 35560
Aciculata | 1972876 | 35561
Chlorococcales | 1855451 | 35562
Rhabditida | 1972355 | 35563
Unionoida | 1904788 | 35564
Solemyoida | 1904275 | 35565
Arcoida | 1903434 | 35566
Spinulosida | 1902683 | 35567
Forcipulatida | 1902592 | 35568
Clypeasteroida | 1902261 | 35569
Beroida | 1902121 | 35570
Actinulida | 1901800 | 35571
Alcyonacea | 1901461 | 35572
Salmoniformes | 1901230 | 35573
Percopsiformes | 1901164 | 35574
Gobiesociformes | 1901123 | 35575
Osteoglossiformes | 1901073 | 35576
Siluriformes | 1900893 | 35577
Clupeiformes | 1899640 | 35578
Pleuronectiformes | 1899236 | 35579
Perciformes | 1898519 | 35580
Gasterosteiformes | 1898469 | 35581
Stolidobranchia | 1898063 | 35582
Phlebobranchia | 1898014 | 35583
Aplousobranchia | 1897941 | 35584
Cyclostomata | 1897644 | 35585
Ctenostomata | 1897511 | 35586
Cheilostomata | 1897198 | 35587
Nebaliacea | 1896836 | 35588
Cumacea | 1894609 | 35589
Amphipoda | 1891902 | 35590
Stomatopoda | 1891837 | 35591
Coleoptera | 1872241 | 35592
Centrales | 1853266 | 35593
Valvatida | 1952738 | 35594
Terebratulida | 1952597 | 35595
Loxosomatida | 1952472 | 35596
Stylommatophora | 1942739 | 35597
Xenopneusta | 1951961 | 35598
Stomiiformes | 1959386 | 35599
Osmeriformes | 1959360 | 35600
Aulopiformes | 1959352 | 35601
Lernaeopodoida | 1946557 | 35602
Monstrilloida | 1946532 | 35603
Opiliones | 1945963 | 35604
Corallimorpharia | 1936012 | 35605
Stolonifera | 1935642 | 35606
Batrachoidiformes | 1955566 | 35607
Octopoda | 1945872 | 35608
Theuthoidea | 1945807 | 35609
Sepiidea | 1945765 | 35610
Siphonophora | 1935584 | 35611
Choristida | 1934983 | 35612
Epipolasida | 1934942 | 35613
Heterodonta | 1944446 | 35614
Sycettida | 1934629 | 35615
Leucosoleniida | 1934595 | 35616
Clathrinida | 1934553 | 35617
Cyperales | 1934512 | 35618
Rubiales | 1934488 | 35619
Scrophulariales | 1934439 | 35620
Ericales | 1934371 | 35621
Caryophyllales | 1934348 | 35622
Metzgeriales | 1934314 | 35623
Sphaeriales | 1934306 | 35624
Myxiniformes | 1954510 | 35625
Comatulida | 1953991 | 35626
Molpadiida | 1953900 | 35627
Echinoida | 1953454 | 35628
Notaspidea | 1942820 | 35629
Gymnosomata | 1942788 | 35630
Gordea | 1913615 | 35631
Monhysterida | 1913482 | 35632
Dentaliida | 1913375 | 35633
Neoloricata | 1913276 | 35634
Urnatellida | 1903301 | 35635
Pedicellinida | 1903269 | 35636
Phrynophiurida | 1903228 | 35637
Ophiurida | 1902725 | 35638
Platyasterida | 1902634 | 35639
Trichoptera | 1881812 | 35640
Lepidoptera | 1881333 | 35641
Dendrochirotida | 1902493 | 35642
Aspidochirotida | 1902451 | 35643
Apodida | 1902352 | 35644
Temnopleuroida | 1902220 | 35645
Arbacioida | 1902188 | 35646
Hydroida | 1901818 | 35647
Neogastropoda | 1911965 | 35648
Zoanthidea | 1901768 | 35649
Scleractinia | 1901727 | 35650
Actiniaria | 1901610 | 35651
Ceriantharia | 1901578 | 35652
Pennatulacea | 1901537 | 35653
Gorgonacea | 1901495 | 35654
Peritrichida | 1901412 | 35655
Mesogastropoda | 1909928 | 35656
Cypriniformes | 1899798 | 35657
Anguilliformes | 1899756 | 35658
Atheriniformes | 1899459 | 35659
Decapoda | 1889195 | 35660
Entomotaeniata | 1909076 | 35661
Scorpaeniformes | 1899335 | 35662
Semionotiformes | 1898402 | 35663
Amiiformes | 1898360 | 35664
Ciconiiformes | 1898311 | 35665
Petromyzontiformes | 1898238 | 35666
Pleurogona | 1898055 | 35667
Basommatophora | 1908102 | 35668
Anaspidea | 1908037 | 35669
Aphragmophora | 1897842 | 35670
Plumatellida | 1897701 | 35671
Lingulida | 1897131 | 35672
Plecoptera | 1887033 | 35673
Orthoptera | 1886993 | 35674
Pantopoda | 1896950 | 35675
Xiphosura | 1896901 | 35676
Tanaidacea | 1896539 | 35677
Diptera | 1875533 | 35678
Veneroida | 1905801 | 35679
Mysidacea | 1896182 | 35680
Odonata | 1885375 | 35681
Isopoda | 1894914 | 35682
Myoida | 1904317 | 35683
Flosculariaceae | 1915016 | 35684
Collothecaceae | 1914985 | 35685
Diplomonadida | 1914944 | 35686
Amoebida | 1914886 | 35687
Poecilosclerida | 1914829 | 35688
Halichondrida | 1914670 | 35689
Carnosa | 1914589 | 35690
Tricladida | 1914381 | 35691
Polycladida | 1914191 | 35692
Neorhabdocoela | 1914159 | 35693
Polyopisthocotylea | 1914118 | 35694
Paleonemertea | 1913789 | 35695
Heteronemertea | 1913680 | 35696
Pterioida | 1904036 | 35697
Ostreoida | 1903905 | 35698
Mytiloida | 1903657 | 35699
Nostocales | 1852912 | 35700
Chamaesiphonales | 1852664 | 35701
Canalipalpata | 1861707 | 35702
Lumbriculida | 1861236 | 35703
Rhynchobdellida | 1860857 | 35704
Microsporidia | 764027 | 35705
Tribonematales | 1858992 | 35706
Mischococcales | 1858836 | 35707
Eustigmatophyceae | 1858810 | 35708
Prorocentrales | 1858745 | 35709
Phytodiniales | 1858729 | 35710
Fabales | 1858364 | 35711
Jungermanniales | 1858232 | 35712
Euglenales | 1857994 | 35713
Cryptomonadales | 1857911 | 35714
Phaeothamniales | 1857861 | 35715
Ochromonadales | 1857671 | 35716
Heteroptera | 763193 | 35717
Hemiptera | 763185 | 35718
Hymenoptera | 762989 | 35719
Zygnematales | 1857325 | 35720
Volvocales | 1857010 | 35721
Oedogoniales | 1856889 | 35722
Klebsormidiales | 1856814 | 35723
Cladophorales | 1856707 | 35724
Chaetophorales | 1855410 | 35725
Symphypleona | 1869841 | 35726
Thysanura | 1869825 | 35727
Diplura | 1869817 | 35728
Collembola | 1869676 | 35729
Podocopa | 1869593 | 35730
Myodocopina | 1869551 | 35731
Cyclopoida | 1869460 | 35732
Thoracica | 1869254 | 35733
Cephalocarida | 1869213 | 35734
Araneae | 1868850 | 35735
Eucoccidiorida | 1868124 | 35736
Pennales | 1853720 | 35737
Sipunculoidea | 17293598 | 35738
Euciliata | 17292202 | 35739
Angiospermae | 17281825 | 35740
Cyanophyta | 17280991 | 35741
Rhynchocoela | 17279928 | 35742
Stomochordata | 17278011 | 35743
Bryozoa | 17277179 | 35744
Chlorophyta | 17275785 | 35745
Nematoda | 17286741 | 35746
Echiurida | 17285891 | 35747
Nemertinea | 17092156 | 35748
Tracheophyta | 17101106 | 35749
Tardigrada | 17093675 | 35750
Tardigrada sp. | 17093527 | 35751
Rotatoria | 17088469 | 35752
Sipuncula | 1915354 | 35753
Sarcomastigophora | 1914928 | 35754
Nematomorpha | 1913565 | 35755
Kinorhyncha | 52455375 | 35756
Bacteria | 52451846 | 35757
Bacillariophyta | 1853241 | 35758
Cyanophycota | 1852649 | 35759
Arthropoda | 1868132 | 35760
Annelida | 1859032 | 35761
Prasinophyta | 1858406 | 35762
Hepatophyta | 1858216 | 35763
Chrysophyta | 1857572 | 35764
Mollusca | 1903418 | 35765
Hemichordata | 1903343 | 35766
Echinodermata | 1902162 | 35767
Ctenophora | 1902105 | 35768
Cnidaria | 1901446 | 35769
Ciliophora | 1901396 | 35770
Chordata | 1897875 | 35771
Ectoprocta | 1897172 | 35772
Ascomycotina | 1934298 | 35773
Nemertea | 1913664 | 35774
Nemata | 1913466 | 35775
Entoprocta | 1903251 | 35776
Echiura | 1903244 | 35777
Chaetognatha | 1897826 | 35778
Brachiopoda | 1897115 | 35779
Phascolosomatidae | 1915487 | 35780
Rotifera | 1914969 | 35781
Protozoa | 1914860 | 35782
Porifera | 1914563 | 35783
Platyhelminthes | 1914092 | 35784
Phoronida | 1914050 | 35785
Xanthophyta | 1858794 | 35786
Pyrrophycophyta | 1858505 | 35787
Magnoliophyta | 1858299 | 35788
Haptophyta | 1858158 | 35789
Euglenophycota | 1857978 | 35790
Cryptophycophyta | 1857895 | 35791
Chlorophycota | 1855394 | 35792
Apicomplexa | 1868108 | 35793
Myriapoda | 17091422 | 35794
Tunicata | 52456845 | 35795
Crustacea | 1868868 | 35796
Mercury compounds | 650028 | 35797
Selenium and compounds | 17000332 | 35798
Nickel and compounds | 17000324 | 35799
Mercury and compounds | 17000316 | 35800
Lead and compounds | 17000290 | 35801
Cobalt and compounds | 17000274 | 35802
Cadmium and compounds | 17000258 | 35803
Antimony and compounds | 17000225 | 35804
Organic active ingredients -- CWA 304B | 967802 | 35805
Thallium compounds, NOS -- RCRA Appendix VIII | 967794 | 35806
Silver compounds, NOS -- RCRA Appendix VIII | 967786 | 35807
Selenium compounds, NOS -- RCRA Appendix VIII | 967778 | 35808
Nitrosamines, NOS -- RCRA Appendix VIII | 967760 | 35809
Nickel compounds, NOS -- RCRA Appendix VIII | 967752 | 35810
Mercury compounds, NOS -- RCRA Appendix VIII | 967745 | 35811
Lead compounds, NOS -- RCRA Appendix VIII | 967737 | 35812
Halomethanes, total, N.O.S., from RCRA 40 CFR part 261 Appendix VII | 967729 | 35813
Cyanides (soluble salts and complexes), NOS -- RCRA Appendix VIII | 967711 | 35814
Chromium compounds, NOS -- RCRA Appendix VIII | 967703 | 35815
Chloroalkyl ethers, NOS -- RCRA Appendix VIII | 967695 | 35816
Chlorinated phenol, NOS -- RCRA Appendix VIII | 967687 | 35817
Chlorinated naphthalene, NOS -- RCRA Appendix VIII | 967679 | 35818
Chlorinated fluorocarbons, NOS -- RCRA Appendix VIII | 967661 | 35819
Chlorinated ethane, NOS -- RCRA Appendix VIII | 967653 | 35820
Cadmium compounds, NOS -- RCRA Appendix VIII | 967638 | 35821
Beryllium compounds, NOS -- RCRA Appendix VIII | 967620 | 35822
Arsenic compounds, NOS -- RCRA Appendix VIII | 967612 | 35823
Antimony compounds, NOS -- RCRA Appendix VIII | 967604 | 35824
Phthalic acid esters. NOS -- RCRA Appendix VIII | 966747 | 35825
Barium compounds, NOS -- RCRA Appendix VIII | 966739 | 35826
Unsubstituted phenylenediamines -- TSCA 4 Test Rules | 5242011 | 35827
Fluoroalkenes -- TSCA 4 Test Rules | 5242003 | 35828
C-9 aromatic hydrocarbons -- TSCA 4 Test Rules | 5241989 | 35829
Alkyl phthalates -- TSCA 4 Test Rules | 5241971 | 35830
Zinc and compounds | 741850 | 35831
Thallium and compounds | 741843 | 35832
Silver and compounds | 741835 | 35833
1,2-Benzenedicarboxylic acid esters | 741819 | 35834
Nitrosamines -- CWA 307A | 741801 | 35835
Nitrophenols -- CWA 307A | 741793 | 35836
4,7-Methano-1H-indene, 1,4,5,6,7,8,8-heptachloro-3a,4,7,7a-tetrahydro-, and metabolites | 741751 | 35837
Halomethanes, total, N.O.S. from CWA 307A 40 CFR part 401 | 741744 | 35838
Haloethers (other than those listed elsewhere) -- CWA 307A | 741736 | 35839
2,7:3,6-Dimethanonaphth[2,3-b]oxirene, 3,4,5,6,9,9-hexachloro-1a,2,2a,3,6,6a,7,7a-octahydro-, (1aR,2R,2aR,3R,6S,6aS,7S,7aS)-rel-, and metabolites | 741728 | 35840
6,9-Methano-2,4,3-benzodioxathiepin, 6,7,8,9,10,10-hexachloro-1,5,5a,6,9,9a-hexahydro-, 3-oxide, and metabolites | 741710 | 35841
Benzene, 1,1'-(2,2,2-trichloroethylidene)bis[4-chloro-, and metabolites | 741702 | 35842
Cyanides -- CWA 307A | 741694 | 35843
Copper and compounds | 741686 | 35844
Chlorinated phenols (other than those listed elsewhere) -- CWA 307A | 741660 | 35845
Chloroalkyl ethers (chloroethyl and mixed ethers) -- CWA 307A | 741652 | 35846
Arsenic and compounds | 741603 | 35848
1,4:5,8-Dimethanonaphthalene, 1,2,3,4,10,10-hexachloro-1,4,4a,5,8,8a-hexahydro-, (1.alpha.,4.alpha.,4a.beta.,5.alpha.,8.alpha.,8a.beta.)- and/or (1a.alpha.,2.beta.,2a.alpha.,3.beta.,6.beta.,6a.alpha.,7.beta.,7a.alpha.)-3,4,5,6,9,9-hexachloro-1a,2,2a,3,6,6a,7,7a-octahydro2,7:3,6-Dimethanonaphth(2,3-b)oxirene, total | 741587 | 35849
Benzeneamine, dichloro derivs. | 650085 | 35850
Phenol, 2-methyl-4,6-dinitro- and salts | 650077 | 35851
Dibenzofurans, derivs. | 650069 | 35852
Acetic acid, (2,4-dichlorophenoxy)-, salts and esters | 650051 | 35853
Selenium compounds | 650044 | 35854
Nickel compounds | 650036 | 35855
Manganese compounds | 650010 | 35856
Lead compounds | 650002 | 35857
Glycol ethers -- CAA 112B | 649996 | 35858
Cyanide compounds | 649988 | 35859
Cobalt compounds | 649970 | 35860
Chromium compounds | 649962 | 35861
Cadmium compounds | 649954 | 35862
Beryllium compounds | 649947 | 35863
Arsenic compounds (inorganic including arsine) -- CAA 112B | 649939 | 35864
Antimony compounds | 649921 | 35865
Strychnidin-10-one, and salts | 649905 | 35866
Pyridine, 3-(1-methyl-2-pyrrolidinyl)-, (S)-, and salts | 649897 | 35867
Carbamodithioic acid, 1,2-ethanediylbis-, salts and esters | 649889 | 35868
1,2-Benzisothiazol-3(2H)-one, 1,1- dioxide and salts | 649863 | 35869
Carbon, biodegradable organic | 701284 | 35870
Organic halides, total -- SWDA NPDWR | 701268 | 35871
Carbon, organic | 701250 | 35872
Cyanide salts, soluble -- RCRA P | 649848 | 35873
Coke oven emissions -- CAA 112B | 649830 | 35874
Benzenesulfonic acids, methyl -- CAA 111 | 649822 | 35875
Benzene, alkyl-, linear -- CAA 111 | 649814 | 35876
Ethanamine, hydroxy- -- CAA 111 | 649806 | 35877
Benzene, chloro(trichloromethyl)- | 649798 | 35878
Naphthalene, alkyl derivatives -- CAA 111 | 649780 | 35879
Pentanethiols -- CAA 111 | 649772 | 35880
Pentanols -- CAA 111 | 649764 | 35881
Acetic acid, pentyl esters | 649756 | 35882
Polycyclic aromatic compounds -- TRI | 649749 | 35883
Diisocyanates -- TRI | 649715 | 35885
Polycyclic organic matter -- CAA 112B | 649707 | 35886
Zinc compounds | 649699 | 35887
2H-1-Benzopyran-2-one, 4-hydroxy-3-(3-oxo-1-phenylbutyl)-, and salts | 649681 | 35888
Thallium compounds | 649673 | 35889
Radionuclides (including radon) -- CAA 112B | 649632 | 35890
Nitrate compounds -- TRI | 649616 | 35891
Heptachlor and its epoxide -- RCRA T | 649558 | 35892
Certain glycol ethers, a limited set -- TRI | 649541 | 35893
Fine mineral fibers -- CAA 112B | 649533 | 35894
Sulfonates, alkyl-, linear -- CAA 111 | 649517 | 35896
Copper compounds -- TRI | 649491 | 35897
Chlordane, technical, and/or chlordane metabolites | 740548 | 35898
Chloramines -- SWDA NPDWR | 701235 | 35899
Haloketones -- SDWA NPDWR | 701219 | 35900
Haloacetonitriles -- SDWA NPDWR | 701201 | 35901
Haloacetic acids (six), total, from SDWA NPDWR | 701193 | 35902
Haloacetic acids (five), total, from SDWA NPDWR | 701185 | 35903
Nitrogen, inorganic (nitrate and nitrite) | 701177 | 35904
Beta radioactivity emitters, man-made, and/or gamma radioactivity emitters, man-made | 701169 | 35905
Alpha radiation | 701151 | 35906
Boron and compounds | 701136 | 35907
Barium and compounds | 701110 | 35908
Radon and compounds | 701102 | 35909
Thorium and compounds | 701094 | 35910
Radium and compounds | 701086 | 35911
Uranium and compounds | 701078 | 35912
Trihalomethanes (four), total, from SDWA NPDWR | 701045 | 35914
Radium, isotope of mass 226 and/or radium, isotope of mass 228 | 701037 | 35915
Gamma radioactivity emitters | 701029 | 35916
Chromium compounds -- TRI | 649475 | 35917
Benzoic acid, chlorinated -- CAA 111 | 649434 | 35918
Barium compounds -- TRI | 649426 | 35919
Arsenic compounds | 649418 | 35920
2,4,5-TP esters -- CWA 311 | 755025 | 35921
Non-methane hydrocarbons -- CAA 202A | 755363 | 35922
Hydrocarbons (exhaust) -- CAA 202A | 755355 | 35923
Hydrocarbons (evaporative) -- CAA 202A | 755348 | 35924
2,4-D esters -- CWA 311 | 755330 | 35925
2H-1-Benzopyran-2-one, 4-hydroxy-3-(3-oxo-1-phenylbutyl)-, salts and esters | 755322 | 35926
Total metals -- CWA 304B | 755314 | 35927
Phenol, tetrachloro-, salts and esters | 755306 | 35928
Surfactants -- CWA 304B | 755298 | 35929
Propanoic acid, 2-(2,4,5-trichlorophenoxy)-, salts and esters | 755280 | 35930
Propamocarb and Propamocarb HCl -- CWA 304B | 755272 | 35931
Priority pollutants -- CWA 304B | 755264 | 35932
2-Pyridinecarboxylic acid, 4-amino-3,5,6-trichloro-, salts and esters | 755256 | 35933
Phenol, pentachloro-, salts and esters | 755249 | 35934
Pesticides, organic, chemicals, total, from CWA304B 40 CFR455.20(b) | 755231 | 35935
Organic pesticide active ingredients -- CWA 304B | 755223 | 35936
Adsorbable organic halides | 755215 | 35937
Benzoic acid, 2-[(1-naphthalenylamino)carbonyl]-, salts and esters | 755207 | 35938
Acetamide, N-[2,4-dimethyl-5-[[(trifluoromethyl)sulfonyl]amino]phenyl]-, salts and esters | 755199 | 35939
Butanoic acid, 4-(4-chloro-2-methylphenoxy)-, salts and esters | 755181 | 35940
Glycine, N-(phosphonomethyl)-, salts and esters | 755173 | 35941
Benzeneacetic acid, 2,3,6-trichloro-, salts and esters | 755165 | 35942
7-Oxabicyclo[2.2.1]heptane-2,3-dicarboxylic acid, salts and esters | 755157 | 35943
Perthane (Diethyl diphenyl dichloroethane and related compounds) -- CWA 304B | 755140 | 35944
Propanoic acid, 2-(2,4-dichlorophenoxy)-, salts and esters | 755132 | 35945
Propanoic acid, 2,2-dichloro-, salts and esters | 755124 | 35946
Acetic acid, (4-chlorophenoxy)-, salts and esters | 755116 | 35947
Coumarin, 3-(.alpha.-acetonylfurfuryl)-4-hydroxy-, salts and esters | 755108 | 35948
Combined metals -- CWA 304B | 755090 | 35949
Propanoic acid, 2-(3-chlorophenoxy)-, salts and esters | 755082 | 35950
Benzoic acid, 3-amino-2,5-dichloro-, salts and esters | 755074 | 35951
Carbamic acid, [1-[(butylamino)carbonyl]-1H-benzimidazol-2-yl]-, methyl ester and methyl 1H-benzimidazol-2-ylcarbamate, total | 755066 | 35952
Benzoic acid, 5-[2-chloro-4-trifluoromethyl)phenoxy]-2-nitro-, salts and esters | 755058 | 35953
Butanoic acid, 4-(2,4-dichlorophenoxy)-, salts and esters | 755041 | 35954
Chlorinated fluorocarbons | 742338 | 35956
Chlorinated dioxins and furans -- EPCRA Section 313 | 755371 | 35957
Amyl acetates -- CERCLA | 755413 | 35958
Butylamines -- CERCLA | 755405 | 35959
Butyl acetates -- CERCLA | 755397 | 35960
Vanadium compounds | 755389 | 35961
Phenylenediamines -- TSCA 8D HSDR (c) | 715425 | 35962
Halogenated alkyl epoxides | 715417 | 35963
Glycidol and derivatives -- TSCA 8D HSDR (c) | 715409 | 35964
Fluoroalkenes -- TSCA 8D HSDR (c) | 715391 | 35965
Chlorinated paraffins -- TSCA 8D HSDR (c) | 715375 | 35966
Bisazobiphenyl dyes -- TSCA 8D HSDR (c) | 715342 | 35967
Aryl phosphates -- TSCA 8D HSDR (c) | 715326 | 35968
Aniline and chloro-, bromo-, and/or nitroanilines -- TSCA 8D HSDR (c) | 715318 | 35969
Alkyltin compounds -- TSCA 8D HSDR (c) | 715300 | 35970
Alkyl phthalates -- TSCA 8D HSDR (c) | 715292 | 35971
Alkyl epoxides -- TSCA 8D HSDR (c) | 715284 | 35972
Silver compounds | 761312 | 35973
Organics, a subset of SARA 104 list -- MTL | 761627 | 35974
Metals, a subset of SARA 104 list -- MTL | 761619 | 35975
Respirable fibers -- MTL | 761601 | 35976
Persistent bioaccumulators -- MTL | 761593 | 35977
Paint stripping products and formulations -- MTL | 761585 | 35978
Oxygenated fuel additives -- MTL | 761577 | 35979
Machining fluid products and chemicals -- MTL | 761551 | 35980
Interior architectural coatings -- MTL | 761544 | 35981
Dibenzofurans, polyhalogenated -- MTL | 761536 | 35982
Endocrine disruptors -- MTL | 761528 | 35983
Dibenzo-p-dioxins, polyhalogenated -- MTL | 761510 | 35984
Hazardous air pollutants | 761502 | 35985
Volatile organic compounds, total, carpet -- MTL | 761486 | 35986
Volatile organic compounds, total, carpet and carpet products -- MTL | 761478 | 35987
Volatile organic compounds, total, carpet cushions -- MTL | 761460 | 35988
Volatile organic compounds, total, carpet adhesives -- MTL | 761452 | 35989
Organo-tin pesticides -- CWA 304B | 749689 | 35990
Propanoic acid, 2-(4-chloro-2-methylphenoxy)-, salts and esters | 749671 | 35991
Acetic acid, (4-chloro-2-methylphenoxy)-, salts and esters | 749663 | 35992
Oil and grease -- CWA 304B | 749655 | 35993
Total toxic organics -- CWA 304B | 749648 | 35994
Phenols | 749630 | 35995
Benzoic acid, 3,6-dichloro-2-methoxy-, salts and esters | 749622 | 35996
Acetic acid, (2,4,5-trichlorophenoxy)-, salts and esters | 749614 | 35997
2,4,5-T salts -- CWA 311 | 755017 | 35998
2,4,5-T esters -- CWA 311 | 755009 | 35999
2,4,5-T amines -- CWA 311 | 754994 | 36000
Dibenzofuran, chloro derivs. | 629352 | 36001
Alkanes, C10-13, chloro | 598383 | 36002
Benzene, ethylmethyl- | 233270 | 36003
Bidessinae | 17080730 | 36004
Acroneuriinae | 52466703 | 36005
Perlodinae | 52466695 | 36006
Chironominae | 1921253 | 36007
Ceratopogoninae | 1921055 | 36008
Tanypodinae | 1933258 | 36009
Limoniinae | 1926328 | 36010
Forcipomyiinae | 1924364 | 36011
Prodiamesinae | 52452356 | 36012
Podonominae | 52452349 | 36013
Arctopsychinae | 52451978 | 36014
Orthocladiinae | 1877687 | 36015
Diamesinae | 1922798 | 36016
1-Piperidineethanol, 4,4'-(1,3-propanediyl)bis- | 210492 | 36017
Benzeneacetic acid, 3,4-dimethoxy-, ethyl ester | 210484 | 36018
Silane, triethoxy(1,4,5,6,7,7-hexachlorobicyclo[2.2.1]hept-5-en-2-yl)- | 210476 | 36019
Silane, dichlorodecylmethyl- | 210468 | 36020
Thiosulfuric acid (H2S2O3), S-[4-[2-[1-[[(2,5-dimethoxyphenyl)amino]carbonyl]-2-oxopropyl]diazenyl]phenyl] ester, sodium salt (1:1) | 210450 | 36021
Phosphonic acid, P-[2-(diethoxymethylsilyl)ethyl]-, diethyl ester | 210443 | 36022
Silanetriol, 1-phenyl-, 1,1,1-triacetate | 210435 | 36023
Uranium, dioxobis(2,4-pentanedionato-.kappa.O2,.kappa.O4)-, (OC-6-11)- | 210427 | 36024
2H-Tetrazole, 5-phenyl- | 210419 | 36025
Benzoic acid, 4-[2-[4-(5-methyl-2-benzoxazolyl)phenyl]ethenyl]-, methyl ester | 210401 | 36026
9,10-Anthracenedione, 1,4-bis[(2-bromo-4,6-dimethylphenyl)amino]- | 210393 | 36027
Benzenesulfonic acid, 3-[2-[4-[2-(4-hydroxy-3-methylphenyl)diazenyl]-3-methoxyphenyl]diazenyl]-, sodium salt (1:1) | 210385 | 36028
4-Pyrimidinamine, N-(trimethylsilyl)-2-[(trimethylsilyl)oxy]- | 210377 | 36029
Trisiloxane, 3-[(dimethylsilyl)oxy]-1,1,5,5-tetramethyl-3-phenyl- | 210369 | 36030
Silanol, 1,1,1-trimethyl-, sodium salt (1:1) | 210351 | 36031
Silanamine, 1,1-dichloro-N,N,1-trimethyl- | 210344 | 36032
1,2-Propanediol, 3-(dodecylthio)- | 210328 | 36033
Silane, ethenyltris(1-methylethoxy)- | 210310 | 36034
1H-Benzimidazole, 1-ethyl-2-methyl-6-nitro-5-(trifluoromethyl)- | 210294 | 36035
Hexanoyl fluoride, 2,2,3,3,4,4,5,6,6,6-decafluoro-5-(trifluoromethyl)- | 210286 | 36036
9-Octadecenoic acid (9Z)-, compd. with N1-(2-aminoethyl)-1,2-ethanediamine (1:?) | 210278 | 36037
2-Butenedioic acid (2Z)-, sodium salt (1:?) | 210252 | 36038
Methanaminium, N-[4-[[4-(dimethylamino)phenyl]phenylmethylene]-2,5-cyclohexadien-1-ylidene]-N-methyl-, ethanedioate (1:?) | 210245 | 36039
9-Anthracenecarboxaldehyde, oxime | 210229 | 36040
Silanediol, 1-methyl-1-phenyl-, 1,1-diacetate | 210211 | 36041
2,5,7,10-Tetraoxa-6-silaundecane, 6-(2-methoxyethoxy)-6-methyl- | 210195 | 36042
Silane, triethoxy(2-methylpropyl)- | 210187 | 36043
Praseodymium, tris(6,6,7,7,8,8,8-heptafluoro-2,2-dimethyl-3,5-octanedionato-.kappa.O3,.kappa.O5)- | 210161 | 36044
2-Propenoic acid, 2-methyl-, 2,2-dinitropropyl ester | 210153 | 36045
2-Propenoic acid, 2,2-dinitropropyl ester | 210138 | 36046
Heptanenitrile, 7-hydroxy- | 210120 | 36047
Benzene, 1,1'-[(dimethylsilylene)bis(methylene)]bis- | 210104 | 36048
Oxirane, 2-[[3-(ethoxydimethylsilyl)propoxy]methyl]- | 210088 | 36049
9H-Purine, 9-(trimethylsilyl)-6-[(trimethylsilyl)oxy]- | 210070 | 36050
Benzenesulfonic acid, 2,2'-(1,2-ethenediyl)bis[5-[[4-[(2-hydroxyethyl)amino]-6-(phenylamino)-1,3,5-triazin-2-yl]amino]-, sodium salt (1:2) | 210054 | 36051
Oxonium, triethyl-, hexafluorophosphate(1-) (1:1) | 210047 | 36052
2-Naphthalenecarboxamide, 3-hydroxy-N-(4-methoxyphenyl)-4-(2-phenyldiazenyl)- | 210039 | 36053
Benzene, 1,1'-(ethenylethoxysilylene)bis- | 210013 | 36054
Propanenitrile, 2-(triethoxysilyl)- | 210005 | 36055
Tetrasiloxane, 1,7-dimethoxy-1,1,3,3,5,5,7,7-octamethyl- | 209981 | 36056
Titanium, bis(2,4-pentanedionato-.kappa.O2,.kappa.O4)bis(2-propanolato)- | 209965 | 36057
1H-2-Benzoxacyclotetradecin-1,7(8H)-dione, 3,4,5,6,9,10-hexahydro-14,16-dihydroxy-3-methyl-, (3S,11E)- | 209957 | 36058
1-Aziridineethanol, .alpha.-phenyl- | 209940 | 36059
Silane, tris(pentyloxy)- | 209924 | 36060
Acetic acid, anhydride with silicic acid (H4SiO4) dipropyl ester (2:1) | 209916 | 36061
2,4(1H,3H)-Pyrimidinedione, 5-fluoro-1-(tetrahydro-2-furanyl)- | 209890 | 36062
Silanol, 1,1-dimethyl-1-phenyl-, 1-acetate | 209874 | 36063
Benzene, [dichloro(1,1-dimethylethyl)silyl]- | 209866 | 36064
Benzene, 1-bromo-4-[(trimethylsilyl)oxy]- | 209841 | 36065
2H-1-Benzopyran-2-one, 8-(1,1-dimethylethyl)-4,6-dimethyl- | 209825 | 36066
Propanoic acid, 3-hydroxy-2-(hydroxymethyl)-2-methyl-, 2-phenylhydrazide | 209817 | 36067
9,10-Anthracenedione, 1-amino-4-hydroxy-2-(2-methoxyethoxy)- | 209791 | 36068
Silanetriol, 1-propyl-, 1,1,1-triacetate | 209775 | 36069
Cyclohexene, 4-[2-(dichloromethylsilyl)ethyl]- | 209767 | 36070
Ethanol, 2-amino-, 2-hydroxy-1,2,3-propanetricarboxylate (1:?) | 209759 | 36071
2-Naphthalenecarboxylic acid, 3-hydroxy-4-[2-(4-methyl-2-sulfophenyl)diazenyl]-, barium salt (1:1) | 209734 | 36072
4,7-Methano-1H-benzotriazole, 3a,4,5,6,7,7a-hexahydro-1-(trimethylsilyl)- | 209726 | 36073
Disiloxane, 1,1,1,3,3,3-hexapropyl- | 209718 | 36074
Silane, methoxytripropyl- | 209700 | 36075
Aluminate(1-), diethyldihydro-, sodium (1:1), (T-4)- | 209692 | 36076
1-Butanol, 4-(ethenyloxy)- | 209684 | 36077
1,3,5-Benzenetricarboxylic acid, 1,3,5-tri-2-propen-1-yl ester | 209676 | 36078
2-Propenoic acid, 1,1'-[oxybis(2,1-ethanediyloxy-2,1-ethanediyl)] ester | 209668 | 36079
2-Pyridinecarbonitrile, 3,4,5,6-tetrachloro- | 209650 | 36080
Benzenamine, 4-[2-(4-isothiocyanatophenyl)ethenyl]-N,N-dimethyl- | 209643 | 36081
2-Naphthalenecarboxylic acid, 4-[2-(4-chloro-5-methyl-2-sulfophenyl)diazenyl]-3-hydroxy-, barium salt (1:1) | 209635 | 36082
2-Naphthalenecarboxamide, 4-[2-(2,4-dinitrophenyl)diazenyl]-N-(2-ethoxyphenyl)-3-hydroxy- | 209627 | 36083
Pentanedioic acid, 3,3-dimethyl-, 1,5-diethyl ester | 209619 | 36084
2,7-Naphthalenedisulfonic acid, 5-[(4,6-dichloro-1,3,5-triazin-2-yl)amino]-4-hydroxy-3-(2-phenyldiazenyl)-, sodium salt (1:2) | 209601 | 36085
Carbamic acid, N-[1-[(butylamino)carbonyl]-1H-benzimidazol-2-yl]-, methyl ester | 209593 | 36086
Cyclohexanesulfenyl chloride | 209585 | 36087
1H-Isoindole-1,3(2H)-dione, 2-(cyclohexylthio)- | 209577 | 36088
Phenol, 2,4-dichloro-3-methyl- | 209569 | 36089
Phosphonium, tetrabutyl-, acetate, compd. with acetic acid (1:1) | 209551 | 36090
Nitrogen, atomic | 209544 | 36091
1H-Inden-1-one, 3-hydroxy-2-(3-hydroxy-2-quinolinyl)- | 209528 | 36092
1,12-Dicarbadodecaborane(12), 1,12-bis(3-chloro-1,1,3,3-tetramethyldisiloxanyl)- | 209510 | 36093
1,3,5-Triazine-2,4,6(1H,3H,5H)-trithione, sodium salt (1:3) | 209502 | 36094
Silane, trichloro(trichloromethyl)- | 209494 | 36095
2H-1-Benzopyran-7-amine, 3-(1H-benzimidazol-2-yl)-N,N-diethyl-2-imino- | 209478 | 36096
2,7-Naphthalenedisulfonic acid, 5-[(4,6-dichloro-1,3,5-triazin-2-yl)amino]-4-hydroxy-3-[2-(2-sulfophenyl)diazenyl]-, sodium salt (1:3) | 209452 | 36097
Tridecanoyl chloride | 209445 | 36098
Undecanoyl chloride | 209437 | 36099
Benzamide, N,N'-[6,13-bis(acetylamino)-2,9-diethoxy-3,10-triphenodioxazinediyl]bis- | 209411 | 36100
Thiomorpholine, 4-[4-[2-(2,6-dichloro-4-nitrophenyl)diazenyl]phenyl]-, 1,1-dioxide | 209403 | 36101
Phosphorous nitride | 209387 | 36102
2H-Pyran, 2-(2-bromoethoxy)tetrahydro- | 209379 | 36103
1H-Indene-6-carboxylic acid, 3-hydroxy-2-(3-hydroxy-2-quinolinyl)-1-oxo- | 209361 | 36104
Cyclohexanol, 2-methoxy-6-(2,3,3-trimethylbicyclo[2.2.1]hept-2-yl)- | 209346 | 36105
Acetamide, N-(4-chlorophenyl)-2-cyano- | 209338 | 36106
Rhodate(3-), hexakis(nitrito-.kappa.N)-, potassium (1:3), (OC-6-11)- | 209320 | 36107
9-Octadecenoic acid (9Z)-, 2-aminobutyl ester | 209304 | 36108
Methanimidamide, N,N-dimethyl-N'-[2-methyl-4-[[(methylamino)carbonyl]oxy]phenyl]- | 209288 | 36109
Decaborane(14) | 209270 | 36110
Benzothiazolium, 2-[2-methyl-3-[3-(3-sulfopropyl)-2(3H)-benzothiazolylidene]-1-propen-1-yl]-3-(3-sulfopropyl)-, inner salt | 209262 | 36111
Acetamide, N-(2,6-dichloro-3-methylphenyl)- | 209247 | 36112
21H,23H-Porphine-2,18-dipropanoic acid, 7,12-bis(1-hydroxyethyl)-3,8,13,17-tetramethyl-, hydrochloride (1:2) | 209221 | 36113
Phenol, 4-(1,1-dimethylethyl)-2,5-dimethyl- | 209213 | 36114
Butanoic acid, 4-methyl-2-oxo-2H-1-benzopyran-7-yl ester | 209205 | 36115
Silanetriol, 1-ethyl-, 1,1,1-triacetate | 209189 | 36116
Thiomorpholine, 4-phenyl-, 1,1-dioxide | 209171 | 36117
1-Triazene, 1-(4-methylphenyl)-3-(phenylmethyl)- | 209163 | 36118
Urea, N-(aminoiminomethyl)-, phosphate (1:?) | 209130 | 36119
Scandium hydroxide (Sc(OH)3) | 209122 | 36120
Octadecanoic acid, (9Z)-9-octadecen-1-yl ester | 209114 | 36121
Docosanoic acid, docosyl ester | 209098 | 36122
1-Propanesulfonic acid, 3,3'-dithiobis- | 209072 | 36123
Pyridinium, 1-(4-hydroxyphenyl)-2,4,6-triphenyl-, inner salt | 209056 | 36124
Copper, bis(4,6-nonanedionato-.kappa.O4,.kappa.O6)-, (SP-4-1)- | 209049 | 36125
Gold(3+), bis(1,2-propanediamine-.kappa.N1,.kappa.N2)-, chloride (1:3) | 209031 | 36126
9-Decyn-1-ol | 209015 | 36127
Carbonocyanidic acid, methyl ester | 209007 | 36128
Propanoic acid, 2,2-dichloro-, ethyl ester | 208991 | 36129
Propanoic acid, 2-chloro-, methyl ester | 208975 | 36130
Propanoic acid, 2-methoxy-, methyl ester | 208967 | 36131
1-Propanesulfonic acid, 3-mercapto-, sodium salt (1:1) | 208959 | 36132
Quinoxaline, 2,3,6-trimethyl- | 208942 | 36133
Europium, tris(6,6,7,7,8,8,8-heptafluoro-2,2-dimethyl-3,5-octanedionato-.kappa.O3,.kappa.O5)- | 208934 | 36134
1,7-Dicarbadodecaborane(12), 1,7-bis(methoxydimethylsilyl)- | 208926 | 36135
Cyclohexene, 4-(1,5-dimethyl-1,4-hexadien-1-yl)-1-methyl- | 208918 | 36136
5-Oxatricyclo[8.2.0.04,6]dodecane, 4,12,12-trimethyl-9-methylene- | 208900 | 36137
2-Butenoic acid, 3-methyl-, hexyl ester | 208892 | 36138
L-Cystine, N,N'-bis(1-oxohexadecyl)- | 208884 | 36139
Thiazole, 2-propyl- | 208876 | 36140
Benzamide, N-(4-aminophenyl)- | 208868 | 36141
Benzoic acid, 3-sulfo-, sodium salt (1:1) | 208850 | 36142
Silicic acid (H4SiO4), tetrakis(2-hydroxyethyl) ester | 208843 | 36143
Titanium, dibutoxybis[2-methyl-2,4-pentanediolato(2-)-.kappa.O2,.kappa.O4]-.mu.-oxodi- | 208835 | 36144
Trisulfide, methyl propyl | 208827 | 36145
2-Naphthalenecarboxamide, 4-[2-[2-chloro-5-(trifluoromethyl)phenyl]diazenyl]-3-hydroxy-N-(2-methylphenyl)- | 208819 | 36146
Nonanoic acid, compd. with 2,2'-iminobis[ethanol] (1:1) | 208801 | 36147
1H-Pyrrole-2,5-dione, 1-dodecyl- | 208793 | 36148
Benzenesulfonic acid, 4-isothiocyanato-, sodium salt (1:1) | 208785 | 36149
Butanedinitrile, 2-ethyl- | 208777 | 36150
Ethanone, 1-(5,6,7,8-tetrahydro-3,5,5,8,8-pentamethyl-2-naphthalenyl)- | 208769 | 36151
1,2,3-Propanetriol, 1-(dihydrogen phosphate), sodium salt (1:?) | 208744 | 36152
Phenol, 2-amino-4-[(2-hydroxyethyl)sulfonyl]- | 208736 | 36153
1H-Indole, 2-phenyl-3-[2-(2,4,5-trichlorophenyl)diazenyl]- | 208710 | 36154
Sulfuric acid, copper(1+) salt (1:2) | 208702 | 36155
Hexane, 1-(2,2-dimethoxyethoxy)- | 208694 | 36156
2,6-Nonadienal, (2E,6E)- | 208660 | 36157
3,5-Octanedione, 6,6,7,7,8,8,8-heptafluoro-2,2-dimethyl- | 208652 | 36158
Phosphonium, (2-ethoxy-2-oxoethyl)triphenyl-, chloride (1:1) | 208637 | 36159
2,3-Pyrrolidinedione, 4-[(4-hydroxy-3-methoxyphenyl)methylene]-1-(2-phenylethyl)- | 208611 | 36160
2,3-Pyrrolidinedione, 4-[(4-hydroxyphenyl)methylene]-1-(2-phenylethyl)- | 208603 | 36161
Glycine, N,N'-1,2-ethanediylbis[N-(carboxymethyl)-, potassium salt (1:3) | 208587 | 36162
1H-Isoindole-1,3(2H)-dione, 2-(chloromethyl)- | 208561 | 36163
Oxirane, 2,2'-[(2,2-dimethyl-1,3-propanediyl)bis(oxymethylene)]bis- | 208546 | 36164
Phenol, 2,6-bis(1,1-dimethylethyl)-4-(1-methylpropyl)- | 208538 | 36165
2-Propenoic acid, 3,3,4,4,5,5,6,6,7,7,8,8,8-tridecafluorooctyl ester | 208512 | 36166
Urea, N,N''-(4-methyl-1,3-phenylene)bis[N',N'-dimethyl- | 208496 | 36167
Ethanaminium, 2-(benzoyloxy)-N,N,N-trimethyl-, iodide (1:1) | 208470 | 36168
4,7-Methano-1H-inden-6-ol, 3a,4,5,6,7,7a-hexahydro-, 6-propanoate | 208462 | 36169
Titanium, tetrakis(2,4-pentanedionato-.kappa.O2,.kappa.O4)- | 208454 | 36170
Magnesium, [(2E,7R,11R)-3,7,11,15-tetramethyl-2-hexadecenyl (3S,4S,13R,14R,21R)-9-acetyl-14-ethyl-13,14-dihydro-21-(methoxycarbonyl)-4,8,13,18-tetramethyl-20-oxo-3-phorbinepropanoato(2-)-.kappa.N23,.kappa.N24,.kappa.N25,.kappa.N26]-, (SP-4-2)- | 208439 | 36171
Thorium, tetrakis(2,4-pentanedionato-.kappa.O2,.kappa.O4)-, (SA-8-11''11''1'1'''1'1''')- | 208421 | 36172
Propanoic acid, ammonium salt (1:1) | 208413 | 36173
3-Buten-2-ol, 4-phenyl- | 208405 | 36174
Silane, chlorodimethylpropyl- | 208389 | 36175
Aluminate(1-), hydrotris(2-methyl-2-propanolato)-, lithium (1:1), (T-4)- | 208371 | 36176
1,2,4-Thiadiazol-5-amine, 3-phenyl- | 208363 | 36177
Imidazo[4,5-d]imidazole-2,5(1H,3H)-dione, tetrahydro-1,3,4,6-tetrakis(methoxymethyl)- | 208330 | 36178
Octanoic acid, compd. with 1-octanamine (1:1) | 208322 | 36179
Octanoic acid, compd. with 1-butanamine (1:1) | 208314 | 36180
2-Nonenoic acid, ethyl ester | 208306 | 36181
1,4,7,10,13,16-Hexaoxacyclooctadecane | 208280 | 36182
D-Glucitol, 1,2,3,4,5,6-hexakis(dihydrogen phosphate) | 208272 | 36183
Titanate(2-), hexafluoro-, hydrogen (1:2), (OC-6-11)- | 208256 | 36184
Benzonitrile, 2-amino-5-nitro- | 208231 | 36185
Benzenamine, 2,4-bis(1-methyl-1-phenylethyl)-N-[4-(1-methyl-1-phenylethyl)phenyl]- | 208223 | 36186
Benzenesulfonamide, 4-amino-3,5-dichloro-N,N-dimethyl- | 208215 | 36187
9,10-Anthracenedione, 1-amino-4-hydroxy-2-(2-phenoxyethoxy)- | 208207 | 36188
9,10-Anthracenedione, 1-amino-4-hydroxy-2-phenoxy- | 208199 | 36189
2-Pyrrolidinone, compd. with octahydro-1,3,5,7-tetranitro-1,3,5,7-tetrazocine (1:1) | 208181 | 36190
Lithium fluoride (7LiF) | 208173 | 36191
Benzenediazonium, 4-(4-morpholinyl)-, chloride, compd. with zinc chloride (ZnCl2) (1:1:?) | 208165 | 36192
Acetamide, 2-hydroxy-N,N-bis(2-hydroxyethyl)- | 208157 | 36193
Phenol, 4-(1-methyloctyl)- | 208140 | 36194
Propanedioic acid, 2-[(1,3-benzodioxol-5-ylamino)methylene]-, 1,3-diethyl ester | 208132 | 36195
Benzothiazolium, 3-ethyl-2-[3-(3-ethyl-2(3H)-benzothiazolylidene)-1-propen-1-yl]-, bromide (1:1) | 208124 | 36196
Heptadecanoic acid, potassium salt (1:1) | 208116 | 36197
Benzene, (2-iodoethyl)- | 208108 | 36198
Sulfuric acid, iron(2+) salt (1:1), monohydrate | 208090 | 36199
Cyclopentanone, 2-hexylidene- | 208082 | 36200
1-Tridecanamine, N,N-dimethyl- | 208074 | 36201
Spiro[isobenzofuran-1(3H),9'-[9H]xanthen]-3-one, 2',4',5',7'-tetrabromo-3',6'-dihydroxy-, sodium salt (1:2) | 208066 | 36202
Naphth[2,3-d]oxazole-7-sulfonic acid, 2,3-dihydro-2-thioxo-, sodium salt (1:1) | 208058 | 36203
1(3H)-Isobenzofuranone, 3-propylidene- | 208041 | 36204
Benzoic acid, 2-hydroxy-, compd. with 1,2-ethanediamine (2:1) | 208033 | 36205
D-Glucopyranose, 1-(dihydrogen phosphate), sodium salt (1:?) | 208025 | 36206
Platinate(2-), hexabromo-, ammonium (1:2), (OC-6-11)- | 208017 | 36207
1H-Indol-3-ol, 5-bromo-, 3-acetate | 207993 | 36208
Nonanedioic acid, sodium salt (1:1) | 207985 | 36209
Cyclopentanol, 1-ethynyl- | 207977 | 36210
Propanenitrile, 3,3'-[(4-formylphenyl)imino]bis- | 207969 | 36211
Cyclohexane, 1,4-bis[(ethenyloxy)methyl]- | 207944 | 36212
Propane, 2-methyl-2-(1-methylethoxy)- | 207936 | 36213
Pyridinium, 1-dodecyl-, sulfate (1:1) | 207910 | 36214
Carbonochloridic acid, 2,2,2-trichloroethyl ester | 207902 | 36215
1,7-Naphthalenedisulfonic acid, 4-hydroxy-3-[2-[2-sulfo-5-[(2,5,6-trichloro-4-pyrimidinyl)amino]phenyl]diazenyl]-, sodium salt (1:3) | 207894 | 36216
Hydrazinium, 1-(2-hydroxypropyl)-1,1-dimethyl-2-(2-methyl-1-oxo-2-propen-1-yl)-, inner salt | 207886 | 36217
1-Butene-1,3-diamine, N1,N1,N3,N3-tetramethyl- | 207860 | 36218
Benzenediazonium, 3-chloro- | 207852 | 36219
1,2,4-Triazine, 3,5-bis[(trimethylsilyl)oxy]- | 207837 | 36220
2-Propenoic acid, 2-[ethyl[(1,1,2,2,3,3,4,4,4-nonafluorobutyl)sulfonyl]amino]ethyl ester | 207829 | 36221
Phosphoric acid, monoethyl ester, sodium salt (1:2) | 207803 | 36222
Phosphoramidothioic acid, O,O-dimethyl ester | 207795 | 36223
Nitric acid, cerium salt (1:?) | 207787 | 36224
Thiosulfuric acid (H2S2O3), S-(4-aminophenyl) ester, sodium salt (1:1) | 207761 | 36225
2-Naphthalenecarboxylic acid, 6-(acetyloxy)- | 207753 | 36226
Cyanamide, sodium salt (1:1) | 207746 | 36227
2-Butanone, 4-(2,6,6-trimethyl-1-cyclohexen-1-yl)- | 207720 | 36228
Titanium, (octadecanoato-.kappa.O)tris(2-propanolato)-, (T-4)- | 207712 | 36229
Benzenemethanamine, .alpha.-methyl-, hydrochloride (1:1), (.alpha.S)- | 207704 | 36230
Decanedioic acid, sodium salt (1:2) | 207688 | 36231
Nonanedioic acid, sodium salt (1:2) | 207670 | 36232
Benzoic acid, 4-(1,1-dimethylethyl)-, sodium salt (1:1) | 207662 | 36233
Cyclohexanemethanol, .alpha.-ethyl- | 207654 | 36234
Hydroxylamine, hydrofluoride (1:1) | 207639 | 36235
1,3-Dioxolane, 2-(difluoromethylene)-4,4,5-trifluoro-5-(trifluoromethyl)- | 207621 | 36236
2-Propanamine, 1-chloro-N,N-dimethyl-, hydrochloride (1:1) | 207613 | 36237
Pyridine, 4,4'-(1,3-propanediyl)bis- | 207605 | 36238
Potassium amide (K(NH2)) | 207589 | 36239
Benzoxazole, 2,2'-(1E)-1,2-ethenediylbis[5-methyl- | 207571 | 36240
2-Butenedioic acid, 1,1'-(dibutylstannylene) 4,4'-dibutyl ester | 207555 | 36241
9-Octadecen-1-ol, 1-(hydrogen sulfate), ammonium salt (1:1), (9Z)- | 207548 | 36242
Benzoic acid, 4-(azidosulfonyl)- | 207522 | 36243
Benzonitrile, 4-(bromomethyl)- | 207506 | 36244
9-Octadecenoic acid (9Z)-, compd. with N-ethylethanamine (1:1) | 207498 | 36245
Benzeneacetic acid, .alpha.-hydroxy-, (.alpha.S)- | 207480 | 36246
Silane, chlorodimethyl-7-octen-1-yl- | 207464 | 36247
Benzeneacetamide, 4-hydroxy- | 207456 | 36248
Barium hydroxide (Ba(OH)2) | 207449 | 36249
Benzenediazonium, 2,5-dimethoxy-4-[(4-methylphenyl)thio]-, (T-4)-tetrachlorozincate(2-) (2:1) | 207431 | 36250
Rhodium, carbonylhydrotris(triphenylphosphine)-, (TB-5-23)- | 207415 | 36251
Ethanol, 2-methoxy-, 1-(4-methylbenzenesulfonate) | 207407 | 36252
Benzamide, 2-cyano- | 207399 | 36253
Phosphoric acid, calcium nickel salt (1:?:?) | 207381 | 36254
Propanoic acid, 2-hydroxy-, 5-methyl-2-(1-methylethyl)cyclohexyl ester | 207373 | 36255
1H-Imidazole-1-ethanol, 2-(1-heptadecen-1-yl)-4,5-dihydro- | 207365 | 36256
1,3-Dioxolane, 2-(1-methylbutyl)- | 207357 | 36257
Benzene, [(ethoxydimethylsilyl)methyl]- | 207340 | 36258
Benzene, [3-(chlorodimethylsilyl)propyl]- | 207332 | 36259
Benzene, [2-(chlorodimethylsilyl)ethyl]- | 207324 | 36260
D-glycero-D-gulo-Heptonic acid, calcium salt (2:1) | 207316 | 36261
Benzeneacetic acid, 4-hydroxy-, ethyl ester | 207308 | 36262
Carbonochloridic acid, C,C'-[1,2-ethanediylbis(oxy-2,1-ethanediyl)] ester | 207290 | 36263
Ferrate(3-), hexakis(cyano-.kappa.C)-, hydrogen (1:3), (OC-6-11)- | 207282 | 36264
Cerate(2-), hexakis(nitrato-.kappa.O)-, potassium (1:2), (OC-6-11)- | 207274 | 36265
Palladate(2-), [[N,N'-1,2-ethanediylbis[N-(carboxymethyl)glycinato-.kappa.N,.kappa.O]](4-)]-, hydrogen (1:2), (SP-4-2)- | 207266 | 36266
Silicate(2-), hexafluoro-, barium (1:1) | 207258 | 36267
2-Propanol, 1,1',1'',1'''-[[(2-hydroxypropyl)imino]bis(2,1-ethanediylnitrilo)]tetrakis- | 207241 | 36268
Urea, sulfate (2:1) | 207225 | 36269
2,4-Hexadien-1-ol, (2E,4E)- | 207217 | 36270
2-Naphthalenol, 1,1'-thiobis- | 207191 | 36271
2,7-Naphthalenedisulfonic acid, 4-amino-5-hydroxy-3,6-bis[2-[4-[[2-(sulfooxy)ethyl]sulfonyl]phenyl]diazenyl]-, sodium salt (1:4) | 207183 | 36272
Pentanoic acid, 4,4-dimethyl-3-oxo-, ethyl ester | 207175 | 36273
Magnesium, bromo(hexahydro-2H-azepin-2-onato-.kappa.N1)- | 207159 | 36274
Pentanedioic acid, 2-oxo-, sodium salt (1:?) | 207142 | 36275
Phosphate(1-), hexafluoro-, potassium (1:1) | 207126 | 36276
Iron, [N-[2-[bis[(carboxy-.kappa.O)methyl]amino-.kappa.N]ethyl]-N-[2-(hydroxy-.kappa.O)ethyl]glycinato(3-)-.kappa.N,.kappa.O]- | 207118 | 36277
Aurate(1-), tetrabromo-, hydrogen (1:1), (SP-4-1)- | 207092 | 36278
Pyridine, 4-[2-(trichlorosilyl)ethyl]- | 207084 | 36279
9-Octadecenamide, N-[3-[(9Z)-9-octadecen-1-ylamino]propyl]-, (9Z)- | 207068 | 36280
Butane, 1-(2-methylpropoxy)- | 207050 | 36281
Propanoic acid, 2-oxo-, calcium salt, hydrate (2:1:5) | 207035 | 36282
Arsenate(1-), hexafluoro-, hydrogen (1:1) | 207027 | 36283
Anthophyllite | 207019 | 36284
Benzoxazole, 2-[1,1'-biphenyl]-4-yl-6-phenyl- | 207001 | 36285
Magnesium, bromooctyl- | 206987 | 36286
Silanetetramine, N,N,N',N',N'',N'',N''',N'''-octaethyl- | 206979 | 36287
Acetic acid, 2-isocyanato-, butyl ester | 206961 | 36288
Benzenesulfonic acid, 4-[2-[4-(phenylamino)phenyl]diazenyl]- | 206946 | 36289
Arsenate(1-), hexafluoro-, potassium (1:1) | 206920 | 36290
Acetamide, N-(3-amino-4-ethoxyphenyl)- | 206912 | 36291
1-Hexadecanol, 1,1'-(hydrogen phosphate), potassium salt (1:1) | 206896 | 36292
Benzene, [(tribromomethyl)sulfonyl]- | 206870 | 36293
1-Hexadecanol, 1-(hydrogen sulfate), magnesium salt (2:1) | 206862 | 36294
1-Naphthalenemethanamine, N-[(4-chlorophenyl)methyl]-, hydrochloride (1:1) | 206854 | 36295
5-Pyrimidinesulfonamide, 1,2,3,4-tetrahydro-2,4-dioxo- | 206839 | 36296
Phosphoric acid, titanium(4+) salt (1:?) | 206821 | 36297
1(3H)-Isobenzofuranone, 3-[4-hydroxy-2-methyl-5-(1-methylethyl)phenyl]-3-[2-methyl-5-(1-methylethyl)-4-(phosphonooxy)phenyl]- | 206813 | 36298
Potassium peroxide (K2(O2)) | 206805 | 36299
Ethanol, 2-fluoro-2,2-dinitro- | 206771 | 36300
Ruthenate (RuO42-), sodium (1:2), (T-4)- | 206763 | 36301
9,12-Octadecadienoic acid (9Z,12Z)-, lead salt (1:?) | 206755 | 36302
Hexanoic acid, 2-ethyl-, lead salt (1:?) | 206748 | 36303
2,4-Pentanediol, 3-(hydroxymethyl)-, sodium salt (1:?) | 206730 | 36304
1,7-Dicarbadodecaborane(12) | 206722 | 36305
Uranium, bis(formato-.kappa.O)dioxo-, (T-4)- | 206714 | 36306
Fluoride | 206706 | 36307
6-Dodecen-1-ol, acetate, (6Z)- | 206698 | 36308
9-Dodecen-1-ol, 1-acetate, (9Z)- | 206680 | 36309
7-Tetradecen-1-ol, 1-acetate, (7Z)- | 206672 | 36310
Borate(1-), bis[1,2-benzenediolato(2-)-.kappa.O1,.kappa.O2]-, (T-4)-, hydrogen, compd. with N,N'-bis(2-methylphenyl)guanidine (1:1:1) | 206664 | 36311
Platinum(2+), tetraamminedichloro-, chloride (1:2) | 206656 | 36312
Palladate(2-), tetrachloro-, hydrogen (1:2), (SP-4-1)- | 206649 | 36313
Rhodate(3-), hexachloro-, hydrogen (1:3), (OC-6-11)- | 206631 | 36314
2-Propenoic acid, 2-hydroxy-3-phenoxypropyl ester | 206623 | 36315
Carbonic acid, 1,1-dimethylethyl 2,4,5-trichlorophenyl ester | 206615 | 36316
Titanate(2-), hexafluoro-, ammonium (1:2), (OC-6-11)- | 206607 | 36317
Silicate(2-), hexafluoro-, hydrogen (1:2) | 206599 | 36318
Stannate(2-), hexachloro-, ammonium (1:2), (OC-6-11)- | 206581 | 36319
Acetamide, N-[4-(1-oxopropyl)phenyl]- | 206573 | 36320
Hexanedioic acid, 1,6-ditridecyl ester | 206565 | 36321
Propanedioic acid, 1,3-dioctyl ester | 206557 | 36322
Hexadecanoic acid, octyl ester | 206540 | 36323
2-Pentenoic acid, 2-methyl-, (2E)- | 206532 | 36324
Iron, [cyclo[glycyl-N5-[(2E)-4-carboxy-3-methyl-1-(oxo-.kappa.O)-2-buten-1-yl]-N5-(hydroxy-.kappa.O)-L-ornithyl-N5-[(2E)-4-carboxy-3-methyl-1-(oxo-.kappa.O)-2-buten-1-yl]-N5-(hydroxy-.kappa.O)-L-ornithyl-N5-[(2E)-4-carboxy-3-methyl-1-(oxo-.kappa.O)-2-buten-1-yl]-N5-(hydroxy-.kappa.O)-L-ornithyl-L-seryl-L-seryl]ato(3-)]-, (OC-6-64)- | 198994 | 36325
1,3-Benzenediol, 2,4,6-trinitro-, lead(2+) salt (1:1) | 198986 | 36326
Nitric acid, ammonium calcium salt (1:?:?) | 198978 | 36327
Ruthenium, dodecacarbonyltri-, triangulo | 198960 | 36328
Chromium, tetrachloro-.mu.-hydroxy[.mu.-(octadecanoato-.kappa.O:.kappa.O')]di- | 198952 | 36329
Cobalt iodide (CoI2) | 198945 | 36330
2-Anthracenesulfonic acid, 1-amino-9,10-dihydro-4-[[3-[(2-hydroxyethyl)sulfonyl]phenyl]amino]-9,10-dioxo-, sodium salt (1:1) | 198929 | 36331
1-Propene, 2-methyl-, tetramer | 198911 | 36332
Ethanedioyl dibromide | 198895 | 36333
Cobalt, tris(3-bromo-2,4-pentanedionato-.kappa.O2,.kappa.O4)-, (OC-6-11)- | 198887 | 36334
1-Propanesulfonic acid, 2-methyl-2-[(1-oxo-2-propen-1-yl)amino]- | 198861 | 36335
Benzeneacetic acid, .alpha.-oxo-, methyl ester | 198853 | 36336
Magnesate(3-), [(7S,8S)-3-carboxy-5-(carboxymethyl)-13-ethenyl-18-ethyl-7,8-dihydro-2,8,12,17-tetramethyl-21H,23H-porphine-7-propanoato(5-)-.kappa.N21,.kappa.N22,.kappa.N23,.kappa.N24]-, sodium (1:3), (SP-4-2)- | 198846 | 36337
Aurate(1-), tetrachloro-, sodium (1:1), (SP-4-1)- | 198820 | 36338
Cuprate(3-), [4-amino-5-(hydroxy-.kappa.O)-6-[2-[2-(hydroxy-.kappa.O)-5-[[2-(sulfooxy)ethyl]sulfonyl]phenyl]diazenyl-.kappa.N1]-1,3-naphthalenedisulfonato(5-)]-, hydrogen (1:3) | 198812 | 36339
Peroxide, 1,1',1''-(ethenylsilylidyne)tris[2-(1,1-dimethylethyl) | 198804 | 36340
Lead, [29H,31H-phthalocyaninato(2-)-.kappa.N29,.kappa.N30,.kappa.N31,.kappa.N32]-, (SP-4-1)- | 198796 | 36341
Benzoxazolium, 3-ethyl-2-[7-(3-ethyl-2(3H)-benzoxazolylidene)-1,3,5-heptatrien-1-yl]-, iodide (1:1) | 198770 | 36342
Platinum, bis(2,4-pentanedionato-.kappa.O2,.kappa.O4)-, (SP-4-1)- | 198754 | 36343
Cuprate(2-), [[N,N'-1,2-ethanediylbis[N-[(carboxy-.kappa.O)methyl]glycinato-.kappa.N,.kappa.O]](4-)]-, potassium (1:2), (OC-6-21)- | 198747 | 36344
1-Naphthaleneacetic acid, potassium salt | 198739 | 36345
Benzenesulfonic acid, 2-dodecyl-, sodium salt (1:1) | 198721 | 36346
4-Morpholinecarbonyl chloride | 198713 | 36347
Benzamide, N-cyano- | 198697 | 36348
Ethanol, 2-(4-methylphenoxy)- | 198689 | 36349
Phosphonic acid, P,P',P'',P'''-[1,2-ethanediylbis[nitrilobis(methylene)]]tetrakis-, sodium salt (1:6) | 198671 | 36350
Silver vanadium oxide (Ag3VO4) | 198663 | 36351
Aluminum tungsten oxide (Al2W3O12) | 198655 | 36352
Aluminum molybdenum oxide (Al2Mo3O12) | 198648 | 36353
Selenic acid, copper(2+) salt (1:1) | 198630 | 36354
1,3,2-Dioxathiolane, 4-(chloromethyl)-, 2-oxide | 198614 | 36355
1,3,5-Triazine-2,4,6(1H,3H,5H)-trione, 1-bromo- | 198572 | 36356
Silanetriamine, N,N,N',N',N'',N''-hexamethyl- | 198556 | 36357
1-Cyclohexene-1-methanol, 4-(1-methylethenyl)-, 1-acetate | 198549 | 36358
Butanamide, 2,2'-[(3,3'-dichloro[1,1'-biphenyl]-4,4'-diyl)bis(2,1-diazenediyl)]bis[N-(2,5-dimethoxyphenyl)-3-oxo- | 198523 | 36359
Hypophosphoric acid, tetramethyl ester | 198507 | 36360
Bicyclo[4.1.0]hept-4-ene-3-methanol, 4,7,7-trimethyl- | 198481 | 36361
Pyrrolidine, 1-(trimethylsilyl)- | 198473 | 36362
Cryolite (Na3(AlF6)) | 198465 | 36363
Chromium, tetrachloro-.mu.-hydroxy[.mu.-(2-methyl-2-propenoato-.kappa.O:.kappa.O')]di- | 198457 | 36364
1H-Pyrazole-3-carboxylic acid, 4-hydroxy-1-phenyl-5-(2-phenyldiazenyl)-, ethyl ester | 198440 | 36365
Thiophene, 3,4-dibromotetrahydro-, 1,1-dioxide | 198424 | 36366
Benzoic acid, 3-(acetylamino)-5-amino- | 198416 | 36367
Propanenitrile, 3-[[2-(benzoyloxy)ethyl][4-[2-(2-chloro-4-nitrophenyl)diazenyl]phenyl]amino]- | 198408 | 36368
Bicyclo[2.2.1]heptan-2-one, 1,7,7-trimethyl-3-(phenylmethylene)- | 198390 | 36369
Spiro[isobenzofuran-1(3H),9'-[9H]xanthen]-3-one, 2',4',5',7'-tetrabromo-3',6'-dihydroxy- | 198382 | 36370
Phenol, aluminum salt (3:1) | 198374 | 36371
Benzothiazolium, 3-ethyl-2-[3-(3-ethyl-2(3H)-benzothiazolylidene)-2-methyl-1-propen-1-yl]-, 4-methylbenzenesulfonate (1:1) | 198366 | 36372
1H-Indene-4-carbonitrile, 2,3-dihydro-7-methyl- | 198358 | 36373
1,3,4-Oxadiazole, 2-[1,1'-biphenyl]-4-yl-5-[4-(1,1-dimethylethyl)phenyl]- | 198341 | 36374
Hexanedioic acid, 1,6-bis[3-hydroxy-2-(hydroxymethyl)-2-methylpropyl] ester | 198333 | 36375
Tellurium, bis(N,N-diethylcarbamodithioato-.kappa.S,.kappa.S')-, (SP-4-1)- | 198325 | 36376
Phenol, 2-methoxy-4-[(1R,2R,4S)-1,7,7-trimethylbicyclo[2.2.1]hept-2-yl]-, rel- | 190389 | 36377
Phenol, 2-methoxy-4-(5,5,6-trimethylbicyclo[2.2.1]hept-2-yl)- | 190371 | 36378
Benzene, [1-[(trimethylsilyl)oxy]ethenyl]- | 190363 | 36379
L-Valine, N-[(1,1-dimethylethoxy)carbonyl]- | 190355 | 36380
Glycine, N-[(1,1-dimethylethoxy)carbonyl]-N-methyl- | 190348 | 36381
L-Phenylalanine, N-[(1,1-dimethylethoxy)carbonyl]- | 190330 | 36382
Butanamide, N,N'-1,3-phenylenebis[3-oxo- | 190322 | 36383
Morpholine, 4-methylbenzenesulfonate (1:1) | 190314 | 36384
1,4-Benzenedicarboxylic acid, 2,5-dibromo- | 190306 | 36385
L-Glutamine, N2-[(1,1-dimethylethoxy)carbonyl]- | 190298 | 36386
Silicic acid (H6Si2O7), neodymium(3+) salt (1:2) | 190280 | 36387
Hypophosphoric acid, sodium salt (1:4) | 190272 | 36388
Sodium vanadium oxide (Na3VO4) | 190264 | 36389
Sodium uranium oxide (Na2U2O7) | 190256 | 36390
2-Cyclohexene-1-propanol, .alpha.,2,6,6-tetramethyl- | 190249 | 36391
2-Butanone, 4-(2,2-dimethyl-6-methylenecyclohexyl)- | 190223 | 36392
Ferrate (FeO42-), potassium (1:2), (T-4)- | 190215 | 36393
Selenious acid, barium salt (1:1) | 190207 | 36394
Barium chloride fluoride (BaClF) | 190199 | 36395
Barium iodide (BaI2) | 190181 | 36396
Silicic acid (H6Si2O7), lanthanum(3+) salt (1:2) | 190173 | 36397
Vanadate (VO31-), sodium (1:1) | 190165 | 36398
Molybdate (MoO42-), rubidium (1:2), (T-4)- | 190157 | 36399
Cuprate(1-), bis(cyano-.kappa.C)-, sodium (1:1) | 190140 | 36400
Boric acid (HBO2), potassium salt (1:1) | 190132 | 36401
Thorium fluoride (ThF4), (T-4)- | 190116 | 36402
Yttrium fluoride (YF3) | 190108 | 36403
Scandium fluoride (ScF3) | 190090 | 36404
Praseodymium fluoride (PrF3) | 190082 | 36405
Neodymium fluoride (NdF3) | 190074 | 36406
Lanthanum fluoride (LaF3) | 190066 | 36407
Xenon fluoride (XeF2) | 190058 | 36408
Phosphonic acid, sodium salt (1:2) | 190041 | 36409
Silicic acid (H4SiO4), barium zirconium(4+) salt (3:2:2) | 190033 | 36410
Terbium fluoride (TbF3) | 190025 | 36411
[1,1'-Biphenyl]-2-ol, potassium salt (1:1) | 190009 | 36412
2,3-Hexanedione, 5-methyl- | 189985 | 36413
1,3,5-Triazine, 2,4-dichloro-6-(methylthio)- | 189977 | 36414
Boric acid (H4B2O5), strontium salt (1:2) | 189969 | 36415
Thallium bromide (TlBr3) | 189951 | 36416
Sulfuric acid, vanadium(3+) salt (3:2) | 189944 | 36417
Boric acid (HBO2), calcium salt (2:1) | 189936 | 36418
Boric acid (HBO2), barium salt (2:1) | 189928 | 36419
2-Butenedioic acid (2E)-, lead salt (1:?) | 189910 | 36420
Phenol, 2,2'-thiobis- | 189894 | 36421
Sulfuric acid, titanium(4+) salt (2:1) | 189886 | 36422
Sulfuric acid, terbium(3+) salt (3:2) | 189878 | 36423
Sulfuric acid, samarium(3+) salt (3:2) | 189860 | 36424
Vanadium yttrium oxide (V3YO9) | 189852 | 36425
Benzene, 1-(chloromethyl)-4-(trichlorosilyl)- | 189845 | 36426
Silanamine, N,N-diethyl-1,1-dimethyl- | 189829 | 36427
Carbamic acid, [3-[[(phenylamino)carbonyl]oxy]phenyl]-, ethyl ester | 189803 | 36428
Silane, dichloromethylpentyl- | 189795 | 36429
Aluminum, (glycinato-.kappa.N,.kappa.O)dihydroxy-, (T-4)- | 189787 | 36430
Cuprate(1-), bis(cyano-.kappa.C)-, potassium (1:1) | 189779 | 36431
Aurate(1-), tetrachloro-, rubidium (1:1), (SP-4-1)- | 189761 | 36432
Aurate(1-), tetrachloro-, potassium (1:1), (SP-4-1)- | 189753 | 36433
Aurate(1-), tetrachloro-, cesium (1:1), (SP-4-1)- | 189746 | 36434
Aurate(1-), tetrabromo-, cesium (1:1), (SP-4-1)- | 189738 | 36435
Barium niobium sodium oxide (Ba2Nb5NaO15) | 181826 | 36436
Thulium boride (TmB4), (T-4)- | 181818 | 36437
Erbium boride (ErB4), (T-4)- | 181800 | 36438
Dysprosium boride (DyB4), (T-4)- | 181792 | 36439
Samarium silicide (SmSi2) | 181784 | 36440
Manganese selenide (MnSe2) | 181776 | 36441
Vanadium selenide (VSe2) | 181768 | 36442
Potassium iodide (K(I3)) | 181750 | 36443
Yttrium phosphide (YP) | 181743 | 36444
Magnesium tantalum oxide (MgTa2O6) | 181735 | 36445
Cadmium tantalum oxide (CdTa2O6) | 181727 | 36446
Benzenesulfonic acid, 4-[2-[1-[[(2-methylphenyl)amino]carbonyl]-2-oxopropyl]diazenyl]-3-nitro-, calcium salt (2:1) | 181719 | 36447
Benzenesulfonic acid, 3-nitro-4-[2-[2-oxo-1-[(phenylamino)carbonyl]propyl]diazenyl]-, calcium salt (2:1) | 181701 | 36448
Platinate (Pt(OH)62-), potassium (1:2), (OC-6-11)- | 181693 | 36449
Cesium bromide chloride (Cs(HBrCl)) | 181685 | 36450
Boron sodium oxide (B8Na2O13), tetrahydrate | 181677 | 36451
Lead, [.mu.4-[(2Z)-2-butenedioato(2-)-.kappa.O1:.kappa.O1':.kappa.O4:.kappa.O4']]-.mu.-oxodioxotetra- | 181669 | 36452
Germanium arsenide (GeAs) | 181651 | 36453
Benzothiazolium, 2-[2-[4-[ethyl(2-hydroxyethyl)amino]phenyl]diazenyl]-6-methoxy-3-methyl-, methyl sulfate (1:1) | 181644 | 36454
2-Anthracenesulfonic acid, 1-amino-4-[(4-butylphenyl)amino]-9,10-dihydro-9,10-dioxo-, sodium salt (1:1) | 181636 | 36455
Aluminum, compd. with lutetium (2:1) | 181628 | 36456
Antimony, compd. with lead (1:1) | 181610 | 36457
Aluminum, compd. with ytterbium (2:1) | 181602 | 36458
Aluminum, tribromotrimethyldi- | 181594 | 36459
Molybdate(3-), tetracosa-.mu.-oxododecaoxo[.mu.12-[phosphato(3-)-.kappa.O:.kappa.O:.kappa.O:.kappa.O':.kappa.O':.kappa.O':.kappa.O'':.kappa.O'':.kappa.O'':.kappa.O''':.kappa.O''':.kappa.O''']]dodeca-, nickel(2+) (2:3) | 181586 | 36460
Molybdate(3-), tetracosa-.mu.-oxododecaoxo[.mu.12-[phosphato(3-)-.kappa.O:.kappa.O:.kappa.O:.kappa.O':.kappa.O':.kappa.O':.kappa.O'':.kappa.O'':.kappa.O'':.kappa.O''':.kappa.O''':.kappa.O''']]dodeca-, cobalt(2+) (2:3) | 181578 | 36461
Indanthren Printing Black BB | 181560 | 36462
Cyclohexanone, peroxide | 181552 | 36463
C.I. Leuco Sulphur Green 3 | 181545 | 36464
C.I. Leuco Sulphur Green 2 | 181537 | 36465
C.I. Leuco Sulphur Brown 14 | 181529 | 36466
C.I. Leuco Sulphur Brown 10 | 181511 | 36467
C.I. Leuco Sulphur Blue 13 | 181503 | 36468
C.I. Leuco Sulphur Blue 9 | 181495 | 36469
C.I. Leuco Sulphur Black 10 | 181487 | 36470
Undecenoic acid, 3-methylbutyl ester | 181479 | 36471
Germanium telluride (GeTe2) | 181461 | 36472
Ammonium sulfide ((NH4)2(S3)) | 181453 | 36473
Cobalt arsenide (CoAs3) | 181446 | 36474
Calcium arsenide (Ca3As2) | 181438 | 36475
Barium arsenide (Ba3As2) | 181420 | 36476
Yttrium arsenide (YAs) | 181412 | 36477
Samarium arsenide (SmAs) | 181404 | 36478
Antimony arsenide (Sb3As) | 181396 | 36479
Neodymium arsenide (NdAs) | 181388 | 36480
Niobium arsenide (NbAs) | 181370 | 36481
Lanthanum arsenide (LaAs) | 181362 | 36482
Erbium arsenide (ErAs) | 181354 | 36483
Chromium arsenide (Cr2As) | 181347 | 36484
Aluminum, compd. with barium (4:1) | 181339 | 36485
Aluminum, compd. with manganese (3:1) | 181321 | 36486
Aluminum, compd. with thulium (2:1) | 181313 | 36487
Aluminum oxide sulfate (Al2O(SO4)2) | 181305 | 36488
Aluminum calcium oxide silicate (Al2CaO2(SiO4)) | 181297 | 36489
Endellite (Al2(Si2O7).4H2O) | 181289 | 36490
Copper, [C-chloro-29H,31H-phthalocyaninato(2-)-.kappa.N29,.kappa.N30,.kappa.N31,.kappa.N32]- | 181263 | 36491
Acetamide, N-[5-[bis[2-(acetyloxy)ethyl]amino]-2-[2-(2-bromo-4,6-dinitrophenyl)diazenyl]-4-ethoxyphenyl]- | 181255 | 36492
2-Naphthalenecarboxamide, 4-[2-(2,5-dichlorophenyl)diazenyl]-3-hydroxy-N-(2-methoxyphenyl)- | 142067 | 36493
2-Naphthalenecarboxamide, 4-[2-(2,5-dichlorophenyl)diazenyl]-3-hydroxy-N-(4-methylphenyl)- | 142059 | 36494
2-Naphthalenecarboxamide, 3-hydroxy-4-[2-(4-methoxy-2-nitrophenyl)diazenyl]-N-(2-methylphenyl)- | 142042 | 36495
2-Naphthalenecarboxamide, 3-hydroxy-4-[2-(2-methyl-4-nitrophenyl)diazenyl]-N-(2-methylphenyl)- | 142034 | 36496
2-Naphthalenecarboxamide, N-(4-chlorophenyl)-3-hydroxy-4-[2-(2-methyl-5-nitrophenyl)diazenyl]- | 142026 | 36497
2-Naphthalenecarboxamide, 3-hydroxy-4-[2-[2-methoxy-5-[(phenylamino)carbonyl]phenyl]diazenyl]-N-phenyl- | 142018 | 36498
2-Naphthalenecarboxamide, 4-[2-(3-chlorophenyl)diazenyl]-3-hydroxy-N-phenyl- | 142000 | 36499
2-Naphthalenecarboxamide, 4-[2-(2-chlorophenyl)diazenyl]-3-hydroxy-N-phenyl- | 141994 | 36500
2-Naphthalenol, 1-[2-(4-chloro-2-nitrophenyl)diazenyl]- | 141986 | 36501
2-Naphthalenol, 1-[2-(4-nitrophenyl)diazenyl]- | 141978 | 36502
2-Naphthalenol, 1-[2-(2-nitrophenyl)diazenyl]- | 141960 | 36503
Benzamide, N-(9,10-dihydro-4-hydroxy-9,10-dioxo-1-anthracenyl)- | 141952 | 36504
7H-Benz[de]anthracen-7-one, 3-chloro- | 141937 | 36505
1-Naphthalenesulfonic acid, 4-[2-(4-hydroxy-1-naphthalenyl)diazenyl]-, sodium salt (1:1) | 141911 | 36506
Benzenesulfonic acid, 3-chloro-5-[2-(4-hydroxy-1-naphthalenyl)diazenyl]-4-methyl-, sodium salt (1:1) | 141903 | 36507
Benzenesulfonic acid, 3-[2-[5-(1,1-dimethylethyl)-2-hydroxyphenyl]diazenyl]-2-hydroxy-5-nitro-, potassium salt (1:2) | 141895 | 36508
Benzenesulfonic acid, 2-[[4-[2-[3-methyl-4-[(phenylsulfonyl)oxy]phenyl]diazenyl]phenyl]amino]-5-nitro-, sodium salt (1:1) | 141887 | 36509
Benzenesulfonic acid, 4,4'-[(1,4-diamino-9,10-dihydro-9,10-dioxo-2,3-anthracenediyl)bis(oxy)]bis-, sodium salt (1:2) | 141853 | 36510
9,10-Anthracenedione, 1,4-diamino-2,3-diphenoxy- | 141846 | 36511
2-Anthracenesulfonic acid, 1,4-diamino-9,10-dihydro-9,10-dioxo-3-phenoxy-, sodium salt (1:1) | 141838 | 36512
Benzenesulfonic acid, 2,2'-[(9,10-dihydro-9,10-dioxo-1,8-anthracenediyl)diimino]bis[5-methyl-, sodium salt (1:2) | 141820 | 36513
Benzenesulfonic acid, 2,2'-[(9,10-dihydro-9,10-dioxo-1,5-anthracenediyl)diimino]bis[5-methyl-, sodium salt (1:2) | 141812 | 36514
Benzenesulfonic acid, 2,2'-[(9,10-dihydro-9,10-dioxo-1,4-anthracenediyl)diimino]bis[5-butyl-, sodium salt (1:2) | 141804 | 36515
9,10-Anthracenedione, 1-(methylamino)-4-[(3-methylphenyl)amino]- | 141788 | 36516
9,10-Anthracenedione, 1-amino-4-(cyclohexylamino)- | 141770 | 36517
Chromate(1-), [5-chloro-2-(hydroxy-.kappa.O)-3-[2-[1,2,3,4-tetrahydro-2-oxo-4-(oxo-.kappa.O)-3-quinolinyl]diazenyl-.kappa.N1]benzenesulfonato(3-)]hydroxy-, sodium (1:1), (T-4)- | 141754 | 36518
C.I. Acid Orange 61 | 141747 | 36519
Chromate(2-), [5-chloro-3-[2-[4,5-dihydro-3-methyl-5-(oxo-.kappa.O)-1-(3-sulfophenyl)-1H-pyrazol-4-yl]diazenyl-.kappa.N1]-2-(hydroxy-.kappa.O)benzenesulfonato(4-)]hydroxy-, sodium (1:2), (T-4)- | 141739 | 36520
Chromate(3-), bis[5-chloro-3-[2-[4,5-dihydro-3-methyl-5-(oxo-.kappa.O)-1-phenyl-1H-pyrazol-4-yl]diazenyl-.kappa.N1]-2-(hydroxy-.kappa.O)benzenesulfonato(3-)]-, sodium hydrogen (1:2:1) | 141721 | 36521
Chromate(7-), bis[4-(hydroxy-.kappa.O)-3-[2-[2-(hydroxy-.kappa.O)-5-nitro-3-sulfophenyl]diazenyl-.kappa.N1]-6-[(sulfomethyl)amino]-2-naphthalenesulfonato(5-)]-, sodium hydrogen (1:6:1) | 141713 | 36522
Chromate(3-), bis[5-[2-[5-chloro-2-(hydroxy-.kappa.O)phenyl]diazenyl-.kappa.N1]-6-(hydroxy-.kappa.O)-2-naphthalenesulfonato(3-)]-, sodium hydrogen (1:2:1) | 141705 | 36523
C.I. Acid Violet 58 | 141697 | 36524
2-Naphthalenesulfonic acid, 6-[2-(1-naphthalenyl)diazenyl]-, sodium salt (1:1) | 141689 | 36525
3H-Pyrazol-3-one, 4-[2-(2,4-dimethylphenyl)diazenyl]-2,4-dihydro-5-methyl-2-phenyl- | 141671 | 36526
3H-Pyrazol-3-one, 4-[2-(2-chlorophenyl)diazenyl]-2,4-dihydro-5-methyl-2-phenyl- | 141655 | 36527
9,10-Anthracenedione, 1,8-dimethoxy- | 141630 | 36528
Benzenesulfonic acid, 4-[2-[4-[2-(2-hydroxy-1-naphthalenyl)diazenyl]phenyl]diazenyl]-, sodium salt (1:1) | 141614 | 36529
1-Naphthalenesulfonic acid, 8-[(4-methylphenyl)amino]-5-[2-[4-(2-phenyldiazenyl)-7-sulfo-1-naphthalenyl]diazenyl]-, sodium salt (1:2) | 141606 | 36530
1H-Naphtho[1,8-de]-1,2,3-triazine-7-sulfonic acid, 9-[2-(3-chloro-2-hydroxy-5-nitrophenyl)diazenyl]-, sodium salt (1:1) | 141580 | 36531
3H-Pyrazol-3-one, 2,4-dihydro-5-methyl-2-(4-nitrophenyl)- | 141572 | 36532
1H-Pyrazole-3-carboxylic acid, 4,5-dihydro-5-oxo-1-(4-sulfophenyl)-, 3-ethyl ester | 141564 | 36533
3H-Pyrazol-3-imine, 2,4-dihydro-5-methyl-2-phenyl- | 141549 | 36534
2-Anthracenesulfonic acid, 1-amino-9,10-dihydro-9,10-dioxo-4-[(2,4,6-trimethylphenyl)amino]-, sodium salt (1:1) | 141523 | 36535
Benzoic acid, 5-[[[[3-carboxy-4-[2-[1-[[(2-methoxy-5-sulfophenyl)amino]carbonyl]-2-oxopropyl]diazenyl]phenyl]amino]carbonyl]amino]-2-[2-[2-oxo-1-[[(4-sulfophenyl)amino]carbonyl]propyl]diazenyl]-, sodium salt (1:4) | 141507 | 36536
1H-Pyrazole-3-carboxylic acid, 1-(3-aminophenyl)-4-[2-[3-[[3-[2-[1-(3-aminophenyl)-3-carboxy-4,5-dihydro-5-oxo-1H-pyrazol-4-yl]diazenyl]benzoyl]amino]phenyl]diazenyl]-4,5-dihydro-5-oxo-, sodium salt (1:2) | 141499 | 36537
[1,1'-Biphenyl]-2,2'-diol, 3,3',5,5'-tetrakis(1,1-dimethylethyl)- | 141481 | 36538
Benzenesulfonic acid, 3-amino-5-chloro-4-methyl- | 141465 | 36539
Benzenesulfonic acid, 4-amino-3-chloro-5-methyl- | 141457 | 36540
Benzenepropanoic acid, 3,5-bis(1,1-dimethylethyl)-4-hydroxy-, methyl ester | 141432 | 36541
Benzene, [(pentyloxy)methyl]- | 141416 | 36542
1,2-Ethanediamine, N1-(2-aminoethyl)-, polymer with 2-(chloromethyl)oxirane and .alpha.-hydro-.omega.-hydroxypoly(oxy-1,2-ethanediyl) | 165472 | 36543
Poly[oxy(methyl-1,2-ethanediyl)], .alpha.-(nonylphenyl)-.omega.-hydroxy- | 165464 | 36544
Poly[oxy(methyl-1,2-ethanediyl)], .alpha.-dodecyl-.omega.-hydroxy- | 165456 | 36545
Poly[oxy(methyl-1,2-ethanediyl)], .alpha.-(methylphenyl)-.omega.-hydroxy- | 165449 | 36546
Poly(oxy-1,2-ethanediyl), .alpha.-(octylphenyl)-.omega.-hydroxy- | 165431 | 36547
Hexanedioic acid, polymer with 1,3-diisocyanatomethylbenzene, 1,2-ethanediol and 1,2-propanediol | 165423 | 36548
Cellulose, 2-hydroxyethyl ether, sodium salt | 165415 | 36549
Starch, 2-hydroxy-3-(trimethylammonio)propyl ether | 165407 | 36550
Starch, 2-cyanoethyl ether | 165399 | 36551
Starch, carboxymethyl ether, sodium salt | 165381 | 36552
Starch, phenylmethyl ether | 165373 | 36553
Starch, benzoate | 165365 | 36554
Oxirane, 2-methyl-, polymer with oxirane, monomethyl ether | 165357 | 36555
Carrageenan, sodium salt | 165340 | 36556
2,5-Furandione, dihydro-3-(tetrapropenyl)-, polymer with 1-amino-2-propanol and 1,2-ethanediol | 165332 | 36557
Benzene, diethenyl-, polymer with 2-methyl-1,3-butadiene and 2-methyl-1-propene | 165324 | 36558
Poly[oxy(methyl-1,2-ethanediyl)], .alpha.-hydro-.omega.-hydroxy-, polymer with 1,3-diisocyanatomethylbenzene | 165316 | 36559
Starch, carboxymethyl ether | 165308 | 36560
Pullulan | 165290 | 36561
2,5-Furandione, polymer with .alpha.-hydro-.omega.-hydroxypoly(oxy-1,2-ethanediyl) | 165282 | 36562
Poly(oxy-1,2-ethanediyl), .alpha.-hydro-.omega.-hydroxy-, phosphate | 165274 | 36563
Starch, nitrate | 165266 | 36564
Cellulose, 2-(2-oxiranylmethoxy)-2-oxoethyl ether | 165258 | 36565
Cellulose, tridecanoate | 165241 | 36566
Tricyclo[8.2.2.24,7]hexadeca-4,6,10,12,13,15-hexaene, tetrachloro-, homopolymer | 165233 | 36567
Protein-arginine N-methyltransferase | 165225 | 36568
Glucose isomerase | 165217 | 36569
Benzene, diethenyl-, polymer with ethenylbenzene and ethenylethylbenzene | 165209 | 36570
Benzene, diethenyl-, polymer with 1,3-butadiene and ethenylbenzene | 165191 | 36571
2-Propenenitrile, polymer with 1,3-butadiene and diethenylbenzene | 165183 | 36572
Benzene, ethenylmethyl-, polymer with 1,3-butadiene | 165175 | 36573
2-Oxepanone, polymer with 1,3-diisocyanatomethylbenzene | 165167 | 36574
Oxirane, 2-methyl-, polymer with 1,3-diisocyanatomethylbenzene and oxirane | 165159 | 36575
2-Propenoic acid, polymer with diethenylbenzene | 165142 | 36576
1,4-Dioxane-2,5-dione, 3,6-dimethyl-, (3R,6R)-, polymer with rel-(3R,6S)-3,6-dimethyl-1,4-dioxane-2,5-dione and (3S,6S)-3,6-dimethyl-1,4-dioxane-2,5-dione | 165134 | 36577
Poly[oxy(methyl-1,2-ethanediyl)], .alpha.-[[(3-isocyanatomethylphenyl)amino]carbonyl]-.omega.-[[[(3-isocyanatomethylphenyl)amino]carbonyl]oxy]- | 165126 | 36578
Poly(oxy-1,2-ethanediyl), .alpha.-sulfo-.omega.-(nonylphenoxy)-, ammonium salt (1:1) | 165118 | 36579
Poly[oxy(methyl-1,2-ethanediyl)], .alpha.-hydro-.omega.-hydroxy-, ether with 2,2-bis(hydroxymethyl)-1,3-propanediol (4:1) | 165100 | 36580
Poly[oxy(methyl-1,2-ethanediyl)], .alpha.,.alpha.'-1,2-ethanediylbis[.omega.-hydroxy- | 165092 | 36581
Poly(oxy-1,2-ethanediyl), .alpha.-[[(3-isocyanatomethylphenyl)amino]carbonyl]-.omega.-[[[(3-isocyanatomethylphenyl)amino]carbonyl]oxy]- | 165084 | 36582
Cellulose, hydrogen carbonodithioate, sodium salt | 165076 | 36583
Poly(oxy-1,4-butanediyl), .alpha.-hydro-.omega.-hydroxy-, polymer with 2,4-diisocyanato-1-methylbenzene | 165068 | 36584
Maltodextrin | 165050 | 36585
Cellulose, hydrogen 1,2-benzenedicarboxylate, 2-hydroxypropyl methyl ether | 165043 | 36586
Butanedioic acid, ester with 2,2'-oxybis[ethanol] | 165035 | 36587
Ethenol, homopolymer, 3-phenyl-2-propenoate | 165027 | 36588
Cellulose, carboxymethyl ether, calcium salt | 165019 | 36589
Starch, 2-hydroxypropyl ether | 165001 | 36590
Poly[oxy(methyl-1,2-ethanediyl)], .alpha.-hydro-.omega.-hydroxy-, ether with .beta.-D-fructofuranosyl .alpha.-D-glucopyranoside | 164996 | 36591
Pectic acid, sodium salt | 164988 | 36592
Carrageenan, calcium salt | 164970 | 36593
Poly[oxy(methyl-1,2-ethanediyl)], .alpha.-hydro-.omega.-hydroxy-, polymer with 1,6-diisocyanatohexane | 164962 | 36594
2-Propenoic acid, 2-methyl-, butyl ester, polymer with butyl 2-propenoate, ethenylbenzene, methyl 2-methyl-2-propenoate, 2-oxiranylmethyl 2-methyl-2-propenoate, 2-propenenitrile and 2-propenoic acid | 164954 | 36595
Poly(oxy-1,4-butanediyl), .alpha.-hydro-.omega.-hydroxy-, polymer with 1,1'-methylenebis[4-isocyanatobenzene] | 164947 | 36596
Poly[oxy(methyl-1,2-ethanediyl)], .alpha.-hydro-.omega.-hydroxy-, polymer with 1,1'-methylenebis[4-isocyanatobenzene] | 164939 | 36597
2-Propenoic acid, 2-methyl-, butyl ester, polymer with ethenylbenzene, 2-ethylhexyl 2-propenoate, methyl 2-methyl-2-propenoate, 1,2-propanediol mono(2-methyl-2-propenoate) and 2-propenoic acid | 164913 | 36598
2-Propenoic acid, 2-methyl-, sodium salt (1:1), polymer with sodium 2-propenoate (1:1) | 164905 | 36599
Starch, 2,3-dialdehydo | 164897 | 36600
2-Propenoic acid, 2-methyl-, butyl ester, polymer with butyl 2-propenoate, ethenylbenzene, methyl 2-methyl-2-propenoate and 1,2-propanediol mono(2-methyl-2-propenoate) | 164889 | 36601
Ionone | 158402 | 36602
Sugar, invert | 158360 | 36603
Terpinene | 158303 | 36604
Copper chloride hydroxide (Cu2Cl(OH)3), mixt. with copper hydroxide sulfate (Cu4(OH)6(SO4)) | 158279 | 36605
C.I. Pigment Yellow 41 | 158261 | 36606
C.I. Pigment Green 19 | 158253 | 36607
Ethanethiol, 2-(trimethoxysilyl)- | 151308 | 36608
Ethanol, 2,2'-[[3-(triethoxysilyl)propyl]imino]bis- | 151290 | 36609
L-Aspartic acid, N-[(1,1-dimethylethoxy)carbonyl]-, 4-(phenylmethyl) ester | 151282 | 36610
L-Asparagine, N2-[(1,1-dimethylethoxy)carbonyl]- | 151274 | 36611
2-Propenoic acid, 2-methyl-, (1R,2R,4R)-1,7,7-trimethylbicyclo[2.2.1]hept-2-yl ester, rel- | 151266 | 36612
4,7-Methano-1H-indene, 6-chloro-3a,4,5,6,7,7a-hexahydro- | 151258 | 36613
1,3-Cyclobutanediamine, 2,2,4,4-tetramethyl- | 151241 | 36614
Phosphoric acid, monooctadecyl ester, ammonium salt (1:1) | 151233 | 36615
1-Propene, 3,3'-[1,2-ethanediylbis(oxy)]bis- | 151225 | 36616
Morpholine, 4-methyl-, 4-oxide | 151217 | 36617
Propanenitrile, 3,3',3''-nitrilotris- | 151191 | 36618
Phosphonic acid, P-methyl-, diphenyl ester | 151183 | 36619
Cyclohexane, 1,4-diisocyanato-, trans- | 151167 | 36620
2-Propanamine, 2-methyl-N-(1-methylethyl)- | 151142 | 36621
D-Glucose, 2-(acetylamino)-2-deoxy- | 151134 | 36622
3,4-Hexanediol, 3,4-bis(4-hydroxyphenyl)- | 151118 | 36623
Carbamic acid, N-(2-hydroxyethyl)-, 2-hydroxyethyl ester | 151100 | 36624
Phenol, 2-methoxy-4-(2-propen-1-yl)-, 1-propanoate | 151084 | 36625
Phenol, 2,3,4,5,6-pentachloro-, 1,1'-carbonate | 151068 | 36626
Benzene, 1,4-bis(1-methylethoxy)- | 151043 | 36627
Phenol, 4-(1-methylethoxy)- | 151035 | 36628
1-Heptanol, 2-(phenylmethylene)-, 1-acetate | 151019 | 36629
10-Undecenoic acid, 2-propen-1-yl ester | 151001 | 36630
Acetic acid, 2-phenoxy-, 2-propen-1-yl ester | 150987 | 36631
Nonanoic acid, 2-propen-1-yl ester | 150979 | 36632
Cyclohexanebutanoic acid, 2-propen-1-yl ester | 150953 | 36633
Benzene, [2-(1-propoxyethoxy)ethyl]- | 150946 | 36634
Acetaldehyde, 2-[(3,7-dimethyl-6-octen-1-yl)oxy]- | 150920 | 36635
Decanoic acid, cerium salt (1:?) | 150904 | 36636
2,4-Hexadienoic acid, calcium salt (2:1), (2E,4E)- | 150896 | 36637
2-Decenoic acid, butyl ester | 150888 | 36638
4-Heptanone, 3-(phenylmethyl)- | 150862 | 36639
Propanoic acid, 2-hydroxy-, compd. with 1-dodecanamine (1:1) | 150847 | 36640
Decanedioic acid, 1,10-bis(1-methylethyl) ester | 150839 | 36641
Selenium sulfide (SeS2) | 150821 | 36642
Sulfuric acid, tin(2+) salt (1:1) | 150813 | 36643
Sulfuric acid, rubidium salt (1:2) | 150805 | 36644
Selenious acid, lead(2+) salt (1:1) | 150797 | 36645
Mercury chloride (HgCl2) | 150789 | 36646
Sulfuric acid magnesium salt (1:1) | 150771 | 36647
Hexanedioic acid, sodium salt (1:2) | 150755 | 36648
Bromous acid, sodium salt (1:1) | 150748 | 36649
Copper, bis[O,O-bis(1-methylethyl) phosphorodithioato-.kappa.S,.kappa.S']-, (SP-4-1)- | 150730 | 36650
L-Tryptophan, ethyl ester | 150722 | 36651
Benzenamine, 4,4'-ethenylidenebis[N,N-dimethyl- | 150714 | 36652
Acetic acid, 2-chloro-, 2-phenylethyl ester | 150698 | 36653
Benzenesulfonic acid, 3,4-diamino- | 150672 | 36654
1-Propanone, 2-chloro-2-methyl-1-phenyl- | 150664 | 36655
1-Propanone, 2-hydroxy-2-methyl-1-phenyl- | 150656 | 36656
Benzenesulfonamide, 4-chloro-N,N-dimethyl- | 150649 | 36657
Pentanoic acid, 2-phenylethyl ester | 150631 | 36658
3-Phorbinepropanoic acid, 21-carboxy-9-ethenyl-14-ethyl-4,8,13,18-tetramethyl-20-oxo-, potassium salt (1:2), (3S,4S,21R)- | 150623 | 36659
Benzenemethanol, .alpha.-[(1S)-1-(methylamino)ethyl]-, (.alpha.S)-, sulfate (2:1) | 150615 | 36660
Benzoic acid, 2-amino-, hydrochloride (1:2) | 150607 | 36661
Octadecanoic acid, pentyl ester | 141408 | 36662
Ethanol, 2-[4-(1,1-dimethylpropyl)phenoxy]- | 141382 | 36663
Propanoic acid, 2-hydroxy-, pentyl ester | 141374 | 36664
D-erythro-Hex-2-enonic acid, .gamma.-lactone, sodium salt (1:1) | 141366 | 36665
.beta.-Alanine, N-(2,4-dihydroxy-3,3-dimethyl-1-oxobutyl)-, calcium salt (2:1) | 141358 | 36666
1,2-Benzisothiazol-3(2H)-one, 1,1-dioxide, ammonium salt (1:1) | 141341 | 36667
Propanoic acid, 3-mercapto-, dodecyl ester | 141333 | 36668
1,2-Benzenedicarboxylic acid, 1,2-bis(1-cyanoethyl) ester | 141325 | 36669
Arsonous diiodide, As-phenyl- | 141317 | 36670
Benzene, 4-ethenyl-1,2-dimethoxy- | 141309 | 36671
Benzene, 2-methoxy-1-methyl-4-(1-methylethyl)- | 141291 | 36672
Arsonic acid, methyl-, compd. with 1-octanamine (1:1) | 141283 | 36673
Benzo[a]phenazinium, 5-[[4-(diethylamino)-3-sulfophenyl]amino]-9-[ethyl[(3-sulfophenyl)methyl]amino]-7-phenyl-, inner salt, sodium salt (1:1) | 141275 | 36674
Benzo[a]phenazinium, 7-phenyl-5,9-bis(phenylamino)-4,10-disulfo-, inner salt, sodium salt (1:1) | 141267 | 36675
Hexanoic acid, hexyl ester | 141259 | 36676
Chlorosulfurous acid, ethyl ester | 141242 | 36677
Acetic acid, 2-[(4-chloro-2-nitrophenyl)thio]- | 141234 | 36678
[1,1'-Biphenyl]-2,2'-disulfonic acid, 4,4'-bis[2-(4,5-dihydro-3-methyl-5-oxo-1-phenyl-1H-pyrazol-4-yl)diazenyl]-, sodium salt (1:2) | 141226 | 36679
Acetamide, N-(3-amino-4-methoxyphenyl)- | 141218 | 36680
Butanamide, N-(2,5-dimethoxyphenyl)-3-oxo- | 141192 | 36681
Acetamide, N-(2-hydroxy-5-methylphenyl)- | 141184 | 36682
Benzenesulfonic acid, 3-[(1,3-dioxobutyl)amino]-4-methoxy- | 141168 | 36683
8-Fluoranthenebutanoic acid | 141143 | 36684
Silane, chloroethylmethyl- | 141135 | 36685
Benzenesulfonic acid, 3,3'-[sulfonylbis[(2-nitro-4,1-phenylene)imino]]bis[6-(phenylamino)-, sodium salt (1:2) | 141119 | 36686
Benzenesulfonic acid, 5-[(2,4-dinitrophenyl)amino]-2-(phenylamino)-, sodium salt (1:1) | 141101 | 36687
Anthra[9,1,2-cde]benzo[rst]pentaphene-5,10-dione, 3,12,16,17-tetrachloro- | 141085 | 36688
1-Naphthalenesulfonic acid, 5-hydroxy-6-[2-(1-naphthalenyl)diazenyl]-, calcium salt (2:1) | 141069 | 36689
Xanthylium, 9-(2-carboxyphenyl)-3,6-bis(diethylamino)-, octadecanoate (1:1) | 141051 | 36690
Benzoic acid, 2-[2-(2-hydroxy-1-naphthalenyl)diazenyl]-, barium salt (2:1) | 141036 | 36691
Butanamide, 2-[2-(4-methoxy-2-nitrophenyl)diazenyl]-N-(2-methylphenyl)-3-oxo- | 141010 | 36692
Benzenesulfonic acid, 4-[2-[3-[2-(2,4-dimethylphenyl)diazenyl]-2,4-dihydroxyphenyl]diazenyl]-, sodium salt (1:1) | 141002 | 36693
Benzoic acid, 2-[2-[4-[bis(2-hydroxyethyl)amino]phenyl]diazenyl]- | 140970 | 36694
Benzamide, N-[4-amino-3-(5,10-dihydro-5,10-dioxoanthra[2,3-d]thiazol-2-yl)-9,10-dihydro-9,10-dioxo-1-anthracenyl]- | 140962 | 36695
Benzo[b]thiophen-3(2H)-one, 5,7-dichloro-2-(6-chloro-4-methyl-3-oxobenzo[b]thien-2(3H)-ylidene)-4-methyl- | 140954 | 36696
9,10-Anthracenedione, 1-amino-4,8-dihydroxy-5-(phenylamino)- | 140939 | 36697
2,7-Anthracenedisulfonic acid, 4,5-diamino-9,10-dihydro-1,8-dihydroxy-9,10-dioxo-, sodium salt (1:2) | 140913 | 36698
Benzenamine, N,N-diethyl-2-methyl-4-nitroso- | 140897 | 36699
Benzenesulfonic acid, 5-amino-2,4-dimethyl- | 140889 | 36700
Chromate(1-), [4-[2-[8-(aminosulfonyl)-1-(hydroxy-.kappa.O)-2-naphthalenyl]diazenyl-.kappa.N1]-3-(hydroxy-.kappa.O)-1-naphthalenesulfonato(3-)]hydroxy-, sodium (1:1), (T-4)- | 140871 | 36701
Chromate(2-), hydroxy[3-(hydroxy-.kappa.O)-4-[2-[1-(hydroxy-.kappa.O)-8-sulfo-2-naphthalenyl]diazenyl-.kappa.N1]-1-naphthalenesulfonato(4-)]-, sodium (1:2), (T-4)- | 140863 | 36702
Acetic acid, (2,4,5-trichlorophenoxy)-, compd. with N-methylmethanamine (1:1) | 140855 | 36703
Acetic acid, (2,4,5-trichlorophenoxy)-, compd. with N,N-dimethylmethanamine (1:1) | 140848 | 36704
1,4-Benzenediamine, 2-methyl-, sulfate (1:?) | 140822 | 36705
2-Naphthalenesulfonic acid, 3-[2-[5-(acetylethylamino)-2-methylphenyl]diazenyl]-4-hydroxy-6-[(4-methoxyphenyl)amino]-, sodium salt (1:1) | 140814 | 36706
Benzoic acid, 2-[2-[1-hydroxy-7-(phenylamino)-3-sulfo-2-naphthalenyl]diazenyl]-, sodium salt (1:2) | 140806 | 36707
Benzonitrile, 4-amino-2,5-dimethoxy-, hydrochloride (1:1) | 140798 | 36708
2-Naphthalenamine, N-ethyl-1-[2-[4-(2-phenyldiazenyl)phenyl]diazenyl]- | 140772 | 36709
Acetic acid, (2,4-dichlorophenoxy)-, compd. with morpholine (1:1) | 140764 | 36710
1,3-Benzenediamine, 4-[2-(2-methylphenyl)diazenyl]-, hydrochloride (1:1) | 140749 | 36711
Benzene, 1,1'-(1,1-dimethyl-3-methylene-1,3-propanediyl)bis- | 140731 | 36712
1,7-Naphthalenedisulfonic acid, 6-[2-(4-cyclohexylphenyl)diazenyl]-4-[(2,5-dichlorobenzoyl)amino]-5-hydroxy-, sodium salt (1:2) | 140715 | 36713
1,3-Butanediol, polymer with 1,3-diisocyanatomethylbenzene and 2-ethyl-2-(hydroxymethyl)-1,3-propanediol | 164871 | 36714
.gamma.-Glutamyltransferase | 164863 | 36715
2-Propenenitrile, polymer with ethenylmethylbenzene | 164855 | 36716
Hexanedioic acid, polymer with 1,3-diisocyanatomethylbenzene, 1,2-ethanediol and 2,2'-oxybis[ethanol] | 164848 | 36717
Poly[oxy(methyl-1,2-ethanediyl)], .alpha.-(2-aminomethylethyl)-.omega.-(2-aminomethylethoxy)- | 164830 | 36718
Poly(oxy-1,2-ethanediyl), .alpha.-(tributylphenyl)-.omega.-hydroxy- | 164822 | 36719
Poly(oxy-1,2-ethanediyl), .alpha.-tridecyl-.omega.-hydroxy-, phosphate | 164814 | 36720
2-Propenoic acid, 2-methyl-, polymer with butyl 2-propenoate, ethenylbenzene and 1,2-propanediol mono(2-methyl-2-propenoate) | 164806 | 36721
Starch, acetate | 164798 | 36722
Heparin, lithium salt | 164780 | 36723
Cyclohexanemethanamine, 5-amino-1,3,3-trimethyl-, polymer with .alpha.-hydro-.omega.-hydroxypoly(oxy-1,4-butanediyl) and 1,1'-methylenebis[4-isocyanatocyclohexane] | 164772 | 36724
Cyclohexanemethanamine, 5-amino-1,3,3-trimethyl-, polymer with .alpha.-hydro-.omega.-hydroxypoly[oxy(methyl-1,2-ethanediyl)] and 1,1'-methylenebis[4-isocyanatocyclohexane] | 164764 | 36725
Cyclohexanemethanamine, 5-amino-1,3,3-trimethyl-, polymer with .alpha.-hydro-.omega.-hydroxypoly(oxy-1,2-ethanediyl) and 1,1'-methylenebis[4-isocyanatocyclohexane] | 164756 | 36726
Cyclohexanemethanamine, 5-amino-1,3,3-trimethyl-, polymer with .alpha.-hydro-.omega.-hydroxypoly(oxy-1,4-butanediyl) and 5-isocyanato-1-(isocyanatomethyl)-1,3,3-trimethylcyclohexane | 164749 | 36727
1,3-.beta.-Glucanase | 164731 | 36728
Benzene, diethynyl-, homopolymer | 164723 | 36729
Butene, polymer with 2-methyl-1-propene | 164715 | 36730
Benzene, diethenyl-, polymer with ethenylethylbenzene | 164707 | 36731
1,4-Butanediol, polymer with 1,3-diisocyanatomethylbenzene and .alpha.-hydro-.omega.-hydroxypoly(oxy-1,4-butanediyl) | 164699 | 36732
2-Propenoic acid, 2-methyl-, monoester with 1,2-propanediol, polymer with ethenylbenzene and ethyl 2-propenoate | 164681 | 36733
1,3-Butadiene, polymer with 1-butene, (2E)-2-butene, (2Z)-2-butene and 2-methyl-1-propene | 164673 | 36734
Poly(oxy-1,2-ethanediyl), .alpha.-isotridecyl-.omega.-hydroxy- | 164665 | 36735
Poly[oxy(methyl-1,2-ethanediyl)], .alpha.-hydro-.omega.-hydroxy-, polymer with 1,1'-methylenebis[4-isocyanatocyclohexane] | 164657 | 36736
Hexanedioic acid, polymer with 1,2-ethanediol and 1,1'-methylenebis[isocyanatobenzene] | 164640 | 36737
Poly(oxy-1,2-ethanediyl), .alpha.-hydro-.omega.-hydroxy-, polymer with 1,3-diisocyanatomethylbenzene | 164632 | 36738
Poly[oxy(methyl-1,2-ethanediyl)], .alpha.-2-propen-1-yl-.omega.-hydroxy- | 164624 | 36739
Dextran, hydrogen sulfate | 164616 | 36740
Starch, 2-(diethylamino)ethyl ether | 164608 | 36741
Oxirane, 2-methyl-, polymer with oxirane, mono-2-propenoate | 164590 | 36742
Cellulose, hydroxybutyl methyl ether | 164582 | 36743
Benzene, diethenyl-, polymer with 1,3-butadiene | 164574 | 36744
Oxirane, 2-methyl-, polymer with oxirane, mono-2-propen-1-yl ether | 164566 | 36745
Levanase | 164558 | 36746
Heparin, sodium salt | 164541 | 36747
Decaglycerol | 164533 | 36748
Benzenesulfonic acid, hydroxy-, polymer with formaldehyde and urea | 164525 | 36749
1,3-Propanediol, 2-ethyl-2-(hydroxymethyl)-, polymer with 1,3-diisocyanatomethylbenzene and .alpha.-hydro-.omega.-hydroxypoly[oxy(methyl-1,2-ethanediyl)] | 164517 | 36750
Formaldehyde, polymer with nonylphenol | 164509 | 36751
Poly(oxy-1,2-ethanediyl), .alpha.-(3-carboxy-1-oxo-3-sulfopropyl)-.omega.-(nonylphenoxy)-, sodium salt (1:2) | 164491 | 36752
1,2-Propanediol, polymer with 1,3-diisocyanatomethylbenzene | 164483 | 36753
2-Oxepanone, polymer with 1,3-diisocyanatomethylbenzene and 1,6-hexanediol | 164475 | 36754
Urokinase (peptidolytic) | 164467 | 36755
Formaldehyde, polymer with methylphenol and phenol | 164459 | 36756
Oxirane, 2-methyl-, polymer with oxirane, monobutyl ether | 164442 | 36757
Oxirane, 2-methyl-, polymer with oxirane, butyl 2-propen-1-yl ether | 164434 | 36758
1,3-Butanediol, polymer with 1,3-diisocyanatomethylbenzene, 2-ethyl-2-(hydroxymethyl)-1,3-propanediol and .alpha.-hydro-.omega.-hydroxypoly[oxy(methyl-1,2-ethanediyl)] | 164426 | 36759
Oxirane, 2-methyl-, polymer with oxirane, monooctadecyl ether | 164418 | 36760
Oxirane, 2-methyl-, polymer with oxirane, decyl ether | 164400 | 36761
1,4-Benzenedicarboxylic acid, 1,4-dimethyl ester, polymer with 1,4-cyclohexanedimethanol and .alpha.-hydro-.omega.-hydroxypoly(oxy-1,2-ethanediyl) | 164392 | 36762
Pyridine, 2-ethenyl-, polymer with diethenylbenzene | 164384 | 36763
Noradrenaline N-methyltransferase | 164376 | 36764
Amylopectin | 164368 | 36765
D-Galacto-L-arabinan | 164350 | 36766
1,4-Butanediol, polymer with 1,3-diisocyanatomethylbenzene, 2-ethyl-2-(hydroxymethyl)-1,3-propanediol and .alpha.-hydro-.omega.-hydroxypoly[oxy(methyl-1,2-ethanediyl)] | 164343 | 36767
2-Propenoic acid, isooctyl ester, homopolymer | 164335 | 36768
Tyrosine 3-monooxygenase | 164327 | 36769
Poly(oxy-1,2-ethanediyl), .alpha.-[(1,1,3,3-tetramethylbutyl)phenyl]-.omega.-hydroxy- | 164319 | 36770
Benzene, (chloromethyl)ethenyl-, polymer with diethenylbenzene | 164301 | 36771
Sulfur, homopolymer | 164293 | 36772
2-Propenoic acid, 2-methyl-, methyl ester, polymer with 1,3-butadiene, diethenylbenzene and ethenylbenzene | 164285 | 36773
Poly[oxy(methyl-1,2-ethanediyl)], .alpha.-hexadecyl-.omega.-hydroxy- | 164277 | 36774
Sorbitan, (9Z)-9-octadecenoate (2:3) | 157933 | 36775
Terpineol, acetate | 157909 | 36776
C.I. Pigment Yellow 53 | 157867 | 36777
Dextri-Maltose | 157776 | 36778
Octadecanoic acid, cerium(4+) salt (4:1) | 150599 | 36779
9,12-Octadecadienoyl chloride, (9Z,12Z)- | 150581 | 36780
Butanoic acid, 2-methyl-, ethyl ester | 150573 | 36781
Carbonochloridic acid, octyl ester | 150565 | 36782
Benzoic acid, 5-[(3-carboxy-5-methyl-4-oxo-2,5-cyclohexadien-1-ylidene)[2-chloro-4-(diethylamino)phenyl]methyl]-2-hydroxy-3-methyl- | 150557 | 36783
Benzoic acid, 5-[(3-carboxy-5-methyl-4-oxo-2,5-cyclohexadien-1-ylidene)[4-(diethylamino)phenyl]methyl]-2-hydroxy-3-methyl- | 150540 | 36784
Acetamide, N-methyl-N-(trimethylsilyl)- | 150532 | 36785
Lithium chloride (LiCl) | 150524 | 36786
Potassium chloride (KCl) | 150516 | 36787
Copper chloride (CuCl2) | 150508 | 36788
2-Propenoic acid, sodium salt (1:1) | 150490 | 36789
Aluminum chloride (AlCl3) | 150482 | 36790
Selenium sulfide (SeS) | 150474 | 36791
Phosphoric acid, strontium salt (2:3) | 150466 | 36792
Phosphoric acid, lead(2+) salt (2:3) | 150458 | 36793
Diphosphoric acid, zinc salt (1:2) | 150441 | 36794
Selenic acid, strontium salt (1:1) | 150433 | 36795
Sulfuric acid, zinc salt (1:1), monohydrate | 150425 | 36796
Sulfuric acid, thallium(1+) salt (1:2) | 150417 | 36797
Selenic acid, rubidium salt (1:2) | 150409 | 36798
Selenic acid, lead(2+) salt (1:1) | 150391 | 36799
Sulfuric acid, lead(2+) salt (1:1) | 150383 | 36800
Sulfur trioxide | 150375 | 36801
Sulfur dioxide | 150367 | 36802
Selenium oxide (SeO2) | 150359 | 36803
Tellurium oxide (TeO2) | 150342 | 36804
Boron, trifluoro[N-(phenylmethyl)benzenemethanamine]-, (T-4)- | 150334 | 36805
1,5-Dioxonane-6,9-dione, 3,3-dimethyl- | 150326 | 36806
Propanedioic acid, 2-[(4-methoxyphenyl)methylene]-, 1,3-dimethyl ester | 150318 | 36807
2(3H)-Benzothiazolethione, 6-amino- | 150300 | 36808
Benzothiazolium, 3-(2-carboxyethyl)-2-[2-[[3-(2-carboxyethyl)-5-chloro-2(3H)-benzothiazolylidene]methyl]-1-buten-1-yl]-5-chloro-, inner salt | 150292 | 36809
1,3-Propanediol, 2,2-bis[(phosphonooxy)methyl]-, 1,3-bis(dihydrogen phosphate) | 150284 | 36810
Indium | 150276 | 36811
Calcium | 150268 | 36812
Bismuth | 150250 | 36813
Zirconium | 150243 | 36814
Zinc | 150235 | 36815
Yttrium | 150227 | 36816
Ytterbium | 150219 | 36817
Xenon | 150201 | 36818
Vanadium | 150193 | 36819
Holmium | 150177 | 36820
Helium | 150169 | 36821
Hafnium | 150151 | 36822
Gold | 150144 | 36823
Germanium | 150136 | 36824
Gallium | 150128 | 36825
Gadolinium | 150110 | 36826
Europium | 150102 | 36827
Erbium | 150094 | 36828
Copper | 150086 | 36829
Cobalt | 150078 | 36830
Chromium | 150060 | 36831
Cesium | 150052 | 36832
Cerium | 150045 | 36833
Carbon | 150037 | 36834
Cadmium | 150029 | 36835
Boron | 150011 | 36836
Beryllium | 150003 | 36837
1,7-Naphthalenedisulfonic acid, 4-(benzoylamino)-5-hydroxy-6-[2-(3-methylphenyl)diazenyl]-, sodium salt (1:2) | 140707 | 36838
Benzenemethanaminium, N-[4-[(2,5-dichlorophenyl)[4-[ethyl[(3-sulfophenyl)methyl]amino]phenyl]methylene]-2,5-cyclohexadien-1-ylidene]-N-ethyl-3-sulfo-, inner salt, sodium salt (1:1) | 140699 | 36839
1,7-Naphthalenedisulfonic acid, 4-(benzoylamino)-5-hydroxy- | 140681 | 36840
Benzamide, 4-amino-N-ethyl-N-1-naphthalenyl- | 140665 | 36841
Benzoic acid, 5-[2-[4'-[2-[2,6-diamino-3-methyl-5-[2-(4-sulfophenyl)diazenyl]phenyl]diazenyl][1,1'-biphenyl]-4-yl]diazenyl]-2-hydroxy-3-methyl-, sodium salt (1:2) | 140640 | 36842
2-Naphthalenesulfonic acid, 5-[2-[4-(acetylamino)-2-[(ethylphenylamino)sulfonyl]phenyl]diazenyl]-6-amino-4-hydroxy-, sodium salt (1:1) | 140624 | 36843
2-Naphthalenesulfonic acid, 5-[2-[4-(acetylamino)-2-sulfophenyl]diazenyl]-6-amino-4-hydroxy-, sodium salt (1:2) | 140616 | 36844
Benzenesulfonic acid, 2,5-dichloro-4-[4,5-dihydro-3-methyl-5-oxo-4-[2-(4-sulfophenyl)diazenyl]-1H-pyrazol-1-yl]-, sodium salt (1:2) | 140590 | 36845
Benzenesulfonic acid, 2,5-dichloro-4-[4,5-dihydro-3-methyl-5-oxo-4-(2-phenyldiazenyl)-1H-pyrazol-1-yl]-, sodium salt (1:1) | 140582 | 36846
Benzenesulfonic acid, 3-[2-[1-(3-chlorophenyl)-4,5-dihydro-3-methyl-5-oxo-1H-pyrazol-4-yl]diazenyl]-2-hydroxy-5-nitro-, sodium salt (1:1) | 140574 | 36847
1-Naphthalenesulfonic acid, 2-[2-[1-(2-chloro-5-sulfophenyl)-4,5-dihydro-3-methyl-5-oxo-1H-pyrazol-4-yl]diazenyl]-, sodium salt (1:2) | 140566 | 36848
Benzenesulfonic acid, 4-chloro-3-[4,5-dihydro-3-methyl-5-oxo-4-[2-[3-[(phenylamino)sulfonyl]phenyl]diazenyl]-1H-pyrazol-1-yl]-, sodium salt (1:1) | 140558 | 36849
Benzenesulfonic acid, 4-chloro-3-[4,5-dihydro-3-methyl-5-oxo-4-(2-phenyldiazenyl)-1H-pyrazol-1-yl]-, sodium salt (1:1) | 140541 | 36850
Benzenesulfonic acid, 4-[4,5-dihydro-3-methyl-4-[2-[4-[[(4-methylphenyl)sulfonyl]oxy]phenyl]diazenyl]-5-oxo-1H-pyrazol-1-yl]-, sodium salt (1:1) | 140533 | 36851
Benzenesulfonic acid, 4-[4,5-dihydro-4-[2-(2-hydroxy-5-nitrophenyl)diazenyl]-3-methyl-5-oxo-1H-pyrazol-1-yl]-, sodium salt (1:1) | 140525 | 36852
Benzenesulfonic acid, 4-[4,5-dihydro-3-methyl-4-[2-[4-methyl-3-[(phenylamino)sulfonyl]phenyl]diazenyl]-5-oxo-1H-pyrazol-1-yl]-, sodium salt (1:1) | 140517 | 36853
Benzoic acid, 2-[2-[4,5-dihydro-3-methyl-5-oxo-1-(4-sulfophenyl)-1H-pyrazol-4-yl]diazenyl]-, sodium salt (1:2) | 140509 | 36854
Benzenesulfonic acid, 4-[4,5-dihydro-3-methyl-5-oxo-4-(2-phenyldiazenyl)-1H-pyrazol-1-yl]-, sodium salt (1:1) | 140491 | 36855
Benzenesulfonic acid, 4-[2-(4,5-dihydro-3-methyl-5-oxo-1-phenyl-1H-pyrazol-4-yl)diazenyl]-, sodium salt (1:1) | 140483 | 36856
1H-Indolium, 1-[2-(1,3-dihydro-1,3,3-trimethyl-2H-indol-2-ylidene)ethylidene]-2,3-dihydro-2-methyl-, chloride (1:1) | 140475 | 36857
3H-Indolium, 2-[2-[4-(diethylamino)phenyl]ethenyl]-1,3,3-trimethyl-, chloride (1:1) | 140467 | 36858
Spiro[isobenzofuran-1(3H),9'-[9H]xanthene]-2'-carboxylic acid, 6'-(diethylamino)-3'-hydroxy-3-oxo- | 140459 | 36859
1H-Pyrazole-3-carboxylic acid, 4,4'-[(3,3'-dichloro[1,1'-biphenyl]-4,4'-diyl)bis(2,1-diazenediyl)]bis[4,5-dihydro-5-oxo-1-phenyl-, 3,3'-diethyl ester | 140426 | 36860
1,3-Benzenediamine, 4,4'-[(4-methoxy-1,3-phenylene)bis(2,1-diazenediyl)]bis- | 140400 | 36861
1,3,6-Pyrenetrisulfonic acid, 8-hydroxy-, sodium salt (1:3) | 140384 | 36862
Acetamide, N-(3-amino-2-hydroxy-5-nitrophenyl)- | 140368 | 36863
2,7-Naphthalenedisulfonic acid, 3-[2-[2,2'-dimethyl-4'-[2-[4-[[(4-methylphenyl)sulfonyl]oxy]phenyl]diazenyl][1,1'-biphenyl]-4-yl]diazenyl]-4-hydroxy-, sodium salt (1:2) | 140350 | 36864
3H-Pyrazol-3-one, 2,4-dihydro-5-methyl-4-[2-(4-methyl-2-nitrophenyl)diazenyl]- | 140335 | 36865
Manganese, [3-(hydroxy-.kappa.O)-4-[2-(4-methyl-3-sulfophenyl)diazenyl]-2-naphthalenecarboxylato(2-)-.kappa.O]- | 140327 | 36866
Benzenamine, 4,4'-carbonimidoylbis[N,N-diethyl-, hydrochloride (1:1) | 140301 | 36867
Diindolo[3,2-b:3',2'-m]triphenodioxazine, 8,18-dichloro-5,15-diethyl-5,15-dihydro- | 140285 | 36868
Phenol, 4-[[4-(dimethylamino)phenyl]amino]- | 140251 | 36869
Phenol, 2-amino-6-chloro-4-nitro- | 140244 | 36870
1-Naphthalenesulfonic acid, 3-hydroxy- | 140228 | 36871
2-Naphthalenesulfonic acid, 8-amino-5-[(4-hydroxyphenyl)amino]- | 140210 | 36872
Guanidine, N-hydroxy-, sulfate (2:1) | 140194 | 36873
Propanal, 3-(diethylamino)-2,2-dimethyl- | 140178 | 36874
1,3-Naphthalenedisulfonic acid, 7-[2-(4-amino-5-methoxy-2-methylphenyl)diazenyl]-, sodium salt (1:2) | 140152 | 36875
D-Histidine, hydrochloride (1:1) | 140145 | 36876
3-Thiophenamine, tetrahydro-, 1,1-dioxide | 140137 | 36877
Ethanol, 2-[2-(2-aminoethoxy)ethoxy]- | 140129 | 36878
2-Naphthalenesulfonic acid, 7-(acetylamino)-4-hydroxy- | 140103 | 36879
Phenol, 2,4,6-triamino-, hydrochloride (1:3) | 140087 | 36880
Benzaldehyde, 2,3-dichloro- | 140079 | 36881
Benzenesulfonamide, 3-amino-N,N,4-trimethyl- | 140053 | 36882
2-Naphthalenesulfonic acid, 4-hydroxy-7-[[[(5-hydroxy-7-sulfo-2-naphthalenyl)amino]carbonyl]amino]-3-[2-(6-sulfo-2-naphthalenyl)diazenyl]-, sodium salt (1:3) | 140046 | 36883
1,3-Naphthalenedisulfonic acid, 7-[2-[4-[(4-aminobenzoyl)amino]-2-methylphenyl]diazenyl]-, sodium salt (1:2) | 140038 | 36884
Phenol, 2-methoxy-4-(4-methyl-1,3-dioxan-2-yl)- | 140020 | 36885
Cellulose, diacetate | 164269 | 36886
Blood-coagulation factor III | 164251 | 36887
Luteinizing hormone-releasing factor | 164244 | 36888
Hemicellulose | 164236 | 36889
2-Propenoic acid, polymer with sodium 2-propenoate (1:1) | 164228 | 36890
Fumarate hydratase | 164210 | 36891
Polygalacturonase | 164202 | 36892
Phosphoglycerate mutase | 164194 | 36893
Cellulose, 6-carboxy | 164186 | 36894
Cellulose, 2,3-dialdehydo | 164178 | 36895
Cellulose, 2-hydroxyethyl methyl ether | 164160 | 36896
Cellulose, hydrogen carbonodithioate | 164152 | 36897
Cellulose, acetate hydrogen butanedioate | 164145 | 36898
Phosphorylase a | 164137 | 36899
Glucoamylase | 164129 | 36900
Peptidase | 164111 | 36901
Alcohol dehydrogenase | 164103 | 36902
.beta.-Galactosidase | 164095 | 36903
Glycerol kinase | 164087 | 36904
Cyclodextrin glucanotransferase | 164079 | 36905
Lipoxygenase, general | 164061 | 36906
Glutamate dehydrogenase (NAD(P)) | 164053 | 36907
Aldehyde dehydrogenase | 164046 | 36908
Formate dehydrogenase | 164038 | 36909
Formaldehyde dehydrogenase | 164020 | 36910
Galactose oxidase | 164012 | 36911
Cholesterol oxidase | 164004 | 36912
Glucose dehydrogenase | 163998 | 36913
Glycerol dehydrogenase (NAD) | 163980 | 36914
Terminal deoxyribonucleotidyltransferase | 163972 | 36915
N-Acetylneuraminate lyase | 163964 | 36916
Cytochrome c reductase | 163956 | 36917
Cholesterol esterase | 163949 | 36918
Pectin esterase | 163931 | 36919
Dextranase | 163923 | 36920
Inulinase | 163915 | 36921
Deoxyribonuclease II | 163907 | 36922
Hemicellulase | 163899 | 36923
Aspergillopepsin I | 163881 | 36924
Keratinase, Streptomyces | 163873 | 36925
Creatininase | 163865 | 36926
Lysine decarboxylase | 163857 | 36927
Fructose bisphosphate aldolase | 163840 | 36928
Triose-phosphate isomerase | 163832 | 36929
1-Butanol, titanium(4+) salt (4:1), homopolymer | 163824 | 36930
2-Propen-1-aminium, N,N-diethyl-N-2-propen-1-yl-, chloride (1:1), polymer with N,N-dimethyl-N-2-propen-1-yl-2-propen-1-aminium chloride (1:1) and 2-propenamide | 163816 | 36931
Benzenesulfonic acid, hydroxy-, sodium salt (1:1), polymer with formaldehyde | 163808 | 36932
Poly[oxy(methyl-1,2-ethanediyl)], .alpha.-sulfo-.omega.-(octyloxy)-, sodium salt (1:1) | 163790 | 36933
1,3-Propanediol, 2-ethyl-2-(hydroxymethyl)-, polymer with .alpha.-hydro-.omega.-hydroxypoly[oxy(methyl-1,2-ethanediyl)] and 1,1'-methylenebis[4-isocyanatobenzene] | 163782 | 36934
2-Propenoic acid, 2-methyl-, polymer with diethenylbenzene and ethenylbenzene | 163774 | 36935
1,3-Propanediol, 2-ethyl-2-(hydroxymethyl)-, polymer with 1,3-diisocyanatomethylbenzene, 2-methyloxirane and oxirane | 163766 | 36936
Hexanedioic acid, polymer with 1,4-butanediol, 1,3-diisocyanatomethylbenzene and 1,2-ethanediol | 163758 | 36937
Hexanedioic acid, polymer with 1,3-diisocyanatomethylbenzene and 1,2-propanediol | 163741 | 36938
Hexanedioic acid, polymer with 1,3-diisocyanatomethylbenzene and 1,2-ethanediol | 163733 | 36939
Benzene, 1,3-diisocyanatomethyl-, trimer | 163725 | 36940
Pyridine, ethenyl-, polymer with 1,3-butadiene and ethenylbenzene | 163717 | 36941
Butene, polymer with ethene | 163709 | 36942
2-Butenedioic acid (2Z)-, sodium salt (1:2), polymer with methoxyethene | 163691 | 36943
1,4-Butanediol, polymer with .alpha.-hydro-.omega.-hydroxypoly(oxy-1,4-butanediyl) and 1,1'-methylenebis[4-isocyanatobenzene] | 163683 | 36944
Benzenemethanaminium, ar-ethenyl-N,N,N-trimethyl-, chloride (1:1), homopolymer | 163675 | 36945
Benzenemethanaminium, ar-ethenyl-N,N,N-trimethyl-, hydroxide (1:1), polymer with diethenylbenzene | 163667 | 36946
Naphthalenesulfonic acid, polymer with formaldehyde and 4,4'-sulfonylbis[phenol] | 163659 | 36947
2-Propenoic acid, polymer with isooctyl 2-propenoate | 163642 | 36948
2-Propenoic acid, 2-methyl-, butyl ester, polymer with diethenylbenzene and ethenylbenzene | 163634 | 36949
Didymium (rare earth mixture) | 157644 | 36950
1,5-Naphthalenedisulfonic acid, 3-[2-[4-[2-[4-[2-(4-amino-5-methoxy-2-methylphenyl)diazenyl]-6(or 7)-sulfo-1-naphthalenyl]diazenyl]-1-naphthalenyl]diazenyl]-, sodium salt (1:3) | 157578 | 36951
C.I. Direct Yellow 28 | 157560 | 36952
C.I. Vat Red 14 | 157552 | 36953
C.I. Direct Yellow 44 | 157545 | 36954
C.I. Natural Black 1 | 157529 | 36955
C.I. Vat Brown 22 | 157511 | 36956
C.I. Sulphur Brown 46 | 157503 | 36957
C.I. Acid Black 2 | 157495 | 36958
C.I. Solvent Black 7 | 157487 | 36959
C.I. Acid Blue 20 | 157479 | 36960
C.I. Solvent Blue 7 | 157461 | 36961
C.I. Acid Yellow 3 | 157453 | 36962
C.I. Basic Violet 13 | 157446 | 36963
C.I. Basic Violet 1 | 157438 | 36964
C.I. Acid Orange 1 | 157420 | 36965
1-Naphthalenesulfonic acid, 4-amino-3-[2-(4-aminophenyl)diazenyl]-6-[2-[4-[2-[4-amino-6(or 7)-sulfo-1-naphthalenyl]diazenyl]phenyl]diazenyl]-5-hydroxy-, sodium salt (1:2) | 157404 | 36966
2-Naphthalenesulfonic acid, 5(or 8)-[2-[3-[2-[4-[2-(3-chloro-2-methyl-5-sulfophenyl)diazenyl]-3-methylphenyl]diazenyl]-2,6-dihydroxyphenyl]diazenyl]-, sodium salt (1:2) | 157396 | 36967
2-Naphthalenesulfonic acid, 3-[2-[4-[2-[4-amino-6(or 7)-sulfo-1-naphthalenyl]diazenyl]phenyl]diazenyl]-6-[2-(2,4-diaminophenyl)diazenyl]-4-hydroxy-, sodium salt (1:2) | 157370 | 36968
Pyrethrins and Pyrethroids | 157362 | 36969
C.I. Solvent Yellow 33 | 157354 | 36970
1-Propene, 1,3-dichloro-, mixture with 1,2-dichloropropane | 157347 | 36971
Barium | 149997 | 36972
Arsenic | 149989 | 36973
Argon | 149971 | 36974
Antimony | 149963 | 36975
Americium | 149955 | 36976
Tungsten | 149948 | 36977
Titanium | 149930 | 36978
Tin | 149922 | 36979
Thulium | 149914 | 36980
Thallium | 149898 | 36981
Terbium | 149880 | 36982
Tantalum | 149872 | 36983
Strontium | 149864 | 36984
Sodium | 149856 | 36985
Silver | 149849 | 36986
Silicon | 149831 | 36987
Scandium | 149823 | 36988
Samarium | 149815 | 36989
Ruthenium | 149807 | 36990
Rubidium | 149799 | 36991
Rhodium | 149781 | 36992
Rhenium | 149773 | 36993
Radium | 149765 | 36994
Praseodymium | 149757 | 36995
Potassium | 149740 | 36996
Polonium | 149732 | 36997
Plutonium | 149724 | 36998
Platinum | 149716 | 36999
Palladium | 149708 | 37000
Osmium | 149690 | 37001
Niobium | 149682 | 37002
Nickel | 149674 | 37003
Neon | 149666 | 37004
Neodymium | 149658 | 37005
Molybdenum | 149641 | 37006
Mercury | 149633 | 37007
Manganese | 149625 | 37008
Magnesium | 149617 | 37009
Lutetium | 149609 | 37010
Lithium | 149591 | 37011
Lead | 149583 | 37012
Lanthanum | 149575 | 37013
Krypton | 149567 | 37014
Iron | 149559 | 37015
Iridium | 149542 | 37016
Propanamide, 2-amino-N-(4-nitrophenyl)-3-[(phenylmethyl)thio]-, (2R)- | 149526 | 37017
Octanoic acid, cerium salt (1:?) | 149518 | 37018
Heptanoic acid, 1,1'-[1,2-ethanediylbis(oxy-2,1-ethanediyl)] ester | 149492 | 37019
Dysprosium | 149484 | 37020
Aluminum | 149476 | 37021
Cyclohexanone, 2-methoxy- | 149468 | 37022
Oxazole, 2,2'-(1,4-phenylene)bis[4,5-dihydro- | 149443 | 37023
1-Propanol, 2-methyl-, titanium(4+) salt (4:1) | 149427 | 37024
Butanoic acid, 3-bromo-, ethyl ester | 149419 | 37025
3,5-Heptanedione | 149393 | 37026
Phenylalanine, 4-chloro- | 149385 | 37027
Naphtho[1,2-d]thiazolium, 1-ethyl-2-[3-(1-ethylnaphtho[1,2-d]thiazol-2(1H)-ylidene)-2-methyl-1-propen-1-yl]-, bromide (1:1) | 149369 | 37028
Acetaldehyde, 2,2-dimethylhydrazone | 149351 | 37029
1,2,4-Methenocyclopenta[cd]pentalene-5-carboxaldehyde, 2,2a,3,3,4,7-hexachlorodecahydro-, (1.alpha.,2.beta.,2a.beta.,4.beta.,4a.beta.,5.beta.,6a.beta.,6b.beta.,7R*)- | 149336 | 37030
Propanoic acid, 3-(2-butoxyethoxy)- | 149310 | 37031
1-Aza-2,5-disilacyclopentane, 2,2,5,5-tetramethyl- | 149294 | 37032
Benzenesulfonamide, 4-nitro- | 140004 | 37033
2-Propenoic acid, 3,3'-[(1-oxido-1,2-diazenediyl)-4,1-phenylene]bis- | 139980 | 37034
Benzene, 1-(2,2-dimethoxyethoxy)-4-methyl- | 139972 | 37035
Cyclohexanamine, 4-methyl- | 139956 | 37036
Phenol, 4-amino-5-methyl-2-(1-methylethyl)-, hydrochloride (1:1) | 139949 | 37037
Acetamide, 2-chloro-N-(2-hydroxyethyl)- | 139931 | 37038
Benzenethiol, 2-chloro- | 139915 | 37039
Benzenethiol, 2-bromo- | 139907 | 37040
3-Furanacetic acid, 2,5-dihydro-2,5-dioxo- | 139899 | 37041
9,10-Anthracenediol, 9,10-dihydro-9,10-diphenyl- | 139881 | 37042
Benzenamine, N,N'-2-pentene-1,5-diylidenebis-, hydrochloride (1:1) | 139873 | 37043
Ethanone, 1-[4-(dimethylamino)phenyl]-2-hydroxy-2-phenyl- | 139865 | 37044
Thiocyanic acid, C,C'-methylene ester | 139857 | 37045
4,7-Methano-5H-inden-5-one, 1,3a,4,6,7,7a-hexahydro- | 139840 | 37046
Benzenamine, 3,4-dimethoxy- | 139832 | 37047
Butanoic acid, 2-ethyl-, 2-phenylethyl ester | 139824 | 37048
Benzene, (2,2-diethoxyethyl)- | 139816 | 37049
Ethanone, 1-(4-dodecylphenyl)- | 139808 | 37050
Benzenamine, 2,5-dimethoxy-4-nitro- | 139790 | 37051
Benzoic acid, 3-iodo-5-nitro- | 139782 | 37052
Benzenesulfonic acid, 5-[bis[4-(dimethylamino)phenyl]methyl]-2-methoxy-, sodium salt (1:1) | 139774 | 37053
Dodecanoic acid, 3-methylbutyl ester | 139766 | 37054
2,4(1H,3H)-Pyrimidinedithione, 6-methyl- | 139758 | 37055
2,3-Butanedione, 1,4-dibromo- | 139741 | 37056
Octanoic acid, hydrazide | 139733 | 37057
Phosphinic acid | 139725 | 37058
1-Naphthalenesulfonic acid, 4-hydroxy-3-[2-[2-methyl-4-[2-(2-methylphenyl)diazenyl]phenyl]diazenyl]-, sodium salt (1:1) | 139717 | 37059
2-Naphthalenesulfonic acid, 7-amino-4-hydroxy-3-[2-[4-[2-(4-sulfophenyl)diazenyl]phenyl]diazenyl]-, sodium salt (1:2) | 139709 | 37060
Phenol, 2-methyl-4-[2-[4-(2-phenyldiazenyl)phenyl]diazenyl]- | 139691 | 37061
2-Naphthalenesulfonic acid, 5-amino-8-(2-phenyldiazenyl)-, sodium salt (1:1) | 139675 | 37062
1-Naphthalenesulfonic acid, 4-amino-3-[2-(4-nitrophenyl)diazenyl]-, sodium salt (1:1) | 139659 | 37063
Benzenesulfonic acid, 3-[2-(4-amino-3-methoxyphenyl)diazenyl]-, sodium salt (1:1) | 139642 | 37064
1,3,5-Triazine-2,4,6(1H,3H,5H)-trione, 1,3,5-tris(2-chloroethyl)- | 139626 | 37065
Pentanoic acid, 2-methyl-, butyl ester | 139600 | 37066
Acetic acid, 2-(2-benzothiazolylthio)- | 139592 | 37067
Hydrazinecarboxylic acid, methyl ester | 139576 | 37068
Cyclohexane, 1-bromo-4-methyl- | 139568 | 37069
Phosphonic acid, P-(2-chloroethyl)-, bis(2-chloroethyl) ester | 139543 | 37070
Hexane, 1,1'-thiobis- | 139535 | 37071
Hexane, 1-bromo-6-chloro- | 139527 | 37072
2-Propenoic acid, calcium salt (2:1) | 139501 | 37073
1-Propanamine, 3-ethoxy- | 139493 | 37074
1,3-Propanediamine, N1-methyl- | 139485 | 37075
1,3-Dioxolane-2-acetic acid, 2,4-dimethyl-, ethyl ester | 139469 | 37076
Glycine, N-(2-ethoxy-2-oxoethyl)-, ethyl ester | 139451 | 37077
1,4-Cyclohexanedicarboxylic acid, 2,5-dioxo-, 1,4-dimethyl ester | 139436 | 37078
Benzaldehyde, 3,4-dichloro- | 139428 | 37079
2-Benzothiazolamine, 6-nitro- | 139402 | 37080
Hydroperoxide, 1-[4-(1,1-dimethylethyl)phenyl]-1-methylethyl | 139394 | 37081
1-Propanone, 1-(4-chlorophenyl)- | 139386 | 37082
Octadecanoic acid, 12-hydroxy-, 2,3-dihydroxypropyl ester | 139360 | 37083
Propanoic acid, 2-hydroxy-, dodecyl ester | 139345 | 37084
Butanedioic acid, 2-hydroxy-, ammonium salt (1:2) | 139337 | 37085
Mercury, (acetato-.kappa.O)(4-aminophenyl)- | 139311 | 37086
1,3,5-Triazine, 1,3,5-tricyclohexylhexahydro- | 139295 | 37087
2-Propenoic acid, 2-methyl-, methyl ester, polymer with diethenylbenzene and ethenylbenzene | 163626 | 37088
Pyridine, 4-ethenyl-, polymer with diethenylbenzene | 163618 | 37089
2-Propenoic acid, 2-methyl-, methyl ester, polymer with diethenylbenzene | 163600 | 37090
Naphthalenesulfonic acid, polymer with formaldehyde | 163592 | 37091
Benzene, ethenylmethyl-, polymer with (1-methylethenyl)benzene | 163584 | 37092
Benzene, ethenylmethyl-, homopolymer | 163576 | 37093
Hexanedioic acid, polymer with 1,3-diisocyanatomethylbenzene, 2-ethyl-2-(hydroxymethyl)-1,3-propanediol and 2,2'-oxybis[ethanol] | 163568 | 37094
1,3-Propanediol, 2-ethyl-2-(hydroxymethyl)-, polymer with 1,3-diisocyanatomethylbenzene | 163550 | 37095
Hexanedioic acid, polymer with 1,3-diisocyanatomethylbenzene and 2,2'-oxybis[ethanol] | 163543 | 37096
1,2,3-Propanetriol, polymer with 1,3-diisocyanatomethylbenzene and 2-methyloxirane | 163535 | 37097
Benzene, 1,3-diisocyanatomethyl-, homopolymer | 163527 | 37098
Poly[imino-1,3-propanediylimino(methyl-1,4-dioxo-2-butene-1,4-diyl)], (E)- | 163519 | 37099
Benzenesulfonic acid, ethenyl-, homopolymer, lithium salt | 163501 | 37100
1,4-Benzenedicarboxylic acid, polymer with 1,2-ethanediol and .alpha.-hydro-.omega.-hydroxypoly(oxy-1,2-ethanediyl) | 163493 | 37101
Isocyanic acid, polymethylenepolyphenylene ester | 163485 | 37102
Formaldehyde, polymer with methylphenol | 163477 | 37103
2,5-Furandione, polymer with .alpha.-hydro-.omega.-hydroxypoly[oxy(methyl-1,2-ethanediyl)] | 163469 | 37104
Poly(oxy-1,2-ethanediyl), .alpha.-(nonylphenyl)-.omega.-hydroxy- | 163451 | 37105
Carboxylesterase | 163444 | 37106
1-Aziridineethanol, homopolymer | 163436 | 37107
Poly[oxy(dimethylsilylene)] | 163428 | 37108
Pectate lyase | 163410 | 37109
Poly(oxy-1,2-ethanediyl), .alpha.-(dinonylphenyl)-.omega.-hydroxy- | 163394 | 37110
Poly(oxy-1,2-ethanediyl), .alpha.-(dodecylphenyl)-.omega.-hydroxy- | 163386 | 37111
Poly(oxy-1,2-ethanediyl), .alpha.-sulfo-.omega.-(nonylphenoxy)-, sodium salt (1:1) | 163378 | 37112
Poly(oxy-1,2-ethanediyl), .alpha.,.alpha.'-[1,4-dimethyl-1,4-bis(2-methylpropyl)-2-butyne-1,4-diyl]bis[.omega.-hydroxy- | 163360 | 37113
Enteropeptidase | 163352 | 37114
Xylan | 163345 | 37115
Phosphoenolpyruvate hydratase | 163337 | 37116
Subtilisin | 163329 | 37117
Luciferase | 163311 | 37118
Phospholipase | 163303 | 37119
Dopamine .beta.-monooxygenase | 163287 | 37120
Cellulose, 2-(diethylamino)ethyl ether | 163279 | 37121
Isomerase | 163261 | 37122
Adenylate kinase | 163253 | 37123
Amylase, fungal | 163246 | 37124
DNA-dependent DNA polymerase | 163238 | 37125
Chitosan | 163220 | 37126
Phosphorylase b | 163212 | 37127
Cellulase | 163204 | 37128
Aminoacylase | 163196 | 37129
Agarose | 163188 | 37130
Catechol O-methyltransferase | 163170 | 37131
Cellulose, triacetate | 163162 | 37132
Benzenesulfonic acid, ethenyl-, homopolymer, potassium salt | 163154 | 37133
2-Propenoic acid, 2-methyl-, methyl ester, polymer with methyl 2-propenoate | 163147 | 37134
Hexanedioic acid, polymer with 1,3-isobenzofurandione and oxybis[propanol] | 163139 | 37135
2-Propenoic acid, 2-methyl-, butyl ester, polymer with 2-methylpropyl 2-methyl-2-propenoate | 163121 | 37136
Decanedioic acid, polymer with 1,6-hexanediamine | 163113 | 37137
Poly(oxy-1,2-ethanediyl), .alpha.-hydro-.omega.-[(1-oxooctadecyl)oxy]-, ether with D-glucitol (6:1) | 163105 | 37138
Dextran, hydrogen sulfate, sodium salt | 163097 | 37139
1-Propene, 1,1,2,3,3,3-hexafluoro-, polymer with 1,1-difluoroethene | 163089 | 37140
2,5-Furandione, polymer with methoxyethene | 163071 | 37141
2-Propenoic acid, 2-methyl-, 2-methylpropyl ester, homopolymer | 163063 | 37142
2-Propenoic acid, 2-methyl-, methyl ester, homopolymer | 163055 | 37143
2,5-Furandione, polymer with ethenylbenzene | 163048 | 37144
Benzene, ethenyl-, polymer with 2-methyl-1-propene | 163030 | 37145
Benzene, ethenyl-, polymer with (1-methylethenyl)benzene | 163022 | 37146
2-Propenoic acid, butyl ester, polymer with 1,1-dichloroethene | 163014 | 37147
1-Aziridinecarboxamide, N,N'-(methylenedi-4,1-phenylene)bis- | 149286 | 37148
Phosphonic acid, P,P'-(1-hydroxyethylidene)bis-, sodium salt (1:2) | 149260 | 37149
1H-Indene, 3a,4,7,7a-tetrahydro-4-methyl- | 149252 | 37150
Butanedioic acid, 2,2'-oxybis- | 149237 | 37151
2-Pentanone, 4-methyl-4-phenyl- | 149211 | 37152
Butanoic acid, 3-phenylpropyl ester | 149203 | 37153
2(3H)-Furanone, 4-acetyldihydro- | 149187 | 37154
Propanoic acid, 3-[(2-methoxy-2-oxoethyl)thio]-, methyl ester | 149179 | 37155
Hydrazine, (1,1-dimethylethyl)-, hydrochloride (1:1) | 149161 | 37156
2-Propenoic acid, 3-(4-hydroxyphenyl)- | 149153 | 37157
Pyridine, 2-(1-ethylpropyl)- | 149146 | 37158
2-Propen-1-aminium, N,N-dimethyl-N-2-propen-1-yl-, chloride (1:1) | 149138 | 37159
Acetic acid, 2-hydroxy-, butyl ester | 149120 | 37160
Borinic acid, B,B-diethyl-, methyl ester | 149112 | 37161
Benzene, 4-(1,1-dimethylethyl)-1,2-dimethyl- | 149104 | 37162
1-Decanamine, N-decyl-N-methyl- | 149096 | 37163
Titanium, hexabutoxy-.mu.-oxodi- | 149088 | 37164
Cyclopropane, chloro- | 149070 | 37165
Methanone, (2,4-dihydroxyphenyl)(2-hydroxy-4-methoxyphenyl)- | 149062 | 37166
2H-Pyran, 2-ethenyltetrahydro-2,6,6-trimethyl- | 149054 | 37167
Cyclopentanone, 2-(1-oxopropyl)- | 149047 | 37168
Oxirane, 2-hexadecyl- | 149039 | 37169
4H-1,3,5-Oxadiazin-4-one, tetrahydro-3,5-bis(methoxymethyl)- | 149021 | 37170
1,2-Ethanediol, sodium salt (1:1) | 149013 | 37171
3-Buten-2-one, 4-(2,2-dimethyl-6-methylenecyclohexyl)-3-methyl- | 149005 | 37172
2-Pyridinecarboxaldehyde, 2-(2-quinolinyl)hydrazone | 148999 | 37173
5H-Benzo[a]phenoxazin-5-one, 9-(diethylamino)- | 148981 | 37174
1,3-Dioxolane-2-carbonyl fluoride, 4,4,5-trifluoro-2,5-bis(trifluoromethyl)- | 148973 | 37175
9-Octadecenoic acid (9Z)-, lithium salt (1:1) | 148957 | 37176
Butane, 1-[2-(2-methoxyethoxy)ethoxy]- | 148940 | 37177
2H-Azepin-2-one, 1,1'-(1,3-phenylenedicarbonyl)bis[hexahydro- | 148932 | 37178
Phenol, 3,5-dimethyl-4-(methylthio)- | 148916 | 37179
Pyridine, 4-chloro-, hydrochloride (1:1) | 148908 | 37180
Glycine, N,N'-1,2-ethanediylbis[N-(carboxymethyl)-, potassium salt (1:?) | 148882 | 37181
1-Octanamine, N,N-dimethyl- | 148866 | 37182
D-erythro-Hex-2-enonic acid, .gamma.-lactone, sodium salt (1:?) | 148858 | 37183
Ethanol, 2,2',2''-nitrilotris-, sulfate (1:?) | 148833 | 37184
2-Pyrrolidinone, 1-[3-(dimethylamino)propyl]- | 148825 | 37185
Benzene, 1-phenoxy-3-(phenylthio)- | 148809 | 37186
Benzene, 1-phenoxy-3-[[3-(phenylthio)phenyl]thio]- | 148791 | 37187
2-Decenoic acid, ethyl ester, (2E)- | 148775 | 37188
1-Piperazineethanesulfonic acid, 4-(2-hydroxyethyl)- | 148759 | 37189
Ethanesulfonic acid, 2-[[2-hydroxy-1,1-bis(hydroxymethyl)ethyl]amino]- | 148742 | 37190
Tyrosine, .alpha.-methyl-, methyl ester, hydrochloride (1:1) | 148726 | 37191
Formic acid, aluminum salt (3:1) | 148718 | 37192
Aluminum, (acetato-.kappa.O)dihydroxy- | 148700 | 37193
Ethanone, 1-(2,3,5,6,7,8-hexahydro-1,1-dimethyl-1H-benz[f]inden-4-yl)- | 148684 | 37194
2-Naphthalenesulfonic acid, 6-hydroxy-5-[2-[2-methyl-4-[2-(2-methylphenyl)diazenyl]phenyl]diazenyl]-, sodium salt (1:1) | 148676 | 37195
Benzoic acid, 4-methyl-3-nitro-, methyl ester | 148668 | 37196
2-Propenoic acid, 2-methyl-, 3-(trichlorosilyl)propyl ester | 148643 | 37197
2-Propenoic acid, 2-(2,4,6-tribromophenoxy)ethyl ester | 148635 | 37198
Acetic acid, compd. with cyclohexanamine (1:1) | 148619 | 37199
Decanoic acid, 2-[2-[2-[(1-oxooctyl)oxy]ethoxy]ethoxy]ethyl ester | 148601 | 37200
Carbono(dithioperoxo)dithioic acid, sodium salt (1:2) | 148585 | 37201
Butanedioic acid, 2-hydroxy-, 1,4-dibutyl ester | 139287 | 37202
Phenol, 2,2'-methylenebis[5-(diethylamino)- | 139261 | 37203
Acetic acid, 2-[(2,5-dichlorophenyl)thio]- | 139253 | 37204
2,5-Cyclohexadien-1-one, 2,6-dichloro-4-[(3-chloro-4-hydroxyphenyl)imino]-, sodium salt (1:1) | 139238 | 37205
3(2H)-Benzofuranone, 6,7-dihydroxy- | 139212 | 37206
2-Furancarboxylic acid, 1-methylethyl ester | 139196 | 37207
Acetamide, N-[2-(4-nitrophenyl)ethyl]- | 139188 | 37208
1,2-Ethanediol, 1-phenyl-, 1,2-diacetate | 139162 | 37209
3-Buten-2-one, 4-(3-methylbicyclo[2.2.1]hept-5-en-2-yl)- | 139154 | 37210
Benzamide, N-(4-amino-2,5-dimethoxyphenyl)- | 139139 | 37211
Benzenesulfonic acid, 4-[[(4-aminophenyl)sulfonyl]amino]-, sodium salt (1:1) | 139121 | 37212
Ethane, 1,1',1''-[methylidynetris(thio)]tris- | 139113 | 37213
Pyridinium, 1-(carboxymethyl)-, chloride (1:1) | 139097 | 37214
4-Pyridinecarboxamide, N-(2-hydroxyethyl)- | 139089 | 37215
Phenol, 3-[(2-methylphenyl)amino]- | 139063 | 37216
1,3,4-Thiadiazole-2(3H)-thione, 5-(methylthio)- | 139055 | 37217
1,5-Pentanedione, 1,5-diphenyl- | 139048 | 37218
Urea, N-(3,4-dichlorophenyl)-N-hydroxy-N'-methyl- | 139030 | 37219
Carbonimidic acid, dimethyl ester | 139022 | 37220
Spiro[isobenzofuran-1(3H),9'-[9H]xanthen]-3-one, 4,5,6,7-tetrachloro-3',6'-dihydroxy- | 139014 | 37221
2-Naphthalenesulfonic acid, 6-hydroxy-5-[2-[4-[2-[4-(phenylamino)-3-sulfophenyl]diazenyl]-1-naphthalenyl]diazenyl]-, sodium salt (1:2) | 139006 | 37222
2-Pentyn-1-ol | 138990 | 37223
2-Cyclopenten-1-one, 3-methyl-2-(2E)-2-penten-1-yl- | 138982 | 37224
Benzoic acid, 2-hydroxy-, hexyl ester | 138974 | 37225
2-Naphthalenesulfonic acid, 4-hydroxy-6-(methylamino)- | 138966 | 37226
Benzenamine, 5-chloro-2-methyl-, hydrochloride (1:1) | 138958 | 37227
Benzenamine, 3-chloro-2-methyl-, hydrochloride (1:1) | 138941 | 37228
Benzenamine, 5-chloro-2-(4-chlorophenoxy)-, hydrochloride (1:1) | 138933 | 37229
Benzenamine, 5-chloro-2-phenoxy-, hydrochloride (1:1) | 138925 | 37230
Benzene, 1,1'-(1,3,3-trimethyl-1-propene-1,3-diyl)bis- | 138917 | 37231
2-Anthracenesulfonic acid, 1-amino-4-bromo-9,10-dihydro-9,10-dioxo-, sodium salt (1:1) | 138909 | 37232
1,2-Ethanediamine, N1-[2-(1-pyrrolidinyl)ethyl]- | 138891 | 37233
[1,1'-Biphenyl]-4-ol, 3,4',5-tris(1,1-dimethylethyl)- | 138875 | 37234
1,4-Benzenediamine, N1-(4-methoxyphenyl)-, sulfate (2:1) | 138859 | 37235
4,7-Epoxy-1H-isoindole-1,3(2H)-dione, 3a,4,7,7a-tetrahydro- | 138842 | 37236
Phenol, 4-[2-[4-(2-phenyldiazenyl)-1-naphthalenyl]diazenyl]- | 138834 | 37237
Xanthylium, 9-(2-carboxyphenyl)-3-[(2-methylphenyl)amino]-6-[(2-methyl-4-sulfophenyl)amino]-, inner salt, sodium salt (1:1) | 138826 | 37238
3,7-Nonadienenitrile, 4,8-dimethyl- | 138792 | 37239
Benzaldehyde, 2,4-dihydroxy-3-methyl- | 138776 | 37240
1,3-Dioxane, 2,5-dimethyl-5-phenyl- | 138768 | 37241
2-Anthracenesulfonic acid, 1-amino-9,10-dihydro-4-[(4-methyl-2-sulfophenyl)amino]-9,10-dioxo- | 138743 | 37242
2-Anthracenesulfonic acid, 4-[[4-(acetylamino)phenyl]amino]-1-amino-9,10-dihydro-9,10-dioxo- | 138735 | 37243
2-Naphthalenesulfonic acid, 6-amino-4-hydroxy-5-[2-[2-(phenylsulfonyl)phenyl]diazenyl]-, sodium salt (1:1) | 138727 | 37244
Silane, trichloro(2-chloroethyl)- | 138701 | 37245
Acetic acid, 2,2-dimethylhydrazide | 138693 | 37246
3H-1,2,4-Triazole-3-thione, 2,4-dihydro-5-methyl-4-phenyl- | 138677 | 37247
Benzenamine, 4-[2-(4-aminophenyl)diazenyl]-2-methoxy-5-methyl- | 138669 | 37248
Benzenesulfonic acid, 3-[2-(4,5-dihydro-3-methyl-5-oxo-1-phenyl-1H-pyrazol-4-yl)diazenyl]-2-hydroxy-5-methyl-, sodium salt (1:1) | 138644 | 37249
Benzenesulfonic acid, 2-hydroxy-3-[2-(2-hydroxy-1-dibenzofuranyl)diazenyl]-5-nitro-, sodium salt (1:1) | 138636 | 37250
Cyclopropanecarboxamide | 138610 | 37251
1,3-Dioxane-5,5-dimethanol | 138602 | 37252
1,5-Naphthalenedisulfonic acid, 3-[2-[4-[2-[1-hydroxy-6-(phenylamino)-3-sulfo-2-naphthalenyl]diazenyl]-5-methoxy-2-methylphenyl]diazenyl]-, sodium salt (1:3) | 138594 | 37253
2-Naphthalenesulfonic acid, 3-[2-[4-[2-(2,4-dimethyl-6-sulfophenyl)diazenyl]-2,5-dimethylphenyl]diazenyl]-4-hydroxy-7-(phenylamino)-, sodium salt (1:2) | 138578 | 37254
Acetic acid ethenyl ester, polymer with 2,5-furandione | 163006 | 37255
Ethene, 1,1-dichloro-, polymer with chloroethene | 162990 | 37256
Urea, polymer with formaldehyde | 162982 | 37257
1,3-Butadiene, 2-chloro-, homopolymer | 162974 | 37258
2-Propenenitrile, polymer with ethenylbenzene and (1-methylethenyl)benzene | 162966 | 37259
2-Propenoic acid, 2-methyl-, methyl ester, polymer with 1,3-butadiene, ethenylbenzene and 2-propenenitrile | 162958 | 37260
2-Propenoic acid, 2-methyl-, polymer with 1,3-butadiene and ethenylbenzene | 162941 | 37261
2-Propenoic acid, 2-methyl-, polymer with ethenylbenzene | 162933 | 37262
Hexanedioic acid, polymer with 1,3-isobenzofurandione and 2,2'-oxybis[ethanol] | 162925 | 37263
Hexanedioic acid, polymer with 2,2'-oxybis[ethanol] | 162917 | 37264
2-Propenoic acid, 2-methyl-, methyl ester, polymer with ethyl 2-propenoate | 162909 | 37265
2-Propenoic acid, ethyl ester, polymer with methyl 2-propenoate | 162891 | 37266
2-Propenoic acid, ethyl ester, polymer with ethene | 162883 | 37267
1,3-Butadiene, 2-methyl-, polymer with 2-methyl-1-propene | 162875 | 37268
2-Propenoic acid, 2-methyl-, polymer with 1,3-butadiene and 2-propenenitrile | 162867 | 37269
1-Propene, polymer with ethene | 162859 | 37270
2-Propenoic acid, polymer with ethene | 162842 | 37271
2-Propenenitrile, polymer with 1,1-dichloroethene | 162834 | 37272
Ethene, 1-chloro-1,2,2-trifluoro-, polymer with 1,1-difluoroethene | 162826 | 37273
Oxirane, 2-methyl-, polymer with oxirane, mono-(9Z)-9-octadecenoate | 162768 | 37274
Naphthalenesulfonic acid, sodium salt (1:1), polymer with formaldehyde | 162750 | 37275
Benzenesulfonamide, ar-methyl-, polymer with formaldehyde | 162743 | 37276
Formaldehyde, polymer with 2-butanone | 162735 | 37277
Laminaran | 162701 | 37278
2,5-Furandione, polymer with ethene, ammonium salt | 162669 | 37279
1,2,3-Propanetriol, homopolymer, (9Z)-9-octadecenoate | 162651 | 37280
Cytochrome c | 162644 | 37281
Chondroitin, hydrogen sulfate | 162610 | 37282
2-Propenoic acid, methyl ester, polymer with diethenylbenzene and ethenylbenzene | 162594 | 37283
Formaldehyde, polymer with N1-(2-aminoethyl)-N2-[2-[(2-aminoethyl)amino]ethyl]-1,2-ethanediamine and 2-propanone | 162586 | 37284
Dimethicone | 162578 | 37285
Metiram | 162537 | 37286
Poly(oxy-1,2-ethanediyl), .alpha.-(1-oxododecyl)-.omega.-methoxy- | 162529 | 37287
2,5-Furandione, polymer with ethene | 162511 | 37288
Formaldehyde, polymer with 1,3,5-triazine | 162503 | 37289
Formaldehyde, polymer with dimethylbenzene | 162495 | 37290
2-Propenoic acid, methyl ester, polymer with diethenylbenzene | 162487 | 37291
2-Propenoic acid, methyl ester, polymer with diethenylbenzene and 2-propenenitrile | 162479 | 37292
2-Propenenitrile, polymer with diethenylbenzene and ethenylbenzene | 162461 | 37293
Quaternary ammonium compounds, alkylbenzyldimethyl, chlorides | 156943 | 37294
Telluric acid (H6TeO6) | 156653 | 37295
Phosphinic acid, ammonium salt (1:1) | 156646 | 37296
Sulfuric acid, ammonium salt (1:1) | 156638 | 37297
Silane | 156620 | 37298
Sulfamide | 156604 | 37299
Vanadate (VO31-), ammonium (1:1) | 156596 | 37300
Phosphine | 156588 | 37301
Hydroxylamine | 156570 | 37302
1,3-Dioxolane-2-carbonyl fluoride, 4-fluoro-5-oxo-2,4-bis(trifluoromethyl)- | 148577 | 37303
1,3-Propanediol, 2-[(2-hydroxyethyl)amino]-2-(hydroxymethyl)- | 148551 | 37304
Benzenesulfonic acid, 2,2'-(1,2-ethenediyl)bis[5-[[4-methoxy-6-(phenylamino)-1,3,5-triazin-2-yl]amino]- | 148544 | 37305
1-Hexanethiol, 2-ethyl- | 148536 | 37306
Boron, trihydro(2-methyl-2-propanamine)-, (T-4)- | 148528 | 37307
1-Nonanone, 1-(2,5-dihydroxyphenyl)- | 148510 | 37308
Hydrazine, acetate (1:1) | 148494 | 37309
Benzoic acid, 4-chloro-, ethyl ester | 148486 | 37310
Diazene, 1,2-bis(2-chlorophenyl)- | 148460 | 37311
Ethanol, 2-(2-butoxyethoxy)-, 1,1',1''-phosphate | 148445 | 37312
Hexanoic acid, 2-ethyl-, chromium salt (1:?) | 148437 | 37313
1,4:5,8-Dimethanonaphthalene-2-methanol, 1,2,3,4,4a,5,8,8a-octahydro- | 148429 | 37314
2,4-Decadienoic acid, ethyl ester, (2E,4E)- | 148395 | 37315
2,4-Decadienoic acid, methyl ester, (2E,4E)- | 148387 | 37316
4H-1,3,5-Oxadiazin-4-one, tetrahydro-3,5-bis(hydroxymethyl)- | 148361 | 37317
Acetonitrile, 2,2',2''-nitrilotris- | 148353 | 37318
Silane, trichlorodocosyl- | 148346 | 37319
Propanedioic acid, 2-[(2,5-dimethoxyphenyl)methylene]-, 1,3-diethyl ester | 148338 | 37320
2-Propenoic acid, 2-cyano-, 2-propen-1-yl ester | 148320 | 37321
Hexanoic acid, 2-ethyl-, iron(3+) salt (3:1) | 148312 | 37322
Oxirane, 2-tetradecyl- | 148304 | 37323
Diphosphoric acid, potassium salt (1:4) | 148296 | 37324
Ethanol, 2-[2-[2-[2-(4-nonylphenoxy)ethoxy]ethoxy]ethoxy]- | 148288 | 37325
1,4-Dioxan-2-one, 3,5,5,6-tetrafluoro-3,6-bis(trifluoromethyl)- | 148270 | 37326
Benzenepropanol, .gamma.-methylene-, 1-acetate | 148262 | 37327
1,3-Propanediaminium, N1,N1,N1,N3,N3-pentamethyl-N3-9-octadecen-1-yl-, chloride (1:2) | 148254 | 37328
Stannane, fluorotris(2-methylpropyl)- | 148247 | 37329
L-Glutamine, N-(4-nitrophenyl)- | 148239 | 37330
1H-1,4-Diazepine, 2,3-dihydro-5,7-dimethyl-, perchlorate (1:1) | 148221 | 37331
1-Propanamine, 3,3'-[1,4-butanediylbis(oxy)]bis- | 148213 | 37332
Benzenamine, 4-azido-N-(4-azidophenyl)- | 148205 | 37333
Butanoic acid, 1,1'-[2,2-bis[(1-oxobutoxy)methyl]-1,3-propanediyl] ester | 148189 | 37334
1,2-Benzenedicarboxylic acid, 1-butyl 2-ethyl ester | 148171 | 37335
Butanoic acid, 1,1'-(3-oxospiro[isobenzofuran-1(3H),9'-[9H]xanthene]-3',6'-diyl) ester | 148155 | 37336
Phenol, 2,2'-(3,5,5-trimethylhexylidene)bis[4,6-dimethyl- | 148130 | 37337
Decane, 1-methoxy- | 148114 | 37338
Pyrimidine, 5-methyl-2,4-bis[(trimethylsilyl)oxy]- | 148106 | 37339
Benzoic acid, 3-amino-2,5-dichloro-, methyl ester | 148080 | 37340
2-Thiophenecarboxaldehyde, 5-chloro- | 148064 | 37341
2-Butenedioic acid (2E)-, 1,4-dioctadecyl ester | 148056 | 37342
Benzenecarbothioic acid, 2-hydroxy- | 148049 | 37343
Benzenemethanaminium, N-dodecyl-N,N-dimethyl-, bromide (1:1) | 148023 | 37344
3-Dodecanol, 3,7,11-trimethyl- | 148007 | 37345
D-Lysine, hydrochloride (1:1) | 147983 | 37346
Copper, [propanedioato(2-)-.kappa.O1,.kappa.O3]- | 147975 | 37347
1,3-Benzenedicarboxylic acid, 5-nitro-, 1,3-bis(2-hydroxyethyl) ester | 147959 | 37348
Benzenediazonium, 2-chloro-, chloride, compd. with zinc chloride (ZnCl2) (1:1:?) | 147942 | 37349
Ethane, 2-bromo-1,1-dimethoxy- | 147934 | 37350
Acetic acid, 2-chloro-, 1,1'-(2-hydroxy-1,3-propanediyl) ester | 147918 | 37351
Benzoic acid, 2-hydroxy-5-[2-[4-[[[[2-methoxy-4-[2-(3-sulfophenyl)diazenyl]phenyl]amino]carbonyl]amino]phenyl]diazenyl]-, sodium salt (1:2) | 147892 | 37352
2-Butenedioic acid (2Z)-, 1,4-diphenyl ester | 147876 | 37353
2-Naphthalenesulfonic acid, 7-amino-4-hydroxy-3-[2-[5-hydroxy-6-(2-phenyldiazenyl)-7-sulfo-2-naphthalenyl]diazenyl]-, sodium salt (1:2) | 138560 | 37354
1,3,6-Naphthalenetrisulfonic acid, 7-hydroxy-8-[2-[4-(2-phenyldiazenyl)phenyl]diazenyl]-, compd. with N-cyclohexylcyclohexanamine (1:?) | 138552 | 37355
1,3-Naphthalenedisulfonic acid, 7-hydroxy-8-[2-[4-(2-phenyldiazenyl)phenyl]diazenyl]-, compd. with N-cyclohexylcyclohexanamine (1:?) | 138545 | 37356
2,7-Naphthalenedisulfonic acid, 3-hydroxy-4-[2-[2-methyl-4-[2-(2-methylphenyl)diazenyl]phenyl]diazenyl]-, sodium salt (1:2) | 138537 | 37357
2,7-Naphthalenedisulfonic acid, 3-hydroxy-4-[2-[2-sulfo-4-[2-(4-sulfophenyl)diazenyl]phenyl]diazenyl]-, sodium salt (1:4) | 138529 | 37358
Pentanamide, N,N-dimethyl- | 138503 | 37359
Hexane, 2,5-dichloro-2,5-dimethyl- | 138487 | 37360
2-Naphthalenesulfonic acid, 7-(acetylamino)-3-[2-[4-(acetylamino)phenyl]diazenyl]-4-hydroxy-, sodium salt (1:1) | 138461 | 37361
2,7-Naphthalenedisulfonic acid, 5-amino-3-[2-(5-chloro-2-hydroxyphenyl)diazenyl]-4-hydroxy-, sodium salt (1:2) | 138453 | 37362
1-Tetradecanol, 1-propanoate | 138438 | 37363
Propanoic acid, dodecyl ester | 138420 | 37364
Benzamide, N-[5,8,13,14-tetrahydro-5,8,14-trioxo-11-(trifluoromethyl)naphth[2,3-c]acridin-6-yl]- | 138404 | 37365
1,2-Benzenediamine, 4-nitro-, hydrochloride (1:2) | 138388 | 37366
1,4-Benzenediamine, 2-chloro-, sulfate (1:?) | 138362 | 37367
1,3-Benzenediamine, 4-methoxy-, sulfate (1:?) | 138354 | 37368
Sulfuric acid, mono(4-nitrophenyl) ester, potassium salt (1:1) | 138339 | 37369
Benzenesulfonic acid, 4-nitro-, methyl ester | 138313 | 37370
Silane, (ethenyloxy)trimethyl- | 138297 | 37371
Benzenamine, 2-chloro-N,N-dimethyl-4-nitro- | 138289 | 37372
Benzenesulfonic acid, 4-(phenylamino)-, barium salt (2:1) | 138271 | 37373
L-Ornithine, hydrochloride (1:2) | 138263 | 37374
Distannoxane, 1,1,1,3,3,3-hexakis(2-methylpropyl)- | 138255 | 37375
2-Propenal, 3-[4-(dimethylamino)phenyl]- | 138248 | 37376
2,5-Cyclohexadien-1-one, 4-[[4-(phenylamino)phenyl]imino]- | 138230 | 37377
2-Propenoic acid, 2-cyano-3,3-diphenyl-, 2-ethylhexyl ester | 138222 | 37378
Naphthalene, 1,2,3,4-tetrahydro-6-(1-phenylethyl)- | 138214 | 37379
Benzene, 1,2-dimethyl-4-(1-phenylethyl)- | 138206 | 37380
Acetic acid, neodymium(3+) salt (3:1) | 138198 | 37381
Acetic acid, praseodymium(3+) salt (3:1) | 138180 | 37382
4-Hepten-1-ol, (4Z)- | 138172 | 37383
Octadecanoic acid, 1,1'-(1-methyl-1,2-ethanediyl) ester | 138164 | 37384
1-Propanaminium, N-(carboxymethyl)-N,N-dimethyl-3-[(1-oxooctadecyl)amino]-, inner salt | 138156 | 37385
Oxirane, [(4-nonylphenoxy)methyl]- | 138149 | 37386
2-Dodecanone | 138131 | 37387
Ethanone, 2,2-diethoxy-1-phenyl- | 138123 | 37388
1-Propanol, 2-amino-, hydrochloride (1:1) | 138107 | 37389
2-Octanol, (2S)- | 138099 | 37390
Cyclopentasiloxane, 2,4,6,8,10-pentamethyl- | 138073 | 37391
Benzene, 1,4-dimethyl-2-(1-phenylethyl)- | 138057 | 37392
Methanimidamide, N'-(4-chloro-2-methylphenyl)-N,N-dimethyl- | 138040 | 37393
Ethanol, 2-methoxy-, 1,1',1''-phosphate | 138024 | 37394
Phosphine, tris(2-methylphenyl)- | 138016 | 37395
.beta.-D-Glucopyranosiduronic acid, 4-methyl-2-oxo-2H-1-benzopyran-7-yl | 138008 | 37396
Naphthalene, 1-(1-methylethyl)- | 137984 | 37397
Propanoic acid, 2-hydroxy-, zinc salt (1:1), (2S)- | 137976 | 37398
Butanedioic acid, 2-dodecyl-3-methyl-, sodium salt (1:1) | 137950 | 37399
1,10-Phenanthroline, 5-phenyl- | 137935 | 37400
Benzenesulfonic acid, 4-(phenylamino)-, sodium salt (1:1) | 137927 | 37401
Benzenesulfonic acid, 2,4,6-trimethyl-, sodium salt (1:1) | 137901 | 37402
1-Propanol, 2-chloro-, 1,1',1''-phosphate | 137893 | 37403
9,12-Octadecadienoic acid (9Z,12Z)-, dimer | 137885 | 37404
Silanediamine, N,N'-diethyl-1,1-dimethyl- | 137869 | 37405
Amylodextrin | 162438 | 37406
Amylose | 162420 | 37407
Inulin | 162412 | 37408
Glycogen | 162404 | 37409
Sorbitan, trioctadecanoate, poly(oxy-1,2-ethanediyl) derivs. | 162396 | 37410
Sorbitan, tri-(9Z)-9-octadecenoate, poly(oxy-1,2-ethanediyl) derivs. | 162388 | 37411
Sorbitan, monooctadecanoate, poly(oxy-1,2-ethanediyl) derivs. | 162370 | 37412
Sorbitan, monohexadecanoate, poly(oxy-1,2-ethanediyl) derivs. | 162362 | 37413
Sorbitan, mono-(9Z)-9-octadecenoate, poly(oxy-1,2-ethanediyl) derivs. | 162354 | 37414
Sorbitan, monododecanoate, poly(oxy-1,2-ethanediyl) derivs. | 162347 | 37415
Lignin | 162339 | 37416
Alginic acid, sodium salt | 162305 | 37417
Alginic acid, ester with 1,2-propanediol | 162297 | 37418
Alginic acid, potassium salt | 162289 | 37419
Alginic acid, calcium salt | 162271 | 37420
Alginic acid, ammonium salt | 162263 | 37421
Alginic acid | 162255 | 37422
Starch, 2-hydroxyethyl ether | 162248 | 37423
Starch | 162230 | 37424
Cellulose, hydrogen sulfate, sodium salt | 162222 | 37425
2-Propenoic acid, 2-methyl-, methyl ester, polymer with sodium 2-methyl-2-propenoate (1:1) | 162214 | 37426
2-Butenedioic acid (2Z)-, polymer with chloroethene and ethenyl acetate | 162206 | 37427
Poly(oxy-1,2-ethanediyl), .alpha.-(1-oxooctadecyl)-.omega.-[(1-oxooctadecyl)oxy]- | 162198 | 37428
Poly(oxy-1,2-ethanediyl), .alpha.-[(9Z)-1-oxo-9-octadecen-1-yl]-.omega.-[[(9Z)-1-oxo-9-octadecen-1-yl]oxy]- | 162180 | 37429
Poly(oxy-1,2-ethanediyl), .alpha.-(1-oxododecyl)-.omega.-[(1-oxododecyl)oxy]- | 162172 | 37430
Poly(oxy-1,2-ethanediyl), .alpha.-octadecyl-.omega.-hydroxy- | 162164 | 37431
Poly(oxy-1,2-ethanediyl), .alpha.-(1-oxooctadecyl)-.omega.-hydroxy- | 162156 | 37432
Poly(oxy-1,2-ethanediyl), .alpha.-(9Z)-9-octadecen-1-yl-.omega.-hydroxy- | 162149 | 37433
Poly(oxy-1,2-ethanediyl), .alpha.-[(9Z,12R)-12-hydroxy-1-oxo-9-octadecen-1-yl]-.omega.-hydroxy- | 162131 | 37434
Poly(oxy-1,2-ethanediyl), .alpha.-[(9Z)-1-oxo-9-octadecen-1-yl]-.omega.-hydroxy- | 162123 | 37435
Poly(oxy-1,2-ethanediyl), .alpha.-hexadecyl-.omega.-hydroxy- | 162115 | 37436
Poly(oxy-1,2-ethanediyl), .alpha.-(1-oxohexadecyl)-.omega.-hydroxy- | 162107 | 37437
Poly(oxy-1,2-ethanediyl), .alpha.-(2-ethyl-1-oxohexyl)-.omega.-[(2-ethyl-1-oxohexyl)oxy]- | 162099 | 37438
Poly(oxy-1,2-ethanediyl), .alpha.-(1-oxotetradecyl)-.omega.-hydroxy- | 162081 | 37439
Poly(oxy-1,2-ethanediyl), .alpha.-(isooctylphenyl)-.omega.-hydroxy- | 162073 | 37440
Poly(oxy-1,2-ethanediyl), .alpha.-benzoyl-.omega.-(benzoyloxy)- | 162065 | 37441
Poly(oxy-1,2-ethanediyl), .alpha.-sulfo-.omega.-(tridecyloxy)- | 162057 | 37442
Poly(oxy-1,2-ethanediyl), .alpha.-[2-(tert-dodecylthio)ethyl]-.omega.-hydroxy- | 162040 | 37443
Poly(oxy-1,2-ethanediyl), .alpha.-sulfo-.omega.-(dodecyloxy)-, sodium salt (1:1) | 162032 | 37444
Poly(oxy-1,2-ethanediyl), .alpha.-(1-oxododecyl)-.omega.-hydroxy- | 162024 | 37445
Poly(oxy-1,2-ethanediyl), .alpha.-phosphono-.omega.-(decyloxy)- | 162016 | 37446
Poly(oxy-1,2-ethanediyl), .alpha.-phenyl-.omega.-hydroxy- | 162008 | 37447
Poly(oxy-1,2-ethanediyl), .alpha.-butyl-.omega.-hydroxy- | 161992 | 37448
Poly(oxy-1,2-ethanediyl), .alpha.-methyl-.omega.-hydroxy- | 161984 | 37449
Poly[oxy(methylsilylene)] | 161976 | 37450
Cellulose, nitrate | 161968 | 37451
Cellulose, methyl ether | 161950 | 37452
Iron dextran | 161943 | 37453
Cellulose, 2-hydroxypropyl methyl ether | 161935 | 37454
Cellulose, 2-hydroxypropyl ether | 161927 | 37455
Cellulose, 2-hydroxyethyl ether | 161919 | 37456
Hyaluronic acid | 161901 | 37457
Cellulose, ethyl 2-hydroxyethyl ether | 161893 | 37458
Cellulose, ethyl ether | 161885 | 37459
Dextran | 161877 | 37460
Phosphoric acid, copper(2+) salt (2:3) | 156562 | 37461
1H-Benz[de]isoquinoline-1,3(2H)-dione, 2-hydroxy- | 156554 | 37462
1-Octanesulfonyl chloride | 156539 | 37463
Phosphoric acid, didecyl ester | 156521 | 37464
Aurate(1-), tetraiodo-, potassium (1:1), (SP-4-1)- | 156513 | 37465
Uranium, dichlorodioxo-, (T-4)- | 156505 | 37466
Sulfuryl chloride | 156497 | 37467
Seleninyl chloride | 156489 | 37468
Chlorine oxide (Cl2O) | 156471 | 37469
Cobalt chloride (CoCl2), hexahydrate | 156463 | 37470
Thallium chloride (TlCl) | 156455 | 37471
Rubidium chloride (RbCl) | 156448 | 37472
Chloric acid, strontium salt (2:1) | 156430 | 37473
Stibine, chlorooxo- | 156422 | 37474
Perchloric acid, lithium salt (1:1) | 156414 | 37475
Iodine chloride (ICl) | 156406 | 37476
Perchloric acid, ammonium salt (1:1) | 156398 | 37477
Chlorosulfuric acid | 156380 | 37478
Chloric acid | 156372 | 37479
Hypochlorous acid | 156364 | 37480
Chlorine fluoride (ClF3) | 156356 | 37481
Cerium chloride (CeCl3) | 156349 | 37482
Cadmium tungsten oxide (CdWO4) | 156331 | 37483
Cadmium iodide (CdI2) | 156323 | 37484
Cadmium fluoride (CdF2) | 156315 | 37485
Diphosphoric acid, calcium salt (1:2) | 156307 | 37486
Calcium tungsten oxide (CaWO4) | 156299 | 37487
Nitric acid, lithium salt (1:1) | 156281 | 37488
Disulfuric acid, potassium salt (1:2) | 156273 | 37489
Tungstate (WO42-), potassium (1:2), (T-4)- | 156265 | 37490
Selenic acid, potassium salt (1:2) | 156257 | 37491
Telluric acid (H2TeO3), potassium salt (1:2) | 156240 | 37492
Metaphosphoric acid (HPO3), potassium salt (1:1) | 156232 | 37493
Thorium iodide (ThI4) | 156224 | 37494
Tellurium iodide (TeI4), (T-4)- | 156216 | 37495
Platinum iodide (PtI4), (SP-4-1)- | 156190 | 37496
Iridium iodide (IrI4) | 156182 | 37497
Stibine, triiodo- | 156174 | 37498
Platinum iodide (PtI2) | 156166 | 37499
Palladium iodide (PdI2) | 156158 | 37500
Manganese iodide (MnI2) | 156141 | 37501
Iodic acid (HIO3), magnesium salt (2:1) | 156133 | 37502
Thallium iodide (TlI) | 156125 | 37503
Rubidium iodide (RbI) | 156117 | 37504
Periodic acid (HIO4), sodium salt (1:1) | 156109 | 37505
Periodic acid (HIO4), potassium salt (1:1) | 156083 | 37506
1-Pentanol, 2-methyl-, 1-acetate | 156075 | 37507
Molybdate (MoO42-), calcium (1:1), (T-4)- | 156067 | 37508
Iodic acid (HIO3), calcium salt (2:1) | 156059 | 37509
Phosphinic acid, calcium salt (2:1) | 156042 | 37510
Calcium hydride (CaH2) | 156034 | 37511
Calcium fluoride (CaF2) | 156026 | 37512
Phosphorofluoridic acid, calcium salt (1:1) | 156018 | 37513
Phosphorane, pentabromo- | 156000 | 37514
Stannane, tetrabromo- | 155994 | 37515
Silane, tetrabromo- | 155986 | 37516
Selenium bromide (SeBr4), (T-4)- | 155978 | 37517
Iridium bromide (IrBr4) | 155960 | 37518
Stibine, tribromo- | 155952 | 37519
Phosphorous tribromide | 155945 | 37520
Phosphoric tribromide | 155937 | 37521
.beta.,.beta.-Carotene | 147850 | 37522
Hexanoic acid, 6-amino-, sodium salt (1:1) | 147843 | 37523
2-Propyn-1-amine, N,N-dimethyl- | 147835 | 37524
Benzoic acid, 5-[2-[4-[2-[8-[[4-[[4-[2-(3-carboxy-4-hydroxyphenyl)diazenyl]phenyl]amino]-6-(phenylamino)-1,3,5-triazin-2-yl]amino]-1-hydroxy-3,6-disulfo-2-naphthalenyl]diazenyl]-5-methoxy-2-methylphenyl]diazenyl]-2-hydroxy-3-sulfo-, sodium salt (1:5) | 147827 | 37525
Benzenesulfonamide, 4,4'-oxybis[N-(phenylsulfonyl)- | 147793 | 37526
Benzenemethanol, .alpha.-ethenyl-, 1-acetate | 147777 | 37527
Benzenethiol, 2-methoxy- | 147769 | 37528
Cyclohexanol, 2-(1,1-dimethylethyl)-, (1R,2R)-rel- | 147751 | 37529
1,6,10-Dodecatrien-3-ol, 3,7,11-trimethyl- | 147736 | 37530
1,4-Piperazinedipropanamine | 147710 | 37531
2-Octanone, oxime | 147694 | 37532
Benzene, 1-chloro-4-[(chloromethyl)thio]- | 147686 | 37533
Arginine | 147660 | 37534
1,2-Benzenedicarboxylic acid, bis(oxiranylmethyl) ester | 147652 | 37535
Heptatriacontane | 147637 | 37536
1H-Imidazole, 2,4,5-triphenyl-1-(2,4,5-triphenyl-2H-imidazol-2-yl)- | 147611 | 37537
Benzoic acid, 4-[(phenylmethylene)amino]-, ethyl ester | 147595 | 37538
2-Naphthacenecarboxamide, 4-(dimethylamino)-1,4,4a,5,5a,6,11, 12a-octahydro-3,5,6,10,12,12a-hexahydroxy-6-methyl-1,11-dioxo-, calciium salt (1:1), [4S-(4.alpha.,4a.alpha.,5.alpha.,6.beta.,12a.alpha.)]- | 147587 | 37539
Cyclopentanol, 1,1'-(1,3-butadiyne-1,4-diyl)bis- | 147579 | 37540
1,3-Propanediamine, N1-(9Z)-9-octadecen-1-yl-, acetate (1:2) | 147553 | 37541
1,3-Propanediamine, N1-(9Z)-9-octadecen-1-yl- | 147546 | 37542
1-Dodecanaminium, N,N-didodecyl-N-methyl-, chloride (1:1) | 147538 | 37543
1-Decanaminium, N-decyl-N,N-dimethyl-, chloride (1:1) | 147520 | 37544
Thiocyanic acid, 2-amino-6-benzothiazolyl ester | 147512 | 37545
2-Thiazolamine, 4,5-dimethyl-, hydrobromide (1:1) | 147504 | 37546
Benzene, (2-bromo-2-nitroethenyl)- | 147496 | 37547
4-Pyrimidinecarboxylic acid, 5-amino-1,2,3,6-tetrahydro-2,6-dioxo- | 147488 | 37548
Carbamic acid, N-(3-hydroxyphenyl)-, ethyl ester | 147470 | 37549
4,9:5,8-Dimethano-1H-benz[f]indene, 3a,4,4a,5,8,8a,9,9a-octahydro- | 147462 | 37550
1-Pyrrolidineethanamine | 147454 | 37551
2,7-Naphthalenedisulfonic acid, 3,6-dihydroxy-, sodium salt (1:2) | 147447 | 37552
3-Buten-2-one, 4-cyclohexyl- | 147439 | 37553
1H-Benzimidazole, 2-(methylthio)- | 147421 | 37554
Methanone, cyclopropyl(4-methoxyphenyl)- | 147413 | 37555
1,6,10-Dodecatrien-3-ol, 3,7,11-trimethyl-, 3-propanoate | 147397 | 37556
1,6-Octadien-3-ol, 3,7-dimethyl-, 3-(2-aminobenzoate) | 147371 | 37557
Benzene, 1-(3,3-diethoxy-2-methylpropyl)-4-(1-methylethyl)- | 147363 | 37558
Benzene, (3,3-diethoxy-1-propen-1-yl)- | 147348 | 37559
Pyrrolidine, 1-(1-cyclopenten-1-yl)- | 147322 | 37560
[1,1'-Biphenyl]-2-carboxylic acid, 4'-methyl- | 147314 | 37561
Phenol, 4-chloro-5-methyl-2-nitro- | 147306 | 37562
Eicosanoic acid, 3-oxo-, ethyl ester | 147280 | 37563
Cholest-5-en-3-ol (3.beta.)-, 3-(carbonochloridate) | 147264 | 37564
Benzeneacetic acid, 1-ethenyl-1,5-dimethyl-4-hexen-1-yl ester | 147249 | 37565
Methanesulfonic acid, 1,1'-anhydride | 147231 | 37566
Pentadecanoic acid, methyl ester | 147215 | 37567
Benzoxazole, 2,2'-(2,5-thiophenediyl)bis[5-(1,1-dimethylethyl)- | 147199 | 37568
1,1'-Biphenyl, 4-pentyl- | 147173 | 37569
1-Hexene, 5,5-dimethyl- | 147165 | 37570
Tetratetracontane | 147140 | 37571
2-Thiazolamine, 4-methyl-, hydrochloride (1:1) | 137851 | 37572
2,6-Octadiene, 1-bromo-3,7-dimethyl-, (2E)- | 137836 | 37573
1,2-Ethanediamine, N1,N1-dimethyl-N2-(phenylmethyl)-N2-2-pyridinyl-, 2-hydroxy-1,2,3-propanetricarboxylate (1:1) | 137828 | 37574
3-Heptanone, 4-methyl- | 137810 | 37575
Acetonitrile, 2,2-diethoxy- | 137794 | 37576
Benzene, 1,2,4-trichloro-5-methoxy- | 137786 | 37577
Benzenediazonium, 4-(ethylamino)-3-methyl-, trichlorozincate(1-) (1:1) | 137760 | 37578
1-Propanone, 1-(3-methyl-2-oxiranyl)- | 137745 | 37579
1H-Indene-1,3(2H)-dione, 2-(2,2-dimethyl-1-oxopropyl)-, ion(1-), sodium | 137737 | 37580
Phenol, 4-(dimethylamino)-3,5-dimethyl- | 137729 | 37581
2-Buten-1-ol | 137711 | 37582
Benzothiazolium, 3-methyl-, 4-methylbenzenesulfonate (1:1) | 137695 | 37583
9-Octadecene, 1-bromo-, (9Z)- | 137687 | 37584
Benzenesulfonic acid, 3-[2-[3-(benzoylamino)-2-hydroxy-5-methylphenyl]diazenyl]-2-hydroxy-5-nitro- | 137661 | 37585
Cyclohexane, 1,2,3,4,5,6-hexachloro-, (1.alpha.,2.alpha.,3.alpha.,4.beta.,5.beta.,6.beta.)- | 137646 | 37586
Octanoic acid, calcium salt (2:1) | 137638 | 37587
3-Oxa-9-azoniatricyclo[3.3.1.02,4]nonane, 7-[(2S)-3-hydroxy-1-oxo-2-phenylpropoxy]-9,9-dimethyl-, (1.alpha.,2.beta.,4.beta.,5.alpha.,7.beta.)-, nitrate (1:1) | 137612 | 37588
Benzenemethanaminium, N-[4-[[4-[(4-ethoxyphenyl)amino]phenyl][4-[ethyl[(3-sulfophenyl)methyl]amino]phenyl]methylene]-2,5-cyclohexadien-1-ylidene]-N-ethyl-3-sulfo-, inner salt, sodium salt (1:1) | 137596 | 37589
Benzenemethanaminium, N-[4-[[4-[(4-ethoxyphenyl)amino]phenyl][4-[ethyl[(3-sulfophenyl)methyl]amino]-2-methylphenyl]methylene]-3-methyl-2,5-cyclohexadien-1-ylidene]-N-ethyl-3-sulfo-, inner salt, sodium salt (1:1) | 137588 | 37590
1,3-Naphthalenedisulfonic acid, 7-[2-[4-[[4-[2-[6-[(4-aminobenzoyl)amino]-1-hydroxy-3-sulfo-2-naphthalenyl]diazenyl]benzoyl]amino]-2-methylphenyl]diazenyl]-, sodium salt (1:3) | 137570 | 37591
Urea, N,N''-(2-methylpropylidene)bis- | 137562 | 37592
.beta.-Alanine, N-tetradecyl-, sodium salt (1:1) | 137554 | 37593
Benzenediazonium, 4-(diethylamino)-2-methyl-, tetrafluoroborate(1-) (1:1) | 137539 | 37594
Carbamic acid, N-hydroxy-N-methyl-, propyl ester | 137513 | 37595
Carbonochloridic acid, hexyl ester | 137505 | 37596
5-Hepten-2-ol, 2,6-dimethyl- | 137489 | 37597
Ethanone, 1-(4-methyl-3-cyclohexen-1-yl)- | 137471 | 37598
2-Naphthalenol, 6,6'-dithiobis- | 137463 | 37599
Benzenediazonium, 4-(ethylamino)-3-methyl-, tetrafluoroborate(1-) (1:1) | 137455 | 37600
Benzenediazonium, 4-(diethylamino)-2-methyl-, trichlorozincate(1-) (1:1) | 137448 | 37601
Benzenediazonium, 4-(dimethylamino)-, trichlorozincate(1-) (1:1) | 137430 | 37602
Benzenediazonium, 4-(diethylamino)-2-ethoxy-, trichlorozincate(1-) (1:1) | 137422 | 37603
1,4-Benzenediamine, 2-chloro-N1,N1-dimethyl- | 137414 | 37604
9-Octadecenoic acid, 1,1'-anhydride | 137406 | 37605
Octadecanoic acid, 2,2-dimethylhydrazide | 137398 | 37606
Octadecane, 1,1',1''-[1,2,3-propanetriyltris(oxy)]tris- | 137380 | 37607
1-Propanol, 2,3-bis(octadecyloxy)- | 137372 | 37608
3-Pentanone, 1,5-di-2-furanyl- | 137364 | 37609
Ethanol, tantalum(5+) salt (5:1) | 137356 | 37610
Phenol, 2-amino-4-(1,1,3,3-tetramethylbutyl)- | 137349 | 37611
Cyclohexane, 1-methyl-4-(1-methylethyl)-, cis- | 137331 | 37612
Carbonic acid, erbium(3+) salt (3:2) | 137315 | 37613
Carbonic acid, terbium(3+) salt (3:2) | 137307 | 37614
2,5-Pyrrolidinedione, 1-hydroxy- | 137299 | 37615
1(3H)-Isobenzofuranone, 3-butyl- | 137281 | 37616
Acetic acid, 2,2-diethoxy-, ethyl ester | 137273 | 37617
Aluminum, diethyl(2-propanolato)- | 137257 | 37618
Butanoic acid, 4-(4-chloro-2-methylphenoxy)-, sodium salt | 137240 | 37619
1,6-Hexanediamine, hydrochloride (1:2) | 137224 | 37620
Benzoic acid, 2-hydroxy-5-[2-(4-sulfophenyl)diazenyl]-, sodium salt (1:2) | 137216 | 37621
Benzoic acid, 2-hydroxy-5-[2-(6-sulfo-2-naphthalenyl)diazenyl]-, sodium salt (1:2) | 137190 | 37622
Benzenesulfonic acid, 3-[2-(4,5-dihydro-3-methyl-5-oxo-1-phenyl-1H-pyrazol-4-yl)diazenyl]-2-hydroxy-5-nitro-, sodium salt (1:1) | 137182 | 37623
1,3,5,7-Tetrazocine, octahydro- | 137174 | 37624
1H-Cyclopenta[1,2-c:3,4-c']difuran-1,3,4,6(3aH)-tetrone, tetrahydro- | 137158 | 37625
Dextrin | 161869 | 37626
Cellulose, propanoate | 161851 | 37627
Cellulose, 2-cyanoethyl ether | 161844 | 37628
Cellulose, acetate propanoate | 161836 | 37629
Cellulose, acetate hydrogen 1,2-benzenedicarboxylate | 161828 | 37630
Cellulose, acetate butanoate | 161810 | 37631
Cellulose, acetate | 161802 | 37632
Cellulose | 161794 | 37633
Cellulose, carboxymethyl ether, sodium salt | 161786 | 37634
Chymotrypsin | 161778 | 37635
Elastase | 161760 | 37636
Lipoprotein lipase | 161752 | 37637
Peroxidase | 161745 | 37638
Deoxyribonuclease | 161737 | 37639
Octadecane, 1-(ethenyloxy)-, homopolymer | 161729 | 37640
Octadecanoic acid, ethenyl ester, homopolymer | 161711 | 37641
Formaldehyde, polymer with N-phenylbenzenamine and 2-propanone | 161703 | 37642
2-Propanone, polymer with N-phenylbenzenamine | 161695 | 37643
2-Propenoic acid, 2-ethylhexyl ester, homopolymer | 161687 | 37644
Cyclohexene, 1-methyl-4-(1-methylethenyl)-, homopolymer | 161679 | 37645
Benzene, diethenyl-, polymer with ethenylbenzene | 161661 | 37646
Benzene, diethenyl-, homopolymer | 161653 | 37647
1,4-Benzenedicarboxylic acid, polymer with 1,2-ethanediol | 161646 | 37648
2-Propenoic acid, 2-methyl-, butyl ester, homopolymer | 161638 | 37649
2-Propenenitrile, polymer with 1,3-butadiene and ethenylbenzene | 161620 | 37650
Benzene, ethenyl-, polymer with 1,3-butadiene | 161612 | 37651
2-Propenenitrile, polymer with ethenylbenzene | 161604 | 37652
Benzene, ethenyl-, homopolymer | 161596 | 37653
Heptanal, polymer with benzenamine | 161588 | 37654
2-Propenoic acid, butyl ester, homopolymer | 161570 | 37655
Propane, 1-(ethenyloxy)-2-methyl-, homopolymer | 161562 | 37656
2-Propenoic acid, 2-methyl-, ethyl ester, homopolymer | 161554 | 37657
Cyclohexanone, homopolymer | 161547 | 37658
2-Pyrrolidinone, 1-ethenyl-, homopolymer | 161539 | 37659
Butanal, polymer with benzenamine | 161521 | 37660
Formaldehyde, polymer with 2-(chloromethyl)oxirane and phenol | 161513 | 37661
Phenol, polymer with formaldehyde | 161505 | 37662
Benzene, 1,4-dinitroso-, homopolymer | 161497 | 37663
Ethene, 1,1'-[methylenebis(oxy)]bis-, homopolymer | 161489 | 37664
2-Propenoic acid, ethyl ester, homopolymer | 161471 | 37665
1,3-Butadiene, 2-methyl-, homopolymer | 161463 | 37666
Butene, homopolymer | 161455 | 37667
1-Butene, homopolymer | 161448 | 37668
1-Propene, 2-methyl-, homopolymer | 161430 | 37669
Acetic acid ethenyl ester, polymer with chloroethene | 161422 | 37670
2-Propenoic acid, methyl ester, homopolymer | 161414 | 37671
Acetic acid ethenyl ester, homopolymer | 161406 | 37672
Ethene, 1,1'-oxybis-, homopolymer | 161398 | 37673
2-Propenenitrile, polymer with 1,3-butadiene | 161380 | 37674
1,3-Butadiene, homopolymer | 161372 | 37675
Poly[oxy(methyl-1,2-ethanediyl)], .alpha.-butyl-.omega.-hydroxy- | 161364 | 37676
Oxirane, 2-methyl-, polymer with oxirane | 161356 | 37677
Urea, polymer with formaldehyde and 2-propanone | 161349 | 37678
Ethene, methoxy-, homopolymer | 161331 | 37679
1,3,5-Triazine-2,4,6-triamine, polymer with formaldehyde | 161323 | 37680
1-Propene, homopolymer | 161315 | 37681
2-Propenoic acid, polymer with 2-propenamide | 161307 | 37682
2-Propenamide, homopolymer | 161299 | 37683
2-Propenoic acid, homopolymer, sodium salt | 161281 | 37684
2-Propenoic acid, homopolymer, ammonium salt | 161273 | 37685
2-Propenoic acid, homopolymer | 161265 | 37686
2-Propenenitrile, polymer with chloroethene | 161257 | 37687
Aziridine, homopolymer | 161240 | 37688
Ethenesulfonic acid, sodium salt (1:1), homopolymer | 161232 | 37689
Poly(oxy-1,2-ethanediyl), .alpha.-[4-(1,1,3,3-tetramethylbutyl)phenyl]-.omega.-hydroxy- | 161224 | 37690
Silane, tribromo- | 155929 | 37691
Selenium bromide (Se2Br2) | 155911 | 37692
Seleninyl bromide | 155903 | 37693
Magnesium bromide (MgBr2) | 155895 | 37694
Mercury bromide (HgBr2) | 155887 | 37695
Iron bromide (FeBr2) | 155879 | 37696
Copper bromide (CuBr2) | 155861 | 37697
Cobalt bromide (CoBr2) | 155853 | 37698
Cadmium bromide (CdBr2) | 155846 | 37699
Calcium bromide (CaBr2) | 155838 | 37700
Thallium bromide (TlBr) | 155820 | 37701
Rubidium bromide (RbBr) | 155812 | 37702
Bromic acid, sodium salt (1:1) | 155804 | 37703
Iodine bromide (IBr) | 155796 | 37704
Bromic acid | 155788 | 37705
Bromine fluoride (BrF5) | 155770 | 37706
Potassium fluoride (K(HF2)) | 155762 | 37707
Iron fluoride (FeF2) | 155754 | 37708
Thallium fluoride (TlF) | 155747 | 37709
Lithium fluoride (LiF) | 155739 | 37710
Potassium fluoride (KF) | 155721 | 37711
Fluorosulfuric acid | 155713 | 37712
Water-d2 | 155705 | 37713
Copper fluoride (CuF2) | 155697 | 37714
Nitric acid, cesium salt (1:1) | 155689 | 37715
Cesium iodide (CsI) | 155671 | 37716
Chromic acid (H2Cr2O7), ammonium salt (1:2) | 155663 | 37717
Chromic acid (H2CrO4), strontium salt (1:1) | 155655 | 37718
Phosphoric acid, chromium(3+) salt (1:1) | 155648 | 37719
Chromic acid (H2CrO4), potassium salt (1:2) | 155630 | 37720
Chromic acid (H2CrO4), ammonium salt (1:2) | 155622 | 37721
Chromium fluoride (CrF3) | 155614 | 37722
Silane, dichloro(3-chloropropyl)methyl- | 155606 | 37723
Silane, (1-chloroethyl)trimethyl- | 155598 | 37724
Silane, dichloro(2-chloroethyl)methyl- | 155580 | 37725
Silane, dichloro(1-chloroethyl)methyl- | 155572 | 37726
Silane, trichloro(1-chloroethyl)- | 155564 | 37727
Copper bromide (CuBr) | 155549 | 37728
Cesium bromide (CsBr) | 155531 | 37729
Bismuthine, triiodo- | 155523 | 37730
Bismuthine, trifluoro- | 155515 | 37731
Bismuthine, trichloro- | 155507 | 37732
Bismuthine, chlorooxo- | 155499 | 37733
Bismuthine, tribromo- | 155481 | 37734
Beryllium iodide (BeI2) | 155465 | 37735
Beryllium fluoride (BeF2) | 155457 | 37736
Beryllium chloride (BeCl2) | 155440 | 37737
Beryllium bromide (BeBr2) | 155432 | 37738
Tungstate (WO42-), barium (1:1), (T-4)- | 155424 | 37739
Selenic acid, barium salt (1:1) | 155416 | 37740
Molybdate (MoO42-), barium (1:1), (T-4)- | 155408 | 37741
Manganic acid (H2MnO4), barium salt (1:1) | 155390 | 37742
Barium fluoride (BaF2) | 155382 | 37743
Sulfuric acid, nickel(2+) salt (1:1) | 155366 | 37744
Cyclohexanol, 5-methyl-2-(1-methylethenyl)- | 155358 | 37745
Butanoic acid, 3-methyl-, octyl ester | 155333 | 37746
2,6-Nonadien-1-ol | 155325 | 37747
Arsorane, pentahydroxy- | 155317 | 37748
Magnesium chloride (MgCl2) | 155291 | 37749
Octanal, 2-methyl- | 155283 | 37750
9,10-Anthracenedione, 4,8-diamino-1,5-dihydroxy-2-(4-hydroxyphenyl)- | 147124 | 37751
Glycine, hydriodide (4:1), compd. with iodine (4:5) | 147116 | 37752
2,4,8,10-Tetraoxa-3,9-diphosphaspiro[5.5]undecane, 3,9-dimethoxy- | 147090 | 37753
2-Propanamine, N-ethyl-N-(1-methylethyl)- | 147082 | 37754
Cyclohexanecarboxylic acid, 4-(1-methylethyl)-, cis- | 147066 | 37755
Ethane, 1-chloro-1-ethoxy- | 147058 | 37756
2,5-Cyclohexadien-1-one, 2,6-bis(1,1-dimethylethyl)-4-(phenylmethylene)- | 147041 | 37757
Cyclohexanecarboxylic acid, 4-(1-methylethyl)-, trans- | 147025 | 37758
Benzoyl chloride, 2-chloro-4-nitro- | 147009 | 37759
Ethanol, 2-[[(1R,2R,4R)-1,7,7-trimethylbicyclo[2.2.1]hept-2-yl]oxy]-, rel- | 146993 | 37760
Butanoyl chloride, 3,3-dimethyl- | 146977 | 37761
1-Hexadecanol, 1-(hydrogen sulfate), potassium salt (1:1) | 146951 | 37762
1H-Indole-5-carboxylic acid, 2-[3-cyano-4-oxo-4-(3-phenylpropoxy)-2-buten-1-ylidene]-2,3-dihydro-1,3,3-trimethyl-, methyl ester | 146944 | 37763
Zinc, bis(O,O-dioctyl phosphorodithioato-.kappa.S,.kappa.S')-, (T-4)- | 146928 | 37764
Phosphoric acid, didodecyl ester | 146902 | 37765
Silicic acid (H4SiO4), tetrakis(2-aminoethyl) ester | 146894 | 37766
Benzo[a]phenoxazin-7-ium, 9-(dimethylamino)-, chloride, compd. with zinc chloride (ZnCl2) (1:1:?) | 146878 | 37767
2-Cyclohexen-1-ol, 2-methyl-5-(1-methylethenyl)-, 1-acetate, (1S,5R)- | 146860 | 37768
1,2,3-Propanetricarboxylic acid, 2-hydroxy-, ammonium iron salt (1:?:?) | 146852 | 37769
9-Octadecenoic acid (9Z)-, dimer | 146845 | 37770
Ethanedioic acid, cerium salt (1:?) | 146829 | 37771
Aluminum, dihydroxy(octadecanoato-.kappa.O)- | 146811 | 37772
Ethanamine, 2-isocyanato-N-(2-isocyanatoethyl)-N-nitro- | 146803 | 37773
2-Naphthalenesulfonic acid, 1,4-dihydro-1,4-dioxo-, sodium salt (1:1) | 146795 | 37774
1H-Indole-5-carboxylic acid, 2-[3-cyano-4-oxo-4-(phenylmethoxy)-2-buten-1-ylidene]-2,3-dihydro-1,3,3-trimethyl-, methyl ester | 146779 | 37775
Pyridine, 2,3,5-trichloro-6-(trichloromethyl)- | 146761 | 37776
4-Piperidinepropanol | 146753 | 37777
1,4,7,9b-Tetraazaphenalene, dodecahydro-2,5,8-trimethyl- | 146746 | 37778
Cyclohexanecarbonitrile, 1,3,3-trimethyl-5-oxo- | 146738 | 37779
Ethanamine, N,N-dimethyl-2-[(4-methyl-1,3,2-dioxaborinan-2-yl)oxy]- | 146720 | 37780
2-Propenoic acid, 2-methyl-, 2,2-bis(hydroxymethyl)butyl ester | 146712 | 37781
2-Naphthalenecarboxylic acid, 4-[2-(5-chloro-4-methyl-2-sulfophenyl)diazenyl]-3-hydroxy-, calcium salt (1:1) | 146704 | 37782
1,9,10-Octadecanetriol | 146696 | 37783
Benzeneacetic acid, .alpha.-methoxy- | 146688 | 37784
2(3H)-Furanone, 5-hexyldihydro-5-methyl- | 146670 | 37785
1-Dodecanaminium, N-(2-hydroxyethyl)-N,N-dimethyl-, bromide (1:1) | 146662 | 37786
Benzenemethanaminium, N,N,N-tris(2-hydroxyethyl)-, chloride (1:1) | 146654 | 37787
Benzene, 1-chloro-4-phenoxy- | 146647 | 37788
1-Propanol, 2-(dimethylamino)-2-methyl- | 146639 | 37789
Cyclohexanamine, 2-methyl- | 146621 | 37790
1,4-Cyclohexanediol, trans- | 146613 | 37791
Benzenesulfonamide, N-[3-(dimethylamino)propyl]-5-(2H-naphtho[1,2-d]triazol-2-yl)-2-(2-phenylethenyl)- | 146605 | 37792
9,10-Anthracenedione, 1,4-bis(ethylamino)- | 146589 | 37793
Bicyclo[3.1.1]hept-2-ene, 2,6,6-trimethyl-, dimer | 146571 | 37794
2-Naphthalenecarboxamide, 4-[2-(2,5-dichlorophenyl)diazenyl]-N-(2,3-dihydro-2-oxo-1H-benzimidazol-5-yl)-3-hydroxy- | 146555 | 37795
2-Naphthalenecarboxamide, N-(2,3-dihydro-2-oxo-1H-benzimidazol-5-yl)-3-hydroxy-4-[2-(2-methoxy-4-nitrophenyl)diazenyl]- | 146530 | 37796
2-Propenoic acid, 2-methyl-, 2-methoxyethyl ester | 146514 | 37797
Decane, 2-methyl- | 146498 | 37798
1-Cyclohexene-1-acetonitrile | 146480 | 37799
Propanoic acid, 3,3'-thiobis-, 1,1'-dibutyl ester | 146464 | 37800
Acetamide, N-(2,4-dichlorophenyl)- | 146456 | 37801
.beta.-D-Ribofuranose, 1-acetate 2,3,5-tribenzoate | 146431 | 37802
2(3H)-Benzofuranone, hexahydro- | 137141 | 37803
Dibenz[c,e]oxepin-5,7-dione | 137125 | 37804
1-Decanone, 1-phenyl- | 137117 | 37805
10H-Phenothiazine, 3,7-dioctyl- | 137091 | 37806
2-Naphthalenecarboxamide, 4-[2-(2,5-dichlorophenyl)diazenyl]-3-hydroxy-N-phenyl- | 137075 | 37807
1,4-Butanediamine, 2-[(trimethoxysilyl)methyl]- | 137059 | 37808
1,2-Ethanediamine, N1-[(4-methoxyphenyl)methyl]-N2,N2-dimethyl-N1-2-pyridinyl-, hydrochloride (1:1) | 137042 | 37809
D-Fructose, 6-(dihydrogen phosphate), magnesium salt (1:1) | 137026 | 37810
D-Fructose, 1,6-bis(dihydrogen phosphate), barium salt (1:2) | 137000 | 37811
2-Pentanol | 136986 | 37812
Trisulfide, dipropyl | 136978 | 37813
Octanoic acid, aluminum salt (3:1) | 136960 | 37814
Carbonic acid, thulium(3+) salt (3:2) | 136945 | 37815
Silanediamine, N,N'-dibutyl-1,1-dimethyl- | 136937 | 37816
Silanediamine, 1,1-dimethyl-N,N'-bis(1-methylethyl)- | 136929 | 37817
1,3-Benzenediol, sodium salt (1:2) | 136911 | 37818
Benzenediazonium, 2,5-diethoxy-4-(4-morpholinyl)-, (T-4)-tetrachlorozincate(2-) (2:1) | 136895 | 37819
Propanenitrile, 3-[[2-(acetyloxy)ethyl][4-[2-(2-chloro-4-nitrophenyl)diazenyl]phenyl]amino]- | 136879 | 37820
1,2,3-Propanetricarboxylic acid, 2-hydroxy-, nickel(2+) salt (2:3) | 136853 | 37821
Butanamide, N-[4-[3-ethoxy-4,5-dihydro-5-oxo-4-[(1-phenyl-1H-tetrazol-5-yl)thio]-1H-pyrazol-1-yl]phenyl]-2-(3-pentadecylphenoxy)- | 136846 | 37822
2-Propenoic acid, 2-methyl-, 3,3,4,4,5,5,6,6,7,7,8,8,9,9,10,10,11,11,12,12,13,13,14,14,14-pentacosafluorotetradecyl ester | 136838 | 37823
Acetonitrile, 2-amino-, hydrochloride (1:1) | 136812 | 37824
1H-Purine-2,6,8(3H)-trione, 7,9-dihydro-, ammonium salt (1:1) | 136796 | 37825
Cyclohexane, tridecyl- | 136770 | 37826
4,7-Methano-1H-indene, octahydro- | 136762 | 37827
Glycine, sodium salt (1:1) | 136747 | 37828
Glycine, hydrochloride (1:1) | 136739 | 37829
D-Glucose, 6-(dihydrogen phosphate), potassium salt (1:2) | 136721 | 37830
Phosphonic acid, P,P'-[[(2-hydroxyethyl)imino]bis(methylene)]bis- | 136705 | 37831
Phosphonic acid, P,P'-[(hexylimino)bis(methylene)]bis- | 136697 | 37832
Benzoic acid, 4-[(octadecylamino)carbonyl]-, sodium salt (1:1) | 136689 | 37833
Acetamide, N-[3-[[4-(diethylamino)phenyl]imino]-6-oxo-1,4-cyclohexadien-1-yl]- | 136671 | 37834
Cyclohexene, 1-methyl-4-(1-methylethenyl)-, (4S)- | 136663 | 37835
2-Furanmethanol, 5-ethenyltetrahydro-.alpha.,.alpha.,5-trimethyl-, (2R,5S)-rel- | 136655 | 37836
Cyclohexene, 1-methyl-4-(1-methylethenyl)-, (4R)- | 136648 | 37837
Ethanol, 2-[(1S,3aR,4S,8aR)-decahydro-4,8,8-trimethyl-1,4-methanoazulen-9-ylidene]- | 136630 | 37838
Octanal, 3,7-dimethyl- | 136622 | 37839
1,6-Methanonaphthalen-1(2H)-ol, octahydro-4,8a,9,9-tetramethyl-, (1R,4S,4aS,6R,8aS)- | 136614 | 37840
5,7-Octadien-2-ol, 2,6-dimethyl- | 136606 | 37841
1,3-Benzenedicarboxylic acid, 4-hydroxy-, 1,3-dimethyl ester | 136598 | 37842
1,4-Benzenediamine, N1,N1-bis(4-aminophenyl)- | 136580 | 37843
2-Naphthalenesulfonic acid, 7-[(3-aminobenzoyl)amino]-4-hydroxy-3-[2-[4-[2-(4-sulfophenyl)diazenyl]phenyl]diazenyl]-, sodium salt (1:2) | 136572 | 37844
Butanamide, N,N'-(3,3'-dimethyl[1,1'-biphenyl]-4,4'-diyl)bis[2-[2-(2,4-dichlorophenyl)diazenyl]-3-oxo- | 136564 | 37845
2-Octanol, (2R)- | 136556 | 37846
Benzaldehyde, 3,4-dimethyl- | 136531 | 37847
Phenol, ammonium salt (1:1) | 136523 | 37848
Butane, 1-bromo-2-methyl- | 136515 | 37849
Zincate(4-), bis[carbonato(2-)]pentaoxopenta-, hydrogen (1:4) | 136499 | 37850
1,2,3-Propanetricarboxylic acid, 2-hydroxy-, manganese(3+) salt (1:1) | 136481 | 37851
Acetic acid, 1,1'-(1,1,3,3-tetrabutyl-1,3-distannoxanediyl) ester | 136473 | 37852
.beta.-D-Glucopyranose, 4-O-.beta.-D-galactopyranosyl- | 136457 | 37853
Propanenitrile, 3,3'-phosphinylidenebis- | 136432 | 37854
Poly(oxy-1,2-ethanediyl), .alpha.-dodecyl-.omega.-hydroxy- | 161216 | 37855
Acetaldehyde, homopolymer | 161208 | 37856
Ethenol, homopolymer | 161190 | 37857
Ethene, homopolymer | 161182 | 37858
Ethene, chloro-, homopolymer | 161174 | 37859
Ethene, 1,1-dichloro-, homopolymer | 161166 | 37860
Ethene, 1,1,2,2-tetrafluoro-, homopolymer | 161158 | 37861
Ethene, 1-chloro-1,2,2-trifluoro-, homopolymer | 161141 | 37862
Poly(oxymethylene) | 161133 | 37863
Parathormone | 161125 | 37864
Agar | 161117 | 37865
Xanthine oxidase | 161109 | 37866
Urease | 161091 | 37867
Urate oxidase | 161083 | 37868
Monophenol monooxygenase | 161075 | 37869
Trypsin | 161067 | 37870
Thrombin | 161059 | 37871
Ribonuclease | 161042 | 37872
Proteinase | 161034 | 37873
Plasmin | 161026 | 37874
Phosphoglycerate kinase | 161018 | 37875
Phosphoglucomutase | 161000 | 37876
Phosphofructokinase | 160994 | 37877
Alkaline phosphatase | 160986 | 37878
Acid phosphatase | 160978 | 37879
Pepsin A | 160960 | 37880
Penicillinase | 160952 | 37881
Papain | 160945 | 37882
Proteinase, pancreatic | 160937 | 37883
Reduced nicotinamide adenine dinucleotide phosphate dehydrogenase | 160929 | 37884
Neuraminidase | 160911 | 37885
Malate dehydrogenase (NAD) | 160903 | 37886
Lysozyme | 160895 | 37887
Triacylglycerol lipase | 160887 | 37888
Leucyl aminopeptidase | 160879 | 37889
L-Lactate dehydrogenase | 160861 | 37890
Pyruvate kinase | 160853 | 37891
Isocitrate dehydrogenase | 160846 | 37892
.beta.-Fructofuranosidase | 160838 | 37893
Hyaluronidase | 160820 | 37894
Hexokinase | 160812 | 37895
Glyceraldehyde phosphate dehydrogenase | 160804 | 37896
Glutathione reductase | 160796 | 37897
Glutamate dehydrogenase | 160788 | 37898
.alpha.-Glucosidase | 160770 | 37899
Glucose 6-phosphate isomerase | 160762 | 37900
Glucose 6-phosphate dehydrogenase | 160754 | 37901
Glucose oxidase | 160747 | 37902
Glucose oxidase, mixt. with catalase | 160739 | 37903
Ficin | 160721 | 37904
.beta.-Glucosidase | 160705 | 37905
Takadiastase | 160697 | 37906
Lipoamide dehydrogenase | 160689 | 37907
Creatine kinase | 160671 | 37908
Collagenase | 160663 | 37909
Cholinesterase | 160655 | 37910
Chitinase | 160648 | 37911
Catalase | 160630 | 37912
Carbohydrase | 160622 | 37913
Bromelain, fruit | 160614 | 37914
Aspartate aminotransferase | 160606 | 37915
Arginase | 160598 | 37916
Amylase | 160580 | 37917
.beta.-Amylase | 160572 | 37918
.alpha.-Amylase | 160564 | 37919
Phosphoric acid, aluminum sodium salt (1:?:?) | 155267 | 37920
Sulfuric acid, manganese(2+) salt (1:1) | 155259 | 37921
Metaphosphoric acid (H3P3O9), sodium salt (1:3) | 155242 | 37922
Bicyclo[3.1.1]hept-2-ene, 2,6,6-trimethyl-, (1R,5R)- | 155234 | 37923
2-Butenoic acid, 2-methyl-, butyl ester, (2E)- | 155226 | 37924
2-Butenoic acid, 2-methyl-, butyl ester, (2Z)- | 155218 | 37925
2-Butenoic acid, 2-methyl-, pentyl ester, (2Z)- | 155200 | 37926
3-Cyclohexene-1-methanol, .alpha.,.alpha.,4-trimethyl-, 1-acetate, (1R)- | 155192 | 37927
3-Cyclohexene-1-methanol, .alpha.,.alpha.,4-trimethyl-, (1R)- | 155184 | 37928
2-Propanesulfonic acid, 2-hydroxy- | 155176 | 37929
2-Butenoic acid, 2-methyl-, (2E)-3,7-dimethyl-2,6-octadien-1-yl ester, (2E)- | 155168 | 37930
Bicyclo[3.1.1]hept-2-ene, 2,6,6-trimethyl-, (1S,5S)- | 155150 | 37931
Silver bromide (AgBr) | 155143 | 37932
Phosphoric acid, ammonium magnesium salt (1:1:1) | 155135 | 37933
1-Penten-3-one, 1-(2,6,6-trimethyl-3-cyclohexen-1-yl)- | 155127 | 37934
Benzene, 1-ethoxy-2-methoxy-4-(1-propen-1-yl)- | 155119 | 37935
Arsenenous acid, sodium salt (1:1) | 155101 | 37936
Arsenous triiodide | 155093 | 37937
Arsine | 155085 | 37938
Arsenic acid (H3AsO4), potassium salt (1:1) | 155077 | 37939
Arsenic acid (H3AsO4), lead(2+) salt (1:1) | 155069 | 37940
Arsorane, pentafluoro- | 155051 | 37941
Arsenous trifluoride | 155044 | 37942
Arsenous trichloride | 155036 | 37943
Arsenous tribromide | 155028 | 37944
Phosphoric acid, aluminum salt (1:1) | 155010 | 37945
Sulfuric acid, aluminum ammonium salt (2:1:1) | 155002 | 37946
Aluminum iodide (AlI3) | 154997 | 37947
Aluminum hydride (AlH3) | 154989 | 37948
Aluminate(3-), hexafluoro-, ammonium (1:3), (OC-6-11)- | 154971 | 37949
Aluminum fluoride (AlF3) | 154963 | 37950
Phosphoric acid, silver(1+) salt (1:3) | 154955 | 37951
Chromic acid (H2CrO4), silver(1+) salt (1:2) | 154948 | 37952
Nitrous acid, silver(1+) salt (1:1) | 154930 | 37953
Iodic acid (HIO3), silver(1+) salt (1:1) | 154922 | 37954
Silver iodide (AgI) | 154914 | 37955
Silver fluoride (AgF2) | 154906 | 37956
Perchloric acid, silver(1+) salt (1:1) | 154898 | 37957
Silver chloride (AgCl) | 154880 | 37958
Iron iodide (FeI2) | 154872 | 37959
Tungsten fluoride (WF6), (OC-6-11)- | 154864 | 37960
Tellurium fluoride (TeF6), (OC-6-11)- | 154856 | 37961
Tantalum fluoride (TaF5) | 154831 | 37962
Antimony fluoride (SbF5) | 154823 | 37963
Niobium fluoride (NbF5), (TB-5-11)- | 154815 | 37964
Iodine fluoride (IF5) | 154807 | 37965
Zirconium fluoride (ZrF4), (T-4)- | 154799 | 37966
Sulfur fluoride (SF4), (T-4)- | 154773 | 37967
Germane, tetrafluoro- | 154765 | 37968
Thallium fluoride (TlF3) | 154757 | 37969
Stibine, trifluoro- | 154740 | 37970
Phosphorous trifluoride | 154732 | 37971
Nitrogen fluoride (NF3) | 154724 | 37972
Manganese fluoride (MnF3) | 154716 | 37973
Gallium fluoride (GaF3) | 154690 | 37974
Iron fluoride (FeF3) | 154682 | 37975
Zinc fluoride (ZnF2) | 154674 | 37976
Strontium fluoride (SrF2) | 154666 | 37977
Tin fluoride (SnF2) | 154658 | 37978
Benzenesulfonamide, 3-amino-4-methoxy- | 146415 | 37979
Hexadecanoic acid, 2,2-dimethylhydrazide | 146399 | 37980
Benzamide, N-[(4-methylphenyl)sulfonyl]- | 146381 | 37981
Benzoic acid, 2-hydroxy-, octyl ester | 146365 | 37982
Propanoic acid, 3-(octylthio)- | 146340 | 37983
Butanoic acid, (4-methoxyphenyl)methyl ester | 146332 | 37984
1-Butanol, 4-chloro-, 1-acetate | 146316 | 37985
Acetamide, N-(2-methoxy-5-methylphenyl)- | 146308 | 37986
Benzenesulfonamide, 2-chloro- | 146282 | 37987
1H-Indole-2-carboxylic acid, 7-nitro- | 146274 | 37988
Naphtho[2,3-d]thiazole, 2-methyl- | 146258 | 37989
Benzene, (3,3-diethoxypropyl)- | 146241 | 37990
Ethanethioic acid, S-(tetrahydro-2,5-dioxo-3-furanyl) ester | 146225 | 37991
1,3-Benzodioxole-5-carboxylic acid, ethyl ester | 146217 | 37992
1,3-Naphthalenedisulfonic acid, 7-[2-[4-[2-[4-[(4-aminobenzoyl)amino]-2-methylphenyl]diazenyl]-2-methylphenyl]diazenyl]-, sodium salt (1:2) | 146191 | 37993
1,2-Benzenedicarboxylic acid, 3-amino-, hydrochloride (1:1) | 146183 | 37994
1H-Imidazole-1-ethanol, 4,5-dihydro-2-tridecyl- | 146167 | 37995
Butane, 1-bromo-4-chloro- | 146159 | 37996
Benzene, 1-chloro-2,5-dimethoxy-4-nitro- | 146134 | 37997
Benzeneacetic acid, 4-bromo-.alpha.-hydroxy- | 146126 | 37998
Benzoic acid, 2-sulfo-, ammonium salt (1:1) | 146100 | 37999
Hexanedioic acid, 1,6-bis(1-methylethyl) ester | 146084 | 38000
Docosane, 1-bromo- | 146076 | 38001
2-Pyridinamine, N-(phenylmethyl)- | 146050 | 38002
Spiro[bicyclo[3.1.1]heptane-2,2'-oxirane], 6,6-dimethyl- | 146043 | 38003
12H-Phthaloperin-12-one | 146027 | 38004
Benzoic acid, 4-[2-(4-aminophenyl)diazenyl]- | 146019 | 38005
Acetic acid, antimony(3+) salt (3:1) | 146001 | 38006
Phosphoric acid, dimethyl (1E)-1-methyl-3-(methylamino)-3-oxo-1-propenyl ester | 145995 | 38007
Phenol, 4,4'-[oxybis(methylene)]bis[2,6-bis(1,1-dimethylethyl)- | 145987 | 38008
Formamide, N,N'-methylenebis- | 145979 | 38009
Ethanone, 1-(2-hydroxy-4-methylphenyl)- | 145961 | 38010
Magnesium, chloro(phenylmethyl)- | 145953 | 38011
Pyridinium, 5-ethenyl-1,2-dimethyl-, methyl sulfate (1:1) | 145946 | 38012
1,2-Hexanediol | 145938 | 38013
Inositol | 145920 | 38014
Butanedioic acid, 2-hydroxy- | 145912 | 38015
Benzoic acid, 4-(hydroxymethyl)-, methyl ester | 145904 | 38016
2-Propenoic acid, 2-methyl-, potassium salt (1:1) | 145896 | 38017
1-Propanethiol, sodium salt (1:1) | 145888 | 38018
D-Glutamic acid | 145870 | 38019
2,3-Butanediol, 1,4-dimercapto-, (2R,3S)-rel- | 145862 | 38020
Ethanaminium, N,N,N-trimethyl-2-[(2-methyl-1-oxo-2-propen-1-yl)oxy]-, methyl sulfate (1:1) | 145854 | 38021
3-Fluoranthenebutanoic acid | 145847 | 38022
Carbamothioic acid, N-methyl-, O-butyl ester | 145839 | 38023
3H-Pyrazol-3-one, 4,4'-[(3,3'-dimethoxy[1,1'-biphenyl]-4,4'-diyl)bis(2,1-diazenediyl)]bis[2,4-dihydro-5-methyl-2-(4-methylphenyl)- | 145821 | 38024
Ethanol, 2-(2-propoxyethoxy)- | 145813 | 38025
Cyclohexane, 1,2-dimethyl-, (1R,2R)-rel- | 145797 | 38026
Bicyclo[3.1.1]heptane, 2,6,6-trimethyl-, (1R,2S,5R)-rel- | 145789 | 38027
6-Dodecanone, 5,8-diethyl-7-hydroxy-, oxime | 145763 | 38028
1H-Indole, 2,3-dihydro-2-methyl- | 145755 | 38029
Lithium, (1,2-ethanediamine-.kappa.N1,.kappa.N2)ethynyl- | 145748 | 38030
Butane, 2-chloro-3-nitroso-, dimer | 145730 | 38031
Acetonitrile, 2-(methyleneamino)-, trimer | 145722 | 38032
Octadecanoic acid, barium salt (2:1) | 145714 | 38033
Propanoic acid, 3-phosphono- | 136424 | 38034
2H-Azepine-7-pentanamine, 3,4,5,6-tetrahydro- | 136408 | 38035
D-Glucitol, 1,4-anhydro-, 6-dodecanoate | 136390 | 38036
2-Naphthalenecarboxylic acid, 3-amino- | 136374 | 38037
Pyridine, 3,4,5-trichloro-2,6-difluoro- | 136366 | 38038
Thiirane, 2,3-dimethyl-, (2R,3R)-rel- | 136341 | 38039
Thiirane, 2,3-dimethyl-, (2R,3S)-rel- | 136333 | 38040
[2,2'-Bi-1H-indene]-1,1'-dione, 2,2',3,3'-tetrahydro-2,2',3,3,3',3'-hexahydroxy- | 136317 | 38041
Bicyclo[3.1.1]heptan-3-ol, 6,6-dimethyl-2-methylene- | 136291 | 38042
Disulfide, bis(1-methylpropyl) | 136283 | 38043
2-Naphthalenesulfonic acid, 7-[(4-aminobenzoyl)amino]-4-hydroxy-3-[2-[4-[2-(4-sulfophenyl)diazenyl]phenyl]diazenyl]-, sodium salt (1:2) | 136275 | 38044
4-Nonanol | 136267 | 38045
Acetic acid, cobalt salt (1:?) | 136259 | 38046
Phenol, 4-amino-2,6-dichloro- | 136234 | 38047
Silane, (dichloromethyl)trimethyl- | 136218 | 38048
[1,1'-Biphenyl]-4-carboxamide, N-(9,10-dihydro-9,10-dioxo-1-anthracenyl)- | 136200 | 38049
Formamide, N-[3-(dimethylamino)propyl]- | 136184 | 38050
Benzonitrile, 2-amino-5-chloro- | 136176 | 38051
Propanoic acid, 2-methyl-, 3-hydroxy-2,2-dimethylpropyl ester | 136150 | 38052
Propane, 1,1'-[methylenebis(oxy)]bis[2,2-dinitro- | 136135 | 38053
7-Benzothiazolesulfonic acid, 2-[4-[2-[2,4-dihydroxy-3-(2-phenyldiazenyl)phenyl]diazenyl]phenyl]-6-methyl-, sodium salt (1:1) | 136119 | 38054
1,3,5-Triazine-2,4-diamine, 6-chloro-N2-(1,1-dimethylethyl)-N4-ethyl- | 136101 | 38055
Pyrazine, 2,3-dimethyl- | 136093 | 38056
2,4-Heptadienal | 136077 | 38057
1-Tridecanamine, N-tridecyl- | 136069 | 38058
2-Propenoic acid, 2-methyl-, 2-hydroxy-3-sulfopropyl ester, sodium salt (1:1) | 136051 | 38059
2-Naphthalenesulfonic acid, 7-[[3-[(4-aminobenzoyl)amino]benzoyl]amino]-4-hydroxy-3-[2-[4-[2-(4-sulfophenyl)diazenyl]phenyl]diazenyl]-, sodium salt (1:2) | 136044 | 38060
Benzoic acid, 5-[2-[4-[2-[6-[[4-(benzoylamino)phenyl]amino]-1-hydroxy-3-sulfo-2-naphthalenyl]diazenyl]-3-(carboxymethoxy)-7-sulfo-1-naphthalenyl]diazenyl]-2-hydroxy-, sodium salt (1:4) | 136036 | 38061
2,4(1H,3H)-Pyrimidinedione, 5-chloro-3-(1,1-dimethylethyl)-6-methyl- | 136010 | 38062
.beta.-Alanine, N-[(2S)-2,4-dihydroxy-3,3-dimethyl-1-oxobutyl]-, calcium salt, compd. with N-(2,5-dioxo-4-imidazolidinyl)urea (2:1:2) | 136002 | 38063
Hexadecanoic acid, 2-sulfo-, sodium salt (1:2) | 135996 | 38064
1-Pentadecanesulfonic acid, sodium salt (1:1) | 135988 | 38065
Carbonic acid, lutetium(3+) salt (3:2) | 135970 | 38066
Carbonic acid, ytterbium(3+) salt (3:2) | 135962 | 38067
Carbonic acid, holmium(3+) salt (3:2) | 135954 | 38068
Carbonic acid, gadolinium(3+) salt (3:2) | 135947 | 38069
Carbonic acid, europium(3+) salt (3:2) | 135939 | 38070
Carbonic acid, samarium(3+) salt (3:2) | 135921 | 38071
Carbonic acid, neodymium(3+) salt (3:2) | 135913 | 38072
Carbonic acid, praseodymium(3+) salt (3:2) | 135905 | 38073
Benzeneacetic acid, .alpha.-formyl-, methyl ester | 135897 | 38074
Silane, trichlorohexadecyl- | 135889 | 38075
Copper, [ethanedioato(2-)-O,O']-, hydrate (2:1) | 135871 | 38076
Phenol, 2,4,6-tris(1-methylpropyl)- | 135863 | 38077
Bismuth carbonate oxide (Bi2(CO3)O2) | 135855 | 38078
Benzoic acid, oxobismuthino ester | 135848 | 38079
2-Pentanone, 5-chloro- | 135830 | 38080
Ethanethiol, 2-(decylamino)- | 135822 | 38081
1H-Azepine-1-carboxamide, N,N'-1,6-hexanediylbis[hexahydro-2-oxo- | 135814 | 38082
Bicyclo[2.2.1]heptane-2,5-diol, 2,5-diacetate | 135806 | 38083
Bicyclo[2.2.1]heptane-2,5-diol | 135798 | 38084
2-Propenoic acid, (1R,2R,4R)-1,7,7-trimethylbicyclo[2.2.1]hept-2-yl ester, rel- | 135780 | 38085
Benzenamine, N,N-dimethyl-, hydrochloride (1:1) | 135772 | 38086
Octane, 3-ethyl- | 135764 | 38087
2-Propanone, 1-methoxy- | 135756 | 38088
1-Octyn-3-ol, 4-ethyl- | 135731 | 38089
Benzene, 1-isocyanato-2-[(4-isocyanatophenyl)methyl]- | 135715 | 38090
D-Amino acid oxidase | 160556 | 38091
Alanine aminotransferase | 160549 | 38092
Amylase, bacterial | 160531 | 38093
Adenosine triphosphatase | 160523 | 38094
Pectin | 160473 | 38095
Gum tragacanth | 160465 | 38096
Carob gum | 160416 | 38097
Karaya gum | 160408 | 38098
Guar gum | 160390 | 38099
Gum ghatti | 160382 | 38100
Furcellaran | 160374 | 38101
Cellulose, carboxymethyl ether | 160333 | 38102
Carrageenan | 160325 | 38103
Gum arabic | 160291 | 38104
Lignosulfonic acid, chromium iron salt | 160283 | 38105
Benzoic acid, 3,6-dichloro-2-methoxy-, mixt. with (2,4-dichlorophenoxy)acetic acid | 160275 | 38106
Colistimethate sodium | 160267 | 38107
Lignin, alkali | 160259 | 38108
Lignosulfonic acid | 160226 | 38109
Lignosulfonic acid, magnesium salt | 160218 | 38110
Lignosulfonic acid, ammonium salt | 160200 | 38111
Lignosulfonic acid, calcium salt | 160192 | 38112
Lignosulfonic acid, sodium salt | 160184 | 38113
Lead fluoride (PbF2) | 154641 | 38114
Thionyl fluoride | 154633 | 38115
Magnesium fluoride (MgF2) | 154625 | 38116
Mercury fluoride (HgF2) | 154617 | 38117
Mercurate(2-), tetraiodo-, potassium (1:2), (T-4)- | 154591 | 38118
Phosphoric acid, ammonium salt (1:2) | 154583 | 38119
Ammonium uranium oxide ((NH4)2U2O7) | 154575 | 38120
Selenic acid, ammonium salt (1:2) | 154567 | 38121
Sulfuric acid ammonium salt (1:2) | 154559 | 38122
Thiosulfuric acid (H2S2O3), ammonium salt (1:2) | 154542 | 38123
Selenic acid | 154534 | 38124
Hydrogen selenide (H2Se) | 154526 | 38125
Hydrogen sulfide (H2S) | 154518 | 38126
Disulfuric acid | 154500 | 38127
Tungstate (WO42-), hydrogen (1:2), (T-4)- | 154492 | 38128
Sulfurous acid | 154476 | 38129
Hypophosphoric acid, sodium salt (1:2) | 154468 | 38130
Sodium amide (Na(NH2)) | 154450 | 38131
Molybdate (MoO42-), hydrogen (1:2), (T-4)- | 154443 | 38132
Lithium amide (Li(NH2)) | 154435 | 38133
Phosphinic acid, potassium salt (1:1) | 154427 | 38134
Nitric acid, mercury(1+) salt, monohydrate | 154419 | 38135
Selenious acid, monosodium salt | 154401 | 38136
Hydrazoic acid | 154393 | 38137
Sulfuric acid, anhydride with nitrous acid (1:1) | 154385 | 38138
Nitrous acid | 154377 | 38139
Iodic acid (HIO3) | 154369 | 38140
Germane | 154351 | 38141
Manganese fluoride (MnF2) | 154344 | 38142
Sulfuric acid, iron(2+) salt (1:1), heptahydrate | 154336 | 38143
Chlorine | 154328 | 38144
Selenium | 154310 | 38145
Oxygen | 154302 | 38146
Graphite | 154294 | 38147
Fluorine | 154286 | 38148
Diamond | 154278 | 38149
Deuterium | 154260 | 38150
4,7-Methano-2,3,8-methenocyclopent[a]indene, 1,2,3,3a,3b,4,7,7a,8,8a-decahydro- | 154252 | 38151
2-Propenoic acid, 3-phenyl-, 1-methylethyl ester | 154245 | 38152
2-Propanol, 1-amino-, hydrochloride (1:1) | 154237 | 38153
9-Octadecenoic acid (9Z)-, 2-methylpropyl ester, compd. with sulfuric acid (1:?) | 154229 | 38154
2-Octanol, 8,8-diethoxy-2,6-dimethyl- | 154211 | 38155
Phosphoric acid, zinc salt (2:3) | 154203 | 38156
Nitric acid, zinc salt (2:1) | 154195 | 38157
Dithionous acid, zinc salt (1:1) | 154187 | 38158
2-Butenoic acid, 2-methyl-, 2-methylpropyl ester, (2Z)- | 154179 | 38159
Heptanoic acid, 2-methylpropyl ester | 154161 | 38160
Benzeneethanol, .alpha.-(2-methylpropyl)- | 154153 | 38161
Benzoic acid, 2-amino-, 2-methylpropyl ester | 154146 | 38162
Butanoic acid, 3-methyl-, (1R,2R,4R)-1,7,7-trimethylbicyclo[2.2.1]hept-2-yl ester, rel- | 154120 | 38163
Nonanoic acid, 3-methylbutyl ester | 154112 | 38164
Oxacycloheptadec-7-en-2-one | 154096 | 38165
Decane, 1,1-dimethoxy- | 154088 | 38166
1-Penten-3-one, 1-(2,6,6-trimethyl-2-cyclohexen-1-yl)- | 154062 | 38167
1,3,5-Triazine, 1,3,5-triethylhexahydro- | 154054 | 38168
1,2,3-Propanetricarboxylic acid, 2-hydroxy-, magnesium salt (1:?) | 154047 | 38169
Butanoic acid, 3-methyl-, (3S)-3,7-dimethyl-7-octen-1-yl ester | 154021 | 38170
2-Propenoic acid, 3-phenyl-, propyl ester | 154005 | 38171
Cyclohexanamine, 4,4'-methylenebis[2-methyl- | 145698 | 38172
Butane, 2,2'-oxybis- | 145672 | 38173
1,2,4,5-Benzenetetracarboxylic acid, 1,5-diethyl ester | 145664 | 38174
Propanedinitrile, 2-[[4-[ethyl[2-[[(phenylamino)carbonyl]oxy]ethyl]amino]-2-methylphenyl]methylene]- | 145649 | 38175
Benzo[a]phenazinium, 9-[(3-methoxyphenyl)amino]-7-phenyl-5-(phenylamino)-4,10-disulfo-, inner salt, sodium salt (1:1) | 145631 | 38176
Benzaldehyde, 4-pentyl- | 145623 | 38177
2-Propanamine, N-(phenylmethylene)- | 145607 | 38178
1,3-Propanediol, 2-amino-2-(hydroxymethyl)-, acetate (1:1) | 145581 | 38179
Urea, N,N'-bis(2-methoxyethyl)- | 145573 | 38180
Benzenamine, 3-chloro-N,N-dimethyl- | 145565 | 38181
Propanoic acid, 2-methyl-, 1,1'-[2,2-dimethyl-1-(1-methylethyl)-1,3-propanediyl] ester | 145557 | 38182
2,7-Naphthalenedisulfonic acid, 4-hydroxy-5-[[(4-methylphenyl)sulfonyl]amino]-3-(2-phenyldiazenyl)-, sodium salt (1:2) | 145532 | 38183
Benzene, 1,1'-(dimethoxysilylene)bis- | 145516 | 38184
1-Propene, tetramer | 145508 | 38185
1,5-Naphthalenedisulfonic acid, 3-(4,5-dihydro-3-methyl-5-oxo-1H-pyrazol-1-yl)- | 145482 | 38186
Cuprate(3-), [.mu.-[2-[2-[1-(hydroxy-.kappa.O)-6-[[[[5-(hydroxy-.kappa.O)-6-[2-[2-(hydroxy-.kappa.O)-5-sulfophenyl]diazenyl-.kappa.N1]-7-sulfo-2-naphthalenyl]amino]carbonyl]amino]-3-sulfo-2-naphthalenyl]diazenyl-.kappa.N1]benzoato(7-)-.kappa.O]]di-, sodium (1:3) | 145466 | 38187
Phenazinium, 3-amino-7-(dimethylamino)-5-(2,4-dimethylphenyl)-1,4-dimethyl-, chloride (1:1) | 145458 | 38188
2-Pyrrolidinone, 1-cyclohexyl- | 145433 | 38189
Silicic acid (H2SiO3), sodium salt (1:2) | 145425 | 38190
Pentanedioic acid, 3-methyl-, 1,5-diethyl ester | 145409 | 38191
Benzenesulfonic acid, 4,4'-(2,3-dihydro-2-oxo-1H-imidazole-4,5-diyl)bis-, sodium salt (1:2) | 145383 | 38192
1-Propanol, sodium salt (1:1) | 145375 | 38193
3-Cyclohexene-1-propanol, 4-methyl-.gamma.-methylene-, 1-acetate | 145367 | 38194
1H-1,2,4-Triazole, 5-chloro- | 145359 | 38195
7-Octen-1-ol, 3,7-dimethyl-, (3S)- | 145342 | 38196
Ethanol, 2-(4-methylphenoxy)-, 1-acetate | 145334 | 38197
Cuprate(2-), [.mu.-[[7,7'-iminobis[3-[2-[5-(aminosulfonyl)-2-(hydroxy-.kappa.O)phenyl]diazenyl-.kappa.N1]-4-(hydroxy-.kappa.O)-2-naphthalenesulfonato]](6-)]]di-, sodium (1:2) | 145318 | 38198
2-Naphthalenesulfonic acid, 7-[[4-[2-(2,4-diamino-5-nitrophenyl)diazenyl]benzoyl]amino]-4-hydroxy-3-[2-(4-sulfophenyl)diazenyl]-, sodium salt (1:2) | 145300 | 38199
Benzenesulfonic acid, 2,2'-[(2-methyl-3,6-dioxo-1,4-cyclohexadiene-1,4-diyl)bis[imino(2-methyl-4,1-phenylene)imino]]bis[5-nitro-, sodium salt (1:2) | 145292 | 38200
Benzoxazole, 2-ethyl- | 145276 | 38201
1-Naphthalenamine, 4-[2-(4-nitrophenyl)diazenyl]- | 145268 | 38202
1H-Benzotriazole, 4,5,6,7-tetrahydro- | 145243 | 38203
3-Hexenal, (3Z)- | 145227 | 38204
1-Naphthalenemethanol, .alpha.,.alpha.-bis[4-(dimethylamino)phenyl]-4-(ethylamino)- | 145219 | 38205
1-Naphthalenemethanol, .alpha.,.alpha.-bis[4-(dimethylamino)phenyl]-4-(phenylamino)- | 145201 | 38206
3-Cyclohexene-1-propanal, .beta.,4-dimethyl- | 145193 | 38207
6-Thiabicyclo[3.2.1]oct-3-ene, 4,7,7-trimethyl- | 145185 | 38208
Methanimidic acid, N-phenyl-, ethyl ester | 145177 | 38209
Benzoic acid, 5-[[4-[2-[6-[(4-aminobenzoyl)amino]-1-hydroxy-3-sulfo-2-naphthalenyl]diazenyl]benzoyl]amino]-2-hydroxy-, sodium salt (1:2) | 145169 | 38210
Propanedioic acid, 2-[(4-methoxyphenyl)methylene]-, 1,3-diethyl ester | 145151 | 38211
1-Heptadecene | 145144 | 38212
1,4-Benzenedicarboxylic acid, 2,5-bis[(4-methylphenyl)amino]-, 1,4-diethyl ester | 145136 | 38213
5-Benzoxazolesulfonic acid, 2-methyl- | 145128 | 38214
7-Benzothiazolesulfonic acid, 2-[4-[(2-cyanoacetyl)amino]phenyl]-6-methyl-, sodium salt (1:1) | 145110 | 38215
D-Galactose, 2,3,4,5,6-pentaacetate | 145102 | 38216
1,5-Naphthalenedisulfonic acid, 2-[2-[8-[[[[3-[(2-chloroethyl)sulfonyl]phenyl]amino]carbonyl]amino]-1-hydroxy-3,6-disulfo-2-naphthalenyl]diazenyl]- | 145094 | 38217
1,4,8-Cycloundecatriene, 2,6,6,9-tetramethyl-, (1E,4E,8E)- | 145086 | 38218
2-Pyridinecarboxylic acid, 4-amino-3,5,6-trichloro-, compd. with 1,1',1''-nitrilotris[2-propanol] (1:1) | 145078 | 38219
Butanoic acid, 4-(2,4-dichlorophenoxy)-, butyl ester | 145060 | 38220
Ethanol, 2,2'-(hexylimino)bis- | 145052 | 38221
2-Propanol, 1,3-dichloro-, 2,2',2''-phosphite | 145037 | 38222
Benzene, undecyl- | 145029 | 38223
2,5-Cyclohexadien-1-one, 2,6-bis(1,1-dimethylethyl)-4-ethylidene- | 145003 | 38224
Phosphine, 1,1'-(1,3-propanediyl)bis[1,1-diphenyl- | 144980 | 38225
Xanthylium, 9-(2,4-disulfophenyl)-3,6-bis(ethylamino)-2,7-dimethyl-, inner salt, sodium salt (1:1) | 135707 | 38226
Bicyclo[2.2.1]heptane-1-methanesulfonic acid, 7,7-dimethyl-2-oxo- | 135699 | 38227
1,4-Benzenedicarboxylic acid, 2,5-dihydroxy-, 1,4-diethyl ester | 135673 | 38228
Methanaminium, N-[4-[[4-(dimethylamino)-2-sulfophenyl][4-[(phenylmethyl)[(3-sulfophenyl)methyl]amino]phenyl]methylene]-2,5-cyclohexadien-1-ylidene]-N-methyl-, inner salt, sodium salt (1:1) | 135657 | 38229
Methanaminium, N-[4-[[4-(dimethylamino)phenyl][4-[ethyl[(3-sulfophenyl)methyl]amino]-2-sulfophenyl]methylene]-2,5-cyclohexadien-1-ylidene]-N-methyl-, inner salt, sodium salt (1:1) | 135640 | 38230
Benzenemethanaminium, N-[4-[(2-chlorophenyl)[4-[ethyl[(3-sulfophenyl)methyl]amino]-2-methylphenyl]methylene]-3-methyl-2,5-cyclohexadien-1-ylidene]-N-ethyl-3-sulfo-, inner salt, sodium salt (1:1) | 135632 | 38231
1-Butanaminium, N-[4-[[4-[butyl(2-sulfoethyl)amino]phenyl][4-[(4-ethoxyphenyl)amino]phenyl]methylene]-2,5-cyclohexadien-1-ylidene]-N-(2-sulfoethyl)-, inner salt, sodium salt (1:1) | 135624 | 38232
Benzenemethanaminium, N-[4-[[4-(diethylamino)-2-methylphenyl][4-[ethyl[(3-sulfophenyl)methyl]amino]phenyl]methylene]-2,5-cyclohexadien-1-ylidene]-N-ethyl-3-sulfo-, inner salt, sodium salt (1:1) | 135616 | 38233
1,3-Benzenediol, 2,4-bis[2-(2,4-dimethylphenyl)diazenyl]- | 135608 | 38234
Ethanol, 2-mercapto-, 1-acetate | 135590 | 38235
2,7-Naphthalenedisulfonic acid, 3-hydroxy-4-(2-phenyldiazenyl)-, sodium salt (1:2) | 135574 | 38236
2-Naphthalenecarboxylic acid, 4-[2-(4-chloro-5-methyl-2-sulfophenyl)diazenyl]-3-hydroxy-, sodium salt (1:2) | 135558 | 38237
1-Naphthalenesulfonic acid, 5-hydroxy-6-[2-(2-hydroxy-5-nitrophenyl)diazenyl]-, sodium salt (1:1) | 135533 | 38238
1-Naphthalenesulfonic acid, 4-hydroxy-3-[2-(2-methoxyphenyl)diazenyl]-, sodium salt (1:1) | 135517 | 38239
Benzenethiol, 2,5-dichloro- | 135491 | 38240
Benzo[b]thiophen-3(2H)-one, 6-chloro-4-methyl- | 135483 | 38241
Phenol, 2,4,6-tris(2-methylpropyl)- | 135467 | 38242
1-Butanol, 2-amino-, (2R)- | 135459 | 38243
[2,6'-Bibenzothiazole]-7-sulfonic acid, 2'-(4-aminophenyl)-6-methyl- | 135434 | 38244
Benzoic acid, 5-amino-2-chloro-4-sulfo- | 135418 | 38245
1-Naphthalenesulfonic acid, 5-[2-(2-hydroxy-1-naphthalenyl)diazenyl]-, sodium salt (1:1) | 135400 | 38246
Benzenesulfonic acid, 4-[2-(2-hydroxy-1-naphthalenyl)diazenyl]-3-methyl-, sodium salt (1:1) | 135384 | 38247
2,7-Naphthalenedisulfonic acid, 4-amino-5-hydroxy-3-[2-(2-methyl-5-nitrophenyl)diazenyl]-6-(2-phenyldiazenyl)-, sodium salt (1:2) | 135368 | 38248
2,7-Naphthalenedisulfonic acid, 4-amino-3-[2-(4-aminophenyl)diazenyl]-5-hydroxy-6-(2-phenyldiazenyl)-, sodium salt (1:2) | 135350 | 38249
2,7-Naphthalenedisulfonic acid, 4-amino-5-hydroxy-3-[2-(4-nitrophenyl)diazenyl]-6-[2-(2-phenoxyphenyl)diazenyl]-, sodium salt (1:2) | 135343 | 38250
2,7-Naphthalenedisulfonic acid, 4-amino-5-hydroxy-3-[2-(4-nitrophenyl)diazenyl]-6-[2-(4-sulfophenyl)diazenyl]-, sodium salt (1:3) | 135335 | 38251
2,7-Naphthalenedisulfonic acid, 4-amino-5-hydroxy-3-[2-(3-nitrophenyl)diazenyl]-6-(2-phenyldiazenyl)-, sodium salt (1:2) | 135327 | 38252
2,7-Naphthalenedisulfonic acid, 4-amino-3-[2-(2,5-dichlorophenyl)diazenyl]-5-hydroxy-6-[2-(1-naphthalenyl)diazenyl]-, sodium salt (1:2) | 135319 | 38253
2,7-Naphthalenedisulfonic acid, 4-amino-6-[2-(5-chloro-2-phenoxyphenyl)diazenyl]-3-[2-(2,5-dichlorophenyl)diazenyl]-5-hydroxy-, sodium salt (1:2) | 135301 | 38254
Benzenesulfonic acid, 4-[2-[2,4-dihydroxy-3-(2-phenyldiazenyl)phenyl]diazenyl]-, sodium salt (1:1) | 135285 | 38255
1,2,4-Thiadiazole, 5-chloro-3-(trichloromethyl)- | 135269 | 38256
Octadecanoic acid, 1,1'-(dibutylstannylene) ester | 135251 | 38257
9-Octadecenamide, N-[2-[(2-hydroxyethyl)amino]ethyl]-, (9Z)- | 135236 | 38258
2H-1-Benzopyran-2-one, 4-hydroxy-3-(1,2,3,4-tetrahydro-1-naphthalenyl)- | 135210 | 38259
Methanol, 1,1'-(1,1,3,3-tetramethyl-1,3-disiloxanediyl)bis- | 135194 | 38260
1-Oxa-2-silacyclohexane, 2,2-dimethyl- | 135186 | 38261
9-Octadecenamide, N,N-dibutyl-, (9Z)- | 135160 | 38262
Hexanamide, N,N-dimethyl- | 135152 | 38263
Propanamide, 2-(3-chlorophenoxy)- | 135137 | 38264
Dodecane, 1,1'-selenobis- | 135129 | 38265
Glutamic acid, N-acetyl- | 135111 | 38266
Ethanamine, N-hydroxy-2-methoxy-N-(2-methoxyethyl)- | 135103 | 38267
1-Naphthalenecarboxylic acid, 8-formyl- | 135095 | 38268
Phosphorodithioic acid, O,O-bis(2-ethylhexyl) ester | 135087 | 38269
1-Propanaminium, N,N,N-tripropyl-, chloride (1:1) | 135079 | 38270
Butanamide, 2-chloro-N,N-dimethyl-3-oxo- | 135061 | 38271
Carbonic acid, scandium(3+) salt (3:2) | 135053 | 38272
Benzoic acid, 2-[4-(diethylamino)-2-hydroxybenzoyl]- | 135046 | 38273
Hydroperoxide, 1,1,3,3-tetramethylbutyl | 135038 | 38274
Phenol, 2,4-bis(1,1,3,3-tetramethylbutyl)- | 135020 | 38275
1H-Benzimidazole, 1-ethyl-2-methyl- | 135012 | 38276
1H-Benzimidazole, 2-heptadecyl- | 135004 | 38277
Benzenesulfonyl chloride, 5-(acetylamino)-2-methoxy- | 134999 | 38278
Veratrine (mixture) | 160077 | 38279
Pancreatin | 159970 | 38280
C.I. Pigment Yellow 35 | 159954 | 38281
BTC 927 | 159913 | 38282
9-Octadecenoic acid, 12-(sulfooxy)-, sodium salt (1:?), (9Z,12R)- | 159897 | 38284
1,2,3-Propanetricarboxylic acid, 2-hydroxy-, magnesium potassium salt (1:?:?) | 159772 | 38285
Gibb-3-ene-1,10-dicarboxylic acid, 2,4a-dihydroxy-1-methyl-8-methylene-, 1,4a-lactone,(1.alpha.,2.beta.,4a.alpha.,4b.beta.,10.beta.)-, mixt. with (1.alpha.,2.beta.,4a.alpha.,4b.beta.,10.beta.)-2,4a-dihydroxy-1-methyl-8-methylenegibbane-1,10-dicarboxylic a | 159723 | 38286
Ichthammol | 159681 | 38287
Sulfuric acid potassium salt (1:2) | 153999 | 38288
Phosphoric acid, potassium salt (1:1) | 153981 | 38289
Phenol, 2,3,4,5,6-pentachloro-, potassium salt (1:1) | 153965 | 38290
2(3H)-Benzothiazolethione, potassium salt (1:1) | 153957 | 38291
Hypochlorous acid, potassium salt (1:1) | 153940 | 38292
Hypochlorous acid, calcium salt (2:1) | 153932 | 38293
Phosphoric acid, potassium salt (1:3) | 153924 | 38294
1,2,3-Propanetricarboxylic acid, 2-hydroxy-, potassium salt (1:?) | 153908 | 38295
Arsenic acid (H3AsO4), calcium salt (2:3) | 153890 | 38296
Arsenic acid (H3AsO4), sodium salt (1:2) | 153882 | 38297
Arsenic acid (H3AsO4), copper(2+) salt (2:3) | 153874 | 38298
Arsenic acid (H3AsO4) | 153866 | 38299
Sulfuric acid, calcium salt (1:1) | 153858 | 38300
Silver fluoride (AgF) | 153833 | 38301
Propanoic acid, 2-methyl-, 1-phenylethyl ester | 153825 | 38302
Peroxydisulfuric acid ([(HO)S(O)2]2O2), sodium salt (1:2) | 153809 | 38303
Boric acid (HBO2), sodium salt (1:1) | 153791 | 38304
Dithionous acid, sodium salt (1:2) | 153783 | 38305
Chromic acid (H2CrO4), sodium salt (1:2) | 153775 | 38306
Chloric acid, sodium salt (1:1) | 153767 | 38307
2-Tridecenal | 153742 | 38308
9-Octadecenoic acid (9Z)-, tin salt (1:?) | 153734 | 38309
3-Thiophenethiol | 153726 | 38310
Propanoic acid, 2-methyl-, 1-methyl-1-(4-methyl-3-cyclohexen-1-yl)ethyl ester | 153718 | 38311
Propanoic acid, 2-methyl-, 1-methyl-1-phenylethyl ester | 153700 | 38312
2(3H)-Furanone, 5,5-dibutyldihydro- | 153692 | 38313
Butanoic acid, 3-methyl-, cyclohexyl ester | 153684 | 38314
Mercury iodide (HgI2) | 153676 | 38315
Sulfamic acid, ammonium salt (1:1) | 153668 | 38316
Sulfurous acid, potassium salt (1:1) | 153650 | 38317
Manganese chloride (MnCl2) | 153643 | 38318
Tin chloride (SnCl2) | 153635 | 38319
Thiosulfuric acid (H2S2O3), sodium salt (1:2) | 153627 | 38320
.beta.-D-Mannopyranose, 2-(acetylamino)-2-deoxy- | 153619 | 38321
Cyclohexanone, 2-methyl-5-(1-methylethenyl)- | 153601 | 38322
Nitric acid silver(1+) salt (1:1) | 153593 | 38323
2,5-Cyclohexadien-1-one, 4-[[4-(acetyloxy)phenyl]imino]- | 153585 | 38324
Magnesium carbonate hydroxide (Mg5(CO3)4(OH)2) | 153577 | 38325
Sulfuric acid, strontium salt (1:1) | 153569 | 38326
Lead tungsten oxide (PbWO4) | 153551 | 38327
Sulfuric acid copper(2+) salt (1:1), pentahydrate | 153544 | 38328
Sulfuric acid copper(2+) salt (1:1) | 153536 | 38329
Chromic acid (H2CrO4), lead(2+) salt (1:1) | 153528 | 38330
Lead chloride (PbCl2) | 153510 | 38331
Iron chloride (FeCl2) | 153502 | 38332
Copper chloride (CuCl) | 153494 | 38333
Cerium fluoride (CeF3) | 153486 | 38334
Phosphoric acid, calcium salt (2:3) | 153478 | 38335
Triphosphoric acid, sodium salt (1:5) | 153460 | 38336
Phosphoric acid, calcium salt (2:1) | 153452 | 38337
Chlorous acid, sodium salt (1:1) | 153445 | 38338
Diphosphoric acid, sodium salt (1:2) | 153437 | 38339
Phosphoric acid, potassium salt (1:2) | 153429 | 38340
Nitrous acid, potassium salt (1:1) | 153411 | 38341
Iodic acid (HIO3), potassium salt (1:1) | 153403 | 38342
Potassium bromide (KBr) | 153395 | 38343
Bromic acid, potassium salt (1:1) | 153387 | 38344
Acetic acid, 2-hydroxy-2-[(1-oxo-2-propen-1-yl)amino]- | 144972 | 38345
1-Propanol, 2,3-bis(2-propen-1-yloxy)- | 144956 | 38346
Ethanol, 2,2'-(propylimino)bis- | 144949 | 38347
Propanoic acid, 3,3'-dithiobis-, 1,1'-dioctadecyl ester | 144923 | 38348
2-Hexenal, (2E)- | 144907 | 38349
Undecanal, 2-ethylidene- | 144899 | 38350
Chromate(5-), bis[8-[2-[5-[(diethylamino)sulfonyl]-2-(hydroxy-.kappa.O)phenyl]diazenyl-.kappa.N1]-7-(hydroxy-.kappa.O)-1,3-naphthalenedisulfonato(4-)]-, sodium hydrogen (1:4:1) | 144881 | 38351
2-Propanol, 1-[(2-hydroxyethyl)thio]- | 144865 | 38352
Benzamide, N,N'-[9,10-bis(sulfooxy)-1,5-anthracenediyl]bis-, sodium salt (1:2) | 144857 | 38353
1,3-Propanediamine, N3-[3-(dimethylamino)propyl]-N1,N1-dimethyl- | 144840 | 38354
1,2-Ethanediamine, N1,N1-dimethyl-N2-phenyl- | 144832 | 38355
1-Triazene, 1-(4-nitro-1-naphthalenyl)-3-[4-(2-phenyldiazenyl)phenyl]- | 144816 | 38356
Bicyclo[2.2.1]hept-5-ene-2,2-dimethanol | 144790 | 38357
Phenol, 2,2'-[cyclohexylidenebis[(2-methyl-4,1-phenylene)-2,1-diazenediyl]]bis[4-cyclohexyl- | 144782 | 38358
2-Propanol, 1,1'-thiobis- | 144766 | 38359
Octanoic acid, cobalt salt (1:?) | 144741 | 38360
2-Propanone, 1-(4-methylphenoxy)- | 144733 | 38361
Cyclohexanamine, 4,4'-methylenebis-, (cis,cis)- | 144717 | 38362
Cyclohexanamine, 4,4'-methylenebis-, (cis,trans)- | 144709 | 38363
Cyclohexanamine, 4,4'-methylenebis-, (trans,trans)- | 144691 | 38364
Tetradecanoic acid, 2-methyl- | 144675 | 38365
Benzenepropanoic acid, 3,5-bis(1,1-dimethylethyl)-4-hydroxy-, 1,1'-[2,2-bis[[3-[3,5-bis(1,1-dimethylethyl)-4-hydroxyphenyl]-1-oxopropoxy]methyl]-1,3-propanediyl] ester | 144659 | 38366
1H-Indene, 2,3-dihydro-4,7-dimethyl- | 144642 | 38367
Spiro[benzothiazole-2(4H),1'-cyclohexane], 5,6,7,7a-tetrahydro- | 144634 | 38368
Pyrimido[1,2-a]azepine, 2,3,4,6,7,8,9,10-octahydro- | 144626 | 38369
Benzenesulfonic acid, 4-chloro-3-nitro-, potassium salt (1:1) | 144600 | 38370
Naphth[2,3-c]acridine-5,8,14(13H)-trione, 10-chloro-7-[(6,11-dihydro-6,11-dioxo-2-phenylnaphtho[2,3-g]quinazolin-4-yl)amino]- | 144584 | 38371
Benzenesulfonic acid, 2-ethoxy-5-[[4-[[4-[(4-ethoxy-3-sulfophenyl)amino]phenyl](1-methyl-2-phenyl-1H-indol-3-yl)methylene]-2,5-cyclohexadien-1-ylidene]amino]-, sodium salt (1:1) | 144576 | 38372
Benzoic acid, 3,3'-(carbonyldiimino)bis[6-[2-[1-hydroxy-6-(phenylamino)-3-sulfo-2-naphthalenyl]diazenyl]-, sodium salt (1:4) | 144568 | 38373
1,2,4-Butanetriol, 1,2,4-trinitrate | 144550 | 38374
Ethanol, 2-[[4-[2-(2,6-dichloro-4-nitrophenyl)diazenyl]phenyl]ethylamino]- | 144535 | 38375
Propanenitrile, 3-[[4-[2-(2-chloro-4-nitrophenyl)diazenyl]phenyl](2-hydroxyethyl)amino]- | 144519 | 38376
Phenol, 4-[2-[2-methoxy-5-methyl-4-(2-phenyldiazenyl)phenyl]diazenyl]- | 144493 | 38377
Cuprate(3-), [.mu.-[7-[2-[3,3'-di(hydroxy-.kappa.O)-4'-[2-[1-(hydroxy-.kappa.O)-6-(phenylamino)-3-sulfo-2-naphthalenyl]diazenyl-.kappa.N1][1,1'-biphenyl]-4-yl]diazenyl-.kappa.N1]-8-(hydroxy-.kappa.O)-1,6-naphthalenedisulfonato(7-)]]di-, sodium (1:3) | 144485 | 38378
Chromate(1-), hydroxy[4-(hydroxy-.kappa.O)-3-nitro-5-[2-[1,2,3,4-tetrahydro-2-oxo-4-(oxo-.kappa.O)-3-quinolinyl]diazenyl-.kappa.N1]benzenesulfonato(3-)]-, sodium (1:1), (T-4)- | 144477 | 38379
Chromate(1-), bis[3-[2-[1-[3-(aminosulfonyl)phenyl]-4,5-dihydro-3-methyl-5-(oxo-.kappa.O)-1H-pyrazol-4-yl]diazenyl-.kappa.N1]-4-(hydroxy-.kappa.O)benzenesulfonamidato(2-)]-, hydrogen (1:1) | 144469 | 38380
Acetic acid, 2,2'-[[4,4'-bis[2-[1-hydroxy-6-[(4-methoxyphenyl)amino]-3-sulfo-2-naphthalenyl]diazenyl][1,1'-biphenyl]-3,3'-diyl]bis(oxy)]bis-, sodium salt (1:4) | 144451 | 38381
1-Propanesulfonamide, N-phenyl- | 144436 | 38382
Ethanone, 2-(1-methylethoxy)-1,2-diphenyl- | 144428 | 38383
Cyclohexene, 1-[(trimethylsilyl)oxy]- | 144410 | 38384
Aluminum, tritetracosyl- | 144394 | 38385
Aluminum, tridocosyl- | 144386 | 38386
Sulfamic acid, N,N-dimethyl-, 4-[(9,10-dihydro-4-hydroxy-9,10-dioxo-1-anthracenyl)amino]phenyl ester | 144378 | 38387
1H-Naphth[2,3-f]isoindole-1,3,5,10(2H)-tetrone, 4,11-diamino-2-[3-(dimethylamino)propyl]- | 144360 | 38388
1H-Naphth[2,3-f]isoindole-1,5,10-trione, 4,11-diamino-2-(2-ethoxyethyl)-2,3-dihydro-3-imino- | 144352 | 38389
Phenol, 2-chloro-4-methyl- | 144345 | 38390
2-Naphthalenecarboxylic acid, 4,4'-methylenebis[3-hydroxy-, sodium salt (1:2) | 144337 | 38391
1-Tetradecanol, 1-(hydrogen phosphate) | 144329 | 38392
2,3-Quinoxalinedione, 6-chloro-1,4-dihydro- | 144311 | 38393
Formamide, N-(2,5-dichlorophenyl)- | 144303 | 38394
Benzene, 1,2,4-trichloro-5-methyl- | 144295 | 38395
Methanamine, N-methoxy-, hydrochloride (1:1) | 144287 | 38396
Benzoic acid, 5-[2-[4'-[2-(2,6-diamino-3-methyl-5-sulfophenyl)diazenyl]-3,3'-dimethyl[1,1'-biphenyl]-4-yl]diazenyl]-2-hydroxy-, sodium salt (1:2) | 144279 | 38397
Tetradecanoic acid, 2-sulfo-, sodium salt (1:2) | 134981 | 38398
Octadecanoic acid, 2-sulfo-, sodium salt (1:2) | 134973 | 38399
Benzoic acid, 4-bromo-, ethyl ester | 134957 | 38400
Bicyclo[2.2.1]heptane, 2,2-dimethyl-3-methylene-, (1S,4R)- | 134940 | 38401
Bicyclo[2.2.1]heptane, 2,2-dimethyl-3-methylene-, (1R,4S)- | 134932 | 38402
Quino[2,3-b]acridine-6,7,13,14(5H,12H)-tetrone, 2,9-dimethyl- | 134908 | 38403
Phenol, 4-(1,1-dimethylethyl)-, sodium salt (1:1) | 134882 | 38404
Strychnidin-10-one, 2,3-dimethoxy-, hydrochloride (1:1) | 134874 | 38405
Acetic acid, 2-chloro-2-oxo-, methyl ester | 134858 | 38406
1,3-Benzodioxole-5-carboxaldehyde, 7-methoxy- | 134833 | 38407
Carbonic acid, europium(2+) salt (1:1) | 134825 | 38408
Acetonitrile, 2,2',2'',2'''-(1,2-ethanediyldinitrilo)tetrakis- | 134817 | 38409
Benzenepropanoic acid, .beta.-hydroxy-, ethyl ester | 134791 | 38410
Propanenitrile, 3-[[2-[(2-aminoethyl)amino]ethyl]amino]- | 134783 | 38411
Tetrasulfide, dimethyl | 134767 | 38412
Phenanthrene, tetradecahydro- | 134759 | 38413
Acetic acid, (2,4-dichlorophenoxy)-, compd. with 2,2'-iminobis[ethanol] (1:1) | 134734 | 38414
Acetic acid, (2,4-dichlorophenoxy)-, compd. with 2-propanamine (1:1) | 134726 | 38415
2-Pentenoic acid, 4-hydroxy-4-methyl-, methyl ester, (2E)- | 134718 | 38416
Benzaldehyde, 4-(hexyloxy)- | 134692 | 38417
Benzaldehyde, 4-(pentyloxy)- | 134684 | 38418
Benzaldehyde, 4-butoxy- | 134668 | 38419
Benzaldehyde, 4-propoxy- | 134650 | 38420
Phenol, 2,2'-methylenebis[3,4,6-trichloro-, monosodium salt | 134643 | 38421
Thiosulfuric acid (H2S2O3), SS,SS'-1,6-hexanediyl ester, sodium salt (1:2) | 134627 | 38422
Thieno[3,4-d]pyrimidine, 4-chloro-5,7-dihydro-2-methyl- | 134619 | 38423
3-Thiazolidineethanesulfonic acid | 134593 | 38424
3-Thiazolidineacetic acid, 4-oxo-2-thioxo- | 134585 | 38425
1H-Indole-5-carboxylic acid, 2-[2-(1,5-dihydro-3-methyl-5-oxo-1-phenyl-4H-pyrazol-4-ylidene)ethylidene]-2,3-dihydro-1,3,3-trimethyl-, methyl ester | 134569 | 38426
Cysteine, methyl ester, hydrochloride (1:1) | 134544 | 38427
1H-Inden-1-one, 2-[[4-(dimethylamino)phenyl]methylene]-2,3-dihydro- | 134536 | 38428
Glycine, N-[2-hydroxy-1,1-bis(hydroxymethyl)ethyl]- | 134510 | 38429
1,2-Ethanediamine, hydriodide (1:2) | 134502 | 38430
2-Propenoic acid, magnesium salt (2:1) | 134486 | 38431
Octanoic acid, 3,7-dimethyl- | 134478 | 38432
1,4-Naphthalenediol, 1,4-diacetate | 134452 | 38433
1,4:5,8-Dimethanotriphenylene, 1,2,3,4,5,6,7,8,13,13,14,14-dodecachloro-1,4,4a,4b,5,8,8a,12b-octahydro- | 134445 | 38434
1,3-Dioxolane-4-methanol, 2-(2,6-dimethyl-1,5-heptadien-1-yl)- | 134437 | 38435
Pyridine, 2-(1,3-dioxolan-2-yl)- | 134411 | 38436
Propanoic acid, 3-(trimethylsilyl)- | 134395 | 38437
2,5-Heptadien-4-one, 3,5-dibromo-2,6-dimethyl- | 134387 | 38438
Propanedioic acid, 2-(1,3-dihydro-1,3-dioxo-2H-isoindol-2-yl)-, 1,3-diethyl ester | 134361 | 38439
2-Propenoic acid, 3-(4-methoxyphenyl)-, (2Z)- | 134353 | 38440
Benzoxazole, 2,5-dimethyl- | 134346 | 38441
Magnesium, chloro(2-methylpropyl)- | 134338 | 38442
2-Propen-1-amine, N,N-diethyl- | 134320 | 38443
1,3-Dioxane, 2-pentyl- | 134312 | 38444
1,3-Dioxolane, 2-(2-phenylethenyl)- | 134304 | 38445
Glycine, N,N'-1,2-ethanediylbis- | 134296 | 38446
1H,3H-Naphtho[1,8-cd]pyran-1-one, 3-hydroxy- | 134288 | 38447
1H-Pyrazole-3-carboxylic acid, 4-[2-(4-amino-2-sulfophenyl)diazenyl]-4,5-dihydro-5-oxo-1-(4-sulfophenyl)- | 134270 | 38448
Bicyclo[2.2.1]heptan-2-ol, 1,7,7-trimethyl-, 2-acetate, (1S,2R,4S)- | 134262 | 38449
2-Propenoic acid, silver(1+) salt (1:1) | 134254 | 38450
1-Propanone, 2-(methylamino)-1-phenyl- | 134247 | 38451
Badiane | 159582 | 38452
Sulfurous acid, magnesium salt (1:1) | 153361 | 38453
Phosphoric acid, magnesium salt (2:3) | 153353 | 38454
Phosphoric acid, magnesium salt (1:1) | 153346 | 38455
Sulfurous acid, sodium salt (1:2) | 153338 | 38456
Nitric acid potassium salt (1:1) | 153312 | 38457
Carbonic acid, magnesium salt (1:?) | 153304 | 38458
Benzoic acid, 2-amino-, butyl ester | 153296 | 38459
1-Propene, 2-methyl-, trimer | 153288 | 38460
1-Piperazinecarboxaldehyde | 153262 | 38461
1H,3H,5H-Oxazolo[3,4-c]oxazole, 7a-ethyldihydro- | 153254 | 38462
Benzoic acid, 3,5-bis(acetylamino)- | 153239 | 38463
Sulfuric acid, monodecyl ester, potassium salt (1:1) | 153221 | 38464
Chromic acid (H2CrO4) | 153213 | 38465
1,3,6-Trioxa-2-silacyclooctane, 2,2-dimethyl- | 153197 | 38466
Sulfuric acid, zinc salt (1:1) | 153189 | 38467
Water | 153171 | 38468
1-Azetidinepropanoic acid, ethyl ester | 153155 | 38469
Peroxydisulfuric acid ([(HO)S(O)2]2O2), ammonium salt (1:2) | 153148 | 38470
Sulfuric acid, barium salt (1:1) | 153130 | 38471
Nitrogen | 153122 | 38472
Phenol, 4,4',4'',4'''-(1,2-ethanediylidene)tetrakis- | 153114 | 38473
Vanadium, trichlorooxo-, (T-4)- | 153098 | 38474
Aluminum bromide (AlBr3) | 153080 | 38475
Bromine | 153072 | 38476
Ethanone, 1-(2,3-dihydro-4-methyl-2-thioxo-5-thiazolyl)- | 153064 | 38477
Phosphorus | 153049 | 38478
Diphosphoric acid, sodium salt (1:4) | 153031 | 38479
Peroxymonosulfuric acid | 153023 | 38480
Hydrogen peroxide (H2O2) | 153015 | 38481
Phosphoric acid, ammonium salt (1:1) | 153007 | 38482
9-Octadecen-1-ol, 1-(dihydrogen phosphate), (9Z)- | 152983 | 38483
Permanganic acid (HMnO4), potassium salt (1:1) | 152975 | 38484
9,12-Octadecadienoic acid (9Z,12Z)-, copper salt (1:?) | 152967 | 38485
9,12-Octadecadienoic acid (9Z,12Z)-, ammonium salt (1:1) | 152959 | 38486
Tantalum chloride (TaCl5) | 152942 | 38487
Titanium iodide (TiI4), (T-4)- | 152934 | 38488
Sulfuric acid, iron(2+) salt (1:1) | 152926 | 38489
Phosphorous trichloride | 152918 | 38490
Thionyl chloride | 152900 | 38491
Benzene, (dichloro-2-propen-1-ylsilyl)- | 152892 | 38492
Benzene, (dichloroethenylsilyl)- | 152884 | 38493
Vanadium chloride (VCl3) | 152876 | 38494
Nickel chloride (NiCl2) | 152868 | 38495
1,2-Benzenedicarboxylic acid, 4,4'-oxybis- | 152850 | 38496
Benzeneacetic acid, 1,1'-(1-phenyl-1,2-ethanediyl) ester | 152843 | 38497
5(2H)-Isoxazolone, 2-methyl-3-phenyl- | 152835 | 38498
1,2,4,5-Benzenetetracarbonyl tetrachloride | 152827 | 38499
Octadecanamide, N-(2-hydroxyethyl)-N-[2-[(1-oxooctadecyl)amino]ethyl]- | 152819 | 38500
2-Butenedioic acid (2E)-, iron(2+) salt (1:?) | 152801 | 38501
Iron chloride (FeCl3) | 152793 | 38502
Titanium chloride (TiCl3) | 152785 | 38503
Zirconium hydride (ZrH2) | 152777 | 38504
Titanium hydride (TiH2) | 152769 | 38505
2-Butenedioic acid (2E)-, magnesium salt (1:?) | 152751 | 38506
Sulfur | 152744 | 38507
1H-Imidazolium, 1-[2-(carboxymethoxy)ethyl]-1-(carboxymethyl)-2-heptyl-4,5-dihydro-, hydroxide, sodium salt (1:1:2) | 152736 | 38508
2-Butenoic acid, 3-[(dimethoxyphosphinyl)oxy]-, 1-phenylethyl ester, (2E)- | 152728 | 38509
2,7-Naphthalenedisulfonic acid, 4-[2-[2,4-dihydroxy-5-[2-(2-hydroxy-3,5-dinitrophenyl)diazenyl]-3-[2-(4-nitrophenyl)diazenyl]phenyl]diazenyl]-5-hydroxy-, sodium salt (1:2) | 144261 | 38510
Ethanol, 2-[(2-pyridinylmethyl)amino]- | 144253 | 38511
Benzenesulfonic acid, 5-amino-2-[2-(4-nitro-2-sulfophenyl)ethenyl]-, sodium salt (1:2) | 144246 | 38512
Hydrazinecarboxaldehyde, 2-(4-nitrophenyl)- | 144220 | 38513
Benzaldehyde, 2-bromo- | 144212 | 38514
Hydrazine, ethyl-, ethanedioate (1:1) | 144204 | 38515
Quinoline, 6-ethoxy-2-methyl- | 144188 | 38516
Ethane, 1,2-bis(methylthio)- | 144162 | 38517
Benzenesulfonic acid, 2-amino-4-chloro-5-methyl-, sodium salt (1:1) | 144154 | 38518
Benzene, 4-chloro-2-methoxy-1-nitro- | 144147 | 38519
Benzenamine, 2,5-dichloro-4-nitro- | 144139 | 38520
Propanoic acid, 2-methyl-, dodecyl ester | 144113 | 38521
Phenol, 2-amino-4,5-dimethyl- | 144097 | 38522
2-Butenoic acid, 2-methyl-, methyl ester, (2E)- | 144089 | 38523
Benzoyl chloride, 3,5-dimethyl- | 144063 | 38524
Hydrazinecarbothioamide, N-methyl- | 144055 | 38525
Benzene, (1,2-dibromoethenyl)- | 144030 | 38526
2-Propenoic acid, 2-cyano-, propyl ester | 144022 | 38527
2-Propenoic acid, 2-cyano-, butyl ester | 144014 | 38528
Thiourea, N,N'-di-2-propen-1-yl- | 143990 | 38529
2,4,8,10-Tetraoxaspiro[5.5]undecane, 3,9-di-3-cyclohexen-1-yl- | 143982 | 38530
Morpholine, 4-(1-methylpropyl)-, hydrobromide (1:1) | 143974 | 38531
Benzoic acid, 4-[2-[1-hydroxy-6-[[[[5-hydroxy-6-(2-phenyldiazenyl)-7-sulfo-2-naphthalenyl]amino]carbonyl]amino]-3-sulfo-2-naphthalenyl]diazenyl]-, sodium salt (1:3) | 143966 | 38532
2,9-Triphenodioxazinedisulfonic acid, 6,13-dichloro-3,10-bis[(4-chlorophenyl)amino]-, sodium salt (1:2) | 143941 | 38533
Anthracene, tetradecahydro- | 143925 | 38534
Bicyclo[3.1.1]heptane-2-methanethiol, 6,6-dimethyl- | 143917 | 38535
Benzenamine, 2,2'-methylenebis- | 143891 | 38536
2H-Pyran, tetrahydro-2,6-dimethoxy- | 143883 | 38537
Quinoline, 2-iodo- | 143867 | 38538
D-Glucuronic acid | 143859 | 38539
Benzoic acid, 3,3'-[iminobis[(1-hydroxy-3-sulfo-6,2-naphthalenediyl)-2,1-diazenediyl(2,5-dimethoxy-4,1-phenylene)-2,1-diazenediyl]]bis[6-hydroxy-, sodium salt (1:4) | 143842 | 38540
1,3-Naphthalenedisulfonic acid, 8-[2-[3,3'-dimethoxy-4'-[2-[4-[[(4-methylphenyl)sulfonyl]oxy]phenyl]diazenyl][1,1'-biphenyl]-4-yl]diazenyl]-7-hydroxy-, sodium salt (1:2) | 143834 | 38541
Benzenesulfonic acid, 4,4'-[(phenylmethylene)bis[4,1-phenylene-2,1-diazenediyl(4,5-dihydro-3-methyl-5-oxo-1H-pyrazole-4,1-diyl)]]bis[3-chloro-5-methyl-, sodium salt (1:2) | 143818 | 38542
4-Hexenal, 5-methyl-2-(1-methylethenyl)-, (2R)- | 143800 | 38543
Silane, tetraisothiocyanato- | 143792 | 38544
Amidosulfenyl chloride, N,N-dibutyl- | 143776 | 38545
5-Decanone, 6-hydroxy- | 143768 | 38546
1,5-Naphthalenedisulfonic acid, 3-[2-[2-(acetylamino)-4-[(4-amino-6-chloro-1,3,5-triazin-2-yl)amino]phenyl]diazenyl]- | 143743 | 38547
2-Naphthalenecarboxamide, N-(5-chloro-2-methylphenyl)-4-[2-(5-chloro-2-methylphenyl)diazenyl]-3-hydroxy- | 143727 | 38548
2-Naphthalenecarboxamide, 3-hydroxy-N-(2-methylphenyl)-4-[2-(2,4,5-trichlorophenyl)diazenyl]- | 143701 | 38549
Octanoic acid, iron salt (1:?) | 143685 | 38550
Octanoic acid, manganese salt (1:?) | 143677 | 38551
Carbonic acid, thallium(1+) salt (1:2) | 143669 | 38552
Propanoic acid, lithium salt (1:1) | 143644 | 38553
1,4-Piperazinediethanamine | 143636 | 38554
2-Imidazolidinone, 4-methyl- | 143628 | 38555
1,3,6,8-Pyrenetetrasulfonic acid | 143610 | 38556
Butanamide, 2-[2-(4-methoxy-2-nitrophenyl)diazenyl]-N-(2-methoxyphenyl)-3-oxo- | 143602 | 38557
2,9-Triphenodioxazinedisulfonic acid, 6,13-dichloro-3,10-bis(phenylamino)-, sodium salt (1:2) | 143594 | 38558
2-Naphthalenesulfonic acid, 7-[(4,6-dichloro-1,3,5-triazin-2-yl)amino]-4-hydroxy-3-[2-(2-sulfophenyl)diazenyl]- | 143586 | 38559
.beta.-Alanine, N-[5-(acetylamino)-4-[2-(2-bromo-4,6-dinitrophenyl)diazenyl]-2-methoxyphenyl]-, 2-methoxyethyl ester | 143578 | 38560
Benzoic acid, 4-hydroxy-, 3-methylbutyl ester | 143560 | 38561
Nonanoic acid, propyl ester | 143552 | 38562
Benzonitrile, 4,4'-oxybis- | 143545 | 38563
1-Propanone, 1-(4-hydroxy-3,5-dimethoxyphenyl)- | 134239 | 38564
3,6,9,12-Tetraoxatetradecan-1-ol | 134221 | 38565
2-Pyridineethanamine, N-methyl- | 134213 | 38566
Heptadecanoic acid, 2-methyl- | 134205 | 38567
Carbonic acid, ethyl 2-mercaptoethyl ester | 134197 | 38568
1,2-Ethanediamine, N1-[2-(4-morpholinyl)ethyl]- | 134189 | 38569
1,2-Ethanediamine, N1-[2-(1-piperidinyl)ethyl]- | 134171 | 38570
1,4-Piperazinedipropanesulfonic acid | 134163 | 38571
Benzamide, 2-amino-N-hydroxy- | 134148 | 38572
2-Anthracenesulfonic acid, 1-amino-4-(cyclohexylamino)-9,10-dihydro-9,10-dioxo- | 134122 | 38573
1,3-Dithiolane, 2-methyl- | 134114 | 38574
Acetonitrile, 2-(methylamino)- | 134106 | 38575
Phenol, 4,4'-(1-methylethylidene)bis[2,6-dimethyl- | 134098 | 38576
1-Naphthalenesulfonic acid, 6-diazo-5,6-dihydro-5-oxo-, 1,1',1''-(4-benzoyl-1,4-phenylene) ester | 134080 | 38577
Methylium, oxophenyl-, (OC-6-11)-hexafluoroantimonate(1-) (1:1) | 134064 | 38578
Chromate(1-), bis[2-[2-[4,5-dihydro-3-methyl-5-(oxo-.kappa.O)-1-phenyl-1H-pyrazol-4-yl]diazenyl-.kappa.N1]benzoato(2-)-.kappa.O]-, hydrogen (1:1) | 134056 | 38579
Silane, diazidodiphenyl- | 134049 | 38580
Silane, azidotriphenyl- | 134023 | 38581
Phosphoric acid, dimethyl 3,5,6-trichloro-2-pyridinyl ester | 134007 | 38582
1-Butanol, titanium(4+) salt (4:1) | 133983 | 38583
1H-Isoindol-1-one, 3,3'-(1,4-phenylenedinitrilo)bis[4,5,6,7-tetrachloro-2,3-dihydro- | 133975 | 38584
Vanadium, oxotris(2-propanolato)-, (T-4)- | 133967 | 38585
Disulfide, 1,2-di-2-naphthalenyl | 133942 | 38586
2,6-Octadienenitrile, 3,7-dimethyl-, (2E)- | 133934 | 38587
Silane, trimethyl(2-propyn-1-yloxy)- | 133926 | 38588
Silane, methyltripropoxy- | 133918 | 38589
4(1H)-Pyridinone, 3,5-diiodo- | 133884 | 38590
2-Oxepanone, 7-butyl- | 133868 | 38591
5,6-Decanedione | 133850 | 38592
Cyclohexane, (dichloromethylsilyl)- | 133843 | 38593
2-Hexanone, oxime | 133835 | 38594
1-Butanaminium, N,N,N-tributyl-, phosphate (1:1) | 133819 | 38595
Piperidine, 4-chloro-1-methyl- | 133801 | 38596
Methanaminium, N,N,N-trimethyl-, salt with methanol (1:1) | 133793 | 38597
4,7-Methano-1H-indene, 2,2,4,5,6,7,8,8-octachloro-2,3,3a,4,7,7a-hexahydro- | 133777 | 38598
[1,1'-Biphenyl]-3-carboxylic acid, 2-hydroxy-, 2-(diethylamino)ethyl ester, hydrochloride (1:1) | 133751 | 38599
5H-1-Benzopyran, 6,7,8,8a-tetrahydro-2,5,5,8a-tetramethyl- | 133736 | 38600
5'-Guanylic acid, sodium salt (1:2) | 133728 | 38601
1,3-Propanediamine, N1-dodecyl- | 133702 | 38602
2-Naphthalenecarboxamide, 3-hydroxy-7-methoxy-N-(2-methylphenyl)- | 133686 | 38603
2-Propenoic acid, 2-methyl-, sodium salt (1:1) | 133660 | 38604
9H-Purin-6-amine, 9-.beta.-D-arabinofuranosyl- | 133652 | 38605
Phenol, 4-butyl-2,6-bis(1,1-dimethylethyl)- | 133637 | 38606
21H,23H-Porphine-2,18-dipropanoic acid, 7,12-diethenyl-3,8,13,17-tetramethyl-, 2,18-dimethyl ester | 133611 | 38607
Pyrene, 1-nitro- | 133595 | 38608
1-Propanol, 3-[1,3,3,3-tetramethyl-1-[(trimethylsilyl)oxy]-1-disiloxanyl]-, 1-(hydrogen sulfate), compd. with 2-propanamine (1:1) | 133579 | 38609
Phenol, 4-(1,1-dimethylethyl)-2-[2-[4-(2-phenyldiazenyl)phenyl]diazenyl]- | 133553 | 38610
2H-1-Benzopyran-2-one, 7-[[4-chloro-6-(diethylamino)-1,3,5-triazin-2-yl]amino]-3-phenyl- | 133546 | 38611
Benzonitrile, 2-[2-(4-chlorophenyl)ethenyl]-5-(2H-naphtho[1,2-d]triazol-2-yl)- | 133538 | 38612
Phenol, 2,6-bis(1-methylpropyl)- | 133520 | 38613
Silane, ethenyldiethoxymethyl- | 133512 | 38614
2-Pentanone, 4-methyl-4-(4-methylcyclohexyl)- | 133504 | 38615
Tetrosan | 159236 | 38616
Oils, Melaleuca | 159186 | 38617
Manganese, [[2-[(dithiocarboxy)amino]ethyl]carbamodithioato(2-)-.kappa.S,.kappa.S']-, mixt. with [[2-[(dithiocarboxy)amino]ethyl]carbamodithioato(2-)-.kappa.S,.kappa.S']zinc | 158972 | 38618
Zinc bromide (ZnBr2) | 152710 | 38619
Zirconium, dichlorooxo- | 152702 | 38620
Silicic acid (H2SiO3) | 152694 | 38621
Nitric acid | 152686 | 38622
2H-1-Benzopyran-6-ol, 3,4-dihydro-2,5,7,8-tetramethyl-2-(4,8,12-trimethyltridecyl)-, 6-acetate | 152660 | 38623
Carbonochloridic acid, 4-methoxyphenyl ester | 152645 | 38624
Potassium hydride (KH) | 152637 | 38625
1,2,3-Propanetricarboxylic acid, 2-hydroxy-, calcium salt (1:?) | 152629 | 38626
Phosphine, 1,1'-(1,4-butanediyl)bis[1,1-diphenyl- | 152603 | 38627
2-Hexene, (2Z)- | 152595 | 38628
2,6,10,14,18,22-Tetracosahexaene, 2,6,10,15,19,23-hexamethyl- | 152579 | 38629
Sodium iodide (NaI) | 152561 | 38630
Copper iodide (CuI) | 152553 | 38631
Iodic acid (HIO3), sodium salt (1:1) | 152538 | 38632
Phosphinic acid, sodium salt (1:1) | 152520 | 38633
Hypochlorous acid, sodium salt (1:1) | 152512 | 38634
Sodium fluoride (NaF) | 152504 | 38635
Sulfuric acid, sodium salt (1:1) | 152496 | 38636
Potassium iodide (KI) | 152488 | 38637
L-Aspartic acid, compd. with L-arginine (1:1) | 152462 | 38638
Benzenemethanamine, N,N-bis(phenylmethyl)-, hydrochloride (1:1) | 152447 | 38639
1-Butanesulfonic acid, 4-iodo-, sodium salt (1:1) | 152439 | 38640
Benzenesulfenyl chloride, 2-nitro- | 152421 | 38641
Sulfuric acid | 152405 | 38642
Acetic acid, 2-mercapto-, octyl ester | 152397 | 38643
Ammonia | 152389 | 38644
Phosphoric acid | 152363 | 38645
L-Tyrosine, hydrazide | 152355 | 38646
Acetic acid, 2-mercapto-, 2-ethylhexyl ester | 152348 | 38647
Methanone, 1,1'-(1,3-phenylene)bis[1-(2-methyl-1-aziridinyl)- | 152330 | 38648
Octadecanamide, N-[3-(dimethylamino)propyl]- | 152314 | 38649
4-Thiazolidinone, 3-ethyl-2-thioxo- | 152306 | 38650
Phosphorane, pentafluoro- | 152298 | 38651
Antimony chloride (SbCl5) | 152280 | 38652
Cesium chloride (CsCl) | 152272 | 38653
Sodium bromide (NaBr) | 152264 | 38654
Sodium chloride (NaCl) | 152256 | 38655
Palladium chloride (PdCl2) | 152249 | 38656
Hydrochloric acid | 152231 | 38657
Sulfuric acid, potassium salt (1:1) | 152223 | 38658
Zinc chloride (ZnCl2) | 152215 | 38659
Cobalt chloride (CoCl2) | 152207 | 38660
Stannane, tetrachloro- | 152199 | 38661
Sodium hydride (NaH) | 152181 | 38662
Arsenic acid (H3AsO4), lead salt | 152173 | 38663
L-Arabinitol | 152165 | 38664
10H-Phenothiazine, 2-(methylthio)- | 152157 | 38665
Octadecanoic acid, tin salt (1:?) | 152140 | 38666
Borane, trifluoro- | 152132 | 38667
Sulfuric acid, ammonium cerium(4+) salt (4:4:1) | 152124 | 38668
Quinoline, 6-butyl- | 152116 | 38669
2,3-Butanediol, 1,4-dimercapto- | 152108 | 38670
Vanadium chloride (VCl4), (T-4)- | 152090 | 38671
1,2,3-Propanetricarboxylic acid, 2-hydroxy-, ammonium salt (1:?) | 152082 | 38672
Phosphoric acid, sodium salt (1:?) | 152074 | 38673
Perboric acid (HBO(O2)), sodium salt (1:1) | 152066 | 38674
Nitrous acid, sodium salt (1:1) | 152058 | 38675
2-Naphthalenesulfonic acid, 3,3'-[cyclohexylidenebis[(2-methyl-4,1-phenylene)-2,1-diazenediyl]]bis[4,6-dihydroxy-, sodium salt (1:2) | 143537 | 38676
1,3-Naphthalenedisulfonic acid, 7-hydroxy-8-[2-[4-[1-[4-[2-(4-hydroxyphenyl)diazenyl]phenyl]cyclohexyl]phenyl]diazenyl]-, sodium salt (1:2) | 143529 | 38677
Methanaminium, N-[4-[[3-[bis[(3-sulfophenyl)methyl]amino]phenyl][4-(dimethylamino)phenyl]methylene]-2,5-cyclohexadien-1-ylidene]-N-methyl-, inner salt, sodium salt (1:1) | 143511 | 38678
Benzenemethanaminium, N-[4-[[4-(diethylamino)phenyl][4-[ethyl[(3-sulfophenyl)methyl]amino]-2-methylphenyl]methylene]-3-methyl-2,5-cyclohexadien-1-ylidene]-N-ethyl-3-sulfo-, inner salt, sodium salt (1:1) | 143503 | 38679
3H-Pyrazol-3-one, 4,4'-[(3,3'-dimethoxy[1,1'-biphenyl]-4,4'-diyl)bis(2,1-diazenediyl)]bis[2,4-dihydro-5-methyl-2-phenyl- | 143495 | 38680
Benzoic acid, 5-[2-[4'-[2-[8-[2-(2,4-diaminophenyl)diazenyl]-1-hydroxy-3,6-disulfo-2-naphthalenyl]diazenyl]-3,3'-dimethyl[1,1'-biphenyl]-4-yl]diazenyl]-2-hydroxy-, sodium salt (1:3) | 143479 | 38681
2-Propenal, 2-methyl-3-[2-(1-methylethyl)phenyl]- | 143461 | 38682
Benzoic acid, 4-nitro-, octyl ester | 143446 | 38683
2-Propenoic acid, 2-methyl-, 2-(1-aziridinyl)ethyl ester | 143438 | 38684
3-Cyclohexene-1-carboxylic acid, 1-methyl-, methyl ester | 143412 | 38685
1,4-Benzenedipropanamide, N1,N4-bis(4-chloro-2-methoxy-5-methylphenyl)-.beta.1,.beta.4-dioxo- | 143404 | 38686
Thiourea, N-(3-amino-4-methylphenyl)- | 143388 | 38687
Ethanedioic acid, dipotassium salt, monohydrate | 143370 | 38688
Benzamide, N,N'-(5,6,7,12,17,18,19,24-octahydro-5,7,12,17,19,24-hexaoxodinaphtho[2,3-i:2',3'-i']benzo[1,2-a:4,5-a']dicarbazole-11,23-diyl)bis- | 143362 | 38689
Butanamide, 2-[2-(4-chloro-2-nitrophenyl)diazenyl]-N-(2,4-dimethylphenyl)-3-oxo- | 143347 | 38690
Butanamide, 2-[2-(4-methoxy-2-nitrophenyl)diazenyl]-3-oxo-N-phenyl- | 143321 | 38691
2-Cyclohexen-1-one, 2-methyl-5-(1-methylethenyl)-, (5R)- | 143313 | 38692
Nitric acid ammonium salt (1:1) | 143297 | 38693
Benzenemethanaminium, N-[4-[[4-[bis(phenylmethyl)amino]phenyl](2,4-disulfophenyl)methylene]-2,5-cyclohexadien-1-ylidene]-N-(phenylmethyl)-, inner salt, sodium salt (1:1) | 143289 | 38694
2,7-Naphthalenedisulfonic acid, 4-[2-[4-[2-(3,6-disulfo-1-naphthalenyl)diazenyl]-1-naphthalenyl]diazenyl]-3-hydroxy-, sodium salt (1:4) | 143271 | 38695
2-Naphthalenol, 1,1'-[(phenylmethylene)bis[(2-methoxy-4,1-phenylene)-2,1-diazenediyl]]bis- | 143263 | 38696
Ethane, 1-bromo-2-methoxy- | 143255 | 38697
2,7-Naphthalenedisulfonic acid, 4-[2-[3,5-bis[2-(3-amino-4-nitrophenyl)diazenyl]-2,4-dihydroxyphenyl]diazenyl]-5-hydroxy-, sodium salt (1:2) | 143230 | 38698
Benzenesulfonic acid, 4-amino-3-methoxy- | 143222 | 38699
2-Naphthalenecarboxamide, N-(4-chloro-2-methylphenyl)-4-[2-(4-chloro-2-methylphenyl)diazenyl]-3-hydroxy- | 143198 | 38700
2-Naphthalenecarboxamide, 3-hydroxy-4-[2-(2-methoxy-5-nitrophenyl)diazenyl]-N-(3-nitrophenyl)- | 143172 | 38701
2-Naphthalenol, 1-[2-(3-nitrophenyl)diazenyl]- | 143164 | 38702
Benzoic acid, 3,3'-[thiobis(4,1-phenylene-2,1-diazenediyl)]bis[6-hydroxy-, sodium salt (1:2) | 143156 | 38703
Benzoic acid, 5-[2-(6,8-disulfo-2-naphthalenyl)diazenyl]-2-hydroxy-, sodium salt (1:3) | 143131 | 38704
2-Anthracenesulfonic acid, 4,4'-[(1-methylethylidene)bis(4,1-phenyleneimino)]bis[1-amino-9,10-dihydro-9,10-dioxo-, sodium salt (1:2) | 143123 | 38705
Benzoic acid, 2-hydroxy-5-[2-(4-nitro-2-sulfophenyl)diazenyl]-, sodium salt (1:2) | 143107 | 38706
Benzenesulfonic acid, 2-amino-5-[(4-nitrophenyl)amino]- | 143099 | 38707
2-Naphthalenesulfonic acid, 7-[(4-aminobenzoyl)amino]-4-hydroxy-3-[2-(2-methoxyphenyl)diazenyl]-, sodium salt (1:1) | 143081 | 38708
Benzenesulfonic acid, 5-amino-2-methoxy- | 143065 | 38709
Benzoic acid, 2-[(4-chlorophenyl)thio]- | 143057 | 38710
Carbamic acid, N-(4-aminophenyl)-, methyl ester | 143032 | 38711
Carbamic acid, N-[4-[2-[4-[2-(4-hydroxyphenyl)diazenyl]-2-methylphenyl]diazenyl]phenyl]-, methyl ester | 143024 | 38712
Methanaminium, N-[4-[[4-(dimethylamino)-3-sulfophenyl][4-[methyl[(3-sulfophenyl)methyl]amino]phenyl]methylene]-2,5-cyclohexadien-1-ylidene]-N-methyl-, inner salt, sodium salt (1:1) | 143016 | 38713
2-Naphthalenesulfonic acid, 4-hydroxy-7-[[[[5-hydroxy-6-[2-(2-methylphenyl)diazenyl]-7-sulfo-2-naphthalenyl]amino]carbonyl]amino]-3-[2-(6-sulfo-2-naphthalenyl)diazenyl]-, sodium salt (1:3) | 143008 | 38714
2-Naphthalenesulfonic acid, 3,3'-[cyclohexylidenebis[(2-methoxy-4,1-phenylene)-2,1-diazenediyl]]bis[4,6-dihydroxy-, sodium salt (1:2) | 142984 | 38715
Histidine, hydrochloride (1:1) | 142976 | 38716
9-Octadecen-1-aminium, N-ethyl-N,N-dimethyl-, bromide | 142968 | 38717
Stannane, dibutyldiphenyl- | 142943 | 38718
Benzene, 1-chloro-3-phenoxy- | 142935 | 38719
Naphth[2,3-c]acridine-5,8,14(13H)-trione, 10-(9-oxo-9H-naphth[3,2,1-kl]acridin-2-yl)- | 142927 | 38720
Formic acid, compd. with 2,7-dimethyl-3,6-acridinediamine (1:1) | 142919 | 38721
2,6-Anthracenedisulfonic acid, 9,10-dihydro-1,5-dihydroxy-4,8-dinitro-9,10-dioxo- | 142893 | 38722
2-Naphthalenecarboxamide, 3-hydroxy-4-[2-(2-methyl-5-nitrophenyl)diazenyl]-N-phenyl- | 142877 | 38723
3-Pyridineacetonitrile | 142851 | 38724
Benzenamine, N,N-diethyl-3-methyl-4-nitroso- | 142844 | 38725
1H-Pyrazole-3-carboxylic acid, 4,5-dihydro-4-[2-[4-(6-methyl-7-sulfo-2-benzothiazolyl)phenyl]diazenyl]-5-oxo-1-(4-sulfophenyl)-, sodium salt (1:3) | 142828 | 38726
Benzenesulfonic acid, 3-[2-[8-(acetylamino)-2-hydroxy-1-naphthalenyl]diazenyl]-5-chloro-2-hydroxy-, sodium salt (1:1) | 142810 | 38727
2,7-Naphthalenedisulfonic acid, 4-hydroxy-5-[[(4-methylphenyl)sulfonyl]amino]-3-[2-(4-nitrophenyl)diazenyl]-, sodium salt (1:2) | 142802 | 38728
D-Mannose, 2-amino-2-deoxy-, hydrochloride (1:1) | 133496 | 38729
Decanedioic acid, aluminum salt (3:2) | 133488 | 38730
Cyclohexene, 1-methyl-4-(1-methylethyl)- | 133470 | 38731
Cyclopropanecarbonitrile | 133462 | 38732
Benzenaminium, N,N'-2,5-cyclohexadiene-1,4-diylidenebis[4-(dibutylamino)-N-[4-(dibutylamino)phenyl]-, (OC-6-11)-hexafluoroantimonate(1-) (1:2) | 133454 | 38733
Cyclohexanecarbonitrile, 1-amino- | 133447 | 38734
9H-Thioxanthen-9-one, 2-(1-methylethyl)- | 133439 | 38735
1,2-Cyclohexanedicarboxylic acid, 1,2-bis(2-oxiranylmethyl) ester | 133421 | 38736
D-Streptamine, O-2-deoxy-2-(methylamino)-.alpha.-L-glucopyranosyl-(1.fwdarw.2)-O-5-deoxy-3-C-(hydroxymethyl)-.alpha.-L-lyxofuranosyl-(1.fwdarw.4)-N1,N3-bis(aminoiminomethyl)-, sulfate (2:3) | 133413 | 38737
2-Naphthalenesulfonic acid, 3-[2-[4-[2-(2,4-dimethyl-6-sulfophenyl)diazenyl]-2-methoxy-5-methylphenyl]diazenyl]-4-hydroxy-7-(phenylamino)-, sodium salt (1:2) | 133405 | 38738
Benzenemethanol, 2-methyl-.alpha.-phenyl- | 133389 | 38739
Benzenesulfonamide, N-(4-hydroxyphenyl)- | 133371 | 38740
Phenol, 2-amino-4-chloro-, hydrochloride (1:1) | 133355 | 38741
2-Butanone, 4-(4-hydroxyphenyl)- | 133348 | 38742
8-Quinolinamine, 6-chloro- | 133322 | 38743
Pyridine, 2-chloro-3-nitro- | 133314 | 38744
Hydroxylamine, hydrochloride (1:1) | 133306 | 38745
3-Pyridazinamine, 6-chloro- | 133298 | 38746
4,6-Pyrimidinediamine, hydrochloride (1:1) | 133272 | 38747
1,3-Dioxane, 4-methyl-2-(phenylmethyl)- | 133256 | 38748
1,3-Dioxolane, 4-methyl-2-(phenylmethyl)- | 133249 | 38749
Ethanone, 1-[4-(pentyloxy)phenyl]- | 133223 | 38750
1H-Isoindole-1,3(2H)-dione, 2-[2-(acetyloxy)ethyl]- | 133215 | 38751
2-Propenoic acid, 3-(4-methoxyphenyl)-, 2-ethylhexyl ester | 133199 | 38752
1H-Benzimidazole, 2-(dichloromethyl)- | 133181 | 38753
Propanoic acid, 3-mercapto-, ethyl ester | 133173 | 38754
Propanoic acid, 2-hydroxy-, octyl ester | 133165 | 38755
Benzo[b]thiophen-3(2H)-one, 5-chloro-2-(5-chloro-7-methyl-3-oxobenzo[b]thien-2(3H)-ylidene)-7-methyl- | 133132 | 38756
Formamide, N-ethyl-N-phenyl- | 133116 | 38757
Propanoic acid, 2-methyl-, 1,3-benzodioxol-5-ylmethyl ester | 133108 | 38758
Octanoic acid, 2-methylpropyl ester | 133090 | 38759
10-Undecenoic acid, 1-methylethyl ester | 133074 | 38760
Cyclohexanamine, N-ethyl- | 133058 | 38761
1,3-Benzenediamine, 4-methyl-, hydrochloride (1:1) | 133041 | 38762
2-Propenoic acid, 1,1',1''-(1,2,3-propanetriyl) ester | 133025 | 38763
2-Propenoic acid, 2-methyl-, heptyl ester | 133017 | 38764
Cyclopropanecarboxylic acid, 2,2-dimethyl-3-(2-methyl-1-propen-1-yl)-, 1-methylethyl ester | 132993 | 38765
2,4-Imidazolidinedione, 5-(4-hydroxybutyl)- | 132985 | 38766
1,3,2-Dioxaborinane, 2,2'-[2,2-dimethyl-1,3-propanediylbis(oxy)]bis[5,5-dimethyl- | 132969 | 38767
4,7-Methanoisobenzofuran-1,3-dione, 5,6-dibromohexahydro- | 132944 | 38768
1,3-Dioxane, 4-methyl-2-pentyl- | 132936 | 38769
Heptanoic acid, butyl ester | 132910 | 38770
Propanoic acid, decyl ester | 132902 | 38771
Butanoic acid, decyl ester | 132886 | 38772
Bicyclo[2.2.1]hept-5-ene-2-carboxaldehyde | 132878 | 38773
Cyclohexaneacetic acid, ethyl ester | 132852 | 38774
Cyclooctanamine | 132845 | 38775
Pentanoic acid, heptyl ester | 132829 | 38776
Ethanol, 2-butoxy-, 1-benzoate | 132811 | 38777
1-Tetradecanol, formate | 132803 | 38778
Formic acid, decyl ester | 132795 | 38779
Benzenamine, N-(2-methyl-2-nitropropyl)- | 132779 | 38780
Cyclohexanol, 2-(1,1-dimethylethyl)-, (1R,2S)-rel- | 132761 | 38781
Propanedinitrile, 2-(1-phenylethylidene)- | 132753 | 38782
Silicic acid, lead salt | 173393 | 38783
Ferrocene, 1,1''-[(1,1,3,3-tetramethyl-1,3-disiloxanediyl)bis(3,1-propanediyliminocarbonyl)]bis- | 173385 | 38784
Starch, phosphate | 173377 | 38785
Chromium oxide | 173369 | 38786
Starch, hydrogen carbonodithioate | 173351 | 38787
Titanium nitride | 173344 | 38788
Iron molybdenum oxide | 173336 | 38789
Iron manganese oxide | 173328 | 38790
Bismuth titanium oxide | 173310 | 38791
Ammonium vanadium oxide | 173302 | 38792
Praseodymium oxide | 173294 | 38793
Nickel sulfide | 173286 | 38794
Silicic acid, chromium lead salt | 173278 | 38795
Fluorine, compd. with graphite (1:?) | 173260 | 38796
Boric acid | 173252 | 38797
Oxirane, 2-methyl-, polymer with oxirane, ether with (1,2-ethanediyldinitrilo)tetrakis[propanol] (4:1) | 173245 | 38798
Vanadium yttrium oxide | 173237 | 38799
Diazene, 1-(4-butylphenyl)-2-(4-methoxyphenyl)-, monooxide | 173229 | 38800
Diazene, 1-(4-ethylphenyl)-2-(4-methoxyphenyl)-, monooxide | 173211 | 38801
Nitrogen oxide | 173203 | 38802
Molybdenum phosphorus hydroxide oxide | 173195 | 38803
Chromium copper oxide | 173187 | 38804
Cobalt oxide | 173179 | 38805
Bismuth molybdenum oxide | 173161 | 38806
Aroclor 1221 | 173153 | 38807
Potassium zinc chromate hydroxide (KZn2(CrO4)2(OH)) | 173146 | 38808
Vitamin A | 173138 | 38809
Aroclor 1268 | 173120 | 38810
Sulfur yttrium oxide | 173112 | 38811
Vanadium oxide | 173104 | 38812
Octadecanoic acid, ester with 1,2,3-propanetriol | 173096 | 38813
Silicic acid, ethyl ester | 173088 | 38814
C.I. Solvent Black 5 | 173070 | 38815
Ammonium molybdenum oxide | 173062 | 38816
Starch, hydrogen sulfate | 173054 | 38817
PCB 1254 | 173047 | 38818
Aluminate (Al(OH)63-), (OC-6-11)-, magnesium carbonate hydroxide (2:6:1:4) | 173039 | 38819
PCB 1260 | 173021 | 38820
Poly(oxy-1,2-ethanediyl), .alpha.-(nonylphenyl)-.omega.-hydroxy-, compd. with iodine | 173013 | 38821
Ferrate(2-), difluoro[phosphato(3-)-.kappa.O]-, ammonium hydrogen (1:1:1) | 172999 | 38822
Aluminate(2-), difluoro[phosphato(3-)-.kappa.O]-, ammonium hydrogen (1:1:1) | 172981 | 38823
9-Octadecenoic acid (9Z)-, decaester with decaglycerol | 172973 | 38824
Cyclohexene, 4-ethenyl-, monoepoxide | 172965 | 38825
6-Thiadecaborate(1-), dodecahydro-, cesium (1:1) | 172957 | 38826
Aluminum lithium oxide (AlLiO) | 172940 | 38827
D-Galacto-D-mannan | 172932 | 38828
Cobaltocenium, (T-4)-tetrachlorocobaltate(2-) (2:1) | 172924 | 38829
1,3-Isobenzofurandione, tetrahydromethyl- | 172908 | 38830
Hexadecenesulfonic acid, sodium salt (1:1) | 172890 | 38831
Tetradecenesulfonic acid, sodium salt (1:1) | 172874 | 38832
Zinc, bis[O,O-bis(tetrapropylenephenyl) phosphorodithioato-.kappa.S,.kappa.S']- | 172866 | 38833
2-Cyclopenten-1-one, 2-methyl-3-(2-penten-1-yl)- | 172858 | 38834
Cholestyramine | 172841 | 38835
Cedrene | 172817 | 38836
.beta.-D-Galactopyranoside, (2.alpha.,3.beta.,5.alpha.,15.beta.,25R)-2,15-dihydroxyspirostan-3-yl O-.beta.-D-glucopyranosyl-(1.fwdarw.3)-O-.beta.-D-galactopyranosyl-(1.fwdarw.2)-O-[.beta.-D-xylopyranosyl-(1.fwdarw.3)]-O-.beta.-D-glucopyranosyl-(1.fwdarw.4)- | 172809 | 38837
Cuprate(3-), [(7S,8S)-3-carboxy-5-(carboxymethyl)-13-ethenyl-18-ethyl-7,8-dihydro-2,8,12,17-tetramethyl-21H,23H-porphine-7-propanoato(5-)-.kappa.N21,.kappa.N22,.kappa.N23,.kappa.N24]-, sodium (1:3), (SP-4-2)- | 172791 | 38838
Chlorophyll c | 172783 | 38839
Carbamic acid, N-1H-benzimidazol-2-yl-, methyl ester | 172767 | 38840
[1,1'-Biphenyl]-2-ol, 3-chloro-, sodium salt | 172759 | 38841
[1,1'-Biphenyl]-2-ol, 5-chloro-, sodium salt | 172742 | 38842
2-Propenoic acid, ammonium salt (1:1) | 172734 | 38843
Chloramide | 172726 | 38844
Butanedioic acid, 1,4-didecyl ester | 172700 | 38845
2-Propenoic acid, 2-methyl-, 2-sulfoethyl ester | 172692 | 38846
1,2-Ethanediamine, N1-(1,3-dimethylbutylidene)-N2-[2-[(1,3-dimethylbutylidene)amino]ethyl]- | 172676 | 38847
1-Propanaminium, N,N,N-trimethyl-3-[(1-oxododecyl)amino]-, methyl sulfate (1:1) | 172668 | 38848
2-Propenoic acid, 2-methyl-, 2-phenoxyethyl ester | 172643 | 38849
Phenanthridine, 1,2,3,4,7,8,9,10-octahydro-6-pentyl- | 172635 | 38850
Cyclohexanol, 5-methyl-2-(1-methylethenyl)-, 1-formate, (1R,2S,5R)- | 172619 | 38851
Pentanoic acid, 2-methylpropyl ester | 172601 | 38852
2-Propenoic acid, 2-cyano-, 1-methylethyl ester | 172585 | 38853
8-Oxa-3,5-dithia-4-stannatetradecanoic acid, 4,4-dibutyl-10-ethyl-7-oxo-, 2-ethylhexyl ester | 172577 | 38854
Methanaminium, N,N,N-trimethyl-, acetate (1:1) | 172569 | 38855
Benzene, 1,1'-sulfonylbis[2,4,6-trinitro- | 172551 | 38856
Hexanoic acid, 3,7-dimethyl-6-octen-1-yl ester | 172544 | 38857
Titanate(2-), bis[ethanedioato(2-)-.kappa.O1,.kappa.O2]oxo-, ammonium (1:2), (SP-5-21)- | 172536 | 38858
Bicyclo[7.2.0]undec-4-ene, 4,11,11-trimethyl-8-methylene-, (1S,4E,9R)- | 172528 | 38859
Ethanol, 2-(dodecylthio)-, 1,1',1''-phosphite | 172510 | 38860
Benzoic acid, octadecyl ester | 172502 | 38861
Ethanimidic acid, N-hydroxy-, ethyl ester | 172494 | 38862
4-Oxazolidinone, 3-ethyl-2-thioxo- | 172486 | 38863
9-Octadecenamide, N-(1-methylethyl)-, (9Z)- | 172478 | 38864
9,10-Anthracenedione, 1-[(1-methylethyl)amino]-4-[(4-methylphenyl)amino]- | 172460 | 38865
Iodic acid (HIO3), barium salt (2:1) | 172452 | 38866
1,3-Propanediamine, N3-(3-aminopropyl)-N1,N1-dimethyl- | 172445 | 38867
1,3-Propanediamine, N1,N1'-1,2-ethanediylbis- | 172437 | 38868
1,3-Propanediamine, N1-ethyl- | 172429 | 38869
Benzene, 1-chloro-4-(trimethylsilyl)- | 172411 | 38870
Ethanethioic acid, S-(2-chloro-2-oxoethyl) ester | 172403 | 38871
Barium bromide (BaBr2) | 172395 | 38872
[1,1'-Biphenyl]-2,5-diol, 4'-methyl- | 172379 | 38873
Sulfur chloride (SCl2) | 172353 | 38874
Nitrogen oxide (N2O3) | 172346 | 38875
Nitrogen oxide (N2O4) | 172338 | 38876
2-Butenoic acid, ethyl ester | 172320 | 38877
Imidazo[4,5-d]imidazole-2,5(1H,3H)-dione, 1,3,4,6-tetraacetyltetrahydro- | 172312 | 38878
Benzoic acid, 4-(methylamino)- | 172296 | 38879
Benzenamine, N,2-dimethyl-, hydrochloride (1:1) | 172270 | 38880
Benzenepropanoic acid, 2,5-dimethoxy- | 172262 | 38881
Nonanoic acid, 1,1'-[2-methyl-2-[[(1-oxononyl)oxy]methyl]-1,3-propanediyl] ester | 172247 | 38882
2-Naphthalenesulfonic acid, 7-(benzoylamino)-4-hydroxy-, sodium salt (1:1) | 172239 | 38883
Cobalt(3+), hexaammine-, chloride (1:3), (OC-6-11)- | 172221 | 38884
2-Butenedioic acid (2Z)-, 1,4-bis(2-phenoxyethyl) ester | 172205 | 38885
Acetaldehyde, 2-(methylthio)-, oxime | 172189 | 38886
1H-Inden-5-ol, 2,3-dihydro-3-(4-hydroxyphenyl)-1,1,3-trimethyl- | 172171 | 38887
Propanoic acid, 3,3'-thiobis-, 1,1'-bis(2-ethylhexyl) ester | 172155 | 38888
1-Eicosanamine | 172130 | 38889
1,2-Ethanediol, 1-phenyl-, 2-acetate | 172114 | 38890
3-Undecen-2-one | 172106 | 38891
1-Undecanol, 2-methyl- | 172080 | 38892
1,2-Ethanediol, 1-phenyl-, 1-acetate | 172072 | 38893
Benzenepentanol | 172056 | 38894
Tetradecanoic acid, 2-bromo- | 172049 | 38895
Silanol, 1,1,1-trimethyl-, potassium salt (1:1) | 172023 | 38896
Benzene, 1,1'-(di-2-propen-1-ylsilylene)bis- | 172015 | 38897
2-Octynoic acid, ethyl ester | 171991 | 38898
2-Undecynoic acid, ethyl ester | 171983 | 38899
2-Naphthalenol, decahydro-, 2-acetate | 171967 | 38900
Phenazinium, 5-ethyl-, ethyl sulfate (1:1) | 171942 | 38901
Peroxide, bis(1,1-dimethylpropyl) | 171934 | 38902
2-Propanol, 1,1'-[[2-[(2-hydroxypropyl)amino]ethyl]imino]bis- | 171918 | 38903
4-Thiazolidinone, 3-ethyl-5-(3-methyl-2-thiazolidinylidene)-2-thioxo- | 171900 | 38904
4-Thiazolidinone, 3-ethyl-5-[2-(3-ethyl-2-thiazolidinylidene)ethylidene]-2-thioxo- | 171884 | 38905
Silanol, 1,1,1-trimethyl-, 1,1',1''-phosphate | 171868 | 38906
1(3H)-Isobenzofuranone, 3-[4-hydroxy-2-methyl-5-(1-methylethyl)phenyl]-3-[2-methyl-5-(1-methylethyl)-4-(phosphonooxy)phenyl]-, magnesium salt (1:1) | 171850 | 38907
Phenol, 4-(1,1-dimethylethyl)-, 1,1'-(hydrogen phosphate), sodium salt (1:1) | 171835 | 38908
Sulfuric acid, rhodium(3+) salt (3:2) | 171827 | 38909
2-Butenoyl chloride | 171819 | 38910
Phenol, 4-amino-2,3,6-trimethyl-, hydrochloride (1:1) | 171793 | 38911
6-Azulenol, 1,2,3,3a,4,5,6,8a-octahydro-4,8-dimethyl-2-(1-methylethylidene)-, 6-propanoate | 171785 | 38912
6-Azulenol, 1,2,3,3a,4,5,6,8a-octahydro-4,8-dimethyl-2-(1-methylethylidene)-, 6-formate | 171777 | 38913
Tridecanal | 171769 | 38914
Benzeneacetic acid, (3S)-3,7-dimethyl-7-octen-1-yl ester | 171751 | 38915
7-Octen-1-ol, 3,7-dimethyl-, 1-benzoate, (-)- | 171744 | 38916
Naphthalene, 2-butoxy- | 171736 | 38917
Benzene, 2-methoxy-1-(pentyloxy)-4-(1-propen-1-yl)- | 171728 | 38918
1-Naphthaleneacetaldehyde, 5,6,7,8-tetrahydro- | 171710 | 38919
Phenol, 4-[(E)-[(4-methoxyphenyl)methylene]amino]-, 1-acetate | 171702 | 38920
Benzoic acid, 2-hydroxy-, 2-propen-1-yl ester | 171694 | 38921
2-Propenoic acid, 3-phenyl-, 3,7-dimethyl-6-octen-1-yl ester | 171686 | 38922
6-Octen-1-ol, 3,7-dimethyl-, 1-benzoate | 171678 | 38923
3-Cyclohexene-1-methanol, .alpha.,.alpha.,4-trimethyl-, (1S)- | 171660 | 38924
2-Butenoic acid, 2-methyl-, 3-methylbutyl ester, (2Z)- | 171652 | 38925
Benzoic acid, 2-[[(2-carboxyphenyl)amino]sulfonyl]-5-[2-(4,5-dihydro-3-methyl-5-oxo-1-phenyl-1H-pyrazol-4-yl)diazenyl]-, sodium salt (1:2) | 171645 | 38926
Acetamide, N,N-bis(phenylmethyl)- | 171629 | 38927
2-Propenoic acid, 2-propyn-1-yl ester | 171611 | 38928
Strontium iodide (SrI2) | 171595 | 38929
Strontium chloride (SrCl2) | 171587 | 38930
Strontium bromide (SrBr2) | 171579 | 38931
Cyclopentanecarboxylic acid, 2-oxo-, methyl ester | 171561 | 38932
Oxazole, 4,5-dihydro-2-(1-methylethenyl)- | 171546 | 38933
Ethane, 1-ethoxy-1-methoxy- | 171538 | 38934
Benzene, 1-phenoxy-3-(4-phenoxyphenoxy)- | 171520 | 38935
Hydrazinecarboxamide, 2-(2-amino-1-methylethylidene)-, hydrochloride (1:1) | 171504 | 38936
9-Octadecenoic acid (9Z)-, cadmium salt (2:1) | 171488 | 38937
Rhenate (ReO41-), potassium (1:1), (T-4)- | 171470 | 38938
Acetic acid, samarium(3+) salt (3:1) | 171462 | 38939
9-Octadecen-1-amine, (9Z)-, acetate (1:1) | 171447 | 38940
Pyrimidine, 2,4-bis[(trimethylsilyl)oxy]- | 171439 | 38941
Cyclopropanecarboxylic acid, 2,2-dimethyl-3-(2-methyl-1-propenyl)-, [5-(phenylmethyl)-3-furanyl]methyl ester | 171413 | 38942
9-Octadecen-1-aminium, N,N,N-trimethyl-, chloride (1:1), (9Z)- | 171405 | 38943
Periodic acid (H5IO6) | 171397 | 38944
Decanoic acid, hexyl ester | 171363 | 38945
1,3,4-Thiadiazol-2-amine, 5-(trifluoromethyl)- | 171355 | 38946
1-Butanaminium, N,N,N-tributyl-, cyanide (1:1) | 171330 | 38947
Ethanol, 2,2',2''-nitrilotris-, compd. with (T-4)-titanium hydroxide (Ti(OH)4) (1:1) | 171322 | 38948
1-Propene, 1,1,2,3-tetrachloro- | 171314 | 38949
Butanoic acid, 4-(2,4-dichlorophenoxy)-, sodium salt | 171306 | 38950
Oxazole, 2-ethyl-4,5-dihydro- | 171280 | 38951
Selenious acid, potassium salt (1:2) | 171272 | 38952
Distannoxane, 1,1,3,3-tetrabutyl-1,3-dichloro- | 171264 | 38953
Methanaminium, N,N,N-trimethyl-, hydroxide, hydrate (1:1:5) | 171249 | 38954
Acetic acid, 2-phenoxy-, 2-[ethyl[4-[2-[2-(methylsulfonyl)-4-nitrophenyl]diazenyl]phenyl]amino]ethyl ester | 171231 | 38955
Nitric acid, iron(3+) salt (3:1) | 171215 | 38956
1-Naphthalenemethanamine, .alpha.-methyl-, (.alpha.S)- | 171207 | 38957
1H-Isoindole-1,3(2H)-dione, 2-(trimethylsilyl)- | 171181 | 38958
Acetamide, N,N-bis(trimethylsilyl)- | 171165 | 38959
Benzenepropanol, .alpha.-methyl-, 1-acetate | 171157 | 38960
Pentanoic acid, 4-methylphenyl ester | 171132 | 38961
Nitric acid, mercury(1+) salt (1:1) | 171124 | 38962
Cyclohexanol, 4-(1,1-dimethylethyl)-, 1-acetate, cis- | 171108 | 38963
Benzoyl chloride, 3,6-dichloro-2-methoxy- | 171090 | 38964
Cyclohexanepropanoic acid, 2-oxo-, methyl ester | 171082 | 38965
Benzeneethanol, .beta.-methyl-, 1-acetate | 171074 | 38966
Pentanoic acid, (2E)-3,7-dimethyl-2,6-octadien-1-yl ester | 171066 | 38967
Benzeneacetic acid, 2-methoxy-4-(2-propen-1-yl)phenyl ester | 171058 | 38968
Diphosphoric acid, iron(3+) salt (1:?) | 171041 | 38969
Phosphoric acid, iron salt (1:?) | 171033 | 38970
9-Octadecenoic acid (9Z)-, copper salt (1:?) | 171025 | 38971
1,2,3-Propanetricarboxylic acid, 2-hydroxy-, copper salt | 171017 | 38972
Propanamide, 2-chloro-N,N-dimethyl- | 171009 | 38973
Benzamide, 4-methoxy-3-nitro- | 170993 | 38974
Benzenesulfonic acid, 4-methyl-, 2-(aminocarbonyl)hydrazide | 170985 | 38975
Morpholine, 4-(4-nitrophenyl)- | 170977 | 38976
Ethanethioic acid, potassium salt (1:1) | 170969 | 38977
Anthracene, 9,10-bis(chloromethyl)- | 170951 | 38978
1H-Purine-2,6-dione, 8-bromo-3,9-dihydro-1,3-dimethyl- | 170944 | 38979
Sulfuric acid, thorium(4+) salt (2:1) | 170936 | 38980
Phosphoric acid, nickel(2+) salt (2:3) | 170928 | 38981
Barium uranium oxide (BaU2O7) | 170910 | 38982
Copper(2+), tetraammine-, sulfate (1:1), monohydrate | 170902 | 38983
Copper, bis(8-quinolinolato-.kappa.N1,.kappa.O8)- | 170894 | 38984
Triphosphoric acid | 170886 | 38985
2-Oxiranepropanol, .alpha.-ethenyl-3-ethyl-.alpha.,3-dimethyl-, 2-acetate | 170878 | 38986
Ruthenate (RuO41-), potassium (1:1), (T-4)- | 170860 | 38987
1-Octadecanaminium, N-ethyl-N-methyl-N-octadecyl-, ethyl sulfate (1:1) | 170852 | 38988
Benzoic acid, 2-hydroxy-, 2-[bis(2-hydroxyethyl)amino]ethyl ester | 170837 | 38989
Ethanol, 2-amino-, ester with boric acid (H3BO3) (1:1) | 170829 | 38990
Nitric acid, manganese(2+) salt (2:1) | 170811 | 38991
Magnesium iodide (MgI2) | 170795 | 38992
Phosphoric acid, lithium salt (1:3) | 170787 | 38993
Lithium iodide (LiI) | 170779 | 38994
Sulfuric acid, lithium salt (1:2) | 170761 | 38995
Dodecanamide, N-(3-aminopropyl)- | 170753 | 38996
Bicyclo[2.2.1]heptane-2,3-dione, 1,7,7-trimethyl- | 170738 | 38997
Chloric acid, zinc salt (2:1) | 170720 | 38998
Nitric acid, yttrium(3+) salt (3:1) | 170712 | 38999
Yttrium chloride (YCl3) | 170704 | 39000
Ytterbium chloride (YbCl3) | 170696 | 39001
Phosphoric acid, trisodium salt, decahydrate | 170688 | 39002
Nitric acid, samarium(3+) salt (3:1) | 170662 | 39003
Samarium chloride (SmCl3) | 170654 | 39004
Nitric acid, praseodymium(3+) salt (3:1) | 170647 | 39005
Praseodymium chloride (PrCl3) | 170639 | 39006
Phosphoric acid, ammonium salt (1:3) | 170621 | 39007
Nitric acid, bismuth(3+) salt (3:1) | 170613 | 39008
Bismuth hydroxide (Bi(OH)3) | 170605 | 39009
Pentanoic acid, phenylmethyl ester | 170597 | 39010
Barium chloride (BaCl2) | 170589 | 39011
Carbonic acid, ammonium salt (1:?) | 170563 | 39012
1-Dodecanaminium, N,N-dimethyl-N-octyl-, chloride | 170555 | 39013
Metaphosphoric acid (HPO3), sodium salt (1:1) | 170548 | 39014
[2,6'-Bibenzothiazole]-7-sulfonic acid, 2'-(4-aminophenyl)-6-methyl-, sodium salt (1:1) | 170530 | 39015
Ethanamine, 2-[[4-[3-(4-chlorophenyl)-4,5-dihydro-1H-pyrazol-1-yl]phenyl]sulfonyl]-N,N-dimethyl- | 170514 | 39016
2-Propanol, 1,1'-[(2-hydroxyethyl)imino]bis- | 170506 | 39017
Acetic acid, 2-(4-pyridinylthio)- | 170480 | 39018
6-Quinolinecarboxylic acid | 170472 | 39019
2,8,10-Trioxa-5-azaundecanoic acid, 5-[4-[2-(2,6-dichloro-4-nitrophenyl)diazenyl]phenyl]-9-oxo-, methyl ester | 170456 | 39020
Propanediimidic acid, 1,3-diethyl ester, hydrochloride (1:2) | 170431 | 39021
Sulfuric acid, titanium(3+) salt (3:2) | 170423 | 39022
Chromium, [2-(hydroxy-.kappa.O)-5-nitro-3-[2-[2-(oxo-.kappa.O)-1-[(phenylamino)carbonyl]propyl]diazenyl-.kappa.N1]benzenesulfonato(3-)]- | 170407 | 39023
3-Decen-1-ol, (3Z)- | 170381 | 39024
3-Decen-1-ol, (3E)- | 170373 | 39025
Silanediamine, 1-chloro-N,N,N',N',1-pentamethyl- | 170357 | 39026
Silane, bromodichloromethyl- | 170340 | 39027
9-Octadecenamide, N-hydroxy-, (9Z)- | 170324 | 39028
6H-Purin-6-one, 2-amino-1,9-dihydro-, sulfate (2:1) | 170316 | 39029
Methanediamine, N,N,N',N'-tetrapropyl- | 170308 | 39030
1,2-Benzisothiazol-3(2H)-one, 1,1-dioxide, potassium salt (1:1) | 170290 | 39031
Perboric acid (HBO(O2)), sodium salt, monohydrate | 170282 | 39032
9-Octadecenoic acid (9Z)-, 3-hydroxy-2,2-bis(hydroxymethyl)propyl ester | 170274 | 39033
Dodecanoic acid, 3-hydroxy-2,2-bis(hydroxymethyl)propyl ester | 170266 | 39034
Benzoic acid, 3-[2-[4-[2-(7-amino-1-hydroxy-3-sulfo-2-naphthalenyl)diazenyl]-1-naphthalenyl]diazenyl]-2-hydroxy-, sodium salt (1:2) | 170258 | 39035
2H-3,1-Benzoxazine-2,4(1H)-dione, 1-methyl- | 170241 | 39036
Selenic acid, cesium salt (1:2) | 170233 | 39037
Chloric acid, magnesium salt (2:1) | 170225 | 39038
Nitric acid, cadmium salt (2:1) | 170217 | 39039
D-Arabinose | 170209 | 39040
2-Pentenoic acid, 4-methyl- | 170191 | 39041
4-Oxazolidinone, 2,5-diphenyl- | 170183 | 39042
Ethanethioamide, N-1-naphthalenyl- | 170175 | 39043
1H-Indene-1,3(2H)-dione, 2-(4-bromo-3-hydroxy-2-quinolinyl)- | 170167 | 39044
3,3'-Spirobi[3H-naphtho[2,1-b]pyran], 2-methyl- | 170159 | 39045
Propanoic acid, 3-mercapto-, 1,1'-[2-[(3-mercapto-1-oxopropoxy)methyl]-2-methyl-1,3-propanediyl] ester | 170142 | 39046
Phosphorodithioic acid, S-[2-chloro-1-(1,3-dihydro-1,3-dioxo-2H-isoindol-2-yl)ethyl] O,O-diethyl ester | 170134 | 39047
1,2-Benzenediol, 1-(N-methylcarbamate) | 170118 | 39048
Hydrazinecarboximidamide, nitrate (1:1) | 170100 | 39049
Diphosphoric acid, aluminum sodium salt (1:?:?) | 170092 | 39050
Benzenesulfonamide, 4-methyl-N-8-quinolinyl- | 170084 | 39051
Butane, 1-chloro-4-iodo- | 170068 | 39052
Tin iodide (SnI2) | 170050 | 39053
Thiosulfuric acid (H2S2O3), potassium salt (1:2) | 170043 | 39054
Manganic acid (H2MnO4), potassium salt (1:2) | 170035 | 39055
Phosphorous acid | 170027 | 39056
Sulfuric acid, cesium salt (1:2) | 170019 | 39057
Chromic acid (H2CrO4), barium salt (1:1) | 170001 | 39058
Borane, trichloro- | 169995 | 39059
Borane, tribromo- | 169987 | 39060
Gold iodide (AuI) | 169979 | 39061
Gold bromide (AuBr3) | 169953 | 39062
Sulfuric acid, silver(1+) salt (1:2) | 169946 | 39063
1,4-Benzenedicarboxylic acid, 2,5-bis[(4-methylphenyl)amino]- | 169938 | 39064
Dibenzo[def,mno]chrysene-6,12-diol, 4,10-dibromo-, 6,12-bis(hydrogen sulfate), sodium salt (1:2) | 169912 | 39065
Octadecanoic acid, 41-hydroxy-3,6,9,12,15,18,21,24,27,30,33,36,39-tridecaoxahentetracont-1-yl ester | 169904 | 39066
Benzoic acid, 4-(dimethylamino)-, ethyl ester | 169896 | 39067
3H-1,2-Benzoxathiole, 2,2-dioxide | 169888 | 39068
Sulfuric acid, chromium potassium salt (1:?:?) | 169870 | 39069
C.I. Pigment Brown 2 | 169862 | 39070
Sulfuric acid, praseodymium(3+) salt (3:2) | 169847 | 39071
9-Octadecenoic acid (9Z)-, 2-[bis(2-hydroxyethyl)amino]ethyl ester | 169839 | 39072
Phosphoramidothioic acid, O,S-dimethyl ester | 169813 | 39073
Glycine, N-phenyl-, sodium salt (1:1) | 169805 | 39074
Acetic acid, 2-cyano-, 2-methoxyethyl ester | 169797 | 39075
Sulfurous acid, calcium salt (1:1) | 169789 | 39076
Carbamodithioic acid, N,N-dibutyl-, C,C'-methylene ester | 169763 | 39077
Phenol, 2,2'-methylenebis[4-chloro-, sodium salt | 169755 | 39078
Isoquinolinium, 2-(2-phenylethyl)-, bromide (1:1) | 169730 | 39079
Octadecanoic acid, 2-[bis(2-hydroxyethyl)amino]ethyl ester | 169722 | 39080
1-Heptanaminium, N,N,N-triheptyl-, chloride (1:1) | 169706 | 39081
Nonanoic acid, compd. with 2,2',2''-nitrilotris[ethanol] (1:1) | 169698 | 39082
Chromate(3-), bis[4-(amino-.kappa.N)-3-[2-[2-(hydroxy-.kappa.O)-3,5-dinitrophenyl]diazenyl-.kappa.N1]-1-naphthalenesulfonato(3-)]-, sodium hydrogen (1:2:1) | 169680 | 39083
1H-Indol-3-ol, 5,7-dichloro-2-[6-chloro-4-methyl-3-(sulfooxy)benzo[b]thien-2-yl]-, 3-(hydrogen sulfate), sodium salt (1:2) | 169664 | 39084
Molybdenum chloride (MoCl5) | 169656 | 39085
Cobalt chloride (CoCl3) | 169649 | 39086
Cyclohexanol, 1-methyl-4-(1-methylethylidene)-, 1-acetate | 169615 | 39087
Thiosulfuric acid (H2S2O3), gold(1+) sodium salt (2:1:3) | 169607 | 39088
9-Octadecenoic acid (9Z)-, 2-[2-(2-hydroxyethoxy)ethoxy]ethyl ester | 169599 | 39089
Sulfuric acid, potassium salt (1:?) | 169573 | 39090
1,3-Propanediaminium, N1,N3-didodecyl-2-hydroxy-N1,N1,N3,N3-tetramethyl-, bromide (1:2) | 169565 | 39091
1,2-Benzenedimethanethiol, 4,5-dimethyl- | 169557 | 39092
3-Pentyn-1-ol | 169540 | 39093
Quino[2,3-b]acridine-7,14-dione, 5,12-dihydro-2-methyl- | 169532 | 39094
Acetamide, 2,2-dibromo-2-cyano- | 169524 | 39095
Octadecanamide, N,N'-(iminodi-2,1-ethanediyl)bis- | 169516 | 39096
Boric acid (H3BO3), compd. with 2,2',2''-nitrilotris[ethanol] (1:1) | 169508 | 39097
Acetamide, 2-(dodecylthio)- | 169490 | 39098
Acetic acid, 2-mercapto-, octadecyl ester | 169482 | 39099
2-Benzothiazolesulfenamide, N-(1-methylethyl)- | 169474 | 39100
Morpholine, 4-(2-methoxyethyl)- | 169466 | 39101
2-Propanamine, N-chloro-2-methyl- | 169458 | 39102
7-Oxabicyclo[4.1.0]heptane, 3-[2-(triethoxysilyl)ethyl]- | 169441 | 39103
9H-Thioxanthene-3,6-diamine, 10,10-dioxide | 169433 | 39104
Selenious acid, copper(2+) salt (1:1) | 169425 | 39105
Benzenesulfonic acid, 2,5-dichloro-4-[2-[4-[ethyl(phenylmethyl)amino]phenyl]diazenyl]-, sodium salt (1:1) | 169417 | 39106
Diphosphoric acid, iron sodium salt (1:?:?) | 169409 | 39107
Ethanol, 2,2'-(octadecylimino)bis- | 169391 | 39108
1-Propanol, 2-[2-(2-methoxypropoxy)propoxy]- | 169383 | 39109
Propanenitrile, 3-[(2-ethylhexyl)oxy]- | 169375 | 39110
Cobalt, di-.mu.-carbonylhexacarbonyldi-, (Co-Co) | 169359 | 39111
Benzenamine, N,N-dimethyl-4-(6-methyl-2-benzothiazolyl)- | 169342 | 39112
Propanedioic acid, 2-(2-methylpropyl)-, 1,3-diethyl ester | 169334 | 39113
1,3,5-Triazine-2,4,6-triamine, N2,N4,N6-tris(2,4,6-trinitrophenyl)- | 169318 | 39114
2,1,3-Benzoxadiazole, 4-chloro-7-nitro- | 169300 | 39115
Cyclohexanol, 1-methyl-4-(1-methylethenyl)-, 1-acetate | 169284 | 39116
Octadecanoic acid, strontium salt (2:1) | 169276 | 39117
Tetradecanoic acid, cadmium salt (2:1) | 169250 | 39118
Tetradecanoic acid, barium salt (2:1) | 169243 | 39119
1-Oxa-4-aza-2-silacyclohexane, 2,2,4-trimethyl- | 169235 | 39120
Sulfurous acid, ammonium salt (1:2) | 169219 | 39121
Hexanedioic acid, 1,6-bis(2-mercaptoethyl) ester | 169201 | 39122
Acetic acid, 2-mercapto-, 1,1'-[2,2-bis[[(2-mercaptoacetyl)oxy]methyl]-1,3-propanediyl] ester | 169193 | 39123
Acetic acid, 2-mercapto-, 1,1'-(1,4-butanediyl) ester | 169177 | 39124
Silicic acid (H4SiO4) | 169169 | 39125
2-Propenoic acid, potassium salt (1:1) | 169144 | 39126
Phenol, 4,4'-(1-methylethylidene)bis-, 1,1'-diacetate | 169136 | 39127
1-Tetracosene | 169110 | 39128
Sulfurous acid, ammonium salt (1:1) | 169102 | 39129
2H-1-Benzopyran-6-ol, 3,4-dihydro-2,5,7,8-tetramethyl-2-(4,8,12-trimethyltridecyl)- | 169086 | 39130
Ethanesulfonic acid, 2-[bis(2-hydroxyethyl)amino]- | 169078 | 39131
7-Benzothiazolesulfonic acid, 2-[4-[2-[1-[[(2-methoxyphenyl)amino]carbonyl]-2-oxopropyl]diazenyl]-3-sulfophenyl]-6-methyl-, sodium salt (1:2) | 169052 | 39132
Lead molybdenum oxide (PbMoO4) | 169045 | 39133
Phenol, 2,2'-methylenebis[4-chloro-, sodium salt (1:1) | 169029 | 39134
Manganese, decacarbonyldi-, (Mn-Mn) | 169003 | 39135
21H,23H-Porphine-2,7,12,17-tetraacetic acid, 3,8,13,18-tetrakis(3-methoxy-3-oxopropyl)-, 2,7,12,17-tetramethyl ester | 168997 | 39136
1H-Indol-3-ol, 2-[9-chloro-3-(sulfooxy)naphtho[1,2-b]thien-2-yl]-, 3-(hydrogen sulfate), sodium salt (1:2) | 168989 | 39137
Dinaphtho[2,3-i:2',3'-i']benzo[1,2-a:4,5-a']dicarbazole-5,7,12,17,19,24-hexol, 6,18-dihydro-, 5,7,12,17,19,24-hexakis(hydrogen sulfate), sodium salt (1:6) | 168971 | 39138
Nitric acid, holmium(3+) salt (3:1) | 168955 | 39139
Nitric acid, gadolinium(3+) salt (3:1) | 168948 | 39140
Nitric acid, erbium(3+) salt (3:1) | 168930 | 39141
Benzeneacetaldehyde, 2-methyl- | 168922 | 39142
1-Heptanol, 7-bromo- | 168906 | 39143
Benzenesulfonic acid, 4-methyl-, dodecyl ester | 168898 | 39144
2-Naphthalenecarboxamide, 3-hydroxy-N-[3-(4-morpholinyl)propyl]- | 168880 | 39145
1-Propene, 3-(methylthio)- | 168872 | 39146
Formamide, N-(1,1,3,3-tetramethylbutyl)- | 168864 | 39147
2-Anthracenesulfonic acid, 1-amino-9,10-dihydro-4-[[2-methoxy-5-[[2-(sulfooxy)ethyl]sulfonyl]phenyl]amino]-9,10-dioxo- | 168856 | 39148
1-Propanesulfonyl chloride | 168849 | 39149
Heptane, 3,3'-[oxybis(methylene)]bis- | 168831 | 39150
Ethene, [2-(2-ethoxyethoxy)ethoxy]- | 168823 | 39151
Nitric acid, dysprosium(3+) salt (3:1) | 168815 | 39152
Carbamic acid, N,N-bis(hydroxymethyl)-, 2-methoxyethyl ester | 168807 | 39153
Benzoic acid, 3,3'-[[4-(dimethylamino)phenyl]methylene]bis[6-hydroxy-5-methyl- | 168799 | 39154
1-Naphthalenesulfonic acid, 8-[(4-methylphenyl)amino]-5-[2-[4-[2-(5-sulfo-1-naphthalenyl)diazenyl]-1-naphthalenyl]diazenyl]-, sodium salt (1:2) | 168781 | 39155
Nitric acid, cobalt(2+) salt (2:1) | 168773 | 39156
Sulfuric acid, chromium(3+) potassium salt (2:1:1) | 168765 | 39157
Ethanol, 1,2-dichloro-, acetate | 168757 | 39158
Phosphoric acid, disodium salt, hydrate | 168740 | 39159
Nitric acid, rhodium(3+) salt (3:1) | 168732 | 39160
Zinc iodide (ZnI2) | 168724 | 39161
.alpha.-D-Glucopyranose, 1,6-bis(dihydrogen phosphate) | 168716 | 39162
Uranate(2-), bis(acetato-.kappa.O)dioxo-, zinc (1:1) | 168708 | 39163
Ethanamine, N,N-diethyl-, phosphate (1:?) | 168690 | 39164
Silane, tris(2-chloroethoxy)- | 168682 | 39165
Holmium chloride (HoCl3) | 168674 | 39166
Gadolinium chloride (GdCl3) | 168666 | 39167
Erbium chloride (ErCl3) | 168658 | 39168
Silane, dichloroethenylethyl- | 168641 | 39169
Sulfuric acid, ammonium iron(3+) salt (2:1:1) | 168633 | 39170
Dodecanamide, N-(2-aminoethyl)- | 168625 | 39171
Nitric acid, europium(3+) salt (3:1) | 168617 | 39172
3-Nonen-2-one, 5-ethyl- | 168609 | 39173
Cyclohexene, 4-(trichlorosilyl)- | 168591 | 39174
2-Naphthalenesulfonic acid, 8-[2-(7-amino-1-hydroxy-3-sulfo-2-naphthalenyl)diazenyl]-5-[2-[4-(2-phenyldiazenyl)-7-sulfo-1-naphthalenyl]diazenyl]-, sodium salt (1:3) | 168575 | 39175
Benzenesulfonic acid, 4-[4-[2-(3-chloro-2-hydroxy-5-nitrophenyl)diazenyl]-4,5-dihydro-3-methyl-5-oxo-1H-pyrazol-1-yl]-, sodium salt (1:1) | 168567 | 39176
1-Naphthalenesulfonic acid, 6-[2-(3-chloro-2-hydroxy-5-nitrophenyl)diazenyl]-5-hydroxy-, sodium salt (1:1) | 168559 | 39177
4-Pyrimidinamine, 2,6-dichloro- | 168534 | 39178
Benzoic acid, 4-(chlorosulfonyl)- | 168526 | 39179
Benzenesulfonic acid, 2,2'-[(4,8-diamino-3,7-dibromo-9,10-dihydro-9,10-dioxo-1,5-anthracenediyl)diimino]bis[5-methyl-, sodium salt (1:2) | 168518 | 39180
Pyridinium, 1-(2-propen-1-yl)-, bromide (1:1) | 168492 | 39181
Phenoxazin-5-ium, 1,3-diamino-7-(diethylamino)-8-methyl-, chloride (1:1) | 168476 | 39182
Chromate(1-), [3-[2-[4,5-dihydro-3-methyl-5-(oxo-.kappa.O)-1-phenyl-1H-pyrazol-4-yl]diazenyl-.kappa.N1]-2-(hydroxy-.kappa.O)-5-nitrobenzenesulfonato(3-)]hydroxy-, sodium (1:1), (T-4)- | 168468 | 39183
Cuprate(3-), [7-[2-[4-[2-[4-[[4-[2-[2-hydroxy-4-(hydroxy-.kappa.O)-5-[2-[2-(hydroxy-.kappa.O)-5-sulfophenyl]diazenyl-.kappa.N1]phenyl]diazenyl]benzoyl]amino]-2-methylphenyl]diazenyl]-2-methylphenyl]diazenyl]-1,3-naphthalenedisulfonato(5-)]-, sodium (1:3) | 168450 | 39184
Anthra[2,3-d]oxazole-5,10-diol, 2-[1-amino-9,10-bis(sulfooxy)-2-anthracenyl]-, 5,10-bis(hydrogen sulfate), sodium salt (1:4) | 168435 | 39185
2-Propenamide, N-octyl- | 168401 | 39186
Dodecanoic acid, potassium salt (1:1) | 168393 | 39187
Metaphosphoric acid (H6P6O18), sodium salt (1:6) | 168385 | 39188
Phosphoric acid, manganese salt (1:?) | 168377 | 39189
Thiosulfuric acid (H2S2O3), magnesium salt (1:1) | 168369 | 39190
Arsonic acid, potassium salt | 168351 | 39191
Sulfuric acid, iron salt (1:?) | 168344 | 39192
Mercury amide chloride (Hg(NH2)Cl) | 168336 | 39193
Sulfuric acid, cobalt(2+) salt (1:1) | 168328 | 39194
Nitric acid, calcium salt (2:1) | 168302 | 39195
Sulfuric acid, cadmium salt (1:1) | 168294 | 39196
Phosphoric acid, ammonium salt (1:?) | 168286 | 39197
Sulfuric acid, aluminum salt (1:?) | 168278 | 39198
Octadecanoic acid, cerium salt (1:?) | 168260 | 39199
Zirconium chloride hydroxide (ZrCl(OH)) | 168252 | 39200
Sulfurous acid, potassium salt (1:2) | 168245 | 39201
1-Naphthalenesulfonic acid, 4-[2-[4-[2-(2,4-diaminophenyl)diazenyl]-1-naphthalenyl]diazenyl]-, sodium salt (1:1) | 168237 | 39202
Benzoic acid, 2-hydroxy-5-[2-(8-sulfo-2-naphthalenyl)diazenyl]-, sodium salt (1:2) | 168229 | 39203
Benzoic acid, 2-hydroxy-5-[2-(5-sulfo-2-naphthalenyl)diazenyl]-, sodium salt (1:2) | 168211 | 39204
Benzenesulfonic acid, 3,3'-[carbonylbis[imino(3-methoxy-4,1-phenylene)-2,1-diazenediyl]]bis-, sodium salt (1:2) | 168203 | 39205
Benzenesulfonic acid, 4,4'-[carbonylbis[imino(5-methoxy-2-methyl-4,1-phenylene)-2,1-diazenediyl]]bis-, sodium salt (1:2) | 168195 | 39206
1,3-Benzenediamine, 4,4'-[1,3-phenylenebis(2,1-diazenediyl)]bis-, hydrochloride (1:2) | 168187 | 39207
7-Benzothiazolesulfonic acid, 2,2'-(1,2-diazenediyldi-4,1-phenylene)bis[6-methyl-, sodium salt (1:2) | 168179 | 39208
2(1H)-Quinolinone, 4-hydroxy-1-methyl-3-[2-(4-nitrophenyl)diazenyl]- | 168161 | 39209
2-Naphthalenesulfonic acid, 4-hydroxy-7-[[[[5-hydroxy-6-[2-(2-methoxyphenyl)diazenyl]-7-sulfo-2-naphthalenyl]amino]carbonyl]amino]-3-[2-(6-sulfo-2-naphthalenyl)diazenyl]-, sodium salt (1:3) | 168153 | 39210
Mercury chloride (Hg2Cl2) | 168146 | 39211
Propanenitrile, 3-[2-[(1-amino-9,10-dihydro-4-hydroxy-9,10-dioxo-2-anthracenyl)oxy]ethoxy]- | 168138 | 39212
2H-Naphth[2,3-f]isoindole-2-propanoic acid, 4,11-diamino-1,3,5,10-tetrahydro-1,3,5,10-tetraoxo-, butyl ester | 168120 | 39213
1,4-Benzenedicarboxylic acid, 2,5-bis(phenylamino)- | 168112 | 39214
Nitric acid, cerium(3+) salt (3:1) | 168104 | 39215
Cadmium chloride (CdCl2) | 168096 | 39216
1H-Isoindole-1,3(2H)-dione, 2-(1-methylpropyl)- | 168088 | 39217
Dodecanoic acid, 3-hydroxypropyl ester | 168070 | 39218
1-Phenanthrenecarboxylic acid, 1,2,3,4,4a,4b,5,6,10,10a-decahydro-1,4a-dimethyl-7-(1-methylethyl)-, 2-(2-hydroxyethoxy)ethyl ester, (1R,4aR,4bR,10aR)- | 168062 | 39219
1,3,5-Triazine, 2,4,6-trihydrazinyl- | 168054 | 39220
Arsenic acid (H3AsO4), copper salt (1:?) | 168047 | 39221
Arsenic acid (H3AsO4), magnesium salt (1:?) | 168039 | 39222
Phosphoric acid, copper salt (1:?) | 168021 | 39223
Phosphoric acid, calcium salt (1:?) | 168013 | 39224
Thiosulfuric acid (H2S2O3), ammonium salt (1:1) | 168005 | 39225
9-Octadecenoic acid (9Z)-, compd. with N,N-diethylethanamine (1:1) | 167999 | 39226
Diphosphoric acid, copper salt (1:?) | 167981 | 39227
Sulfuric acid, aluminum sodium salt (2:1:1) | 167973 | 39228
Calcium iodide (CaI2) | 167965 | 39229
Arsenenic acid | 167957 | 39230
Arsenic acid (H3AsO4), lead(4+) salt (3:2) | 167940 | 39231
Nitric acid, thallium(1+) salt (1:1) | 167932 | 39232
Nitrogen oxide (NO2) | 167924 | 39233
Nitrogen oxide (NO) | 167916 | 39234
Silicic acid (H2SiO3), lithium salt (1:2) | 167908 | 39235
Telluric acid (H2TeO3), sodium salt (1:2) | 167890 | 39236
Selenious acid, sodium salt (1:2) | 167882 | 39237
Nitric acid, palladium(2+) salt (2:1) | 167866 | 39238
Sulfuric acid, nickel(2+) salt (1:1), hexahydrate | 167858 | 39239
Sulfuric acid, neodymium(3+) salt (3:2) | 167841 | 39240
Phosphoric acid, trisodium salt, dodecahydrate | 167833 | 39241
Phosphorothioic acid, sodium salt (1:3) | 167825 | 39242
Tetrathionic acid, sodium salt (1:2) | 167817 | 39243
Telluric acid (H2TeO4), sodium salt (1:2) | 167809 | 39244
Diphosphoric acid, ammonium manganese(3+) salt (1:1:1) | 167791 | 39245
Lead iodide (PbI2) | 167783 | 39246
Phosphoric acid, ammonium iron(2+) salt (1:1:1) | 167775 | 39247
Cobalt tungsten oxide (CoWO4) | 167767 | 39248
Sulfuric acid, chromium(3+) salt (3:2) | 167759 | 39249
Silicic acid (H4SiO4), zirconium(4+) salt (1:1) | 167742 | 39250
Permanganic acid (HMnO4), sodium salt | 167734 | 39251
Silicic acid (H2SiO3), calcium salt (1:1) | 167726 | 39252
Lead vanadium oxide (PbV2O6) | 167718 | 39253
Silicic acid (H2SiO3), lead(2+) salt (1:1) | 167700 | 39254
Nitric acid, lead(2+) salt (2:1) | 167692 | 39255
2-Butenedioic acid (2Z)-, 1,4-bis(1-methylethyl) ester | 167676 | 39256
Nitric acid, lutetium(3+) salt (3:1) | 167668 | 39257
Lutetium chloride (LuCl3) | 167650 | 39258
Sulfuric acid, lanthanum(3+) salt (3:2) | 167643 | 39259
Nitric acid, lanthanum(3+) salt (3:1) | 167635 | 39260
Benzeneethanol, 4-(1-methylethyl)- | 167619 | 39261
L-Lysine, hydrochloride (1:?) | 167593 | 39262
Silylene, oxo- | 167585 | 39263
Butanoic acid, 2,2-bis(hydroxymethyl)- | 167577 | 39264
Morpholinium, 4-ethyl-4-octadecyl-, ethyl sulfate | 167569 | 39265
Butanoic acid, 2-methyl-, 3-hexen-1-yl ester | 167544 | 39266
2-Hexen-1-ol, 1-acetate | 167536 | 39267
Butanoic acid, 1,1-dimethyl-2-phenylethyl ester | 167528 | 39268
2-Naphthalenecarboxamide, 3-hydroxy-N,N-bis(2-hydroxyethyl)- | 167510 | 39269
1,3-Cyclopentanedicarboxylic acid, 4,5-dioxo-, 1,3-diethyl ester | 167502 | 39270
Acetic acid, lanthanum salt (1:?) | 167494 | 39271
Benzenamine, 4-(1-methyl-1-phenylethyl)-N-[4-(1-methyl-1-phenylethyl)phenyl]- | 167486 | 39272
Anthracene, 9,10-bis(2-phenylethynyl)- | 167478 | 39273
1,3-Propanediamine, N1,N3-diethyl- | 167460 | 39274
1-Propene, 1,3-dichloro-, (1E)- | 167452 | 39275
1-Propene, 1,3-dichloro-, (Z)- | 167445 | 39276
Cerium fluoride (CeF4) | 167437 | 39277
Diphosphoric acid, iron(3+) salt (3:4) | 167429 | 39278
Benzeneethanol, .alpha.,.alpha.-dimethyl-, 1-formate | 167411 | 39279
Peroxymonosulfuric acid, potassium salt (1:1) | 167403 | 39280
Ethanaminium, N,N-diethyl-N-methyl-, chloride (1:1) | 167395 | 39281
Hexanoic acid, sodium salt (1:1) | 167387 | 39282
Boric acid (H3BO3), compd. with 2,2',2''-nitrilotris[ethanol] (1:?) | 167379 | 39283
Iridium bromide (IrBr3) | 167361 | 39284
Rhenium fluoride (ReF6), (OC-6-11)- | 167353 | 39285
Uranium fluoride (UF4), (T-4)- | 167346 | 39286
Ruthenium chloride (RuCl3) | 167338 | 39287
Rhodium chloride (RhCl3) | 167320 | 39288
Titanium chloride (TiCl2) | 167312 | 39289
Chromium chloride (CrCl2) | 167304 | 39290
Chlorine oxide (ClO2) | 167296 | 39291
Phosphoric acid, barium salt (1:1) | 167288 | 39292
Acetic acid, 2-mercapto-, butyl ester | 167270 | 39293
Hydroxylamine, sulfate (1:1) | 167262 | 39294
Nitric acid, neodymium(3+) salt (3:1) | 167247 | 39295
Nitric acid, mercury(2+) salt (2:1) | 167239 | 39296
Sulfuric acid, ammonium iron(2+) salt (2:2:1) | 167221 | 39297
Phosphoric acid, iron(3+) salt (1:1) | 167213 | 39298
Radon | 167205 | 39299
Phosphorodiamidic acid | 167197 | 39300
Phosphinic acid, manganese(2+) salt (2:1) | 167189 | 39301
Phosphoric acid, magnesium salt (1:?) | 167171 | 39302
Sulfuric acid, aluminum potassium salt (2:1:1) | 167163 | 39303
Calcium chloride (CaCl2) | 167155 | 39304
Boric acid (H3BO3) | 167148 | 39305
Nitric acid, terbium(3+) salt (3:1) | 167130 | 39306
Ethanedioic acid, potassium salt (1:?) | 167122 | 39307
Boron nitride (BN) | 167114 | 39308
Sulfuric acid, aluminum salt (3:2) | 167106 | 39309
Terbium chloride (TbCl3) | 167098 | 39310
Glycine, N,N-bis(carboxymethyl)-, sodium salt (1:?) | 167080 | 39311
Nitric acid, strontium salt (2:1) | 167072 | 39312
Octadecanoic acid, compd. with 1,1',1''-nitrilotris[2-propanol] (1:1) | 167064 | 39313
Octadecanoic acid, compd. with 1,1'-iminobis[2-propanol] (1:1) | 167056 | 39314
Octadecanoic acid, compd. with 1-amino-2-propanol (1:1) | 167049 | 39315
Butanedioic acid, 2-sulfo-, 1,4-bis(2-ethylhexyl) ester | 167023 | 39316
Hydroxylamine, sulfate (2:1) | 167015 | 39317
Phosphoric acid, disodium salt, dodecahydrate | 166991 | 39318
Germane, tetrachloro- | 166983 | 39319
Nitrogen fluoride (N2F4) | 166975 | 39320
Hydrobromic acid | 166967 | 39321
Hydrazine, sulfate (1:1) | 166959 | 39322
Hydriodic acid | 166942 | 39323
Perchloric acid, magnesium salt (2:1) | 166934 | 39324
Silicic acid (H4SiO4), calcium salt (1:2) | 166926 | 39325
Butanoic acid, 3-methyl-, hexyl ester | 166900 | 39326
Butanoic acid, 3-methyl-, 3-hexen-1-yl ester | 166892 | 39327
Hexanoic acid, (2E)-3,7-dimethyl-2,6-octadien-1-yl ester | 166876 | 39328
2-Nonynoic acid, ethyl ester | 166868 | 39329
2-Furanpropanoic acid, ethyl ester | 166850 | 39330
Acetic acid, 2-ethylbutyl ester | 166843 | 39331
Benzaldehyde, 4-ethoxy- | 166835 | 39332
Diphenlymethylene diisocyanate | 166827 | 39333
Propanoic acid, 2-methyl-, 1,1-dimethyl-3-phenylpropyl ester | 166819 | 39334
Sulfuric acid, thallium salt (1:?) | 166801 | 39335
Sulfuric acid, europium(2+) salt (1:1) | 166793 | 39336
Tellurium bromide (TeBr4), (T-4)- | 166785 | 39337
Iron bromide (FeBr3) | 166777 | 39338
Chromium bromide (CrBr3) | 166769 | 39339
Tin bromide (SnBr2) | 166751 | 39340
Lead bromide (PbBr2) | 166744 | 39341
L-Mannose | 166736 | 39342
9-Hexadecenoic acid, (9E)- | 166728 | 39343
Benzenamine, 4-[(4-aminophenyl)methyl]-N-(1-methylethyl)- | 166710 | 39344
Sulfuric acid, iron(3+) salt (3:2) | 166702 | 39345
Nickel fluoride (NiF2) | 166694 | 39346
Ozone | 166678 | 39347
1,3-Benzenedicarboxylic acid, sodium salt (1:2) | 166660 | 39348
1-Propanol, 2-(dimethylamino)-2-methyl-, 4-methylbenzenesulfonate (1:1) | 166652 | 39349
1-Propanol, 2-(dimethylamino)-2-methyl-, hydrochloride (1:1) | 166645 | 39350
Cobalt fluoride (CoF3) | 166637 | 39351
Cobalt fluoride (CoF2) | 166629 | 39352
Phosphorane, pentachloro- | 166611 | 39353
Niobium chloride (NbCl5) | 166603 | 39354
Zirconium chloride (ZrCl4), (T-4)- | 166595 | 39355
Uranium chloride (UCl4) | 166587 | 39356
Thorium chloride (ThCl4) | 166579 | 39357
Tellurium chloride (TeCl4), (T-4)- | 166561 | 39358
Silane, tetrachloro- | 166553 | 39359
Selenium chloride (SeCl4), (T-4)- | 166546 | 39360
Platinate(2-), tetrachloro-, sodium (1:2), (SP-4-1)- | 166538 | 39361
Platinate(2-), tetrachloro-, potassium (1:2), (SP-4-1)- | 166520 | 39362
Palladate(2-), tetrachloro-, potassium (1:2), (SP-4-1)- | 166512 | 39363
Iridium chloride (IrCl4) | 166504 | 39364
Stibine, trichloro- | 166496 | 39365
Phosphoric trichloride | 166488 | 39366
Iridium chloride (IrCl3) | 166470 | 39367
Indium chloride (InCl3) | 166462 | 39368
Europium chloride (EuCl3) | 166447 | 39369
Dysprosium chloride (DyCl3) | 166439 | 39370
Chromium chloride (CrCl3) | 166421 | 39371
Selenium chloride (Se2Cl2) | 166413 | 39372
Sulfur chloride (S2Cl2) | 166405 | 39373
Platinum chloride (PtCl2) | 166397 | 39374
Neodymium chloride (NdCl3) | 166371 | 39375
1,2,3-Propanetricarboxylic acid, 2-hydroxy-, manganese salt (1:?) | 166363 | 39376
Octanoic acid, 1-ethenyl-1,5-dimethyl-4-hexen-1-yl ester | 166355 | 39377
Decanoic acid, 1,1'-[1,2-ethanediylbis(oxy-2,1-ethanediyl)] ester | 166348 | 39378
9-Octadecenoic acid (9Z)-, 2-methylpropyl ester | 166330 | 39379
Hypochlorous acid, sodium salt, pentahydrate | 166322 | 39380
Nitric acid, barium salt (2:1) | 166314 | 39381
Octane, 1,1-dimethoxy- | 166306 | 39382
Benzenesulfonic acid, 2,5-dihydroxy-, sodium salt (1:1) | 166298 | 39383
2-Propenoic acid, 2-methyl-, 2-(dimethylamino)ethyl ester, acetate (1:1) | 166280 | 39384
2,7-Anthracenedisulfonic acid, 9,10-dihydro-9,10-dioxo-, sodium salt (1:?) | 166272 | 39385
Ethanol, 2,2',2''-nitrilotris-, phosphate (1:?) | 166264 | 39386
2-Propanamine, 2-methyl-, hydrochloride (1:1) | 166256 | 39387
.alpha.-Cyclodextrin | 166249 | 39388
3H-Pyrazol-3-one, 2,4-dihydro-4-[2-(2-hydroxyphenyl)diazenyl]-5-methyl-2-phenyl- | 166231 | 39389
1,4-Piperazinediethanesulfonic acid, sodium salt (1:1) | 166223 | 39390
Benzoic acid, 3,6-dichloro-2-methoxy-, potassium salt | 166215 | 39391
Silicic acid (H2SiO3), potassium salt (1:2) | 166207 | 39392
Quino[2,3-b]acridine-7,14-dione, 5,12-dihydro-4,11-dimethyl- | 166199 | 39393
3(2H)-Isoxazolone, 5-methyl- | 166181 | 39394
Acetic acid, 2,2',2'',2'''-[1,2-ethanediylidenetetrakis(thio)]tetrakis- | 166173 | 39395
Phenol, 4-[2-[2,5-dimethoxy-4-(2-phenyldiazenyl)phenyl]diazenyl]- | 166165 | 39396
Cellulose, carboxymethyl 2-hydroxyethyl ether, sodium salt | 166157 | 39397
Starch, hydrogen 2-(octen-1-yl)butanedioate, aluminum salt | 166140 | 39398
Oxirane, 2-methyl-, polymer with oxirane, hexadecyl ether | 166132 | 39399
Poly(oxy-1,2-ethanediyl), .alpha.-hydro-.omega.-hydroxy-, polymer with 1,1'-methylenebis[isocyanatobenzene] | 166124 | 39400
2-Propenoic acid, 2-methyl-, monoester with 1,2-propanediol, homopolymer | 166116 | 39401
2-Oxepanone, polymer with oxybis[propanol] | 166108 | 39402
Poly(oxy-1,2-ethanediyl), .alpha.-(octylphenyl)-.omega.-(phenylmethoxy)- | 166090 | 39403
Starch, polymer with 2-propenamide | 166082 | 39404
Cellulose, carboxymethyl ether, ammonium salt | 166074 | 39405
1,3-Benzenedicarboxylic acid, 1,3-dimethyl ester, polymer with 1,4-butanediol, 1,4-dimethyl 1,4-benzenedicarboxylate and .alpha.-hydro-.omega.-hydroxypoly(oxy-1,4-butanediyl) | 166066 | 39406
Poly(oxy-1,2-ethanediyl), .alpha.-[bis(1-phenylethyl)phenyl]-.omega.-hydroxy- | 166058 | 39407
Formaldehyde, polymer with (1,1,3,3-tetramethylbutyl)phenol | 166041 | 39408
Starch, 2,3-dialdehydo, polymer with 4,4'-methylenebis[benzenamine] | 166033 | 39409
1,4-Benzenedicarboxylic acid, 1,4-dimethyl ester, polymer with 1,2-ethanediol and .alpha.-hydro-.omega.-hydroxypoly(oxy-1,4-butanediyl) | 166025 | 39410
Naphthalenesulfonic acid, polymer with formaldehyde, sodium salt | 166017 | 39411
Starch, mono(hydrogen 1,2-benzenedicarboxylate) | 166009 | 39412
Poly(oxy-1,4-butanediyl), .alpha.-hydro-.omega.-hydroxy-, polymer with 1,6-diisocyanatohexane | 165993 | 39413
2-Propenenitrile, polymer with (chloromethyl)ethenylbenzene and diethenylbenzene | 165985 | 39414
Oxirane, 2-methyl-, polymer with oxirane, ether with 1,2,3-propanetriol (3:1) | 165977 | 39415
Oxirane, 2-methyl-, polymer with oxirane, bis(2-oxiranylmethyl) ether | 165969 | 39416
Cellulose, alkali | 165951 | 39417
Hexanedioic acid, polymer with 1,2-ethanediol, 1,1'-methylenebis[isocyanatobenzene] and 1,2-propanediol | 165944 | 39418
Poly[oxy(methyl-1,2-ethanediyl)], .alpha.-hydro-.omega.-[(1-oxododecyl)oxy]-, ether with 2-ethyl-2-(hydroxymethyl)-1,3-propanediol (3:1) | 165936 | 39419
Poly(oxy-1,2-ethanediyl), .alpha.-sulfo-.omega.-(nonylphenoxy)- | 165928 | 39420
Benzenesulfonic acid, ethenyl-, homopolymer, sodium salt | 165910 | 39421
Proteinase, Aspergillus oryzae neutral | 165902 | 39422
2H-Azepin-2-one, hexahydro-, polymer with .alpha.-hydro-.omega.-hydroxypoly(oxy-1,2-ethanediyl) | 165894 | 39423
Hexanedioic acid, polymer with butanediol | 165886 | 39424
2-Propenoic acid, polymer with ammonium 2-propenoate (1:1) | 165878 | 39425
2-Propenenitrile, polymer with diethenylbenzene and ethenylethylbenzene | 165860 | 39426
1,4-Benzenedicarboxylic acid, 1,4-dimethyl ester, polymer with 1,4-butanediol and .alpha.-hydro-.omega.-hydroxypoly(oxy-1,4-butanediyl) | 165852 | 39427
Carob gum, carboxymethyl ether, sodium salt | 165845 | 39428
1,2-Propanediol, polymer with 1,1'-methylenebis[isocyanatobenzene] | 165837 | 39429
Oxirane, 2-methyl-, polymer with oxirane, 2-propenoate | 165829 | 39430
Pullulanase | 165811 | 39431
Glycerol phosphate dehydrogenase | 165803 | 39432
Restriction endodeoxyribonuclease | 165795 | 39433
1,4-Benzenedicarboxylic acid, 1,4-dimethyl ester, polymer with 2,2-bis(hydroxymethyl)-1,3-propanediol, 1,2-ethanediol and .alpha.-hydro-.omega.-hydroxypoly(oxy-1,2-ethanediyl) | 165787 | 39434
Phosphogluconate dehydrogenase (NADP, decarboxylating) | 165779 | 39435
Alcohol oxidase | 165761 | 39436
Propanol, oxybis-, polymer with 1,3-diisocyanatomethylbenzene | 165753 | 39437
1,2-Ethanediol, polymer with 1,3-diisocyanatomethylbenzene | 165746 | 39438
2-Propenoic acid, 2-methyl-, polymer with butyl 2-methyl-2-propenoate, ethenylbenzene and 1,2-propanediol mono(2-methyl-2-propenoate) | 165738 | 39439
2-Propenoic acid, 2-methyl-, polymer with butyl 2-methyl-2-propenoate, methyl 2-methyl-2-propenoate and 1,2-propanediol mono(2-methyl-2-propenoate) | 165720 | 39440
2-Propenoic acid, 2-methyl-, monoester with 1,2-propanediol, polymer with butyl 2-propenoate and ethenylbenzene | 165712 | 39441
2-Propenoic acid, 2-methyl-, polymer with ethenylbenzene, methyl 2-methyl-2-propenoate and 1,2-propanediol mono(2-methyl-2-propenoate) | 165704 | 39442
Oxirane, 2-(chloromethyl)-, polymer with .alpha.-hydro-.omega.-hydroxypoly[oxy(methyl-1,2-ethanediyl)] | 165696 | 39443
Poly[oxy(methyl-1,2-ethanediyl)], .alpha.,.alpha.',.alpha.''-1,2,6-hexanetriyltris[.omega.-hydroxy- | 165688 | 39444
Poly(oxy-1,2-ethanediyl), .alpha.,.alpha.'-phosphinicobis[.omega.-(nonylphenoxy)- | 165670 | 39445
tert-Decanoic acid, ethenyl ester, polymer with ethenyl acetate | 165662 | 39446
Benzenediazonium, 4-(phenylamino)-, sulfate (2:1), polymer with formaldehyde | 165654 | 39447
1,3-Benzenedicarboxylic acid, 5-sulfo-, 1,3-dimethyl ester, sodium salt (1:1), polymer with 1,4-dimethyl 1,4-benzenedicarboxylate, 1,2-ethanediol and .alpha.-hydro-.omega.-hydroxypoly(oxy-1,2-ethanediyl) | 165647 | 39448
1,4-Benzenedicarboxylic acid, 1,4-dimethyl ester, polymer with 2,2,4(or 2,4,4)-trimethyl-1,6-hexanediamine | 165639 | 39449
Naphthalenesulfonic acid, polymer with formaldehyde, ammonium salt | 165621 | 39450
Naphthalenesulfonic acid, polymer with formaldehyde, potassium salt | 165613 | 39451
2-Propenoic acid, 2-methyl-, polymer with ethenylmethylbenzene | 165605 | 39452
Poly(oxy-1,4-butanediyl), .alpha.-hydro-.omega.-hydroxy-, polymer with 1,3-diisocyanatomethylbenzene | 165597 | 39453
Cellulose, sodium salt | 165589 | 39454
2-Oxepanone, polymer with 1,4-butanediol, 1,3-diisocyanatomethylbenzene and 2-ethyl-2-(hydroxymethyl)-1,3-propanediol | 165571 | 39455
Hexanedioic acid, polymer with 1,4-butanediol, 1,3-diisocyanatomethylbenzene and 1,6-hexanediol | 165563 | 39456
Hexanedioic acid, polymer with 1,3-diisocyanatomethylbenzene and 1,6-hexanediol | 165555 | 39457
Hexanedioic acid, polymer with 1,4-butanediol and 1,3-diisocyanatomethylbenzene | 165548 | 39458
Lignosulfonic acid, chromium salt | 165530 | 39459
Lignosulfonic acid, aluminum salt | 165522 | 39460
Formaldehyde, polymer with dimethylphenol and methylphenol | 165514 | 39461
1,3-Benzenedicarboxylic acid, polymer with 2,5-furandione, oxybis[propanol] and 1,2-propanediol | 165506 | 39462
Propane, 1,2,3-trichloro-, polymer with 1,1'-[methylenebis(oxy)]bis[2-chloroethane] and sodium sulfide (Na2(Sx)) | 165498 | 39463
Aloin | 158543 | 39464
Sulfuric acid, mixt. with sulfur trioxide | 158519 | 39465
Nitric acid sodium salt (1:1) | 152041 | 39466
Glycine, N-dodecyl-N-methyl-, sodium salt (1:1) | 152033 | 39467
Phosphorofluoridic acid, sodium salt (1:?) | 152025 | 39468
Molybdate (MoO42-), sodium (1:2), (T-4)- | 152017 | 39469
Benzoic acid, 2-hydroxy-, methyl ester, sodium salt (1:1) | 152009 | 39470
Sulfurous acid, sodium salt (1:1) | 151993 | 39471
Arsenic acid (H3AsO4), sodium salt (1:?) | 151985 | 39472
Silica | 151977 | 39473
Propanoyl chloride, 2,3-dichloro- | 151951 | 39474
Propanoyl chloride, 2-chloro- | 151944 | 39475
Octadecanoic acid, 12-hydroxy-, lithium salt (1:1) | 151928 | 39476
9-Octadecenoic acid (9Z)-, compd. with N-butyl-1-butanamine (1:1) | 151910 | 39477
Acridine, 9-isothiocyanato- | 151894 | 39478
1-Propanamine, 3-(decyloxy)- | 151878 | 39479
1-Propanamine, 3-(octadecyloxy)- | 151860 | 39480
Perchloryl fluoride ((ClO3)F) | 151845 | 39481
Perchloric acid, mercury(2+) salt (2:1) | 151837 | 39482
2H-1-Benzopyran-6-ol, 3,4-dihydro-2,7,8-trimethyl-2-(4,8,12-trimethyltridecyl)- | 151829 | 39483
1,8-Octanediamine, hydrochloride (1:2) | 151803 | 39484
Phosphonic acid, P,P',P''-[nitrilotris(methylene)]tris-, sodium salt (1:3) | 151795 | 39485
Carbonodithioic acid, O-pentyl ester, sodium salt (1:1) | 151787 | 39486
Perchloric acid | 151761 | 39487
Perchloric acid, sodium salt (1:1) | 151753 | 39488
Phosphoric acid, sodium salt (1:3) | 151746 | 39489
2-Naphthalenecarboxylic acid, 4-[2-(5-chloro-4-methyl-2-sulfophenyl)diazenyl]-3-hydroxy-, barium salt (1:1) | 151720 | 39490
Acetic acid, zirconium salt (1:?) | 151704 | 39491
Lithium hydride (LiH) | 151688 | 39492
Phosphonium, tetrakis(hydroxymethyl)-, acetate (1:1) | 151670 | 39493
Hexanoic acid, 2-ethyl-, nickel salt (1:?) | 151662 | 39494
Ethanedioic acid, 1,2-bis(phenylmethyl) ester | 151647 | 39495
Borate(1-), (acetato-.kappa.O)trifluoro-, hydrogen (1:1), (T-4)- | 151639 | 39496
1H-Indene-1,3(2H)-dione, 2-(3-hydroxy-2-quinolinyl)- | 151621 | 39497
Benzenesulfonic acid, 4-dodecyl-2-(4-sulfophenoxy)-, disodium salt | 151613 | 39498
3-Thiazolidineacetic acid, 5-(3-ethyl-2(3H)-benzothiazolylidene)-4-oxo-2-thioxo- | 151597 | 39499
Benzenemethanol, .alpha.-(aminomethyl)- | 151589 | 39500
1,3,5-Pentanetriol, 3-methyl- | 151563 | 39501
Heptanoic acid, ion(1-) | 151548 | 39502
Cyclohexanamine, N-cyclohexyl-N-methyl- | 151530 | 39503
3-Cyclohexene-1-carboxaldehyde, 4-methyl- | 151514 | 39504
4H-Pyran-4-one, 2-(chloromethyl)-5-hydroxy- | 151506 | 39505
Phosphoric acid, sodium salt (1:2) | 151480 | 39506
L-Glutamic acid, ammonium salt (1:1) | 151472 | 39507
Iodine | 151456 | 39508
Titanium chloride (TiCl4) (T-4)- | 151449 | 39509
Lithium bromide (LiBr) | 151431 | 39510
Cinchonan-9-ol, 6'-methoxy-, hydrochloride (1:?), (8.alpha.,9R)- | 151423 | 39511
Benzenemethanol, 4-methoxy-, 1-propanoate | 151407 | 39512
Mercury chloride (HgCl) | 151399 | 39513
Hexadecanamide, N,N-bis(2-hydroxyethyl)- | 151381 | 39514
Piperazine, hydrochloride (1:1) | 151365 | 39515
2-Hexadecen-1-ol, 3,7,11,15-tetramethyl- | 151357 | 39516
Pentanoic acid, 3,7-dimethyl-6-octen-1-yl ester | 151340 | 39517
6-Octen-1-ol, 3,7-dimethyl-, (3S)- | 151332 | 39518
Ethanol, 2-(dicyclohexylamino)-, 1,1',1''-triester with boric acid (H3BO3) | 151324 | 39519
2-Naphthalenecarboxylic acid, 4-[2-(4-chloro-3-sulfophenyl)diazenyl]-3-hydroxy-, calcium salt (1:1) | 151316 | 39520
2,7-Naphthalenedisulfonic acid, 5-(acetylamino)-4-hydroxy-3-[2-(2-methylphenyl)diazenyl]-, sodium salt (1:2) | 142794 | 39521
2-Naphthalenesulfonic acid, 6-amino-4-hydroxy-5-[2-(4-nitro-2-sulfophenyl)diazenyl]-, sodium salt (1:2) | 142786 | 39522
Xanthylium, 3-(dimethylamino)-6-hydroxy-9-[2-(methoxycarbonyl)phenyl]-, chloride (1:1) | 142778 | 39523
3H-Indolium, 2-[2-[4-[(4-ethoxyphenyl)methylamino]phenyl]ethenyl]-5-(methoxycarbonyl)-1,3,3-trimethyl-, chloride (1:1) | 142760 | 39524
3H-Indolium, 2-[2-[4-[(2-chloroethyl)ethylamino]-2-methylphenyl]ethenyl]-1,3,3-trimethyl-, chloride (1:1) | 142752 | 39525
2,4-Imidazolidinedione, 1,3-bis(hydroxymethyl)-5,5-dimethyl- | 142745 | 39526
2(1H)-Quinolinone, 4-hydroxy-1-methyl-3-[2-(3-nitrophenyl)diazenyl]- | 142737 | 39527
2-Naphthalenol, 1-[2-(2-hydroxy-4-nitrophenyl)diazenyl]- | 142729 | 39528
2-Naphthalenesulfonic acid, 5-[2-[1-hydroxy-6-(phenylamino)-3-sulfo-2-naphthalenyl]diazenyl]-8-[2-[6-sulfo-4-[2-(3-sulfophenyl)diazenyl]-1-naphthalenyl]diazenyl]-, sodium salt (1:4) | 142711 | 39529
2-Naphthalenesulfonic acid, 6-[2-[2-amino-4-[(2-hydroxyethyl)amino]phenyl]diazenyl]-3-[2-[4-[[4-[2-[7-[2-[2-amino-4-[(2-hydroxyethyl)amino]phenyl]diazenyl]-1-hydroxy-3-sulfo-2-naphthalenyl]diazenyl]phenyl]amino]-3-sulfophenyl]diazenyl]-4-hydroxy-, sodium salt (1:3) | 142703 | 39530
2-Naphthalenesulfonic acid, 5-[2-[6-[(3-aminobenzoyl)amino]-1-hydroxy-3-sulfo-2-naphthalenyl]diazenyl]-6-ethoxy-8-[2-[7-sulfo-4-[2-(3-sulfophenyl)diazenyl]-1-naphthalenyl]diazenyl]-, sodium salt (1:4) | 142687 | 39531
2,7-Naphthalenedisulfonic acid, 5-(acetylamino)-3-[2-[4-[2-[3,5-dimethyl-4-[2-(8-sulfo-2-naphthalenyl)diazenyl]phenyl]diazenyl]-2-ethoxy-6-sulfo-1-naphthalenyl]diazenyl]-4-hydroxy-, sodium salt (1:4) | 142679 | 39532
Phosphoric acid, diethyl ester, compd. with N,N-dimethyl-1-dodecanamine (1:1) | 142661 | 39533
Octanoic acid, chromium(2+) salt (2:1) | 142646 | 39534
Hexadecanoic acid, cadmium salt (2:1) | 142638 | 39535
Sulfamic acid, compd. with N,N-dimethylmethanamine (1:1) | 142620 | 39536
Morpholine, 4,4'-(oxydi-2,1-ethanediyl)bis- | 142612 | 39537
Benzamide, N,N'-(5,13,14,15,20,28,29,30-octahydro-5,13,15,20,28,30-hexaoxobenzo[4,5]naphth[2''',3''':6'',7'']indolo[3'',2'':4',5']aceanthryleno[1',2':2,3]indeno[7,1-ab]naphtho[2,3-i]carbazole-4,19-diyl)bis- | 142596 | 39538
Anthra[2,1,9-def:6,5,10-d'e'f']diisoquinoline-1,3,8,10(2H,9H)-tetrone, 2,9-bis(4-methoxyphenyl)- | 142588 | 39539
Benzenesulfonic acid, 2-[(4-amino-3-bromo-9,10-dihydro-9,10-dioxo-1-anthracenyl)amino]-5-methyl-, sodium salt (1:1) | 142562 | 39540
1,2-Propanediol, 1,2-dinitrate | 142547 | 39541
Decanedioic acid, compd. with 1,6-hexanediamine (1:1) | 142539 | 39542
1H-Pyrrole-2,5-dione, 1,1'-(4-methyl-1,3-phenylene)bis- | 142513 | 39543
Benzo[b]thiophene-2-carboxylic acid, 2,3-dihydro-3-oxo- | 142505 | 39544
Cobaltate(1-), bis[2-[2-[2-(hydroxy-.kappa.O)-4-nitrophenyl]diazenyl-.kappa.N1]-1-naphthalenolato(2-)-.kappa.O]-, hydrogen (1:1) | 142497 | 39545
Benzoic acid, 4,4'-(1-oxido-1,2-diazenediyl)bis-, 1,1'-diethyl ester | 142471 | 39546
2-Naphthalenesulfonic acid, 7,7'-(carbonyldiimino)bis[3-[2-(3-aminophenyl)diazenyl]-4-hydroxy-, sodium salt (1:2) | 142455 | 39547
2-Naphthalenesulfonic acid, 4-hydroxy-7-[[[[5-hydroxy-6-[2-(2-methoxyphenyl)diazenyl]-7-sulfo-2-naphthalenyl]amino]carbonyl]amino]-3-[2-(2-methyl-4-sulfophenyl)diazenyl]-, sodium salt (1:3) | 142448 | 39548
2-Naphthalenesulfonic acid, 4-hydroxy-7-[[[[5-hydroxy-6-[2-(2-methylphenyl)diazenyl]-7-sulfo-2-naphthalenyl]amino]carbonyl]amino]-3-[2-(2-methyl-4-sulfophenyl)diazenyl]-, sodium salt (1:3) | 142430 | 39549
2-Naphthalenesulfonic acid, 4-hydroxy-7-[[[[5-hydroxy-6-(2-phenyldiazenyl)-7-sulfo-2-naphthalenyl]amino]carbonyl]amino]-3-[2-(6-sulfo-2-naphthalenyl)diazenyl]-, sodium salt (1:3) | 142422 | 39550
Benzoic acid, 3-[2-[1-hydroxy-6-[[[[5-hydroxy-6-(2-phenyldiazenyl)-7-sulfo-2-naphthalenyl]amino]carbonyl]amino]-3-sulfo-2-naphthalenyl]diazenyl]-, sodium salt (1:3) | 142414 | 39551
2-Naphthalenesulfonic acid, 7,7'-iminobis[3-[2-(3-aminophenyl)diazenyl]-4-hydroxy-, sodium salt (1:2) | 142406 | 39552
2-Naphthalenesulfonic acid, 7,7'-iminobis[3-[2-(2,4-dimethylphenyl)diazenyl]-4-hydroxy-, sodium salt (1:2) | 142398 | 39553
Benzenesulfonic acid, 3,3'-[carbonylbis[imino(5-methoxy-2-methyl-4,1-phenylene)-2,1-diazenediyl]]bis[5-[(3-aminobenzoyl)amino]-4-methyl-, sodium salt (1:2) | 142380 | 39554
1,5-Naphthalenedisulfonic acid, 3,3'-[carbonylbis[imino(5-methoxy-2-methyl-4,1-phenylene)-2,1-diazenediyl]]bis-, sodium salt (1:4) | 142372 | 39555
1,5-Naphthalenedisulfonic acid, 3,3'-[carbonylbis[imino(2,5-dimethyl-4,1-phenylene)-2,1-diazenediyl]]bis-, sodium salt (1:4) | 142364 | 39556
Benzoic acid, 3,3'-[carbonylbis[imino(2-methyl-4,1-phenylene)-2,1-diazenediyl-4,1-phenylenecarbonylimino]]bis[2-hydroxy-5-sulfo-, sodium salt (1:4) | 142356 | 39557
2,7-Naphthalenedisulfonic acid, 5-amino-3-[2-[4'-[2-(6-amino-1-hydroxy-3-sulfo-2-naphthalenyl)diazenyl]-3,3'-dimethyl[1,1'-biphenyl]-4-yl]diazenyl]-4-hydroxy-, sodium salt (1:3) | 142349 | 39558
Benzoic acid, 5-[2-[4'-[2-[4,5-dihydro-3-methyl-5-oxo-1-(4-sulfophenyl)-1H-pyrazol-4-yl]diazenyl]-3,3'-dimethyl[1,1'-biphenyl]-4-yl]diazenyl]-2-hydroxy-3-methyl-, sodium salt (1:2) | 142331 | 39559
Phosphonic acid, P,P',P''-[nitrilotris(methylene)]tris- | 142323 | 39560
Spiro[isobenzofuran-1(3H),9'-[9H]xanthen]-3-one, 3',6'-dihydroxy-, potassium salt (1:2) | 142315 | 39561
1,4-Benzenedicarboxamide, N1,N4-bis[5-(benzoylamino)-9,10-dihydro-9,10-dioxo-1-anthracenyl]- | 142281 | 39562
Benzenesulfonic acid, 2-methyl-4-[[4-[[4-[(3-methylphenyl)amino]phenyl][4-[(3-methylphenyl)imino]-2,5-cyclohexadien-1-ylidene]methyl]phenyl]amino]- | 142273 | 39563
Benzenamine, 2-[2-(2,4-dimethylphenyl)diazenyl]-4,6-dimethyl- | 142265 | 39564
1,7-Naphthalenedisulfonic acid, 6-[2-[4-(acetylcyclohexylamino)phenyl]diazenyl]-4-(benzoylamino)-5-hydroxy-, sodium salt (1:2) | 142240 | 39565
7-Benzothiazolesulfonic acid, 2-[4-[2-[6-[[[[4-(acetylamino)phenyl]amino]carbonyl]amino]-1-hydroxy-3-sulfo-2-naphthalenyl]diazenyl]-3-sulfophenyl]-6-methyl-, sodium salt (1:3) | 142232 | 39566
Benzenesulfonic acid, 5-(2H-naphtho[1,2-d]triazol-2-yl)-2-(2-phenylethenyl)-, sodium salt (1:1) | 142216 | 39567
2,7-Naphthalenedisulfonic acid, 3-[2-(5-chloro-2-phenoxyphenyl)diazenyl]-4-hydroxy-5-[[(4-methylphenyl)sulfonyl]amino]-, sodium salt (1:2) | 142208 | 39568
1,3-Benzenediamine, 4-methyl-6-[2-(2-methylphenyl)diazenyl]-, hydrochloride (1:1) | 142190 | 39569
1,7-Naphthalenedisulfonic acid, 4-[(2,4-dichlorobenzoyl)amino]-5-hydroxy-6-[2-(2-methoxyphenyl)diazenyl]-, sodium salt (1:2) | 142174 | 39570
Ethanaminium, N-[4-[[4-(diethylamino)phenyl][5-[(2,4-dinitrophenyl)amino]-2,4-disulfophenyl]methylene]-2,5-cyclohexadien-1-ylidene]-N-ethyl-, inner salt, sodium salt (1:1) | 142166 | 39571
1,3-Dioxolane, 4,5-dimethyl-2-(2-phenylethenyl)- | 142158 | 39572
1,5-Dioxaspiro[5.5]undecane, 2-methyl- | 142141 | 39573
Phosphine, tridodecyl- | 142125 | 39574
1-Naphthalenesulfonic acid, 4,4'-[carbonylbis[imino-4,1-phenylene(4,5-dihydro-3-methyl-5-oxo-1H-pyrazole-1,4-diyl)-2,1-diazenediyl]]bis[3-hydroxy-7-nitro-, sodium salt (1:2) | 142117 | 39575
1-Naphthalenesulfonic acid, 5,5'-[carbonylbis[imino(1-hydroxy-3-sulfo-6,2-naphthalenediyl)-2,1-diazenediyl]]bis-, sodium salt (1:4) | 142109 | 39576
2-Naphthalenecarboxamide, 4-[2-(2,5-dichlorophenyl)diazenyl]-N-(2,5-dimethoxyphenyl)-3-hydroxy- | 142083 | 39577
Trisiloxane, 1,3,5-trimethyl-1,1,3,5,5-pentaphenyl- | 115295 | 39578
Bicyclo[2.2.1]hepta-2,5-diene, 1,2,3,4,7,7-hexachloro- | 115287 | 39579
7-Oxabicyclo[4.1.0]heptane, 3-[2-(trimethoxysilyl)ethyl]- | 115261 | 39580
1,2-Benzenedicarboxylic acid, 1,2-bis[(tetrahydro-2-furanyl)methyl] ester | 115246 | 39581
Propanenitrile, 3,3'-[1,2-ethanediylbis(oxy)]bis- | 115238 | 39582
Octadecane, 1-chloro- | 115212 | 39583
Disilathiane, 1,1,1,3,3,3-hexamethyl- | 115204 | 39584
Hexanedioic acid, ammonium salt (1:2) | 115188 | 39585
1,3-Cyclohexanediamine | 115170 | 39586
Phosphorothioic acid, Op,Op'-(thiodi-4,1-phenylene) Op,Op,Op',Op'-tetramethyl ester | 115162 | 39587
Cholest-5-en-3-ol (3.beta.)-, 3-methanesulfonate | 115147 | 39588
Benzene, 1,3-diphenoxy- | 115121 | 39589
Benzenemethanamine, N-(1,1-dimethylethyl)- | 115105 | 39590
Propanoic acid, 2,2-dimethyl-, ethenyl ester | 115097 | 39591
Hexane, 2-bromo- | 115071 | 39592
Cyclohexanamine, 4,4'-(1-methylethylidene)bis- | 115063 | 39593
Acetic acid, palladium(2+) salt (2:1) | 115048 | 39594
Xanthylium, 9-(2-carboxyphenyl)-3,6-bis(diethylamino)-, inner salt | 115030 | 39595
Benzenemethanaminium, N-ethyl-N-[4-[[4-[ethyl(phenylmethyl)amino]phenyl](5-hydroxy-2,4-disulfophenyl)methylene]-2,5-cyclohexadien-1-ylidene]-, inner salt, calcium salt (2:1) | 115022 | 39596
2-Butenedioic acid (2E)-, 1,4-bis[3-(trimethoxysilyl)propyl] ester | 115006 | 39597
Benzene, 1,2-bis(1,1-dimethylpropyl)- | 114983 | 39598
Benzene, 1,3-bis(1,1-dimethylpropyl)- | 114975 | 39599
Ethanaminium, N-[4-[[4-(diethylamino)phenyl](3,6-disulfo-1-naphthalenyl)methylene]-2,5-cyclohexadien-1-ylidene]-N-ethyl-, inner salt, sodium salt (1:1) | 114967 | 39600
Benzenebutanol | 114942 | 39601
1,3-Propanediamine, N1-(1-methylethyl)- | 114934 | 39602
2,7-Naphthalenedisulfonic acid, 4-hydroxy-5-[2-[4-[2-[1-hydroxy-6-(phenylamino)-3-sulfo-2-naphthalenyl]diazenyl]-5-methoxy-2-methylphenyl]diazenyl]-, sodium salt (1:3) | 114926 | 39603
Acetamide, N,N-dimethyl-, compd. with octahydro-1,3,5,7-tetranitro-1,3,5,7-tetrazocine (1:1) | 114918 | 39604
Silane, 1,1'-(1,2-ethanediyl)bis[1,1-dichloro-1-methyl- | 114892 | 39605
Octadecanoic acid, manganese(2+) salt (2:1) | 114876 | 39606
Dodecanamide, N,N-diethyl- | 114868 | 39607
1,1'-Biphenyl, 4,4'',4'''',4''''''-silanetetrayltetrakis- | 114850 | 39608
2-Propenamide, 2-methyl-, sulfate (1:1) | 114843 | 39609
2H-Inden-2-one, 1,3-dihydro-, oxime | 114827 | 39610
Formic acid, nickel(2+) salt (2:1) | 114801 | 39611
Dodecane, 1,12-dibromo- | 114793 | 39612
1H-Isoindole-1,3(2H)-dione, 2-(tetrahydro-2,6-dioxo-2H-pyran-3-yl)- | 114777 | 39613
Phosphorodithioic acid, O,O-diethyl ester, sodium salt (1:1) | 114751 | 39614
Benzoic acid, 3,5-dibromo-4-hydroxy- | 114736 | 39615
Carbonic acid, nickel(2+) salt (1:1) | 114728 | 39616
Benzene, 1-methyl-4-(2-propen-1-yl)- | 114702 | 39617
Hydroxylamine, O-ethyl-, hydrochloride (1:1) | 114694 | 39618
Propane, 1,1,1,2,3,3-hexafluoro-2-(1,1,2,2,3,3,3-heptafluoropropoxy)-3-[1,2,2-trifluoro-2-(1,2,2,2-tetrafluoroethoxy)-1-(trifluoromethyl)ethoxy]- | 114678 | 39619
Propane, 1-[1-[difluoro(1,2,2,2-tetrafluoroethoxy)methyl]-1,2,2,2-tetrafluoroethoxy]-1,1,2,2,3,3,3-heptafluoro- | 114652 | 39620
1-Propanaminium, 3-chloro-2-hydroxy-N,N,N-trimethyl-, chloride (1:1) | 114637 | 39621
1,3-Oxathiolan-2-one | 114611 | 39622
Spiro[isobenzofuran-1(3H),9'-[9H]xanthen]-3-one, 3',6'-dihydroxy-5-nitro- | 114603 | 39623
Spiro[isobenzofuran-1(3H),9'-[9H]xanthen]-3-one, 5-amino-3',6'-dihydroxy- | 114595 | 39624
Spiro[isobenzofuran-1(3H),9'-[9H]xanthen]-3-one, 3',6'-dihydroxy-5-isothiocyanato- | 114587 | 39625
1H-Benzotriazol-6-amine | 114579 | 39626
1H-Benzimidazolium, 5,6-dichloro-2-[3-[5,6-dichloro-1-ethyl-1,3-dihydro-3-(3-sulfobutyl)-2H-benzimidazol-2-ylidene]-1-propen-1-yl]-1-ethyl-3-(3-sulfobutyl)-, inner salt | 114561 | 39627
Methanaminium, N-(2-hydroxy-9H-benzo[a]phenoxazin-9-ylidene)-N-methyl-, chloride (1:1) | 114553 | 39628
1-Naphthalenol, 1-(dihydrogen phosphate), sodium salt (1:1) | 105767 | 39629
Benzenemethanaminium, N-ethyl-N-[4-[[4-[ethyl[(3-sulfophenyl)methyl]amino]phenyl](2-sulfophenyl)methylene]-2,5-cyclohexadien-1-ylidene]-3-sulfo-, inner salt, ammonium salt (1:2) | 105759 | 39630
1,3-Benzenedisulfonic acid, 4-[[4-(ethylamino)-3-methylphenyl][4-(ethylimino)-3-methyl-2,5-cyclohexadien-1-ylidene]methyl]-, sodium salt (1:1) | 105742 | 39631
Ethanone, 2,2-dichloro-1-phenyl- | 105734 | 39632
Acetic acid, (2,4-dichlorophenoxy)-, compd. with N,N-diethylethanamine (1:1) | 105726 | 39633
9,10-Anthracenedione, 1,4-bis(pentylamino)- | 105700 | 39634
Hydrazine, hydrochloride (1:1) | 105692 | 39635
Phosphorodithioic acid, O,O-diethyl S-[(4-oxo-1,2,3-benzotriazin-3(4H)-yl)methyl] ester | 105676 | 39636
Propanoyl fluoride, 2,3,3,3-tetrafluoro-2-[1,1,2,3,3,3-hexafluoro-2-(1,1,2,2,3,3,3-heptafluoropropoxy)propoxy]- | 105650 | 39637
Propanoic acid, 2-methyl-, 1-ethenyl-1,5,9-trimethyl-4,8-decadien-1-yl ester | 105635 | 39638
Butanoic acid, hexyl ester | 105627 | 39639
2(1H)-Quinolinethione | 105601 | 39640
2(1H)-Pyridinethione | 105593 | 39641
Phosphorothioic acid, O-(4-cyanophenyl) O,O-dimethyl ester | 105577 | 39642
Docosanoic acid, barium salt (2:1) | 105569 | 39643
1,2-Benzisothiazol-3(2H)-one | 105544 | 39644
5-Hepten-2-one, 6-methyl-3-(2-propen-1-yl)- | 105536 | 39645
Pyridine, 2,2'-(1,2-diazenediyl)bis- | 105528 | 39646
Phenol, 2-(1-methylethyl)-, 1-(N-methylcarbamate) | 105502 | 39647
Cyclopentaneacetic acid, 3-oxo-2-pentyl-, methyl ester, (1R,2R)- | 105486 | 39648
Phenol, 4-ethenyl-, 1-acetate | 105460 | 39649
Disiloxane, 1,3-diethenyl-1,3-dimethyl-1,3-diphenyl- | 105452 | 39650
Benzenemethanamine, .alpha.-methyl-, (.alpha.S)- | 105437 | 39651
1H-Imidazole-4-carboxamide, 5-amino-1-.beta.-D-ribofuranosyl- | 105429 | 39652
Phosphoric acid, monododecyl ester | 105411 | 39653
Benzenesulfonic acid, 2,5-dihydroxy-, compd. with N-ethylethanamine (1:1) | 105395 | 39654
Hexadecanoic acid, potassium salt (1:1) | 105387 | 39655
Decanoic acid, 2-bromo- | 105361 | 39656
Butanoic acid, 4-bromo- | 105353 | 39657
Ethanone, 2-chloro-1-(2,4-dimethylphenyl)- | 105338 | 39658
Acetamide, N-[4-(acetyloxy)phenyl]- | 105320 | 39659
Cyclohexene, 1-ethenyl- | 105304 | 39660
Phosphine, tricyclohexyl- | 105296 | 39661
Magnesium, chloro-2-propen-1-yl- | 105288 | 39662
Benzene, 1-chloro-4-(1-methylethyl)- | 105262 | 39663
1,3-Benzodioxole, 5-nitro- | 105247 | 39664
Benzenesulfonamide, N-(phenylsulfonyl)- | 105239 | 39665
1-Penten-3-one, 4-methyl-1-(4-morpholinyl)- | 105213 | 39666
Phosphonic acid, P-(hydroxymethyl)- | 105205 | 39667
Benzenamine, 2-methoxy-4-[2-(2-methoxyphenyl)diazenyl]- | 105189 | 39668
Propanedioic acid, 2-phenyl- | 105171 | 39669
Benzoic acid, 2-hydroxy-5-methoxy- | 105155 | 39670
1,3-Naphthalenedisulfonic acid, 7-hydroxy-8-[2-(4-sulfo-1-naphthalenyl)diazenyl]-, sodium salt (1:3) | 105148 | 39671
3-Cyclohexene-1-carboxylic acid, 3-cyclohexen-1-ylmethyl ester | 105130 | 39672
2H-1-Benzopyran-2-one, 4-hydroxy-3-(3-oxo-1-phenylbutyl)-, potassium salt (1:1) | 105122 | 39673
2-Naphthalenesulfonic acid, 7-(benzoylamino)-4-hydroxy-3-[2-[4-[2-(4-sulfophenyl)diazenyl]phenyl]diazenyl]-, sodium salt (1:2) | 105114 | 39674
2-Naphthalenesulfonic acid, 7,7'-(carbonyldiimino)bis[4-hydroxy-3-[2-[2-sulfo-4-[2-(4-sulfophenyl)diazenyl]phenyl]diazenyl]-, sodium salt (1:6) | 105106 | 39675
1,3-Naphthalenedisulfonic acid, 6,6'-[(3,3'-dimethoxy[1,1'-biphenyl]-4,4'-diyl)bis(2,1-diazenediyl)]bis[4-amino-5-hydroxy-, sodium salt (1:4) | 105098 | 39676
2-Naphthalenesulfonic acid, 7,7'-(carbonyldiimino)bis[4-hydroxy-3-[2-(2-hydroxy-5-sulfophenyl)diazenyl]-, sodium salt (1:4) | 105080 | 39677
Xanthylium, 3,6-bis(diethylamino)-9-(2,4-disulfophenyl)-, inner salt | 105072 | 39678
1H-Azepine-1-carbodithioic acid, hexahydro-, compd. with hexahydro-1H-azepine (1:1) | 105064 | 39679
1-Decanamine, N,N-dimethyl-, N-oxide | 105056 | 39680
1,4-Benzenediamine, N4,N4-diethyl-2-methyl-, hydrochloride (1:1) | 96271 | 39681
2-Octanol, 2-acetate | 96255 | 39682
Hexanoic acid, 1,1'-anhydride | 96248 | 39683
Quinoline, decahydro- | 96230 | 39684
Benzene, 1-(chloromethyl)-4-(1-methylethyl)- | 96214 | 39685
1-Pentanamine, N-pentyl- | 96198 | 39686
3-Heptene, 3,5,5-trimethyl- | 96180 | 39687
1-Naphthalenol, 2,4-dichloro- | 96164 | 39688
Naphthalene, 2,3-dichloro- | 96156 | 39689
Naphthalene, 1,7-dichloro- | 96131 | 39690
Naphthalene, 1,6-dichloro- | 96123 | 39691
Disulfide, bis(4-chloro-2-nitrophenyl) | 96107 | 39692
Cyanamide, N,N-dibutyl- | 96081 | 39693
Benzene, 1,1'-oxybis[4-bromo- | 96073 | 39694
Acetamide, N-(2,4-dimethylphenyl)- | 96057 | 39695
Benzene, 1,3-diethyl-5-methyl- | 96040 | 39696
Benzoic acid, 2-hydroxy-, pentyl ester | 96024 | 39697
Propanoic acid, 2-methyl-, 3-methylbutyl ester | 96016 | 39698
Benzene, (1,1-dimethylpropyl)- | 95992 | 39699
Propanedioic acid, 2-(2-propen-1-yl)-, 1,3-diethyl ester | 95976 | 39700
2-Pentenedioic acid, 1,5-diethyl ester | 95968 | 39701
2-Thiophenamine, 3,5-dinitro- | 95943 | 39702
2-Pyridinemethanethiol | 95935 | 39703
Butanamide, N,N-dimethyl-3-oxo- | 95919 | 39704
Sulfuric acid, monododecyl ester, lithium salt (1:1) | 95901 | 39705
Hexane, 1,1,1,2,2,3,3,4,4-nonafluoro-6-iodo- | 95885 | 39706
Decane, 1,1,1,2,2,3,3,4,4,5,5,6,6,7,7,8,8-heptadecafluoro-10-iodo- | 95869 | 39707
1-Hexanol, 3,3,4,4,5,5,6,6,6-nonafluoro- | 95844 | 39708
2-Pyrrolidinone, 1-methyl-5-thioxo- | 95836 | 39709
Thorium, bis[ethanedioato(2-)-.kappa.O1,.kappa.O2]-, (T-4)- | 95810 | 39710
Ethanone, 1-[4-(1,1-dimethylethyl)-2,6-dimethylphenyl]- | 95802 | 39711
Aluminum, diethyliodo- | 95794 | 39712
Acetic acid, (4-chloro-2-methylphenoxy)-, compd. with N-methylmethanamine (1:1) | 95778 | 39713
Ethanediimidoyl dichloride, N1,N2-dihydroxy- | 95760 | 39714
4-Morpholineethanamine | 95752 | 39715
Pyrimidine, 5-methyl- | 95737 | 39716
Octanoic acid, 3-methylbutyl ester | 95729 | 39717
Palladium cyanide (Pd(CN)2) | 95703 | 39718
Phenol, 3,4-dimethoxy- | 95695 | 39719
Phenol, 3,5-dimethyl-4-(methylthio)-, methylcarbamate | 95679 | 39720
Ethane, 2-bromo-1,1-diethoxy- | 95653 | 39721
Benzenemethanamine, N-propyl- | 95646 | 39722
Cyclotrisiloxane, 2,2,4,4,6,6-hexaethyl- | 95638 | 39723
Silane, triethoxymethyl- | 95620 | 39724
Silane, diethoxymethyl- | 95612 | 39725
Benzaldehyde, 3,4-diethoxy- | 95604 | 39726
3-Butyn-2-ol | 95596 | 39727
9-Octadecenoic acid | 95588 | 39728
Naphthalene, 2-(1-methylethyl)- | 95570 | 39729
1-Phenanthrenemethanamine, 1,2,3,4,4a,9,10,10a-octahydro-1,4a-dimethyl-7-(1-methylethyl)-, (1R,4aS,10aR)-, acetate (1:1) | 95562 | 39730
2-Propenoic acid, 2-cyano-3-phenyl-, ethyl ester | 95554 | 39731
Pyridine, 5-ethyl-2-methyl-, hydrochloride (1:1) | 95547 | 39732
Carbonochloridic acid, C,C'-[(1-methylethylidene)di-4,1-phenylene] ester | 95539 | 39733
Benzenepropanoic acid, ethyl ester | 95521 | 39734
1,3-Dioxolane, 4-phenyl-2-(phenylmethyl)- | 124024 | 39735
2-Propenoic acid, 3-[4-[butyl(2-chloroethyl)amino]phenyl]-2-cyano-, ethyl ester | 124016 | 39736
Cyclohexanepropanol, .alpha.,2,2,6-tetramethyl- | 124008 | 39737
1,3-Dioxolane, 2-(bromomethyl)- | 123992 | 39738
1,3-Dioxolane, 2-(2-phenylethyl)- | 123984 | 39739
2-Propenenitrile, 3-phenyl- | 123976 | 39740
1,3-Dioxolane, 2-heptyl- | 123968 | 39741
1,3-Dioxolane, 2-(2-furanyl)-4-methyl- | 123950 | 39742
1,3-Dioxolane, 2-(1-ethylpentyl)- | 123943 | 39743
2-Imidazolidinone, 4,5-dimethoxy-1,3-bis(methoxymethyl)- | 123927 | 39744
3,6,9,12,15-Pentaoxaheptadecan-1-ol | 123919 | 39745
1,3-Dioxolane, 2-nonyl- | 123893 | 39746
1,3-Dioxolane, 4-methyl-2-(2-phenylethenyl)- | 123885 | 39747
Cyclohexanemethanol, .alpha.-propyl- | 123877 | 39748
Formic acid, cyclohexyl ester | 123851 | 39749
1,3-Dioxolane, 2-hexyl-4-methyl- | 123844 | 39750
Benzenamine, N-ethyl-, hydrochloride (1:1) | 123828 | 39751
Benzenesulfonic acid, 2-amino-5-nitro-, ammonium salt (1:1) | 123802 | 39752
Benzenesulfonic acid, 3-nitro-, potassium salt (1:1) | 123794 | 39753
Benzenamine, 4-butoxy- | 123778 | 39754
Benzoic acid, tributylstannyl ester | 123752 | 39755
Benzoic acid, 2-hydroxy-, tributylstannyl ester | 123745 | 39756
2(3H)-Benzothiazolone, 3-methyl-, hydrazone, hydrochloride (1:1) | 123729 | 39757
Ethanesulfonic acid, 2-[methyl(1-oxododecyl)amino]-, sodium salt (1:1) | 123711 | 39758
Ethanol, 2-amino-, benzoate (1:1) | 123703 | 39759
2,4-Pentanedione, 3-(phenylmethylene)- | 123695 | 39760
Benzothiazolium, 3-methyl-2-sulfo-, inner salt | 123661 | 39761
1-Hexanaminium, N,N,N-trihexyl-, bromide (1:1) | 123646 | 39762
Ethanaminium, 2-hydroxy-N,N,N-tris(2-hydroxyethyl)-, bromide (1:1) | 123638 | 39763
Acetamide, N-[7-hydroxy-8-[2-(2-hydroxy-4-nitrophenyl)diazenyl]-1-naphthalenyl]- | 123612 | 39764
2,7-Naphthalenedisulfonic acid, 5-(acetylamino)-3-[2-[4-(acetylamino)phenyl]diazenyl]-4-hydroxy-, sodium salt (1:2) | 123596 | 39765
Benzoic acid, 3,5-dihydroxy-4-methoxy- | 123570 | 39766
4,5-Pyrimidinediamine, 6-chloro- | 123554 | 39767
Pyrimidine, 4,6-dichloro-5-nitro- | 123547 | 39768
Ethanesulfonic acid, 2-(methylamino)-, sodium salt (1:1) | 123539 | 39769
Ethanaminium, N,N-diethyl-N-methyl-2-[(2-methyl-1-oxo-2-propen-1-yl)oxy]-, methyl sulfate (1:1) | 123513 | 39770
1,2-Benzenedicarboxylic acid, 4-methyl- | 123497 | 39771
3H-Pyrazol-3-one, 2,4-dihydro-5-methyl-2-phenyl-4-(2-phenyldiazenyl)- | 123489 | 39772
1-Octen-3-one | 123463 | 39773
Hexanamide, N-hydroxy- | 123455 | 39774
1H-Imidazole, 1-dodecyl- | 123430 | 39775
L-Tryptophan, methyl ester | 123414 | 39776
Phosphinic acid, P-phenyl-, sodium salt (1:1) | 123406 | 39777
Quinoline, 2-chloro-6-methyl- | 123380 | 39778
Magnesium, bromo(4-methylphenyl)- | 123372 | 39779
Cyclohexane, pentyl- | 123356 | 39780
Cyclohexane, hexyl- | 123349 | 39781
1-Propanaminium, N-(carboxymethyl)-N,N-dimethyl-3-[(1-oxododecyl)amino]-, inner salt | 123323 | 39782
2-Propanol, 1-chloro-3-(1-methylethoxy)- | 123315 | 39783
1-Hexanol, 6-bromo- | 123307 | 39784
Carbamic chloride, N-methyl-N-phenyl- | 123299 | 39785
Pentane, 2-bromo-2-methyl- | 123281 | 39786
Undecane, 1-iodo- | 123273 | 39787
Phenol, 2,4,6-trinitro-, sodium salt (1:1) | 114546 | 39788
Hexanedioic acid, compd. with 1,6-hexanediamine (1:1) | 114538 | 39789
Cyclohexane, 1,2-dibromo-4-(1,2-dibromoethyl)- | 114520 | 39790
9(10H)-Anthracenone, 10,10'-(1,2-ethenediylidene)bis- | 114512 | 39791
Phenol, 2,2'-[(phenylmethylene)bis[(2,5-dimethyl-4,1-phenylene)-2,1-diazenediyl]]bis[4-methyl- | 114504 | 39792
Benzene, 1-isocyanato-3-nitro- | 114496 | 39793
Benzene, 1-isocyanato-2-nitro- | 114488 | 39794
Benzene, 1-chloro-2-isocyanato- | 114470 | 39795
2,4-Pentanedione, 1-phenyl- | 114454 | 39796
Cobalt, [29H,31H-phthalocyaninato(2-)-.kappa.N29,.kappa.N30,.kappa.N31,.kappa.N32]-, (SP-4-1)- | 114439 | 39797
Cyanic acid, silver(1+) salt (1:1) | 114413 | 39798
Peroxydicarbonic acid, sodium salt (1:2) | 114405 | 39799
1,3-Propanediamine, N1-cyclohexyl- | 114389 | 39800
1,4-Piperazinedimethanol | 114371 | 39801
18-Norandrosta-5,8,11,13-tetraeno[6,5,4-bc]furan-3,7,17-trione, 1-hydroxy-2-methoxy-, (1.beta.,2.beta.)- | 114355 | 39802
1H-Imidazole-4,5-dicarboxylic acid, 4,5-dimethyl ester | 114330 | 39803
Hexanoic acid, 3,5,5-trimethyl- | 114322 | 39804
Spiro[isobenzofuran-1(3H),9'-[9H]xanthene]-6-carboxylic acid, 3',6'-dihydroxy-3-oxo- | 114306 | 39805
Mercury, phenyl(trichloromethyl)- | 114280 | 39806
2-Butenedioic acid (2E)-, 1,4-bis(4-methylpentyl) ester | 114272 | 39807
1-Cyclohexene-1-propanol, .alpha.,2,6,6-tetramethyl- | 114256 | 39808
Benzaldehyde, 2-hydroxy-, hydrazone | 114249 | 39809
1-Butanol, 2,4,4,4-tetrachloro- | 114223 | 39810
4-Pyrimidinamine, 2,6-dimethoxy- | 114207 | 39811
Cyclohexanecarboxylic acid, ethyl ester | 114199 | 39812
Hydrazinium, 1,1,1-trimethyl-, iodide (1:1) | 114173 | 39813
Phosphorodithioic acid, O,O-diethyl S-methyl ester | 114165 | 39814
Benzenemethanamine, hydrochloride (1:1) | 114157 | 39815
Phenol, 5-methyl-2-(1,1,3,3-tetramethylbutyl)- | 114132 | 39816
Phenol, 2,4-bis(1,1-dimethylethyl)-6-(phenylmethyl)- | 114116 | 39817
Bicyclo[3.1.0]hexan-3-ol, 4-methyl-1-(1-methylethyl)-, (1R,3R,4S,5S)- | 114108 | 39818
1,4-Benzenediamine, N1,N1,N4,N4-tetrakis(4-aminophenyl)- | 114082 | 39819
6-Tridecanol, 3,9-diethyl-, 6-(hydrogen sulfate), sodium salt (1:1) | 114066 | 39820
1-Dodecanaminium, N-dodecyl-N,N-dimethyl-, bromide (1:1) | 114041 | 39821
Phosphoric acid, monophenyl ester, sodium salt (1:2) | 114025 | 39822
Benzene, 1,3,5-tribromo-2-(2-propen-1-yloxy)- | 114009 | 39823
Thiodicarbonic acid ((HO)C(O)SC(S)(OH)), OC,OC'-diethyl ester | 113993 | 39824
Disiloxane, 1,1,3,3-tetramethyl- | 113977 | 39825
Methanamine, N-methyl-, titanium(4+) salt (4:1) | 113969 | 39826
Heptanoic acid, 2-ethyl- | 113951 | 39827
Anthra[2,1,9-mna]naphth[2,3-h]acridine-5,10,15(16H)-trione | 113936 | 39828
1H-Benz[de]isoquinoline-1,3(2H)-dione, 6-methoxy-2-methyl- | 113910 | 39829
2-Propanol, 1,1'-(1,2-ethanediyldiimino)bis- | 113894 | 39830
3-Cyclohexene-1-ethanol, 4-methyl-.beta.-methylene- | 113886 | 39831
Thulium, [.mu.-[ethanedioato(2-)-.kappa.O1,.kappa.O2':.kappa.O1',.kappa.O2]]bis[ethanedioato(2-)-.kappa.O1,.kappa.O2]di- | 113878 | 39832
Holmium, [.mu.-[ethanedioato(2-)-.kappa.O1,.kappa.O2':.kappa.O1',.kappa.O2]]bis[ethanedioato(2-)-.kappa.O1,.kappa.O2]di- | 113860 | 39833
Europium, [.mu.-[ethanedioato(2-)-.kappa.O1,.kappa.O2':.kappa.O1',.kappa.O2]]bis[ethanedioato(2-)-.kappa.O1,.kappa.O2]di- | 113852 | 39834
Praseodymium, [.mu.-[ethanedioato(2-)-.kappa.O1,.kappa.O2':.kappa.O1',.kappa.O2]]bis[ethanedioato(2-)-.kappa.O1,.kappa.O2]di- | 113845 | 39835
Propanal, 3-(methylthio)- | 113829 | 39836
Oxirane, 2,3-dimethyl- | 113811 | 39837
Nickel, bis(2,4-pentanedionato-.kappa.O2,.kappa.O4)-, (SP-4-1)- | 113803 | 39838
Oxonium, triethyl-, (OC-6-11)-hexachloroantimonate(1-) (1:1) | 113795 | 39839
1H-Pyrrole, 2,3,4,5-tetraphenyl- | 113787 | 39840
1-Octanamine, N,N-dimethyl-, N-oxide | 105049 | 39841
Acetic acid, 2-(triphenylphosphoranylidene)-, methyl ester | 105031 | 39842
Dodecanoic acid, cadmium salt (2:1) | 105023 | 39843
Hexadecanoic acid, magnesium salt (2:1) | 105007 | 39844
1-Tetradecanaminium, N-(carboxymethyl)-N,N-dimethyl-, inner salt | 104992 | 39845
Hexanoic acid, 2-methylbutyl ester | 104984 | 39846
Tetradecanoic acid, hexadecyl ester | 104968 | 39847
Benzeneacetic acid, .alpha.-[(dimethoxyphosphinothioyl)thio]-, ethyl ester | 104943 | 39848
2-Propenoic acid, 3-[4-(acetyloxy)-3-methoxyphenyl]- | 104935 | 39849
1H-Isoindole-1,3(2H)-dione, 2-methyl-4-nitro- | 104919 | 39850
1H-Benzotriazole, 1-hydroxy- | 104893 | 39851
1-Piperidinecarboxaldehyde | 104885 | 39852
1-Octanone, 1-(4-hydroxyphenyl)- | 104869 | 39853
1-Pentanone, 1-(4-hydroxyphenyl)- | 104851 | 39854
Stannane, chlorotrioctyl- | 104836 | 39855
Diazene, 1,2-bis[4-(hexyloxy)phenyl]-, 1-oxide | 104828 | 39856
1,3-Naphthalenedisulfonic acid, 4-amino-5-hydroxy-6-[2-[4'-[2-(2-hydroxy-1-naphthalenyl)diazenyl]-3,3'-dimethoxy[1,1'-biphenyl]-4-yl]diazenyl]-, sodium salt (1:2) | 104802 | 39857
Carbonic acid, compd. with hydrazinecarboximidamide (1:1) | 104778 | 39858
Benzenamine, 4-[2-(4-nitrophenyl)diazenyl]-N-phenyl- | 104760 | 39859
Phenol, 3-methyl-4-nitro- | 104752 | 39860
Benzamide, N-(5-amino-2,4-dimethylphenyl)- | 104745 | 39861
Methanaminium, N-[4-[[4-(dimethylamino)phenyl][4-(phenylamino)-1-naphthalenyl]methylene]-2,5-cyclohexadien-1-ylidene]-N-methyl-, chloride (1:1) | 104711 | 39862
Pyridine, 2-chloro-3,5-dinitro- | 104695 | 39863
Benzamide, 3,5-dibromo-2-hydroxy-N-phenyl- | 104687 | 39864
Ethanamine, 2-bromo-, hydrobromide (1:1) | 104679 | 39865
Phosphinodithioic acid, P,P-dibutyl-, ammonium salt (1:1) | 104661 | 39866
Acetic acid, gallium salt (3:1) | 104638 | 39867
Acetic acid, thallium(3+) salt (3:1) | 104620 | 39868
1-Pentadecanamine | 104612 | 39869
Acetic acid, (2,4-dichlorophenoxy)-, compd. with 2,2',2"-nitrilotris[ethanol] (1:1) | 104604 | 39870
Glycine, N-benzoyl-N-methyl- | 104588 | 39871
1,3-Dioxolane, 4-methyl-2-phenyl- | 104562 | 39872
Ethanaminium, N,N,N-triethyl-, perchlorate (1:1) | 104554 | 39873
2,6-Octadiene, 1-methoxy-3,7-dimethyl-, (2E)- | 104539 | 39874
Phosphonic acid, P-(chloromethyl)- | 104521 | 39875
Silanediol, 1,1-diphenyl-, 1,1-diacetate | 104505 | 39876
Phenol, 2-ethoxy-4-methyl- | 104489 | 39877
Oxacycloundecane-2,11-dione | 104471 | 39878
2,5-Furandione, 3-dodecyldihydro- | 104463 | 39879
Methanol, calcium salt (2:1) | 104455 | 39880
Benzene, [2-(1-ethoxyethoxy)ethyl]- | 104430 | 39881
Cyclotetrasiloxane, 2,4,6,8-tetraethenyl-2,4,6,8-tetramethyl- | 104414 | 39882
Benzoic acid, 2-hydroxy-, 4-(1,1,3,3-tetramethylbutyl)phenyl ester | 104398 | 39883
Cyclohexanol, 5-methyl-2-(1-methylethyl)-, 1-acetate, (1S,2S,5R)- | 104380 | 39884
Silane, trimethoxy-2-propen-1-yl- | 104372 | 39885
Sulfur fluoride (SF6), (OC-6-11)- | 104364 | 39886
Phosphine sulfide, trioctyl- | 104356 | 39887
Benzo[1,2-c:4,5-c']dipyrrole-1,3,5,7(2H,6H)-tetrone | 104349 | 39888
Cyclohexadecanone | 104331 | 39889
Disulfide, dicyclohexyl | 104323 | 39890
2-Butanone, 3-methyl-4-phenyl- | 104315 | 39891
2-Butanone, 4-phenyl- | 104307 | 39892
5-Hepten-2-one, 3-ethyl-6-methyl- | 104299 | 39893
L-Phenylalanine, N-acetyl- | 95513 | 39894
1-Decanamine | 95505 | 39895
1-Dodecanamine, acetate (1:1) | 95497 | 39896
1-Tetradecanamine | 95489 | 39897
Butanoic acid, 2-oxo-, sodium salt (1:1) | 95463 | 39898
Benzeneacetonitrile, 4-chloro-.alpha.-(1-methylethyl)- | 95455 | 39899
Benzenemethanol, 4-methyl-.alpha.,.alpha.-bis(trifluoromethyl)- | 95430 | 39900
1H-Pyrazole-3-carboxylic acid, 4-[2-(2,5-dichlorophenyl)diazenyl]-4,5-dihydro-5-oxo-1-phenyl-, ethyl ester | 95414 | 39901
Carbamothioic acid, N,N-bis(2-methylpropyl)-, S-ethyl ester | 95398 | 39902
Acetic acid, (2,4-dichlorophenoxy)-, compd. with N-methylmethanamine (1:1) | 95380 | 39903
1,3-Pentadiene, (3E)- | 95372 | 39904
Ethanol, 2-amino-, hydrochloride (1:1) | 95364 | 39905
Benzenemethanol, .alpha.-(trichloromethyl)- | 95331 | 39906
1,3-Benzenedimethanol, .alpha.1,.alpha.1,.alpha.3,.alpha.3-tetramethyl- | 95323 | 39907
Silicic acid (H4SiO4), tetrakis(1-methylethyl) ester | 95307 | 39908
Tryptophan, N-acetyl-, 4-nitrophenyl ester | 95299 | 39909
Benzoyl chloride, 2,6-dimethoxy- | 95273 | 39910
9H-Fluorene-9-carboxylic acid | 95257 | 39911
Phenol, 4-heptyl- | 95232 | 39912
Hexanedioic acid, 1,6-bis[(4-methyl-7-oxabicyclo[4.1.0]hept-3-yl)methyl] ester | 95224 | 39913
Benzene, 1,3-dichloro-2-methoxy- | 95208 | 39914
Benzene, 1,2-dichloro-3-methoxy- | 95182 | 39915
Benzene, 1,4-dichloro-2-methoxy- | 95174 | 39916
1H-Imidazolium, 2-[2-(4-aminophenyl)diazenyl]-1,3-dimethyl-, methyl sulfate (1:1) | 95158 | 39917
2,4,6(1H,3H,5H)-Pyrimidinetrione, 1-(3-chlorophenyl)-3-methyl- | 95141 | 39918
Phosphonic dichloride, P-(chloromethyl)- | 95133 | 39919
Benzoic acid, 3,6-dichloro-2-methoxy-, sodium salt (1:1) | 95117 | 39920
Urea, N'-[4-(4-chlorophenoxy)phenyl]-N,N-dimethyl- | 95091 | 39921
Phenol, 4-[2-(3,3-dimethyl-3H-indol-2-yl)ethenyl]- | 95075 | 39922
Decanenitrile | 95067 | 39923
Heptane, 3-bromo- | 95042 | 39924
Heptane, 2-bromo- | 95034 | 39925
1,3,5-Triazine-2,4-diamine, 6-chloro-N2,N4-diphenyl- | 95026 | 39926
4-Pentenoic acid, ethyl ester | 95000 | 39927
9,10-Anthracenedione, 1-[(4,6-diphenoxy-1,3,5-triazin-2-yl)amino]- | 94987 | 39928
Ethanol, 2-[[2-[(2-aminoethyl)amino]ethyl]amino]- | 94961 | 39929
Phenol, 4,4'-oxybis- | 94953 | 39930
1,3-Benzenedicarboxylic acid, 5-nitro-, 1-methyl ester | 94938 | 39931
2-Oxetanone, 3,3-dimethyl- | 94920 | 39932
Benzoic acid, 3-amino-2,5-dichloro-, monosodium salt | 94904 | 39933
2,4,6(1H,3H,5H)-Pyrimidinetrione, 5-butyl- | 94896 | 39934
Butanoic acid, 3-chloro- | 94888 | 39935
L-Lyxose | 94862 | 39936
1-Propanesulfinothioic acid, S-propyl ester | 94854 | 39937
1,4-Benzenediol, 2-(1,1-dimethylethyl)- | 94847 | 39938
1,2-Cyclohexanediol, 1-methyl-4-(1-methylethenyl)- | 94839 | 39939
Ethanol, 2-[(2,4-dinitrophenyl)amino]- | 94821 | 39940
Benzothiazole, 2,2'-methylenebis- | 94813 | 39941
Glycine, N,N'-[(1,1-dioxido-3H-2,1-benzoxathiol-3-ylidene)bis[[6-hydroxy-2-methyl-5-(1-methylethyl)-3,1-phenylene]methylene]]bis[N-(carboxymethyl)-, sodium salt (1:4) | 94805 | 39942
Phenol, 4,4'-(octahydro-4,7-methano-5H-inden-5-ylidene)bis- | 94797 | 39943
Phenol, 4,4'-bicyclo[2.2.1]hept-2-ylidenebis- | 94789 | 39944
Phenol, 3-cyclohexyl- | 94771 | 39945
Hexadecane, 1-isocyanato- | 94763 | 39946
Nonane, 1-iodo- | 123265 | 39947
Heptane, 1-iodo- | 123257 | 39948
2,5-Thiophenedicarboxylic acid | 123240 | 39949
Butane, 2,2-dichloro- | 123232 | 39950
Eicosane, 1-bromo- | 123224 | 39951
Octadecanoic acid, 1,1'-(thiodi-2,1-ethanediyl) ester | 123216 | 39952
Dodecanoic acid, 1,1'-(thiodi-2,1-ethanediyl) ester | 123208 | 39953
Benzenamine, N-butylidene- | 123190 | 39954
Benzenamine, 5-chloro-2-methoxy-, hydrochloride (1:1) | 123182 | 39955
Benzenamine, 2-(phenylsulfonyl)- | 123174 | 39956
2-Naphthalenecarboxamide, N-(4-chloro-2,5-dimethoxyphenyl)-3-hydroxy- | 123166 | 39957
Butanamide, N-(6-ethoxy-2-benzothiazolyl)-3-oxo- | 123158 | 39958
Pyrimidine, 1,4,5,6-tetrahydro-1,2-dimethyl- | 123133 | 39959
Carbamimidothioic acid, pentyl ester, hydrobromide (1:1) | 123125 | 39960
2-Benzofurancarboxaldehyde | 123117 | 39961
2-Propenoic acid, 2-(phosphonooxy)-, potassium salt (1:1) | 123109 | 39962
Ethanesulfonic acid, 2-bromo-, sodium salt (1:1) | 123083 | 39963
Antimonate(1-), hexafluoro-, (OC-6-11)-, salt with N1,N1,N4,N4-tetrakis[4-(diethylamino)phenyl]-1,4-benzenediamine (1:1) | 123075 | 39964
Zinc, bis[O,O-bis(2-ethylhexyl) phosphorodithioato-.kappa.S,.kappa.S']-, (T-4)- | 123059 | 39965
Silanetriol, 1-methyl-, 1,1,1-triacetate | 123034 | 39966
D-Glucitol, 1,4:3,6-dianhydro-, 2,5-di-(9Z)-9-octadecenoate | 123018 | 39967
1-Propanamine, 3,3'-[oxybis(2,1-ethanediyloxy)]bis- | 122994 | 39968
2-Propenoic acid, 2-methyl-, ethenyl ester | 122986 | 39969
Phenol, 2-(1-phenylethyl)- | 122960 | 39970
Benzene, 1-(1-methylpropyl)-4-nitro- | 122952 | 39971
2-Buten-1-aminium, 4-chloro-N,N,N-trimethyl-, chloride (1:1) | 122937 | 39972
Phenol, 2,4-dinitro-, 1-acetate | 122911 | 39973
Pyridine, 2-(1-methylhydrazinyl)- | 122903 | 39974
Octanoic acid, 2-propen-1-yl ester | 122895 | 39975
Methanamine, N-hydroxy-, hydrochloride (1:1) | 122879 | 39976
Acetic acid, zirconium(4+) salt (4:1) | 122853 | 39977
Dodecanoic acid, phenyl ester | 122846 | 39978
Hexanoic acid, 6-bromo- | 122838 | 39979
2-Propenamide, N-(1,1,3,3-tetramethylbutyl)- | 122820 | 39980
1,3-Cyclohexadiene, 2-methyl-5-(1-methylethyl)-, (5R)- | 122804 | 39981
Propanenitrile, 3,3'-[(2,3-dihydroxypropyl)imino]bis- | 122788 | 39982
Dodecanoic acid, 2-hydroxyethyl ester | 122770 | 39983
3-Hexenoic acid | 122762 | 39984
Bisbenzimidazo[2,1-b:1',2'-j]benzo[lmn][3,8]phenanthroline-6,9-dione | 122747 | 39985
3,6-Acridinediamine, 2,7,9-trimethyl-, hydrochloride (1:1) | 122721 | 39986
Benzene, 1-iodo-2,4-dimethyl- | 122705 | 39987
1,4-Pentanediamine, N1,N1-bis(2-chloroethyl)-N4-(6-chloro-2-methoxy-9-acridinyl)-, hydrochloride (1:2) | 122697 | 39988
Propaneperoxoic acid | 122689 | 39989
3-Hexanol, 3,5-dimethyl- | 122663 | 39990
2-Furanmethanol, .alpha.-methyl- | 122648 | 39991
2-Furanmethanol, .alpha.-ethyl- | 122630 | 39992
Benzenaminium, N,N,N-trimethyl-, (tribromide) (1:1) | 122614 | 39993
Benzoic acid, 4-amino-, compd. with (2,5-dioxo-4-imidazolidinyl)urea (1:1) | 122606 | 39994
Methionine, N-acetyl-, compd. with N-(2,5-dioxo-4-imidazolidinyl)urea (1:1) | 122598 | 39995
Benzene, (chlorosilyl)- | 122580 | 39996
[3,3'-Bianthra[1,9-cd]pyrazole]-6,6'(1H,1'H)-dione, 1,1'-diethyl- | 122564 | 39997
Glycine, 1,1'-anhydride | 122549 | 39998
Dodecane, 1-isocyanato- | 122531 | 39999
9,10-Anthracenedione, 1,5-dihydroxy-4-[[3-(1-hydroxyethyl)phenyl]amino]-8-nitro- | 113779 | 40000
9,10-Anthracenedione, 1,8-dihydroxy-4-[[3-(1-hydroxyethyl)phenyl]amino]-5-nitro- | 113761 | 40001
Benzo[b]thiophen-3(2H)-one, 6-ethoxy-2-(6-ethoxy-3-oxobenzo[b]thien-2(3H)-ylidene)- | 113753 | 40002
1H-Indol-3-ol, 1-methyl-, 3-acetate | 113746 | 40003
1-Naphthalenesulfonic acid, 6-[2-(2,4-dimethyl-6-sulfophenyl)diazenyl]-5-hydroxy-, sodium salt (1:2) | 113738 | 40004
Pyridine, 2-methyl-5-phenyl- | 113720 | 40005
Cholest-5-en-3-ol (3.beta.)-, 3-nitrate | 113712 | 40006
Phosphoric acid, dimethyl 4-(methylthio)phenyl ester | 113704 | 40007
2-Propenoic acid, 2-methyl-, 1,1'-[2,2-bis[[(2-methyl-1-oxo-2-propen-1-yl)oxy]methyl]-1,3-propanediyl] ester | 113696 | 40008
Cobalt, bis[[2,3-butanedione di(oximato-.kappa.N)](1-)]-, (SP-4-1)- | 113670 | 40009
Samarium, [.mu.-[ethanedioato(2-)-.kappa.O1,.kappa.O2':.kappa.O1',.kappa.O2]]bis[ethanedioato(2-)-.kappa.O1,.kappa.O2]di- | 113662 | 40010
Acetonitrile, 2,2-dibromo- | 113654 | 40011
Methanaminium, N-[4-[[4-(cyclohexylamino)-1-naphthalenyl][4-(dimethylamino)phenyl]methylene]-2,5-cyclohexadien-1-ylidene]-N-methyl-, chloride (1:1) | 113647 | 40012
Phenol, 2-methoxy-4-nitro- | 113639 | 40013
Benzenamine, 4-[(4-aminophenyl)(4-imino-2,5-cyclohexadien-1-ylidene)methyl]-2-methyl- | 113613 | 40014
Tetradecane, 1,1,1,2,3,3,4,4,5,5,6,6,7,7,8,8,9,9,10,10,11,11,12,12,13,13,14,14-octacosafluoro-14-iodo-2-(trifluoromethyl)- | 113597 | 40015
1,10-Phenanthroline, 4,7-dimethyl- | 113571 | 40016
Butanedioic acid, 2-sulfo-, 1,4-dinonyl ester, sodium salt (1:1) | 113555 | 40017
Phenol, 4-ethyl-, 1-acetate | 113548 | 40018
Thiodiphosphoric acid ([(HO)2P(S)]2O), tetrapropyl ester | 113530 | 40019
2,4(1H,3H)-Pyrimidinedione, 5,6-diamino- | 113506 | 40020
Iodine, bis(acetato-.kappa.O)phenyl- | 113498 | 40021
5,9-Undecadien-2-ol, 6,10-dimethyl-, 2-acetate, (5E)- | 113472 | 40022
Phenol, 2,3,4,6-tetramethyl- | 113456 | 40023
1H-Benzimidazole, 5,6-dichloro-1-ethyl-2-methyl- | 113449 | 40024
Ethanol, niobium(5+) salt (5:1) | 113431 | 40025
Phenol, 2,2'-methylenebis[4-methyl- | 113415 | 40026
1,6-Hexanediamine, 2,4,4-trimethyl- | 113407 | 40027
1,4-Cyclohexanedimethanol, trans- | 113381 | 40028
Phenol, 2-methyl-, potassium salt (1:1) | 113365 | 40029
Tetradecanoic acid, tetradecyl ester | 113357 | 40030
Tetradecanoic acid, octadecyl ester | 113332 | 40031
Oxirane, 2-dodecyl- | 113316 | 40032
2-Butene-1,4-diol, 2,3-dibromo- | 113308 | 40033
Bicyclo[2.2.1]hept-5-ene-2,3-dicarboxylic acid, 1,4,5,6,7,7-hexachloro-, 2,3-di-2-propen-1-yl ester | 113282 | 40034
L-Aspartic acid, compd. with L-ornithine (1:1) | 113266 | 40035
Phenol, 4-[[(4-methoxyphenyl)methylene]amino]- | 113258 | 40036
Propane, 1,3-dibromo-2,2-bis(bromomethyl)- | 113233 | 40037
Phenol, 3-methyl-5-(1-methylethyl)- | 113225 | 40038
9,10-Anthracenedione, 5-amino-1,4-dichloro- | 113209 | 40039
Phenol, 2-[2-(6-methoxy-2-benzothiazolyl)diazenyl]-4-methyl- | 113183 | 40040
1,6-Hexanedione, 1,6-bis(hexahydro-2-oxo-1H-azepin-1-yl)- | 113167 | 40041
Propanenitrile, 3,3'-(1,2-ethanediyldiimino)bis- | 113159 | 40042
4,7,10,13,16-Pentaazanonadecanedinitrile | 113134 | 40043
Benzeneacetonitrile, 2,3,6-trichloro- | 113126 | 40044
Formamide, N-(2-methylphenyl)-, potassium salt (1:1) | 113118 | 40045
Benzene, 1,2-dichloro-3-nitro- | 113084 | 40046
Phenol, 3-methoxy-5-methyl- | 113076 | 40047
Furan, tetrahydro-2-(3-phenylpropyl)- | 113068 | 40048
Furan, 2-ethyl- | 113050 | 40049
6-Octen-3-one, 4,7-dimethyl- | 104281 | 40050
Silane, trichloro(3-chloropropyl)- | 104273 | 40051
Silane, triethoxy-2-propen-1-yl- | 104265 | 40052
Silane, triethoxypropyl- | 104257 | 40053
Benzene, [(triethoxysilyl)methyl]- | 104240 | 40054
1,4-Cyclohexanedimethanamine | 104232 | 40055
Methanone, [2-hydroxy-4-(2-propen-1-yloxy)phenyl]phenyl- | 104224 | 40056
Aziridine, 2-ethyl- | 104216 | 40057
2-Propenoic acid, 2-methyl-, tetradecyl ester | 104208 | 40058
2-Octenal, (2E)- | 104182 | 40059
Carbamimidothioic acid, 2-propen-1-yl ester, hydrochloride (1:1) | 104174 | 40060
2-Pyridinecarboxylic acid, 4-amino-3,5,6-trichloro-, monopotassium salt | 104158 | 40061
Acetic acid, (2,4,5-trichlorophenoxy)-, 2-butoxyethyl ester | 104141 | 40062
Phosphorodithioic acid, S-[2-(formylmethylamino)-2-oxoethyl] O,O-dimethyl ester | 104125 | 40063
Benzaldehyde, 4-ethoxy-3-hydroxy- | 104109 | 40064
Benzene, 1-methoxy-2-(1-methylethoxy)- | 104091 | 40065
Phenol, 2,3,4,5-tetrachloro-6-methoxy- | 104083 | 40066
Anthra[9,1,2-cde]benzo[rst]pentaphene-5,10-diol, 16,17-dimethoxy-, 5,10-bis(hydrogen sulfate), sodium salt (1:2) | 104067 | 40067
Methanaminium, N,N,N-trimethyl-, perchlorate (1:1) | 104059 | 40068
9H-Fluorene-9-carboxylic acid, 2-chloro-9-hydroxy-, methyl ester | 104034 | 40069
2-Imidazolidinone, 1,3-dinitro- | 104026 | 40070
Pyridinium, 1-octyl-, bromide (1:1) | 104000 | 40071
Benzenesulfonamide, N-(phenylsulfonyl)-, sodium salt (1:1) | 103986 | 40072
Propanoic acid, 2-nitro-, ethyl ester | 103960 | 40073
Silane, (3-chloropropyl)trimethoxy- | 103952 | 40074
2-Propenoic acid, 2-methyl-, 3-(trimethoxysilyl)propyl ester | 103937 | 40075
Oxirane, 2-[[3-(trimethoxysilyl)propoxy]methyl]- | 103929 | 40076
2-Naphthalenol, decahydro-, (2R,4aR,8aR)-rel- | 103903 | 40077
Phosphoric acid, dibutyl phenyl ester | 103887 | 40078
1,2-Benzenedicarboxylic acid, 1-(phenylmethyl) ester | 103879 | 40079
Benzamide, 2,2'-dithiobis- | 103853 | 40080
Propanenitrile, 3-(trimethoxysilyl)- | 103846 | 40081
Quinolinium, 1-methyl-, chloride (1:1) | 103820 | 40082
2H-Azepine, 3,4,5,6-tetrahydro-7-methoxy- | 103812 | 40083
Phosphorochloridic acid, diphenyl ester | 103796 | 40084
2-Pyridinecarboxylic acid, ethyl ester | 103788 | 40085
Phosphorochloridothioic acid, O,O-dipropyl ester | 103762 | 40086
Phosphorochloridothioic acid, O,O-diethyl ester | 103754 | 40087
Phosphorochloridothioic acid, O,O-dimethyl ester | 103747 | 40088
Cyclopentanone, 2-(3-methyl-2-buten-1-yl)- | 103739 | 40089
1-Butanol, 3-methoxy- | 103705 | 40090
Benzoic acid, 2-chloro-5-nitro- | 103697 | 40091
Benzoic acid, 5-chloro-2-nitro- | 103689 | 40092
Cyclopropanemethanamine | 103663 | 40093
Cyclopropanemethanol | 103655 | 40094
Phosphinodithioic acid, P,P-dicyclohexyl- | 103630 | 40095
Butanamide, 2-[2-(4-methyl-2-nitrophenyl)diazenyl]-3-oxo-N-phenyl- | 103622 | 40096
Phosphonothioic acid, P-methyl-, O,S-diethyl ester | 103606 | 40097
Cyclohexaneacetic acid, .alpha.-methyl-, ethyl ester | 103598 | 40098
Benzeneacetic acid, .alpha.-methyl-, ethyl ester | 103580 | 40099
Benzeneacetonitrile, .alpha.-(phenylmethylene)- | 103572 | 40100
Benzenesulfonic acid, 2,4,6-trinitro- | 103564 | 40101
Silane, 1,1'-(1,2-ethanediyl)bis[1,1,1-trichloro- | 103556 | 40102
Ethane, 1-chloro-2-isocyanato- | 94755 | 40103
1-Nonanaminium, N,N,N-trimethyl-, bromide (1:1) | 94748 | 40104
Cyclohexanol, 2-[4-(1,1-dimethylethyl)phenoxy]- | 94730 | 40105
Diazene, 1-(4-isocyanatophenyl)-2-phenyl- | 94722 | 40106
Ethanethiol, 2-(diethylamino)-, hydrochloride (1:1) | 94714 | 40107
Nonanediperoxoic acid | 94706 | 40108
1-Propanaminium, N,N,N-tripropyl-, bromide (1:1) | 94698 | 40109
1-Butanaminium, N,N,N-tributyl-, nitrate (1:1) | 94680 | 40110
Ethanaminium, N,N,N-triethyl-, nitrate (1:1) | 94672 | 40111
Phenol, 4-bromo-2,5-dichloro- | 94656 | 40112
Phenol, 2,3,4-trichloro-6-[(2,3,5-trichloro-6-hydroxyphenyl)methyl]- | 94649 | 40113
Glycine, N,N'-1,3-propanediylbis[N-(carboxymethyl)- | 94623 | 40114
1,3-Benzodioxole, 5-(chloromethyl)-6-propyl- | 94615 | 40115
2,7-Naphthalenedisulfonic acid, 4-amino-3-[2-[4'-[2-(2,4-diaminophenyl)diazenyl][1,1'-biphenyl]-4-yl]diazenyl]-5-hydroxy-6-(2-phenyldiazenyl)-, sodium salt (1:2) | 94599 | 40116
2,7-Naphthalenedisulfonic acid, 4,4'-[carbonylbis[imino(5-methoxy-2-methyl-4,1-phenylene)-2,1-diazenediyl]]bis[5-hydroxy-, sodium salt (1:4) | 94581 | 40117
Hydrazinecarboximidamide, hydrochloride (1:1) | 94573 | 40118
Cyanamide, N-cyano-, sodium salt (1:1) | 94557 | 40119
2-Naphthalenesulfonic acid, 6-hydroxy-5-(2-phenyldiazenyl)-, sodium salt (1:1) | 94532 | 40120
Nonanedioic acid, 1,9-bis(phenylmethyl) ester | 94516 | 40121
Acetic acid, 2-hydroxy-, potassium salt (1:1) | 94508 | 40122
Piperidine, 1,1'-(1,2-ethanediyl)bis- | 94490 | 40123
Propanoic acid, 2-(4-chloro-2-methylphenoxy)-, potassium salt | 94474 | 40124
Carbamothioic acid, dipropyl-, S-propyl ester | 94458 | 40125
Acetic acid, (2,4-dichlorophenoxy)-, 2-butoxyethyl ester | 94441 | 40126
Acetic acid, (2,4-dichlorophenoxy)-, propyl ester | 94425 | 40127
Acetic acid, (2,4-dichlorophenoxy)-, 3-(2-butoxyethoxy)propyl ester | 94417 | 40128
Acetic acid, (2,4-dichlorophenoxy)-, 3-butoxypropyl ester | 94391 | 40129
Acetic acid, (2,4-dichlorophenoxy)-, methyl ester | 94375 | 40130
Phenol, 4-bromo-, 1-acetate | 94367 | 40131
2H-Pyran, tetrahydro-2-(2-phenylethoxy)- | 94342 | 40132
1-Butanaminium, N,N,N-tributyl-, perchlorate (1:1) | 94334 | 40133
1H-Naphtho[2,3-c]pyran, 3,4,6,7,8,9-hexahydro-4,6,6,9,9-pentamethyl- | 94318 | 40134
Plumbane, tetrabutyl- | 94292 | 40135
1-Dodecanamine, N,N-dimethyl-, acetate (1:1) | 94284 | 40136
1,3,5-Triazine, 2,4,6-triphenoxy- | 94268 | 40137
2-Thiopheneacetic acid | 94243 | 40138
Acetamide, 2-chloro-N-(1-methylethyl)-N-phenyl- | 94235 | 40139
Benzoic acid, 3,6-dichloro-2-methoxy- | 94219 | 40140
Acetic acid, (2,4-dichlorophenoxy)-, 1-methylheptyl ester | 94201 | 40141
2,7-Naphthalenedisulfonic acid, 3,6-bis[2-(4-chloro-2-phosphonophenyl)diazenyl]-4,5-dihydroxy- | 94185 | 40142
1H-Pyrazole-3-carboxylic acid, 4,5-dihydro-5-oxo-1-phenyl-4-(2-phenyldiazenyl)-, ethyl ester | 94177 | 40143
Octanoic acid, tin(2+) salt (2:1) | 94151 | 40144
Ethanesulfonic acid, methyl ester | 94144 | 40145
1,3,5-Triazine-2,4-diamine, 6-chloro-N2,N2,N4-triethyl- | 94136 | 40146
4,4'-Bipyridinium, 1,1'-dimethyl-, dichloride | 94110 | 40147
2-Thiazolidinethione, 3-methyl- | 94102 | 40148
Benzenesulfonamide, N-butyl-4-methyl- | 94086 | 40149
2-Propanol, 2-methyl-, lithium salt (1:1) | 94078 | 40150
Ethanedioic acid, 1-ethyl ester, potassium salt (1:1) | 94052 | 40151
Benzoic acid, 2-amino-, hydrazide | 94037 | 40152
3-Buten-2-one, 3-methyl-4-phenyl- | 94029 | 40153
Cyclohexanol, 4-(1,1-dimethylethyl)-, 1-acetate, trans- | 94011 | 40154
Benzenaminium, N,N,N-trimethyl-, hydroxide (1:1) | 94003 | 40155
Hydrazinyl, 2,2-diphenyl-1-(2,4,6-trinitrophenyl)- | 93997 | 40156
2,5-Furandione, dihydro-3-octyl- | 122515 | 40157
2,5-Furandione, 3-hexadecyldihydro- | 122507 | 40158
Pentanoic acid, 4,4-bis(dodecylthio)- | 122499 | 40159
Phosphoric acid, tris(decyl) ester | 122481 | 40160
1,10-Phenanthroline, 5-chloro- | 122473 | 40161
1,10-Phenanthroline, 5-nitro- | 122465 | 40162
2,7-Naphthalenedisulfonic acid, 3,3'-[(3,3'-dimethoxy[1,1'-biphenyl]-4,4'-diyl)bis(2,1-diazenediyl)]bis[4,5-dihydroxy-, sodium salt (1:4) | 122457 | 40163
1H-Perimidine, 2,3-dihydro-2,2-dimethyl-6-[2-[4-(2-phenyldiazenyl)-1-naphthalenyl]diazenyl]- | 122440 | 40164
2,7-Naphthalenedisulfonic acid, 3-[2-[4-(acetylamino)phenyl]diazenyl]-4,5-dihydroxy-, sodium salt (1:2) | 122432 | 40165
Benzenesulfonic acid, 2-[2-(2-hydroxy-1-naphthalenyl)diazenyl]-5-[2-(4-sulfophenyl)diazenyl]-, sodium salt (1:2) | 122424 | 40166
1,3-Propanediol, 2,2-dimethyl-, 1,3-dibenzoate | 122416 | 40167
1,3-Propanediol, 2-[(benzoyloxy)methyl]-2-methyl-, 1,3-dibenzoate | 122408 | 40168
1,3-Propanediol, 2,2-bis[(benzoyloxy)methyl]-, 1,3-dibenzoate | 122390 | 40169
2H-1,4-Benzodiazepin-2-one, 7-chloro-5-(2-fluorophenyl)-1,3-dihydro-1-[3-(methylamino)propyl]-, hydrochloride (1:2) | 122382 | 40170
Carbonic acid, calcium potassium salt (2:1:2) | 122374 | 40171
Benzenesulfonic acid, 2,2'-(1,2-ethenediyl)bis[5-[[4-[bis(2-hydroxyethyl)amino]-6-(phenylamino)-1,3,5-triazin-2-yl]amino]-, sodium salt (1:2) | 122358 | 40172
L-Phenylalanine, N-[(1,1-dimethylethoxy)carbonyl]-, compd. with N-cyclohexylcyclohexanamine (1:1) | 122341 | 40173
2-Butene-2-sulfonic acid, 1,4-dihydroxy-, sodium salt (1:1) | 122325 | 40174
1-Propanaminium, N,N,N-triethyl-, iodide (1:1) | 122317 | 40175
Pyridinium, 1-(2,4-dinitrophenyl)-, chloride (1:1) | 122309 | 40176
Tetracontane | 122275 | 40177
Benzene, 1-methoxy-4-(1E)-1-propen-1-yl- | 122259 | 40178
Acetic acid, copper salt (1:?) | 122242 | 40179
Pentanamide, 2-amino-4-methyl-N-(4-nitrophenyl)-, (2S)- | 122226 | 40180
Phenazine, 5,10-dihydro-5-methyl-1,3-dinitro- | 122200 | 40181
1,4-Benzenediamine, N1,N4-dicyclohexyl- | 122184 | 40182
Benzenamine, 4-octyl-N-phenyl- | 122176 | 40183
3H-Pyrazol-3-one, 2,4-dihydro-5-methyl-2-phenyl-4-[(phenylamino)methylene]- | 122150 | 40184
2-Butenal | 122135 | 40185
1-Propanol, 2-phenoxy- | 122127 | 40186
4-Piperidinone, 2,2,6,6-tetramethyl-, oxime | 122119 | 40187
2-Butenoic acid, 4-(ethylamino)-4-oxo-, (2Z)- | 122093 | 40188
1,4-Piperazinedicarboxaldehyde | 122085 | 40189
Propanenitrile, 3,3'-(nitroimino)bis- | 122077 | 40190
Ethanol, 2,2'-[(1-methylethylidene)bis[(2,6-dibromo-4,1-phenylene)oxy]]bis- | 122051 | 40191
2H-Pyran-2,6(3H)-dione, dihydro-4,4-dimethyl- | 122044 | 40192
1,4-Piperazinedipropanenitrile | 122028 | 40193
2-Naphthalenecarboxamide, 3-hydroxy-4-[2-(4-methoxy-2-nitrophenyl)diazenyl]-N-phenyl- | 122002 | 40194
1,2-Ethanediamine, N1-(phenylmethyl)- | 121988 | 40195
Phenol, 2-(1,1-dimethylethyl)-5-(1-methylethyl)- | 121970 | 40196
1-Octanesulfonamide, N-ethyl-1,1,2,2,3,3,4,4,5,5,6,6,7,7,8,8,8-heptadecafluoro- | 121954 | 40197
4H-1-Benzopyran-4-one, 2-(4-methoxyphenyl)- | 121939 | 40198
1,3-Propanedione, 1-(2-hydroxyphenyl)-3-(4-methoxyphenyl)- | 121921 | 40199
Propanoic acid, 3,3'-thiobis-, 1,1'-dimethyl ester | 121905 | 40200
Phenol, 2,6-bis(1,1-dimethylethyl)-4-ethyl- | 121889 | 40201
Silanetriol, 1-ethenyl-, 1,1,1-triacetate | 121863 | 40202
Benzenemethanaminium, N-[4-[[4-(diethylamino)phenyl][4-[ethyl[(3-sulfophenyl)methyl]amino]phenyl]methylene]-2,5-cyclohexadien-1-ylidene]-N-ethyl-3-sulfo-, inner salt, sodium salt (1:1) | 121855 | 40203
Benzene, 1,1'-oxybis[4-isocyanato- | 121848 | 40204
Methylium, dichlorophenyl-, (OC-6-11)-hexachloroantimonate(1-) (1:1) | 121822 | 40205
3-Nonenoic acid | 121806 | 40206
1-Propanol, 2-amino-2-methyl-, hydrochloride (1:1) | 113043 | 40207
2-Butenedioic acid (2E)-, 1-butyl 4-(2-hydroxyethyl) ester | 113035 | 40208
Benzoic acid, 4-(2-hydroxyethoxy)-, methyl ester | 113027 | 40209
Benzenemethanaminium, N,N-dimethyl-N-phenyl-, chloride (1:1) | 113019 | 40210
2,4-Imidazolidinedione, 5,5-dimethyl-3-[(trichloromethyl)thio]- | 113001 | 40211
Benzenemethanol, .alpha.-[(1S)-1-aminoethyl]-, hydrochloride (1:1), (.alpha.R)- | 112995 | 40212
Butanoic acid, 2-bromo-, methyl ester | 112987 | 40213
Acetamide, N-ethenyl-N-methyl- | 112979 | 40214
Cyclododecane, 1,2,5,6,9,10-hexabromo- | 112961 | 40215
Benzenemethanol, 5-[1-methyl-1-[4-(2-oxiranylmethoxy)phenyl]ethyl]-2-(2-oxiranylmethoxy)- | 112953 | 40216
Ethane, (chloromethoxy)- | 112946 | 40217
3(2H)-Furanone, dihydro-2-methyl- | 112938 | 40218
Benzoic acid, 2,4-dihydroxy-6-methyl-, methyl ester | 112920 | 40219
Phenol, 4-chloro-2-(phenylmethyl)-, sodium salt (1:1) | 112912 | 40220
L-Ornithine, hydrochloride (1:1) | 112904 | 40221
3H-Pyrazol-3-one, 5-[(2,4-dichlorophenyl)amino]-2,4-dihydro-2-(2,4,6-trichlorophenyl)- | 112896 | 40222
Ethanol, 2-[[4-[2-(2-chloro-4-nitrophenyl)diazenyl]phenyl]ethylamino]- | 112870 | 40223
9,10-Anthracenedione, 1-(methylamino)-4-(phenylamino)- | 112854 | 40224
Ethanol, 2,2'-[[3-methyl-4-[2-(4-nitrophenyl)diazenyl]phenyl]imino]bis- | 112839 | 40225
Dodecanamide, N-[3-(dimethylamino)propyl]- | 112813 | 40226
1-Propanamine, 3-(diethoxymethylsilyl)- | 112805 | 40227
Peroxide, acetyl cyclohexylsulfonyl | 112789 | 40228
2-Propenoic acid, 2-methyl-, decyl ester | 112771 | 40229
Benzenesulfonamide, 3-[(5-amino-9,10-dihydro-4,8-dihydroxy-9,10-dioxo-1-anthracenyl)amino]- | 112755 | 40230
Benzenesulfonic acid, 2,4-diamino-, sodium salt (1:1) | 112748 | 40231
Propane, 1,2,2-trichloro- | 112714 | 40232
1H-Benzimidazole, 2-(dichloromethyl)-, hydrochloride (1:1) | 112706 | 40233
Cyclohexane, isocyanato- | 112680 | 40234
Thiophene, 2,5-dichloro- | 112672 | 40235
1,1'-Biphenyl, 4-(triphenylsilyl)- | 112664 | 40236
Cyclopentanone, compd. with octahydro-1,3,5,7-tetranitro-1,3,5,7-tetrazocine (1:1) | 112631 | 40237
Phosphonic acid, P-(chloromethyl)-, diethyl ester | 112623 | 40238
3-Pyridinecarboxylic acid, 6-amino- | 112615 | 40239
Benzenamine, 4-chloro-2-methyl-, hydrochloride (1:1) | 112599 | 40240
Hexanoic acid, 2-ethyl-, potassium salt (1:1) | 112581 | 40241
Phosphorous acid, bis(2-ethylhexyl) phenyl ester | 112573 | 40242
Butanedioic acid, 2,3-dihydroxy- (2R,3R)-, calcium salt (1:1) | 112557 | 40243
Benzenediazonium, 2-chloro-5-(4-chlorophenoxy)-4-(dimethylamino)-, trichlorozincate(1-) (1:1) | 112532 | 40244
1,4-Benzenedicarboxylic acid, compd. with 1,6-hexanediamine (1:1) | 112524 | 40245
3-Buten-2-one, 4-(4-methylphenyl)- | 112516 | 40246
3-Buten-2-one, 4-(4-hydroxyphenyl)- | 112490 | 40247
Octadecanoic acid, 12-hydroxy-, calcium salt (2:1) | 112474 | 40248
1,3-Benzenediol, 5-pentadecyl- | 112458 | 40249
Octane, 1-isocyanato- | 112441 | 40250
Butanoic acid, 4-chloro-, methyl ester | 112425 | 40251
Vanadium, oxobis(2,4-pentanedionato-.kappa.O2,.kappa.O4)-, (SP-5-21)- | 112417 | 40252
Phosphonic acid, P-phenyl-, bis(2-ethylhexyl) ester | 112409 | 40253
D-Glucopyranoside, methyl | 112383 | 40254
Pyrazine, 2-methoxy- | 112375 | 40255
Glycine, N,N'-(2-hydroxy-1,3-propanediyl)bis[N-(carboxymethyl)- | 112359 | 40256
Phenol, 2-(2H-benzotriazol-2-yl)-4-(1,1,3,3-tetramethylbutyl)- | 112334 | 40257
Benzoic acid, 3,5-dibromo-2-hydroxy- | 112318 | 40258
1,4-Benzenedisulfonic acid, 2-[2-[4-[2-[4-[2-[1-hydroxy-6-(phenylamino)-3-sulfo-2-naphthalenyl]diazenyl]-1-naphthalenyl]diazenyl]-6-sulfo-1-naphthalenyl]diazenyl]-, sodium salt (1:4) | 103549 | 40259
[1,2,4]Triazolo[1,5-a]pyrimidin-7-ol, 5-methyl- | 103531 | 40260
3-Pyridinecarboxamide, N-(phenylmethyl)- | 103523 | 40261
Butane, 1,1,1,2,3,4,4,4-octafluoro-2,3-bis(1,1,2,2,3,3,3-heptafluoropropoxy)- | 103515 | 40262
Disulfide, dioctadecyl | 103507 | 40263
4,7-Methano-1H-inden-5-ol, 3a,4,5,6,7,7a-hexahydro-, 5-acetate | 103499 | 40264
2-Propenoic acid, hexyl ester | 103481 | 40265
2-Propenoic acid, octyl ester | 103473 | 40266
2-Propenoic acid, heptyl ester | 103465 | 40267
7-Benzothiazolesulfonic acid, 2-[4-[[2-cyano-3-[4-[methyl(2-sulfoethyl)amino]phenyl]-1-oxo-2-propen-1-yl]amino]phenyl]-6-methyl-, sodium salt (1:2) | 103457 | 40268
Benz[a]anthracene-7,12-dione | 103440 | 40269
1-Pentanaminium, N,N,N-tripentyl-, iodide (1:1) | 103432 | 40270
2,5-Pyrrolidinedione, 1-[2-[(3-methylphenyl)amino]ethyl]- | 103424 | 40271
1H-Isoindole-1,3(2H)-dione, 2-[2-[ethyl(3-methylphenyl)amino]ethyl]- | 103408 | 40272
Benzoic acid, 4-[2-(4-hydroxyphenyl)diazenyl]- | 103382 | 40273
4-Hexen-3-one | 103374 | 40274
Phosphorodithioic acid, O,O-diethyl S-[2-(ethylsulfinyl)ethyl] ester | 103358 | 40275
Phenol, 4-[2-(4-ethoxyphenyl)diazenyl]- | 103341 | 40276
2-Propenoic acid, 2-methyl-, phenylmethyl ester | 103325 | 40277
2-Propenoic acid, phenylmethyl ester | 103317 | 40278
2-Propenoic acid, 2-methyl-, tridecyl ester | 103291 | 40279
Ethanol, 2-[(4-aminophenyl)sulfonyl]-, 1-(hydrogen sulfate) | 103275 | 40280
Ethanaminium, N,N,N-trimethyl-2-(1-oxobutoxy)-, iodide (1:1) | 103267 | 40281
Benzoic acid, 4-(octyloxy)- | 103242 | 40282
Benzene, 1-bromo-4-isocyanato- | 103234 | 40283
2(3H)-Benzothiazolethione, sodium salt (1:1) | 103218 | 40284
Benzenamine, N,N-dimethyl-4-[2-(4-nitrophenyl)diazenyl]- | 103200 | 40285
Ethanone, 2-bromo-1-(4-hydroxyphenyl)- | 103184 | 40286
Glycine, N,N-dimethyl-, hydrochloride (1:1) | 103168 | 40287
L-Glutamine, N2-acetyl- | 103150 | 40288
Thiourea, N,N,N'-trimethyl- | 103135 | 40289
Benzenesulfonyl fluoride, 3-(chlorosulfonyl)- | 103127 | 40290
Docosanoic acid, silver(1+) salt (1:1) | 103119 | 40291
Silane, trimethoxy- | 103093 | 40292
6H-Purin-6-one, 1,2,3,9-tetrahydro-2-thioxo- | 103085 | 40293
Pyridinium, 2-ethenyl-1-(2-propen-1-yl)-, bromide (1:1) | 103069 | 40294
Benzenamine, N,N-diethyl-4-(2-phenyldiazenyl)- | 103051 | 40295
1,2-Benzenedicarboxylic acid, 4,4'-carbonylbis- | 103036 | 40296
Ethanone, 1-(4-hydroxy-3,5-dimethoxyphenyl)- | 103010 | 40297
1H-Benz[de]isoquinoline-1,3(2H)-dione, 6-amino-2-(2,4-dimethylphenyl)- | 102996 | 40298
2-Propenoic acid, 4-hydroxybutyl ester | 102988 | 40299
C.I. Disperse Blue 3 | 102962 | 40300
9,10-Anthracenedione, 1,4-bis(methylamino)- | 102947 | 40301
Benzenamine, 2-methoxy-5-methyl-4-[2-(4-nitrophenyl)diazenyl]- | 102939 | 40302
Naphth[2',3':6,7]indolo[2,3-c]dinaphtho[2,3-a:2',3'-i]carbazole-5,10,15,17,22,24-hexone, 16,23-dihydro- | 102913 | 40303
3H-Indol-3-one, 5,7-dibromo-2-(5,7-dibromo-1,3-dihydro-3-oxo-2H-indol-2-ylidene)-1,2-dihydro- | 102905 | 40304
Undecane, 1-chloro- | 102889 | 40305
Pentadecasiloxane, dotriacontamethyl- | 102863 | 40306
Tetradecasiloxane, triacontamethyl- | 102855 | 40307
Tridecasiloxane, octacosamethyl- | 102848 | 40308
Dodecasiloxane, hexacosamethyl- | 102830 | 40309
1-Heptanamine, N-heptyl- | 102822 | 40310
Hydrazinium, 1-[[5-[[9,10-dihydro-9,10-dioxo-4-(methylamino)-1-anthracenyl]amino]-2,4-dimethylphenyl]methyl]-1,1-dimethyl-, chloride (1:1) | 102814 | 40311
Benzonitrile, 2,6-difluoro- | 93989 | 40312
1,3-Benzenedicarbonitrile, 2,4,5,6-tetrachloro- | 93971 | 40313
Acetic acid, 2-chloro-2,2-difluoro-, sodium salt (1:1) | 93963 | 40314
2-Propenoic acid, 2-[ethyl[(1,1,2,2,3,3,4,4,5,5,6,6,6-tridecafluorohexyl)sulfonyl]amino]ethyl ester | 93955 | 40315
1,3-Propanediamine, N3-(ethylcarbonimidoyl)-N1,N1-dimethyl- | 93948 | 40316
Ethanol, 2-(4-chlorophenoxy)- | 93930 | 40317
Ethanol, 2,2'-dithiobis- | 93922 | 40318
1,2-Ethanediol, 1-(dihydrogen phosphate) | 93914 | 40319
2-Cyclopenten-1-one, 3-bromo-2-hydroxy-4,4,5,5-tetramethyl- | 93906 | 40320
2-Cyclopenten-1-one, 2,3-dihydroxy-4,4,5,5-tetramethyl- | 93898 | 40321
Benzene, 1,1'-(1,1,2,2-tetramethyl-1,2-ethanediyl)bis- | 93880 | 40322
2-Propenoic acid, 2-methyl-, 2-chloroethyl ester | 93872 | 40323
Aluminum, dichloro(2-methylpropyl)- | 93856 | 40324
1-Propene, 1,1,2,3,3,3-hexachloro- | 93849 | 40325
Benzenesulfonothioic acid, sodium salt (1:1) | 93831 | 40326
Benzenesulfonic acid, dodecyl ester | 93815 | 40327
Benzonitrile, 2-amino- | 93799 | 40328
Carbonochloridic acid, phenyl ester | 93781 | 40329
2,5-Furandimethanol | 93765 | 40330
Piperidine, 4-(1,1-dimethylethyl)- | 93757 | 40331
Acetic acid, 2-(4-bromophenoxy)- | 93732 | 40332
Acetic acid, 2-(4-hydroxyphenoxy)- | 93724 | 40333
Benzeneacetic acid, 4-bromo- | 93716 | 40334
1-Butanethiol, 2-methyl- | 93690 | 40335
Acetic acid, 2-(4-methoxyphenoxy)- | 93682 | 40336
Silane, dichloromethyl-2-propen-1-yl- | 93666 | 40337
Trisiloxane, 1,1,1,3,5,5,5-heptamethyl- | 93658 | 40338
Decanedinitrile | 93641 | 40339
2H-Tetrazolium, 2,2'-(3,3'-dimethoxy[1,1'-biphenyl]-4,4'-diyl)bis[3,5-diphenyl-, chloride (1:2) | 93633 | 40340
Ethanaminium, N,N,N-trimethyl-2-[(1-oxobutyl)thio]-, iodide (1:1) | 93609 | 40341
Ethanaminium, 2-(acetylthio)-N,N,N-trimethyl-, iodide (1:1) | 93591 | 40342
Formic acid, 4-methylphenyl ester | 93575 | 40343
Benzenamine, 3-ethoxy-N,N-diethyl- | 93567 | 40344
2,6-Octadienoic acid, 3,7-dimethyl-, methyl ester, (2Z)- | 93542 | 40345
1-Hexanol, 6-(dimethylamino)- | 93534 | 40346
1,4-Benzenedicarboxylic acid, 2,3,5,6-tetrachloro-, dimethyl ester | 93518 | 40347
1-Hexanamine, 2-ethyl-N,N-bis(2-ethylhexyl)- | 93500 | 40348
1H-Indole, 1-hydroxy-2-phenyl- | 93492 | 40349
1,2-Propanediol, 1-phenyl- | 93468 | 40350
2-Imidazolidinone, 4,5-dihydroxy-1,3-bis(hydroxymethyl)- | 93450 | 40351
1,3,5-Triazin-2(1H)-one, tetrahydro-5-(2-hydroxyethyl)-1,3-bis(hydroxymethyl)- | 93435 | 40352
2(1H)-Pyrimidinone, tetrahydro- | 93427 | 40353
Urea, N,N''-1,2-ethanediylbis- | 93401 | 40354
Undecanedioic acid | 93393 | 40355
Acetic acid, 2-sulfo-, dodecyl ester, sodium salt (1:1) | 93377 | 40356
Octadecane, 1,1'-thiobis- | 93351 | 40357
Ethanol, 2-(1,3,2-oxathiastibolan-2-ylthio)- | 93344 | 40358
Methanone, [2-hydroxy-4-(octyloxy)phenyl]phenyl- | 93336 | 40359
9,11-Octadecadienoic acid | 93302 | 40360
2-Penten-1-ol, 2-methyl-, 1-acetate | 93294 | 40361
Formic acid, 2-propen-1-yl ester | 93286 | 40362
9-Octadecen-1-amine | 93278 | 40363
Cyclohexane, 1,2,3,4,5,6-hexabromo- | 93252 | 40364
Propanoic acid, 2-hydroxy-, compd. with 7-ethoxy-3,9-acridinediamine (1:1) | 93245 | 40365
Benzenesulfonic acid, 4-methyl-, ammonium salt (1:1) | 121798 | 40366
Acetic acid, 2,2-dichloro-, 1,1'-anhydride | 121772 | 40367
7-Benzothiazolesulfonic acid, 2-[2-(2,3-dihydro-1,3-dioxo-1H-inden-2-yl)-6-quinolinyl]-6-methyl-, sodium salt (1:1) | 121764 | 40368
Decanedioic acid, 1,10-dinonyl ester | 121756 | 40369
9,10-Anthracenedione, 1,1'-[(6-phenyl-1,3,5-triazine-2,4-diyl)diimino]bis- | 121749 | 40370
1,10-Undecadiyne | 121731 | 40371
1H-Benz[de]isoquinoline-1,3(2H)-dione, 6-bromo-2-methyl- | 121723 | 40372
Butanamide, 2-chloro-N-methyl-3-oxo- | 121715 | 40373
Propanamide, 3,3',3''-phosphinylidynetris- | 121707 | 40374
2H-1-Benzopyran-2-one, 7-hydroxy-4,8-dimethyl- | 121699 | 40375
Tetrasulfide, dioctyl | 121681 | 40376
Hydrazinecarboxylic acid, ethyl ester | 121673 | 40377
1,2-Hydrazinedicarboxylic acid, 1,2-diethyl ester | 121665 | 40378
Butanoic acid, 2-methoxyphenyl ester | 121657 | 40379
Benzeneacetic acid, 2-methoxyphenyl ester | 121640 | 40380
2-Propanamine, N-(1-methylethyl)-, lithium salt (1:1) | 121632 | 40381
Butanenitrile, 2-hydroxy-2-methyl- | 121624 | 40382
Silane, dichloro- | 121616 | 40383
2H-1-Benzopyran-2-one, 7-amino-3-phenyl- | 121608 | 40384
Butanamide, 2-[2-(4-chloro-2-nitrophenyl)diazenyl]-3-oxo-N-phenyl- | 121590 | 40385
3H-Pyrazol-3-one, 2-(4-aminophenyl)-5-ethoxy-2,4-dihydro- | 121574 | 40386
9,10-Anthracenedione, 4,8-diamino-2-[4-(benzoyloxy)phenyl]-1,5-dihydroxy- | 121558 | 40387
Phosphoramidothioic acid, (1-iminoethyl)-, O,O-bis(4-chlorophenyl) ester | 121533 | 40388
Decane, 1,10-dibromo- | 121517 | 40389
2,5-Furandione, dihydro-3-methyl- | 121509 | 40390
Cyclohexane, 5-isocyanato-1-(isocyanatomethyl)-1,3,3-trimethyl- | 121491 | 40391
1,2-Ethanediamine, N1,N1-bis(2-aminoethyl)- | 121475 | 40392
Piperidine, 1-phenyl- | 121459 | 40393
Benzoic acid, 4-(acetylamino)-5-chloro-2-methoxy-, methyl ester | 121442 | 40394
2-Butanone, 3-chloro- | 121426 | 40395
1,3,2-Dioxaphosphorinane, 5,5-dimethyl-, 2-oxide | 121418 | 40396
1,3,2-Dioxaphosphorinane, 2,2'-oxybis[5,5-dimethyl-, 2,2'-disulfide | 121392 | 40397
Propanoyl fluoride, 2,3,3,3-tetrafluoro-2-[1,1,2,2-tetrafluoro-2-(fluorosulfonyl)ethoxy]- | 121376 | 40398
2-Buten-1-ol, (2Z)- | 121368 | 40399
Tetradecanoic acid, magnesium salt (2:1) | 121343 | 40400
[1,1'-Biphenyl]-4-amine, 3-nitro- | 121335 | 40401
Boron, (4-chlorobenzenamine-.kappa.N)trifluoro-, (T-4)- | 121327 | 40402
Boron, [2-(ethoxy-.kappa.O)ethanolato-.kappa.O]difluoro-, (T-4)- | 121319 | 40403
Benzenesulfonyl isocyanate, 4-methyl- | 121293 | 40404
3-Pentanamine, 2,4-dimethyl- | 121285 | 40405
Methanol, 1,1'-oxybis-, 1,1'-diacetate | 121277 | 40406
Nonanedioic acid, 1,9-dihydrazide | 121251 | 40407
2-Propyn-1-amine, N,N-diethyl- | 121236 | 40408
1-Aziridinepropanenitrile, .beta.-methyl- | 121228 | 40409
Propanoic acid, calcium salt (2:1) | 121202 | 40410
Acetamide, N-[1,1'-biphenyl]-4-yl- | 121194 | 40411
Ethanone, 1,1'-[1,1'-biphenyl]-4,4'-diylbis[2-bromo- | 121178 | 40412
Ethenone, 2-(trimethylsilyl)- | 121160 | 40413
Benzoic acid, 5-chloro-2-hydroxy-, methyl ester | 121145 | 40414
3,6,9,12-Tetraazatetradecane-1,14-diamine | 121137 | 40415
Phenol, 2,2'-methylenebis[6-cyclohexyl-4-methyl- | 121111 | 40416
Octadecanoic acid, 2-sulfo-, 1-methyl ester, sodium salt (1:1) | 121095 | 40417
Propanenitrile, 3,3'-[[4-[2-(2-chloro-4-nitrophenyl)diazenyl]phenyl]imino]bis- | 121079 | 40418
Benzamide, 2,4-dihydroxy- | 112300 | 40419
3-Phorbinepropanoic acid, 9-ethenyl-14-ethyl-13-formyl-21-(methoxycarbonyl)-4,8,18-trimethyl-20-oxo-, (2E,7R,11R)-3,7,11,15-tetramethyl-2-hexadecen-1-yl ester, (3S,4S,21R)- | 112284 | 40420
Glycine, N,N'-[(3',6'-dihydroxy-3-oxospiro[isobenzofuran-1(3H),9'-[9H]xanthene]-2',4'-diyl)bis(methylene)]bis[N-(carboxymethyl)- | 112276 | 40421
1-Naphthalenesulfonic acid, 3-hydroxy-4-[2-(2-hydroxy-5-methylphenyl)diazenyl]- | 112268 | 40422
Silane, (chloromethyl)dimethyl- | 112250 | 40423
Bicyclo[2.2.1]heptane-1-methanesulfonic acid, 7,7-dimethyl-2-oxo-, (1S,4R)- | 112243 | 40424
Methanesulfonamide | 112235 | 40425
2-Pentenoic acid, 2-methyl- | 112227 | 40426
Phenol, 2-(2H-benzotriazol-2-yl)-4-dodecyl- | 112219 | 40427
Thiophene, 2,5-dibromo- | 112201 | 40428
Thiophene, 2,3,5-tribromo- | 112193 | 40429
Ethanol, 2-methoxy-, sodium salt (1:1) | 112185 | 40430
2-Propenoic acid, 2-methyl-, 2-thiiranylmethyl ester | 112177 | 40431
Benzo[b]thiophen-3(2H)-one, 2-(phenylmethylene)- | 112169 | 40432
Quinoxaline, 2,3-bis(bromomethyl)- | 112151 | 40433
Phosphoric acid, dipentyl ester | 112144 | 40434
Acetamide, N-(3-isothiocyanatophenyl)- | 112136 | 40435
Decanedioic acid, 1,10-di-2-propen-1-yl ester | 112128 | 40436
Phosphonic acid, P-[[3,5-bis(1,1-dimethylethyl)-4-hydroxyphenyl]methyl]-, dioctadecyl ester | 112110 | 40437
Benzaldehyde, 3-bromo- | 112102 | 40438
Benzofuran, 2-ethyl- | 112086 | 40439
Asparagine | 112078 | 40440
Octanoic acid, iron(3+) salt (3:1) | 112060 | 40441
Benzoic acid, compd. with cyclohexanamine (1:1) | 112045 | 40442
Cyclohexanamine, N-cyclohexyl-, nitrite (1:1) | 112037 | 40443
Hexanoic acid, 5-oxo- | 112029 | 40444
Diplumbane, 1,1,1,2,2,2-hexaphenyl- | 112003 | 40445
3-Hexene, 2,2-dimethyl- | 111997 | 40446
Butanoic acid, 1-naphthalenyl ester | 111971 | 40447
Benzothiazolium, 3-(carboxymethyl)-2-methyl-, bromide (1:1) | 111955 | 40448
Phenol, 3-methyl-4-(methylthio)- | 111948 | 40449
Benzothiazolium, 3-ethyl-2-methyl-, iodide (1:1) | 111922 | 40450
Phosphonium, tetrabutyl-, bromide (1:1) | 111906 | 40451
Acetic acid, 2-(4-nonylphenoxy)- | 111898 | 40452
Benzoic acid, 5-methyl-2-nitro- | 111872 | 40453
Benzoic acid, 3-methyl-4-nitro- | 111864 | 40454
Benzenediazonium, 2,5-dimethoxy-, tetrafluoroborate(1-) (1:1) | 111849 | 40455
2-Butenedioic acid (2Z)-, sodium salt (1:1) | 111823 | 40456
Butanedioic acid, 2-hydroxy-, sodium salt (1:?) | 111815 | 40457
Glycine, N-(1,3-dioxobutyl)- | 111807 | 40458
8-Cyclohexadecen-1-one | 111781 | 40459
Sulfuric acid, monododecyl ester, magnesium salt (2:1) | 111773 | 40460
Butanedioic acid, 2,3-dihydroxy- (2R,3R)-, ammonium salt (1:1) | 111765 | 40461
Stannane, chlorotricyclohexyl- | 111740 | 40462
1,4-Methanonaphthalene-5,8-diol, 1,4-dihydro- | 111724 | 40463
1,4-Naphthalenediol, 5,8-dihydro- | 111716 | 40464
1,6-Hexanediol, 2,4,4-trimethyl- | 111690 | 40465
1,6-Hexanediol, 2,2,4-trimethyl- | 111682 | 40466
Quino[2,3-b]acridine-7,14-dione, 2,9-dichloro-5,12-dihydro- | 111666 | 40467
Quino[2,3-b]acridine-7,14-dione, 4,11-dichloro-5,12-dihydro- | 111658 | 40468
1-Piperidinepropanenitrile | 111633 | 40469
Methanone, 1,1'-(4,6-dihydroxy-1,3-phenylene)bis[1-phenyl- | 111617 | 40470
1-Propanol, titanium(4+) salt (4:1) | 111609 | 40471
Dodecane, 1,1'-thiobis- | 102798 | 40472
Boric acid (H3BO3), tricyclohexyl ester | 102780 | 40473
Boric acid (H3BO3), trioctyl ester | 102772 | 40474
Phenol, 2-[(4-hydroxyphenyl)methyl]- | 102764 | 40475
Phenol, 2,2'-methylenebis- | 102756 | 40476
Ethanone, 1-(1H-imidazol-1-yl)- | 102749 | 40477
1-Butanol, 3-methyl-, 1-(dihydrogen phosphate) | 102731 | 40478
Propanenitrile, 3,3',3''-[1,2,3-propanetriyltris(oxy)]tris- | 102723 | 40479
Xanthylium, 3,6-bis(methylamino)-, chloride (1:1) | 102715 | 40480
Benzenamine, 4,4'-carbonimidoylbis[N,N-dimethyl-, hydrochloride (1:1) | 102707 | 40481
Phosphorothioic acid, O-(2-chloro-4-nitrophenyl) O,O-dimethyl ester | 102699 | 40482
2-Undecenal | 102681 | 40483
2-Heptenal | 102673 | 40484
2-Nonenal | 102665 | 40485
1,3-Dioxolan-2-one, 4-(chloromethyl)- | 102657 | 40486
9-Octadecenoic acid, methyl ester | 102640 | 40487
Oxirane, 2-[(dodecyloxy)methyl]- | 102632 | 40488
2,5-Cyclohexadiene-1,4-dione, 2,5-bis(1,1-dimethylethyl)- | 102616 | 40489
Benzaldehyde, 2-hydroxy-3,5-dinitro- | 102608 | 40490
4-Pyridinecarboxylic acid, methyl ester | 102582 | 40491
2-Pyridinecarboxylic acid, methyl ester | 102574 | 40492
Hexanoic acid, 2-ethyl-, strontium salt (2:1) | 102558 | 40493
Benzene, 1-methoxy-2,4-bis(1-phenylethyl)- | 102533 | 40494
Decane, 1,1'-oxybis- | 102525 | 40495
2-Propenoic acid, 2-methyl-, (tetrahydro-2-furanyl)methyl ester | 102509 | 40496
Cyclopentane, 1,3-dimethyl- | 102491 | 40497
Dodecanoic acid, zinc salt (2:1) | 102483 | 40498
1,3,5-Triazine-2,4,6(1H,3H,5H)-trione, 1,3,5-tris(2-oxiranylmethyl)- | 102467 | 40499
2-Propyn-1-amine | 102459 | 40500
1,2-Diazenedicarboxylic acid, 1,2-diphenyl ester | 102434 | 40501
Phenol, 4-hexyl- | 102418 | 40502
2H-1-Benzopyran-2-one, 7-methyl- | 102400 | 40503
Butanoic acid, 3-methyl-, 2-methylbutyl ester | 102384 | 40504
Propanoic acid, hexyl ester | 102376 | 40505
Butanoic acid, 2-methyl-, 2-methylpropyl ester | 102368 | 40506
Nonanamide, N-[(4-hydroxy-3-methoxyphenyl)methyl]- | 102343 | 40507
1-Octen-3-ol, 3-acetate | 102327 | 40508
Silane, trichloro(1-chloroethenyl)- | 102319 | 40509
Glycine, N,N-bis(phosphonomethyl)- | 102293 | 40510
1-Octanamine, N-methyl- | 102277 | 40511
2-Propenoic acid, 2-(dimethylamino)ethyl ester | 102269 | 40512
1,3-Dithiolo[4,5-b]quinoxalin-2-one, 6-methyl- | 102244 | 40513
Benzeneacetic acid, 2,3,6-trichloro-, sodium salt (1:1) | 102236 | 40514
1-Butanol, 2-methyl-, 1-propanoate | 102210 | 40515
6-Oxabicyclo[3.2.1]oct-3-ene, 4,7,7-trimethyl- | 102202 | 40516
1-Tridecene | 102186 | 40517
Dodecanoic acid, ammonium salt (1:1) | 102160 | 40518
1,6-Octadiene, 3,7-dimethyl- | 102152 | 40519
2,4(3H,5H)-Pyrimidinedione, 5-diazo- | 102145 | 40520
Furan, 2-heptyltetrahydro- | 102129 | 40521
Undecanoic acid, 11-amino- | 102111 | 40522
Butanethioic acid, 3-methyl-, S-(1-methylpropyl) ester | 102103 | 40523
Decanedioic acid, 1,10-didecyl ester | 102087 | 40524
Benzene, 2,4-dichloro-1-(4-nitrophenoxy)- | 93237 | 40525
2,4,6(1H,3H,5H)-Pyrimidinetrione, 1-(3-chlorophenyl)-5-[2-(4-methoxy-2-nitrophenyl)diazenyl]-3-methyl- | 93211 | 40526
Silane, trimethyl[(1-methylethenyl)oxy]- | 93203 | 40527
Benzene, [(chloromethyl)dimethylsilyl]- | 93195 | 40528
Benzene, [(chlorodimethylsilyl)methyl]- | 93187 | 40529
Disiloxane, 1,1,3,3-tetramethyl-1,3-bis(phenylmethyl)- | 93179 | 40530
Phosphonic acid, methyl-, mono(1-methylethyl) ester | 93161 | 40531
Phosphonitrile chloride | 93153 | 40532
2,5-Cyclohexadiene-1,4-dione, 1-[O-(phenylsulfonyl)oxime] | 93146 | 40533
2-Propenoic acid, 2-methyl-, 1,1'-(2-hydroxy-1,3-propanediyl) ester | 93138 | 40534
2-Anthracenecarboxamide, 3-hydroxy-N-(2-methylphenyl)- | 93120 | 40535
Pentanedioic acid, 3-oxo-, 1,5-dimethyl ester | 93112 | 40536
Disiloxane, 1,1,1,3,3,3-hexaphenyl- | 93104 | 40537
7-Benzothiazolesulfonic acid, 2,2'-(1-triazene-1,3-diyldi-4,1-phenylene)bis[6-methyl-, sodium salt (1:2) | 93096 | 40538
Magnesium, bromoethenyl- | 93088 | 40539
Acetamide, N-ethyl-N-(4-nitrophenyl)- | 93070 | 40540
Silane, chloromethoxydimethyl- | 93054 | 40541
Silane, trimethylpropoxy- | 93047 | 40542
Silane, methoxytrimethyl- | 93021 | 40543
Benzene, (ethoxydimethylsilyl)- | 93013 | 40544
Naphthalene, 1,5-dichloro- | 92999 | 40545
2-Pyridinamine, 6-methyl- | 92981 | 40546
Benzeneacetonitrile, .alpha.-methyl- | 92973 | 40547
2-Propenoic acid, 2-methyl-, 3-(4-benzoyl-3-hydroxyphenoxy)-2-hydroxypropyl ester | 92957 | 40548
Benzenebutanoic acid | 92932 | 40549
Benzoic acid, 3,3'-thiobis[6-hydroxy- | 92924 | 40550
Bicyclo[3.1.1]hept-3-en-2-ol, 4,6,6-trimethyl-, (1R,2S,5R)-rel- | 92908 | 40551
Benzene, (octyloxy)- | 92882 | 40552
1,4-Benzenedicarboxylic acid, 1-butyl ester | 92874 | 40553
Pentane, 2-ethoxy- | 92858 | 40554
Benzene, 1,1'-methylenebis[4-nitro- | 92841 | 40555
Phenol, 4-methyl-2,6-bis(1-phenylethyl)- | 92825 | 40556
Pyridine, 3,6-dichloro-2-(trichloromethyl)- | 92809 | 40557
Benzene, 1,4-dimethyl-2-[(4-methylphenyl)sulfonyl]- | 92791 | 40558
Quinoline, 1,2-dihydro-2,2,4,7-tetramethyl- | 92775 | 40559
Phosphonic acid, dibutyl ester | 92759 | 40560
Phosphonic acid, dioctyl ester | 92742 | 40561
Pentane, 3-bromo- | 92734 | 40562
Phenol, 2,4-dioctyl- | 92718 | 40563
[1,1'-Biphenyl]-2,2'-diol | 92692 | 40564
Phenol, 4-octyl- | 92684 | 40565
Cyclopentane, 1,1,2,2,3,3,4,4,5-nonafluoro-5-(trifluoromethyl)- | 92668 | 40566
Phosphoric acid, dipropyl ester | 92650 | 40567
Pyridine, 3-(3-phenylpropyl)- | 92635 | 40568
Acetic acid, 2-(4-nitrophenoxy)- | 92619 | 40569
Benzeneacetic acid, 2-propen-1-yl ester | 92601 | 40570
Benzoic acid, 5-[(3-carboxy-5-methyl-4-oxo-2,5-cyclohexadien-1-ylidene)(2,6-dichlorophenyl)methyl]-2-hydroxy-3-methyl-, sodium salt (1:2) | 92585 | 40571
Propane, 2-isocyanato- | 92577 | 40572
Cyclohexane, tetradecyl- | 92569 | 40573
Cyclohexane, decyl- | 92544 | 40574
Cyclohexane, octyl- | 92536 | 40575
Titanium, dibutoxydichloro-, (T-4)- | 92510 | 40576
1H,3H-Naphtho[1,8-cd]pyran-1,3-dione, 6-chloro- | 121053 | 40577
Benzoyl chloride, 3-(chlorosulfonyl)- | 121046 | 40578
[1,1'-Bianthracene]-9,9',10,10'-tetrone, 4,4'-diamino- | 121020 | 40579
2-Hexene, (2E)- | 121012 | 40580
Benzene, 1,4-diisothiocyanato- | 120998 | 40581
Octadecanamide, N-[2-[[2-[[2-[(2-aminoethyl)amino]ethyl]amino]ethyl]amino]ethyl]- | 120972 | 40582
Dodecanoic acid, magnesium salt (2:1) | 120964 | 40583
Imidodicarbonic diamide, N,N',2-tris(6-isocyanatohexyl)- | 120949 | 40584
Disulfide, bis(2-methylphenyl) | 120931 | 40585
Acetamide, N-(2-chloro-5-nitrophenyl)- | 120923 | 40586
1,2-Benzenedicarboxamide, N1,N2-bis(9,10-dihydro-9,10-dioxo-1-anthracenyl)- | 120915 | 40587
Benzenesulfonic acid, 2,2'-(1,2-ethenediyl)bis[5-[[4-[bis(2-hydroxyethyl)amino]-6-chloro-1,3,5-triazin-2-yl]amino]-, sodium salt (1:2) | 120907 | 40588
Silane, chlorodimethyl-2-propen-1-yl- | 120899 | 40589
Butanoic acid, 2-hydroxy-3,3-dimethyl- | 120881 | 40590
Acetyl chloride, 2-(chlorosulfonyl)- | 120873 | 40591
Benzoic acid, 3-(chlorosulfonyl)- | 120865 | 40592
1-Propene-1,2,3-tricarboxylic acid, (1E)- | 120857 | 40593
Propanenitrile, 3,3',3''-phosphinidynetris- | 120840 | 40594
Propanenitrile, 3,3'-phosphinidenebis- | 120832 | 40595
Cyclopropanecarbonyl chloride | 120824 | 40596
Hexadecanoic acid, 2-sulfo-, 1-methyl ester, sodium salt (1:1) | 120816 | 40597
Tetradecanoic acid, 2-sulfo-, 1-methyl ester, sodium salt (1:1) | 120808 | 40598
Dodecanoic acid, 2-sulfo-, 1-methyl ester, sodium salt (1:1) | 120790 | 40599
Oxirane, 2-[(1-methylethoxy)methyl]- | 120782 | 40600
Oxirane, 2-(ethoxymethyl)- | 120774 | 40601
Titanium, trichloromethoxy-, (T-4)- | 120766 | 40602
1,2-Ethanediamine, N1,N2-bis(1-methylethyl)- | 120741 | 40603
Benzene, (1-methoxyethyl)- | 120733 | 40604
2-Naphthalenol, 1-[2-(8-quinolinyl)diazenyl]- | 120717 | 40605
Phosphine, bis(2-methylpropyl)- | 120709 | 40606
Benzenethiol, 2,5-dimethyl- | 120683 | 40607
1-Butanol, potassium salt (1:1) | 120667 | 40608
9,12-Octadecadienamide, (9Z,12Z)- | 120659 | 40609
Acetic acid, 2-[(3-methylphenyl)thio]- | 120642 | 40610
4-Pyrimidinecarboxylic acid, 1,2,3,6-tetrahydro-5-methyl-2,6-dioxo- | 120634 | 40611
2H-1-Benzopyran-2-one, 7-(acetyloxy)-4,8-dimethyl-6-(2-propen-1-yl)- | 120618 | 40612
Phosphoric acid, monooctyl ester | 120592 | 40613
Naphtho[2,1-b]thiophen-1(2H)-one, 2-(1-oxonaphtho[2,1-b]thien-2(1H)-ylidene)- | 120576 | 40614
9,10-Anthracenedione, 1-hydroxy-4-[[4-(2-oxo-1-pyrrolidinyl)phenyl]amino]- | 120568 | 40615
Phosphorothioic trichloride | 120543 | 40616
Trisiloxane, 1,3,3,5-tetramethyl-1,1,5,5-tetraphenyl- | 120527 | 40617
Acetic acid, 2,2,2-trichloro-, 1-methylethyl ester | 120501 | 40618
Ethanol, 2-(2-propyn-1-yloxy)- | 120493 | 40619
Benzene, 1-chloro-4-(1,1-dimethylethyl)- | 120485 | 40620
1,3-Cyclohexanedicarboxylic acid | 120469 | 40621
Peroxide, 1,1-dimethylethyl trimethylsilyl | 120444 | 40622
1,3-Benzenedicarboxylic acid, 5-sulfo-, 1,3-dimethyl ester, sodium salt (1:1) | 120436 | 40623
2,7-Naphthalenedisulfonic acid, 4-amino-5-hydroxy-, sodium salt (1:2) | 120410 | 40624
Benzene, 1-(bromomethyl)-3-nitro- | 120394 | 40625
1,4-Benzenediamine, N1,N1,N4,N4-tetrakis[4-(diethylamino)phenyl]- | 120378 | 40626
[1,1'-Biphenyl]-4-carboxamide, N-[9,10-bis(sulfooxy)-1-anthracenyl]-, sodium salt (1:2) | 120360 | 40627
Benzene, 1,2,4-trichloro-5-(chloromethyl)- | 120345 | 40628
Ethanol, titanium(4+) salt (4:1) | 111591 | 40629
Methanaminium, N-[4-[[4-(dimethylamino)phenyl](2-hydroxy-3,6-disulfo-1-naphthalenyl)methylene]-2,5-cyclohexadien-1-ylidene]-N-methyl-, inner salt, sodium salt (1:1) | 111583 | 40630
1,4-Benzenediamine, N1-(1-methylethyl)-N1-phenyl- | 111567 | 40631
Methanol, 1-(2-methylpropoxy)- | 111559 | 40632
1-Butanol, aluminum salt (3:1) | 111534 | 40633
Sulfonium, trimethyl-, bromide (1:1) | 111526 | 40634
Phosphine oxide, trihexyl- | 111518 | 40635
Thiourea, N,N'-bis(hydroxymethyl)- | 111492 | 40636
Oxirane, 2-(2,2,2-trichloroethyl)- | 111484 | 40637
1,2-Ethanediamine, N1,N2-bis[2-(dimethylamino)ethyl]-N1,N2-dimethyl- | 111476 | 40638
1,3-Dioxa-2-silacyclopentane, 2,2,4,4,5,5-hexamethyl- | 111468 | 40639
1,4-Benzenediamine, N1,N4-bis(1,4-dimethylpentyl)- | 111450 | 40640
1,7-Tetrasiloxanediol, 1,1,3,3,5,5,7,7-octamethyl- | 111443 | 40641
1,4-Benzenediamine, N1-(1,4-dimethylpentyl)-N4-phenyl- | 111435 | 40642
1,3-Dioxane, 2-hexyl-4-methyl- | 111427 | 40643
Decane, 1-(methylsulfinyl)- | 111419 | 40644
Benzaldehyde, 2-(4-nitrophenyl)hydrazone | 111401 | 40645
Nonanamide, N,N-bis(2-hydroxyethyl)- | 111393 | 40646
Octanamide, N,N-bis(2-hydroxyethyl)- | 111385 | 40647
2-Butenoic acid, 4-(octadecylamino)-4-oxo-, (2Z)- | 111377 | 40648
2-Propanol, 1,1'-(phenylimino)bis- | 111369 | 40649
Ethanol, 2,2'-[(4-methylphenyl)imino]bis- | 111351 | 40650
Phosphorous acid, tridodecyl ester | 111344 | 40651
Octadecanoic acid, 2-sulfo-, 1-methyl ester | 111336 | 40652
2-Propenoic acid, tridecyl ester | 111310 | 40653
Oxirane, 2,2'-[(1-methylethylidene)bis[(2,6-dibromo-4,1-phenylene)oxymethylene]]bis- | 111294 | 40654
1-Naphthalenesulfonic acid, 8-(phenylamino)-5-[2-[4-[2-(5-sulfo-1-naphthalenyl)diazenyl]-1-naphthalenyl]diazenyl]-, sodium salt (1:2) | 111278 | 40655
Benzothiazolium, 3-ethyl-2-[7-(3-ethyl-2(3H)-benzothiazolylidene)-1,3,5-heptatrien-1-yl]-, iodide (1:1) | 111260 | 40656
1,6-Heptadiene | 111245 | 40657
Phosphorothioic acid, O,O-diethyl O-[4-(methylthio)phenyl] ester | 111237 | 40658
Silane, trimethoxyoctadecyl- | 111229 | 40659
1-Propanamine, N-methyl-3-(trimethoxysilyl)- | 111203 | 40660
2-Oxetanone, 4-methyl- | 111187 | 40661
Benzenamine, N-[3-(trimethoxysilyl)propyl]- | 111179 | 40662
1,2,4-Butanetriol | 111153 | 40663
2-Propenoic acid, cyclohexyl ester | 111146 | 40664
Carbamic acid, N,N'-1,6-hexanediylbis-, C,C'-diethyl ester | 111138 | 40665
Benzothiazolium, 3-ethyl-2-[3-(3-ethyl-2(3H)-benzothiazolylidene)-2-methyl-1-propen-1-yl]-, iodide (1:1) | 111112 | 40666
Ethanamine, 2,2'-[1,2-ethanediylbis(oxy)]bis[N,N-dimethyl- | 111096 | 40667
Thioperoxydicarbonic diamide ([(H2N)C(S)]2S2), N,N,N',N'-tetrakis(2-methylpropyl)- | 111088 | 40668
2-Propenoic acid, 2-methyl-, 2,2,2-trifluoro-1-(trifluoromethyl)ethyl ester | 111062 | 40669
Carbamodithioic acid, N-ethyl-, compd. with ethanamine (1:1) | 111054 | 40670
Docosanamide | 111039 | 40671
1-Octanol, titanium(4+) salt (4:1) | 111021 | 40672
Benzene, 1,4-diphenoxy- | 111013 | 40673
1-Naphthalenesulfonic acid, 4-hydroxy-3-[2-[4-methyl-3-[(phenylamino)sulfonyl]phenyl]diazenyl]-, sodium salt (1:1) | 111005 | 40674
Benzonitrile, 4-iodo- | 110999 | 40675
2,4,8,10-Tetraoxaspiro[5.5]undecane-3,9-dipropanenitrile | 110973 | 40676
1H-Indole, 2,3-dihydro-1,3,3-trimethyl-2-[2-(2-methyl-3H-indol-3-ylidene)ethylidene]-, hydrochloride (1:1) | 110957 | 40677
3,6,9,12,15,18,21-Heptaoxatritriacontan-1-ol | 110932 | 40678
Ethanol, 2-[2-[2-(dodecyloxy)ethoxy]ethoxy]- | 110916 | 40679
Ethanol, 2-[2-(dodecyloxy)ethoxy]- | 110908 | 40680
Peroxide, 1,1'-(1-methylethylidene)bis[2-(1,1-dimethylpropyl) | 110882 | 40681
Hexanenitrile, 6-amino- | 102061 | 40682
2-Butenedioic acid (2Z)-, 1,4-dipropyl ester | 102053 | 40683
Phenol, 2,6-dichloro-4-methyl- | 102038 | 40684
1-Butene, 2,3,4-trichloro- | 102020 | 40685
Benzoic acid, 5-[2-[4'-[2-(2-amino-8-hydroxy-6-sulfo-1-naphthalenyl)diazenyl][1,1'-biphenyl]-4-yl]diazenyl]-2-hydroxy-, sodium salt (1:2) | 102012 | 40686
Benzoic acid, 5-[2-[4'-[2-(7-amino-1-hydroxy-3-sulfo-2-naphthalenyl)diazenyl][1,1'-biphenyl]-4-yl]diazenyl]-2-hydroxy-, sodium salt (1:2) | 101998 | 40687
Benzoic acid, 5-[2-[4'-[2-(1-amino-4-sulfo-2-naphthalenyl)diazenyl][1,1'-biphenyl]-4-yl]diazenyl]-2-hydroxy-, sodium salt (1:2) | 101972 | 40688
[1,1'-Biphenyl]-2,2'-disulfonic acid, 5,5'-dimethyl-4,4'-bis[2-[2-oxo-1-[(phenylamino)carbonyl]propyl]diazenyl]-, sodium salt (1:2) | 101964 | 40689
2,7-Naphthalenedisulfonic acid, 3,3'-[(3,3'-dimethoxy[1,1'-biphenyl]-4,4'-diyl)bis(2,1-diazenediyl)]bis[5-amino-4-hydroxy-, sodium salt (1:4) | 101956 | 40690
2,7-Naphthalenedisulfonic acid, 5-amino-3-[2-[4'-[2-(7-amino-1-hydroxy-3-sulfo-2-naphthalenyl)diazenyl][1,1'-biphenyl]-4-yl]diazenyl]-4-hydroxy-, sodium salt (1:3) | 101949 | 40691
1-Naphthalenesulfonic acid, 3,3'-[(3,3'-dimethoxy[1,1'-biphenyl]-4,4'-diyl)bis(2,1-diazenediyl)]bis[4-hydroxy-, sodium salt (1:2) | 101931 | 40692
1,3,2-Dioxaphosphorinane, 2-chloro-5,5-dimethyl- | 101923 | 40693
1,3,5-Triazine-2,4,6-triamine, N2,N2,N4,N4,N6,N6-hexachloro- | 101915 | 40694
2(1H)-Quinoxalinone, 6-chloro- | 101907 | 40695
2-Propenoic acid, 2-(diethylamino)ethyl ester | 101899 | 40696
Oxirane, 2-(butoxymethyl)- | 101881 | 40697
2-Naphthalenol, 1-[2-(4-methyl-2-nitrophenyl)diazenyl]- | 101873 | 40698
Oxirane, 2,2'-[1,4-butanediylbis(oxymethylene)]bis- | 101865 | 40699
1-Decanol, 2-hexyl- | 101857 | 40700
Formamide, N-(1,1-dimethylethyl)- | 101840 | 40701
Phenol, 3,4-dimethyl-, 1-(N-methylcarbamate) | 101824 | 40702
1H-Isoindole-1,3(2H)-dione, 3a,4,7,7a-tetrahydro-2-[(1,1,2,2-tetrachloroethyl)thio]- | 101816 | 40703
Eicosanedioic acid | 101790 | 40704
2-Butenedioic acid (2Z)-, 1-octadecyl ester | 101782 | 40705
2-Butenedioic acid (2Z)-, 1-cyclohexyl ester | 101766 | 40706
2-Propen-1-amine, N-methyl-N-2-propen-1-yl- | 101741 | 40707
Benzene, 1,1',1''-methylidynetris[4-isocyanato- | 101733 | 40708
1,3-Isobenzofurandione, 5,5'-carbonylbis- | 101717 | 40709
1-Aziridineethanol, .beta.-phenyl- | 101691 | 40710
Hexanoic acid, 2-ethyl-, cadmium salt (2:1) | 101683 | 40711
2-Propenoic acid, 2-methyl-, 2-aminoethyl ester, hydrochloride (1:1) | 101667 | 40712
3,6,9,12,15,18-Hexaoxahexatriacontan-1-ol | 101642 | 40713
2,3-Butanediol, 1,4-dichloro- | 101634 | 40714
Propanenitrile, 3-bromo- | 101618 | 40715
[1,1'-Biphenyl]-4,4'-diol, 3,3',5,5'-tetramethyl- | 101600 | 40716
Butanamide, N-(3-chlorophenyl)-3-oxo- | 101584 | 40717
Butanamide, N-(4-methylphenyl)-3-oxo- | 101576 | 40718
Ethanol, magnesium salt (2:1) | 101568 | 40719
Pentanoic acid, 4-methyl-, methyl ester | 101550 | 40720
1-Heptanamine, N,N-diheptyl- | 101535 | 40721
Butanedioic acid, 2-methylene-, 1,4-diethyl ester | 101519 | 40722
Propanoic acid, 2-propen-1-yl ester | 101493 | 40723
Cyclohexanol, 1,1'-dioxybis- | 101485 | 40724
2,7-Naphthalenedisulfonic acid, 5-[[(2,3-dichloro-6-quinoxalinyl)carbonyl]amino]-4-hydroxy-3-[2-(2-sulfophenyl)diazenyl]-, sodium salt (1:3) | 101477 | 40725
Silacyclopentane, 1,1-dichloro- | 101451 | 40726
Nitroxide, bis(1,1-dimethylethyl) | 101444 | 40727
Cycloheptane, bromo- | 101428 | 40728
4-Piperidinol, 1,2,2,6,6-pentamethyl- | 101410 | 40729
Benzene, 1-(diethoxymethyl)-4-methoxy- | 101394 | 40730
Morpholine, 4-(2-methyl-1-propen-1-yl)- | 101386 | 40731
Silane, dichloroethyl- | 92502 | 40732
1,3-Benzenedicarboperoxoic acid | 92486 | 40733
2H-Pyran, 3,6-dihydro-4-methyl-2-(2-methyl-1-propen-1-yl)- | 92478 | 40734
Mercury, chloro(ethanethiolato)- | 92452 | 40735
L-Arginine, N2-benzoyl-, methyl ester, hydrochloride (1:1) | 92445 | 40736
Benzenamine, 3-(ethylthio)- | 92437 | 40737
Benzenamine, 3-(methylthio)- | 92429 | 40738
Pyrimidine, 2,4,5,6-tetrachloro- | 92411 | 40739
Pyrimidine, 2,4-dichloro-5-methyl- | 92403 | 40740
2-Thiazolamine, 4,5-dihydro- | 92395 | 40741
Phosphonium, butyltriphenyl-, bromide (1:1) | 92387 | 40742
Phosphonium, methyltriphenyl-, bromide (1:1) | 92379 | 40743
Phosphinic acid, P-phenyl- | 92361 | 40744
Aluminum, chlorobis(2-methylpropyl)- | 92353 | 40745
2-Naphthalenecarboxylic acid, 7-bromo-3-hydroxy- | 92346 | 40746
2-Naphthalenecarboxylic acid, 4,7-dibromo-3-hydroxy- | 92338 | 40747
Acetamide, N-(4-ethoxy-3-nitrophenyl)- | 92320 | 40748
3-Hexenoic acid, (3Z)- | 92312 | 40749
Sulfoxonium, trimethyl-, iodide (1:1) | 92304 | 40750
Phenol, 4,4'-sulfinylbis- | 92296 | 40751
Bicyclo[2.2.1]hept-5-ene-2,3-dicarboxylic acid, 1,4,5,6,7,7-hexachloro-, 2,3-dimethyl ester | 92288 | 40752
1,3,6-Hexanetricarbonitrile | 92270 | 40753
Bicyclo[2.2.1]hept-5-ene-2,3-dicarboxylic acid, 1,4,5,6,7,7-hexachloro-, 2,3-dibutyl ester | 92254 | 40754
Acetamide, 2-(hydroxyimino)-N-phenyl- | 92247 | 40755
Acetamide, N-[4-[2-(1H-imidazol-2-yl)diazenyl]phenyl]- | 92221 | 40756
1-Octanesulfonic acid, 1,1,2,2,3,3,4,4,5,5,6,6,7,7,8,8,8-heptadecafluoro- | 92205 | 40757
Plumbane, triethylmethyl- | 92189 | 40758
Plumbane, diethyldimethyl- | 92171 | 40759
Plumbane, ethyltrimethyl- | 92163 | 40760
Benzaldehyde, 5-bromo-2-hydroxy- | 92148 | 40761
1,2-Ethanediamine, N1-[3-(trimethoxysilyl)propyl]- | 92122 | 40762
Cyclopropanecarboxylic acid | 92114 | 40763
Benzene, 2-ethyl-1,4-dimethyl- | 92098 | 40764
L-Alanine, N-(aminoiminomethyl)- | 92080 | 40765
Methanesulfinic acid, 1-amino-1-imino- | 92072 | 40766
9,10-Anthracenedione, 1,6-diamino- | 92056 | 40767
1H-Indole-3-carboxaldehyde, 1-methyl-2-phenyl- | 92031 | 40768
Phosphonic acid, P-phenyl-, dioctyl ester | 92015 | 40769
Hydrazinecarbothioamide, 2-(1-methylethylidene)- | 92007 | 40770
3H-1,2,4-Triazole-3-thione, 4-amino-5-hydrazinyl-2,4-dihydro- | 91983 | 40771
2-Benzothiazolamine, 6-methoxy- | 91975 | 40772
Carbamic acid, 1-methylethyl ester | 91959 | 40773
Benzene, 1-(1,1-dimethylethyl)-4-ethenyl- | 91942 | 40774
Phosphonic acid, P-ethenyl- | 91926 | 40775
Dibenzo[b,e][1,4]dioxin, 2,3,7,8-tetrachloro- | 91918 | 40776
1,3-Dioxane, 4-methyl-2-propyl- | 91892 | 40777
Benzothiazolium, 3-ethyl-2-[3-(3-ethyl-2(3H)-benzothiazolylidene)-2-methyl-1-propen-1-yl]-, bromide (1:1) | 91876 | 40778
1H-Benz[de]isoquinoline-1,3(2H)-dione, 6-amino- | 91868 | 40779
Benzene, 1,1'-ethylidenebis[3,4-dimethyl- | 91843 | 40780
1-Phenanthrenecarboxylic acid, 1,2,3,4,4a,9,10,10a-octahydro-1,4a-dimethyl-7-(1-methylethyl)-, (1R,4aS,10aR)- | 91827 | 40781
Benzeneethanamine, N-phenyl- | 91801 | 40782
Acetonitrile, 2-methoxy- | 91793 | 40783
Pyridine, 3,5-dichloro-2,4,6-trifluoro- | 91777 | 40784
Glycine, N-(carboxymethyl)-N-[(9,10-dihydro-3,4-dihydroxy-9,10-dioxo-2-anthracenyl)methyl]- | 120329 | 40785
Acetamide, 2-bromo-N-(2-hydroxy-5-nitrophenyl)- | 120311 | 40786
2-Propanol, 1-(1-methylethoxy)- | 120303 | 40787
Carbamic acid, N-methyl-, 2-chlorophenyl ester | 120287 | 40788
Hexanedioic acid, 2,4,4-trimethyl- | 120261 | 40789
Silane, dimethyl-2-propen-1-yl- | 120246 | 40790
[1,1'-Biphenyl]-2,3,4-triol | 120238 | 40791
Pyrimidine, 2,4-dichloro- | 120212 | 40792
Acetic acid, 2-chloro-, sodium salt (1:1) | 120204 | 40793
1,10-Phenanthroline-4,7-diol | 120188 | 40794
Phosphoric acid, monodecyl ester | 120170 | 40795
2-Propanol, 1-amino-3-chloro- | 120162 | 40796
Pyridinium, 1-(2-hydroxy-3-sulfopropyl)-, inner salt | 120147 | 40797
Butanoic acid, 3-methyl-, (2Z)-3,7-dimethyl-2,6-octadien-1-yl ester | 120139 | 40798
Retinal, compd. with 1,4-benzenediol (1:1) | 120121 | 40799
Benzene, 1,3-bis(1,1,2,2-tetrafluoroethoxy)- | 120113 | 40800
2-Decenal, (2E)- | 120105 | 40801
2-Decenal | 120097 | 40802
1-Octanol, 2-butyl- | 120089 | 40803
2-Butanone, 4-(octahydro-5,5,8a-trimethylspiro[naphthalene-2(1H),2'-oxiran]-1-yl)- | 120071 | 40804
1H-Indene, 2,3-dihydro-1,1,3-trimethyl-3-phenyl- | 120063 | 40805
Silane, trimethyl(methylthio)- | 120055 | 40806
Cyclohexanebutanoic acid, nickel(2+) salt (2:1) | 120048 | 40807
2-Naphthalenecarboxamide, N,N'-1,4-phenylenebis[4-[2-(2,5-dichlorophenyl)diazenyl]-3-hydroxy- | 120030 | 40808
7H-Furo[3,2-g][1]benzopyran-7-one, 2,5,9-trimethyl- | 120022 | 40809
Cyclotrisiloxane, 2,4,6-triethenyl-2,4,6-trimethyl- | 120014 | 40810
1-Propanaminium, 2-hydroxy-N,N,N-trimethyl-3-(octylthio)-, 4-methylbenzenesulfonate (1:1) | 120006 | 40811
Benzeneacetic acid, .alpha.-cyclopentyl- | 119990 | 40812
Thiourea, N,N-diphenyl- | 119974 | 40813
4-Pentenoic acid, 2-acetyl-, methyl ester | 119966 | 40814
1,4-Butanediamine, N1,N4-bis(3-aminopropyl)-, phosphate (1:2) | 119941 | 40815
Butane, 1,4-bis(ethenyloxy)- | 119925 | 40816
1-Aziridinecarboxamide, N-octadecyl- | 119917 | 40817
1H-Isoindole-1,3(2H)-dione, 2-(2-hydroxyethyl)- | 119909 | 40818
Benzenesulfonyl fluoride, 3-amino-, hydrochloride (1:1) | 119883 | 40819
Octadecanamide, N,N-dimethyl- | 119867 | 40820
Benzenemethanamine, .alpha.-methyl-, (.alpha.R)- | 119842 | 40821
1,2,4-Triazolo[4,3-a]pyrimidin-5-ol, 7-methyl- | 119834 | 40822
2-Pentanone, 5-bromo- | 119818 | 40823
1,1'-Biphenyl, 2,2',3,3',5,5',6,6'-octafluoro- | 119800 | 40824
Butanedioic acid, 1-methyl ester | 119792 | 40825
1H-Benzimidazole, 2-(2-furanyl)- | 119784 | 40826
1-Naphthalenesulfonamide, 6-amino-5-[2-(2-chloro-4-nitrophenyl)diazenyl]- | 119750 | 40827
1-Pentanesulfonic acid, 1,1,2,2,3,3,4,4,5,5,5-undecafluoro-, potassium salt (1:1) | 119735 | 40828
Glycine, N-ethyl-N-[(1,1,2,2,3,3,4,4,5,5,6,6,7,7,8,8,8-heptadecafluorooctyl)sulfonyl]-, sodium salt (1:1) | 119719 | 40829
Phenol, 2-(5-chloro-2H-benzotriazol-2-yl)-4,6-bis(1,1-dimethylethyl)- | 119693 | 40830
2,7-Naphthalenedisulfonic acid, 4-hydroxy-5-[2-[4-(phenylamino)-5-sulfo-1-naphthalenyl]diazenyl]-, sodium salt (1:3) | 119677 | 40831
9,10-Anthracenedione, 1,5-dihydroxy-4,8-bis(methylamino)- | 119669 | 40832
1,3-Propanediamine, N1-[3-(dimethylamino)propyl]-N1,N3,N3-trimethyl- | 119644 | 40833
Propanoic acid, 3-methoxy-, methyl ester | 119636 | 40834
2-Butanamine, 3,3-dimethyl- | 119610 | 40835
2-Butenedioic acid (2Z)-, 1-methyl ester | 110874 | 40836
1,3-Butanedione, 1-(2-thienyl)- | 110866 | 40837
2,4,6(1H,3H,5H)-Pyrimidinetrione, 5-[(hexahydro-2,4,6-trioxo-5-pyrimidinyl)imino]-, ammonium salt (1:1) | 110841 | 40838
Anthra[2,1,9-def:6,5,10-d'e'f']diisoquinoline-1,3,8,10(2H,9H)-tetrone, 2,9-bis[4-(2-phenyldiazenyl)phenyl]- | 110825 | 40839
1H-Indene, 3a,4,7,7a-tetrahydro- | 110817 | 40840
1,3,5-Triazine-2,4,6(1H,3H,5H)-trione, sodium salt (1:3) | 110791 | 40841
3-Oxetanemethanol, 3-ethyl- | 110783 | 40842
Propanedioic acid, 2-(1-ethoxyethylidene)-, 1,3-diethyl ester | 110767 | 40843
Aluminum, trioctadecyl- | 110742 | 40844
Ethenesulfonic acid, sodium salt (1:1) | 110726 | 40845
Phosphoric acid, dioctadecyl ester | 110718 | 40846
1-Butanamine, 4-(diethoxymethylsilyl)- | 110700 | 40847
Benzene, 1-ethynyl-3-nitro- | 110692 | 40848
Peroxide, bis(2-methylbenzoyl) | 110684 | 40849
Thiazole, 2-bromo- | 110676 | 40850
Thiazole, 2-bromo-5-nitro- | 110668 | 40851
1H-Imidazole, 5-nitro- | 110650 | 40852
2-Oxiranemethanaminium, N,N,N-trimethyl-, chloride (1:1) | 110643 | 40853
Peroxide, bis(2-chlorobenzoyl) | 110635 | 40854
Ethanamine, 2,2'-oxybis[N,N-dimethyl- | 110627 | 40855
1-Tridecanol, 1,1',1''-phosphate | 110619 | 40856
6H-1,3,2-Oxathiastannin-6-one, dihydro-2,2-dioctyl- | 110601 | 40857
2H-Pyran, tetrahydro-4-methyl-2-(2-methyl-1-propen-1-yl)-, (2S,4R)- | 110593 | 40858
Benzene, 1,3-dichloro-5-iodo- | 110585 | 40859
Sulfuric acid, monododecyl ester, compd. with 2-propanamine (1:1) | 110577 | 40860
1,3-Propanediol, 2-methyl-2-[(nitrooxy)methyl]-, 1,3-dinitrate | 110569 | 40861
Ethanaminium, 2-ethoxy-N,N,N-trimethyl-2-oxo-, chloride (1:1) | 110551 | 40862
3-Hexyne-2,5-diol | 110544 | 40863
Thioperoxydiphosphoric acid ([(HO)2P(S)]2S2), OP,OP,OP',OP'-tetrakis(1-methylethyl) ester | 110536 | 40864
1,2-Ethanediamine, N1-[2-(dimethylamino)ethyl]-N1,N2,N2-trimethyl- | 110510 | 40865
Benzene, (dimethoxymethylsilyl)- | 110494 | 40866
Ethanol, 2,2'-[(dibutylstannylene)bis(thio)]bis- | 110486 | 40867
Benzoic acid, cadmium salt (2:1) | 110460 | 40868
2-Naphthalenamine, 1-[2-(4-nitrophenyl)diazenyl]- | 110445 | 40869
2,4-Decadienoic acid, ethyl ester, (2E,4Z)- | 110429 | 40870
Benzoyl chloride, 3,4-dichloro- | 110411 | 40871
Benzene, 1,4-bis(chloromethyl)-2,3,5,6-tetramethyl- | 110395 | 40872
2-Nonenal, 2-pentyl- | 110387 | 40873
Phenol, 3-methyl-, sodium salt (1:1) | 110361 | 40874
Acetyl isocyanate, 2,2,2-trichloro- | 110353 | 40875
Phosphoramidic acid, N-(aminoiminomethyl)- | 110346 | 40876
Propane, 2-bromo-1-chloro- | 110338 | 40877
Thiocyanic acid, cobalt(2+) salt (2:1) | 110320 | 40878
2,4,6-Octatriene, 2,6-dimethyl-, (4E,6E)- | 110304 | 40879
Tetradecanamide, N,N-dimethyl- | 110288 | 40880
1,2,3-Propanetricarboxylic acid, 2-hydroxy-, ammonium salt (1:2) | 110270 | 40881
Thiocyanic acid, phenylmethyl ester | 110254 | 40882
1,3-Cyclobutanediol, 2,2,4,4-tetramethyl- | 110239 | 40883
1,4-Benzenedicarboxamide | 110221 | 40884
2-Naphthalenol, 1-[2-(3-chlorophenyl)diazenyl]- | 110205 | 40885
1-Octadecanaminium, N,N-bis(2-hydroxyethyl)-N-methyl-, chloride (1:1) | 110197 | 40886
Acetonitrile, 2-(diethylamino)- | 110171 | 40887
7H-Naphtho[1,2,3-de]quinolin-7-one, 4-(cyclohexylamino)-2-methyl- | 110155 | 40888
Oxetane, 3,3-bis(bromomethyl)- | 101360 | 40889
Pyridine, 2,3,5,6-tetrachloro- | 101352 | 40890
Pyridine, 2,6-dichloro- | 101345 | 40891
Naphthalene, 1-chloro-2,4-dinitro- | 101329 | 40892
Benzene, (1-ethyldecyl)- | 101303 | 40893
Ethanamine, N,N-diethyl-, sulfate (2:1) | 101287 | 40894
2-Propenoic acid, (tetrahydro-2-furanyl)methyl ester | 101279 | 40895
Carbamothioic acid, N-methyl-N-(3-methylphenyl)-, O-2-naphthalenyl ester | 101261 | 40896
Benzene, 1-bromo-3-methoxy- | 101246 | 40897
Benzoxazole, 2,2'-(1,2-ethenediyldi-4,1-phenylene)bis[5-methyl- | 101238 | 40898
2-Octenoic acid, methyl ester | 101220 | 40899
2,4-Hexadienoic acid, ethyl ester, (2E,4E)- | 101212 | 40900
3-Hexenoic acid, ethyl ester | 101204 | 40901
3-Hexenoic acid, methyl ester | 101196 | 40902
2-Hexenoic acid, methyl ester | 101188 | 40903
1,8-Nonadiyne | 101170 | 40904
1,6-Heptadiyne | 101162 | 40905
1,3,5-Trioxane, 2,4,6-tripropyl- | 101154 | 40906
Benzenemethanamine, 4-methoxy- | 101147 | 40907
Benzene, 1,1'-thiobis[3-(phenylthio)- | 101139 | 40908
Pregna-1,4-diene-3,20-dione, 9-fluoro-11,17-dihydroxy-16-methyl-21-(phosphonooxy)-, sodium salt (1:2), (11.beta.,16.alpha.)- | 101121 | 40909
Carbamodithioic acid, N,N-dibutyl-, compd. with N-butyl-1-butanamine (1:1) | 101113 | 40910
Carbamodithioic acid, N,N-diethyl-, compd. with N,N-diethylethanamine (1:1) | 101105 | 40911
1H-Benz[de]isoquinoline-5-sulfonic acid, 6-amino-2,3-dihydro-2-(4-methylphenyl)-1,3-dioxo-, sodium salt (1:1) | 101097 | 40912
Xanthylium, 3,6-bis(diethylamino)-9-[2-(ethoxycarbonyl)phenyl]-, chloride (1:1) | 101089 | 40913
Ethanaminium, N-[4-[[4-(diethylamino)phenyl][4-(ethylamino)-1-naphthalenyl]methylene]-2,5-cyclohexadien-1-ylidene]-N-ethyl-, chloride (1:1) | 101071 | 40914
Phenazinium, 2-amino-8-(dimethylamino)-10-phenyl-, chloride (1:1) | 101055 | 40915
Quino[2,3-b]acridine-6,7,13,14(5H,12H)-tetrone, 4,11-dichloro- | 101030 | 40916
Diplumbane, 1,1,1,2,2,2-hexaethyl- | 101014 | 40917
Urea, N,N'-dicyclohexyl- | 101006 | 40918
6-Oxabicyclo[3.1.0]hexane, 2,2'-oxybis- | 100982 | 40919
Magnesium, chloroethyl- | 100966 | 40920
1-Butanesulfonyl chloride | 100958 | 40921
Methanesulfonic acid, sodium salt (1:1) | 100941 | 40922
1-Butanesulfonic acid, sodium salt (1:1) | 100925 | 40923
1-Dodecanesulfonic acid, sodium salt (1:1) | 100917 | 40924
Methanesulfonic acid, silver(1+) salt (1:1) | 100909 | 40925
1-Butanesulfonic acid | 100891 | 40926
6-Octenal, 3,7-dimethyl-, (3R)- | 100875 | 40927
Phosphoric acid, monopentyl ester | 100859 | 40928
1-Propanaminium, 2-hydroxy-N,N,N-trimethyl-, chloride (1:1) | 100842 | 40929
Benzenemethanol, 4-hydroxy-.alpha.-methyl- | 100826 | 40930
1H-Pyrazolo[3,4-d]pyrimidin-4-amine | 100818 | 40931
9,10-Anthracenedione, 1-amino-4-hydroxy-2-methoxy- | 100792 | 40932
Benzamide, N,N'-(10,15,16,17-tetrahydro-5,10,15,17-tetraoxo-5H-dinaphtho[2,3-a:2',3'-i]carbazole-6,9-diyl)bis- | 100784 | 40933
Anthra[2,3-d]oxazole-5,10-dione, 2-(1-amino-9,10-dihydro-9,10-dioxo-2-anthracenyl)- | 100776 | 40934
Benzamide, N,N'-(10,15,16,17-tetrahydro-5,10,15,17-tetraoxo-5H-dinaphtho[2,3-a:2',3'-i]carbazole-4,11-diyl)bis- | 100768 | 40935
[1,1'-Biphenyl]-4-carboxamide, 4',4'''-(1,2-diazenediyl)bis[N-[5-(benzoylamino)-9,10-dihydro-9,10-dioxo-1-anthracenyl]- | 100743 | 40936
Benzo[b]thiophen-3(2H)-one, 6-chloro-2-(6-chloro-4-methyl-3-oxobenzo[b]thien-2(3H)-ylidene)-4-methyl- | 100727 | 40937
Quinoxaline, 2,3-dimethyl- | 100719 | 40938
Cyclotrisiloxane, 2,4,6-trimethyl-2,4,6-tris(3,3,3-trifluoropropyl)- | 100693 | 40939
Butanedioic acid, 2-sulfo-, 1,4-bis(1,3-dimethylbutyl) ester, sodium salt (1:1) | 100677 | 40940
1-Butanol, sodium salt (1:1) | 100651 | 40941
2,2-Propanediamine, 1,1,1,3,3,3-hexafluoro- | 91769 | 40942
Benzene, 1-methyl-3-(1,1,2,2-tetrafluoroethoxy)- | 91751 | 40943
1H-Benzimidazole, 6-chloro-1-ethyl-2-methyl-5-(trifluoromethyl)- | 91736 | 40944
1-Naphthalenemethanaminium, N-dodecyl-N,N-dimethyl-, chloride (1:1) | 91710 | 40945
2-Butenoic acid, 2-methyl-, 1-methylethyl ester, (2E)- | 91694 | 40946
1,1,3-Propanetricarboxylic acid, 1,1,3-trimethyl ester | 91686 | 40947
5-Isobenzofurancarboxylic acid, 1,3-dihydro-1,3-dioxo-, 5,5'-[2-(acetyloxy)-1,3-propanediyl] ester | 91660 | 40948
Phosphine, dibutyl- | 91652 | 40949
Nonanedioic acid, 1,9-dimethyl ester | 91645 | 40950
Octanedioic acid, 1,8-dimethyl ester | 91637 | 40951
Heptanedioic acid, 1,7-dimethyl ester | 91629 | 40952
Heptadecanoic acid, methyl ester | 91611 | 40953
Tridecanoic acid, methyl ester | 91603 | 40954
Undecanoic acid, methyl ester | 91595 | 40955
Nonanoic acid, methyl ester | 91587 | 40956
Naphthalene, 1,2,3,4-tetrahydro-6-methoxy- | 91579 | 40957
9H-Fluorene, 1-methyl- | 91561 | 40958
Propanoic acid, 2,3-dibromo-, methyl ester | 91553 | 40959
Cyclohexanone, 2-(1,1-dimethylethyl)- | 91546 | 40960
Aluminum, tris(decyl)- | 91538 | 40961
Aluminum, trihexadecyl- | 91520 | 40962
3-Cyclohexene-1-carboxaldehyde, 2,2,4-trimethyl- | 91512 | 40963
Acetic acid, 2-chloro-, compd. with N,N-dimethylformamide (1:1) | 91504 | 40964
2-Propyn-1-ol, 3-iodo- | 91496 | 40965
Oxacyclotetradecan-2-one | 91488 | 40966
Oxacyclododecan-2-one | 91470 | 40967
Cyclododecanol | 91454 | 40968
Morpholine, 4,4'-(1,2-ethanediyl)bis- | 91447 | 40969
Boron, (N,N-diethylethanamine)trihydro-, (T-4)- | 91421 | 40970
2H-1-Benzopyran-6-ol, 3,4-dihydro-2,5,7,8-tetramethyl-2-(4,8,12-trimethyl-3,7,11-tridecatrien-1-yl)- | 91413 | 40971
Benzene, 1,1'-(1,3,5-hexatriene-1,6-diyl)bis- | 91397 | 40972
Silane, chloroethenyldimethyl- | 91389 | 40973
Silane, dichlorodiethyl- | 91363 | 40974
Benzoic acid, 2-hydroxy-5-[2-(4-nitrophenyl)diazenyl]-, sodium salt (1:1) | 91355 | 40975
Ethane, 1,1-dichloro-1-fluoro- | 91348 | 40976
Propanoic acid, 3-chloro-2-hydroxy- | 91322 | 40977
Acetic acid, (4-chloro-2-methylphenoxy)-, butyl ester | 91306 | 40978
Benzene, (1-ethoxy-1-methylethyl)- | 91280 | 40979
Benzene, 1-chloro-3-(1-methylethenyl)- | 91272 | 40980
Benzoyl chloride, 3-bromo- | 91256 | 40981
Benzoyl chloride, 3-fluoro- | 91249 | 40982
Benzoyl chloride, 4-iodo- | 91223 | 40983
Benzoyl chloride, 4-(1,1-dimethylethyl)- | 91215 | 40984
Benzenesulfonamide, 4-amino-N,N-dimethyl- | 91199 | 40985
3-Penten-1-ol, 3-methyl- | 91173 | 40986
3-Penten-1-ol, 3-methyl-, 1-acetate | 91165 | 40987
3-Hepten-1-ol, (3Z)- | 91140 | 40988
1,3-Dioxan-5-ol, 2-phenyl- | 91132 | 40989
1,3-Dioxolane-4-methanol, 2-hexyl- | 91116 | 40990
1,3-Dioxolane, 2-hexyl- | 91108 | 40991
Furan, 2,5-dihydro- | 91090 | 40992
Hydrazine, 1,1-diphenyl-2-(2,4,6-trinitrophenyl)- | 91074 | 40993
1H-Imidazole, 2-(2-chlorophenyl)-4,5-diphenyl- | 91058 | 40994
Propane, 1,1,1,2,3,3,3-heptachloro- | 119602 | 40995
Phenol, 2-(2H-benzotriazol-2-yl)-4,6-bis(1,1-dimethylethyl)- | 119586 | 40996
1-Naphthalenesulfonamide, 6-amino-5-[2-(2-chloro-4-nitrophenyl)diazenyl]-N-methyl- | 119560 | 40997
Butane, 1,1-diethoxy-3-methyl- | 119545 | 40998
1,3-Naphthalenedisulfonic acid, 6,6'-[(3,3'-dimethoxy[1,1'-biphenyl]-4,4'-diyl)bis(2,1-diazenediyl)]bis[4-amino-5-hydroxy- | 119537 | 40999
2-Naphthalenesulfonic acid, 6-amino-5-[2-[4-chloro-2-(trifluoromethyl)phenyl]diazenyl]-4-hydroxy- | 119529 | 41000
Benzenesulfonic acid, 2,2'-(1,2-ethenediyl)bis[5-[(4-methoxy-6-phenoxy-1,3,5-triazin-2-yl)amino]-, sodium salt (1:2) | 119503 | 41001
Octanoic acid, 2,2,3,3,4,4,5,5,6,6,7,7,8,8,8-pentadecafluoro-, ammonium salt (1:1) | 119495 | 41002
1-Naphthalenesulfonic acid, 4-(acetylamino)-5-hydroxy-6-[2-(2,3,5-trichloro-6-hydroxyphenyl)diazenyl]-, sodium salt (1:1) | 119479 | 41003
Propanal, 3-hydroxy-2,2-bis(hydroxymethyl)- | 119453 | 41004
Pentane, 3-(bromomethyl)- | 119446 | 41005
Acetic acid, (2,4,5-trichlorophenoxy)-, compd. with 2,2',2''-nitrilotris[ethanol] (1:1) | 119420 | 41006
Benzenamine, 2,2'-methylenebis[6-chloro- | 119404 | 41007
Carbonate | 119396 | 41008
Benzoic acid, 5-[2-[4'-[2-[2,4-diamino-5-[2-(4-sulfophenyl)diazenyl]phenyl]diazenyl][1,1'-biphenyl]-4-yl]diazenyl]-2-hydroxy-, sodium salt (1:2) | 119370 | 41009
Chloric acid, potassium salt (1:1) | 119354 | 41010
D-Streptamine, O-2-deoxy-2-(methylamino)-.alpha.-L-glucopyranosyl-(1.fwdarw.2)-O-5-deoxy-3-C-formyl-.alpha.-L-lyxofuranosyl-(1.fwdarw.4)-N1,N3-bis(aminoiminomethyl)-, sulfate (2:3) | 119347 | 41011
Benzoic acid, 4-[2-(2-hydroxy-4,5-dimethylphenyl)diazenyl]- | 119339 | 41012
2,7-Naphthalenedisulfonic acid, 5-[2-(1,8-dihydroxy-3,6-disulfo-2-naphthalenyl)diazenyl]-4-hydroxy-3-[2-(8-hydroxy-3,6-disulfo-1-naphthalenyl)diazenyl]-, sodium salt (1:6) | 119321 | 41013
2-Cyclopenten-1-one, 3-phenyl- | 119313 | 41014
Disulfide, bis(2,5-dimethylphenyl) | 119305 | 41015
Benzenesulfonamide, 4-methyl-N-[2-(4-oxo-4H-3,1-benzoxazin-2-yl)phenyl]- | 119297 | 41016
2,4,8,10-Tetraoxa-3,9-diphosphaspiro[5.5]undecane, 3,9-bis(octadecyloxy)- | 119289 | 41017
Acetic acid, scandium(3+) salt (3:1) | 119271 | 41018
5,9-Undecadien-2-one, 6,10-dimethyl-, (5E)- | 119263 | 41019
Phosphonic acid, P,P'-(1-hydroxyethylidene)bis-, sodium salt (1:4) | 119255 | 41020
Butanoic acid, 2,2,3,3,4,4,4-heptafluoro-, silver(1+) salt (1:1) | 119248 | 41021
L-Aspartic acid, sodium salt (1:1) | 119230 | 41022
Pyridinium, 2-[2-[4-(dimethylamino)phenyl]ethenyl]-1-ethyl-, iodide (1:1) | 119222 | 41023
Benzofuran, 2,3-dimethyl- | 119206 | 41024
Phenol, 4-(octyloxy)- | 119198 | 41025
1,1-Cyclobutanedicarboxylic acid, 1,1-diethyl ester | 119172 | 41026
7H-Furo[3,2-g][1]benzopyran-7-one, 2,3-dihydro-9-methoxy- | 119164 | 41027
Furan, 2-pentyl- | 119149 | 41028
Boron, trifluoro(2-propanamine)-, (T-4)- | 119131 | 41029
2-Propenoic acid, 2-methyl-, 2-[(1,1-dimethylethyl)amino]ethyl ester | 119123 | 41030
Glycine, N-(carboxymethyl)-N-(1-oxododecyl)- | 119115 | 41031
Dodecanoic acid, 2,3,4,5,6-pentachlorophenyl ester | 119081 | 41032
1-Phenanthrenemethanol, 1,2,3,4,4a,9,10,10a-octahydro-1,4a-dimethyl-7-(1-methylethyl)-, (1R,4aS,10aR)- | 119073 | 41033
Benzenamine, 4-[2-(6-methoxy-2-benzothiazolyl)diazenyl]-N,N-dimethyl- | 119057 | 41034
2-Naphthalenesulfonic acid, 4-hydroxy- | 119040 | 41035
Methanone, 1,1'-(1,3-phenylene)bis[1-phenyl- | 119024 | 41036
Ethanol, 2,2'-[[4-[2-(2-chloro-4-nitrophenyl)diazenyl]-3-methylphenyl]imino]bis- | 119008 | 41037
Silanetriamine, N,N,N',N',N'',N'',1-heptamethyl- | 118984 | 41038
Piperidine, 1-(trimethylsilyl)- | 118976 | 41039
9,10-Anthracenedione, 1-amino-4-(2-benzothiazolylthio)- | 118950 | 41040
Acetic acid, (2,4-dichlorophenoxy)-, lithium salt | 118935 | 41041
Pyrimidine, 2,4,6-trichloro- | 118927 | 41042
Magnesium, bromohexyl- | 118919 | 41043
1,5-Cyclooctadiene, 1,5-dimethyl- | 118893 | 41044
9,10-Anthracenedione, 1,5-bis[[4-(dimethylamino)phenyl]amino]- | 110148 | 41045
1,2-Cyclohexanedione, 3-methyl- | 110122 | 41046
1,2-Cycloheptanedione | 110106 | 41047
Dodecanamide, N,N-dimethyl- | 110098 | 41048
1-Dodecanamine, N-dodecyl- | 110072 | 41049
1H-Pyrrole-2,5-dione, 1,1'-(1,3-phenylene)bis- | 110056 | 41050
Peroxide, 1,1'-cyclohexylidenebis[2-(1,1-dimethylethyl) | 110049 | 41051
Butanedioic acid, 2-sulfo-, 1,4-dihexyl ester, sodium salt (1:1) | 110023 | 41052
1-Hexadecanaminium, N-ethyl-N,N-dimethyl-, ethyl sulfate (1:1) | 110007 | 41053
Octanoic acid, 2-methyl- | 109991 | 41054
1,3,5-Triazine-2,4-diamine, 6-chloro-N2-methyl-N4-(1-methylethyl)- | 109983 | 41055
1,3,4-Oxadiazole-2(3H)-thione, 5-phenyl- | 109967 | 41056
Furan, 2-(chloromethyl)tetrahydro- | 109959 | 41057
1,10-Phenanthroline, 5-methyl- | 109934 | 41058
1-Heptadecanamine, N,N-dimethyl- | 109926 | 41059
2,4-Hexanedione | 109918 | 41060
2,4-Heptanedione, 6-methyl- | 109900 | 41061
Octadecanoic acid, 1,1',1''-(nitrilotri-2,1-ethanediyl) ester | 109892 | 41062
Dodecanoic acid, 1,1',1''-(nitrilotri-2,1-ethanediyl) ester | 109884 | 41063
Ethanol, 2,2',2''-nitrilotris-, 1,1',1''-triacetate | 109876 | 41064
2,4,8,10-Tetraoxa-3,9-diphosphaspiro[5.5]undecane, 3,9-dimethyl-, 3,9-dioxide | 109868 | 41065
2-Octanethiol | 109850 | 41066
1-Propanol, 2,2'-thiobis- | 109843 | 41067
2-Imidazolidinone, 4,5-dihydroxy-1,3-bis(methoxymethyl)- | 109835 | 41068
1,1'-Biphenyl, 4,4'-diiodo- | 109827 | 41069
Magnesium, dimethyl- | 109819 | 41070
2-Propenoic acid, pentyl ester | 109801 | 41071
2-Propenoic acid, 1-methylpropyl ester | 109793 | 41072
Hexanedioic acid, 1,6-di-2-propen-1-yl ester | 109785 | 41073
Propanimidamide, 2,2'-(1,2-diazenediyl)bis[2-methyl-, hydrochloride (1:2) | 109777 | 41074
2-Butenedioic acid (2E)-, 1,4-dioctyl ester | 109769 | 41075
Benzene, (trimethoxysilyl)- | 109744 | 41076
Cyclobutane, 1,1,2,2,3,4-hexafluoro-3,4-bis(trifluoromethyl)- | 109736 | 41077
Glycine, N-ethyl-N-[(1,1,2,2,3,3,4,4,5,5,6,6,7,7,8,8,8-heptadecafluorooctyl)sulfonyl]-, ammonium salt (1:1) | 109728 | 41078
Glycine, N-ethyl-N-[(1,1,2,2,3,3,4,4,5,5,6,6,7,7,8,8,8-heptadecafluorooctyl)sulfonyl]- | 109702 | 41079
Cyclododecane, methoxy- | 109686 | 41080
Thiourea, N,N'-bis(1-methylethyl)- | 109660 | 41081
Methanone, [4-(dodecyloxy)-2-hydroxyphenyl]phenyl- | 109652 | 41082
Benzenepropanoic acid, .alpha.-ethyl-, ethyl ester | 109637 | 41083
Octadecanoic acid, iron(2+) salt (2:1) | 109611 | 41084
2(1H)-Pyridinone, 3,5-dinitro- | 109603 | 41085
Cyclohexanol, 2-methoxy- | 109595 | 41086
Cyclohexanone, 3,3-dimethyl- | 109579 | 41087
3-Butyn-2-amine, 2-methyl- | 109561 | 41088
Imidodicarbonimidic diamide, N-cyano- | 109553 | 41089
Phenol, 4-amino-2-methoxy-6-methyl-, hydrochloride (1:1) | 109538 | 41090
Benzene, 1,3-bis(phenylthio)- | 109512 | 41091
Benzaldehyde, 3-bromo-4-hydroxy-5-methoxy- | 109504 | 41092
Phenol, 4,4'-(2,2,2-trichloroethylidene)bis- | 109488 | 41093
Benzene, 1,1'-(2,2,2-trichloroethylidene)bis- | 109470 | 41094
Acetic acid, 2,2,2-trifluoro-, silver(1+) salt (1:1) | 109462 | 41095
Phenol, 2-(1H-benzimidazol-2-yl)- | 109439 | 41096
Carbonoperoxoic acid, OO-(1,1-dimethylethyl) O-(1-methylethyl) ester | 100644 | 41097
Cyclotetrasiloxane, 2,4,6,8-tetramethyl- | 100628 | 41098
2-Propenoic acid, 2-methyl-, 2-ethoxyethyl ester | 100610 | 41099
Hydrazine, (2-fluorophenyl)- | 100602 | 41100
Butane, 1-fluoro- | 100586 | 41101
Phenol, 5-methyl-2-(1-methylethyl)-4-nitroso- | 100560 | 41102
2-Octenal | 100552 | 41103
2,4-Decadienal | 100545 | 41104
2-Propenamide, N,N'-methylenebis[2-methyl- | 100529 | 41105
1-Oxa-4-azaspiro[4.5]decane-4-ethanol | 100511 | 41106
2-Propenoic acid, 2-methyl-, 1,1'-(oxydi-2,1-ethanediyl) ester | 100495 | 41107
2-Octenoic acid, ethyl ester | 100479 | 41108
[1,1'-Biphenyl]-4,4'-dicarbonyl dichloride | 100461 | 41109
Silacyclobutane, 1,1-dichloro- | 100453 | 41110
Disiloxane, 1,3-bis(bromomethyl)-1,1,3,3-tetramethyl- | 100446 | 41111
Hexane, 1-chloro-3,4-dimethyl- | 100438 | 41112
Heptane, 1-chloro-5-methyl- | 100420 | 41113
Heptane, 1-chloro-3-methyl- | 100412 | 41114
Dodecane, 2-chloro- | 100404 | 41115
1,4-Benzenediamine, N1,N1-diphenyl- | 100396 | 41116
1,3,4-Thiadiazole-2(3H)-thione, 5-amino- | 100388 | 41117
Propanoic acid, 2-methyl-, heptyl ester | 100370 | 41118
Propanoic acid, 2-methyl-, hexyl ester | 100362 | 41119
1,4-Naphthalenedione, 2-methoxy- | 100354 | 41120
1,4-Naphthalenedione, 2-amino- | 100347 | 41121
Hexane, 3-chloro- | 100339 | 41122
Thiazole, 4,5-dihydro-2-methyl- | 100321 | 41123
Acetic acid, 2-(trimethylsilyl)- | 100313 | 41124
Benzoic acid, 4-(acetyloxy)- | 100305 | 41125
2-Pentadecanone | 100297 | 41126
Propanoic acid, 2-methyl-, (2E)-3,7-dimethyl-2,6-octadien-1-yl ester | 100289 | 41127
Propanoic acid, 2-methyl-, (2Z)-3,7-dimethyl-2,6-octadien-1-yl ester | 100271 | 41128
Silane, (3-chloropropyl)trimethyl- | 100255 | 41129
Silane, (chloromethyl)trimethyl- | 100248 | 41130
1H-Benzotriazole, 6-nitro- | 100222 | 41131
1,2,3-Propanetricarboxylic acid, 2-hydroxy-, iron salt (1:?) | 100214 | 41132
Silanamine, 1,1,1-triethoxy- | 100206 | 41133
Spiro[isobenzofuran-1(3H),9'-[9H]xanthen]-3-one, 4',5'-dichloro-3',6'-dihydroxy- | 100180 | 41134
Benzoic acid, propyl ester | 100164 | 41135
3,6,9,12,15,18,21,24,27-Nonaoxanonacosan-1-ol, 29-[4-(1,1,3,3-tetramethylbutyl)phenoxy]- | 100156 | 41136
Pyridinium, 1-hexadecyl-3-methyl-, bromide (1:1) | 100131 | 41137
Methane, trifluoroiodo- | 100115 | 41138
1,3-Benzenediamine, 4-[2-(4-ethoxyphenyl)diazenyl]-, hydrochloride (1:1) | 100107 | 41139
9H-Purin-6-amine, N-(phenylmethyl)-9-(tetrahydro-2H-pyran-2-yl)- | 100081 | 41140
Sulfurous acid, 2-[4-(1,1-dimethylethyl)phenoxy]cyclohexyl 2-propynyl ester | 100073 | 41141
Phosphorodithioic acid, S-[(6-chloro-2-oxo-3(2H)-benzoxazolyl)methyl] O,O-diethyl ester | 100057 | 41142
Acetic acid, (2,4-dichlorophenoxy)-, ammonium salt | 100032 | 41143
Decanoic acid, 3-methylbutyl ester | 100016 | 41144
Octanoic acid, decyl ester | 100008 | 41145
1,6,10-Dodecatrien-3-ol, 3,7,11-trimethyl-, 3-acetate | 99986 | 41146
Hexanoic acid, 3-hydroxy-, ethyl ester | 99960 | 41147
2-Hexen-1-ol | 99952 | 41148
L-Asparagine, N2-[(phenylmethoxy)carbonyl]- | 99937 | 41149
1,4-Benzenediol, 2-octyl- | 91033 | 41150
Benzene, 1-methyl-4-phenoxy- | 91025 | 41151
Ethanol, 2-[2-(dimethylamino)ethoxy]- | 91009 | 41152
1,2,3,4-Butanetetracarboxylic acid | 90993 | 41153
Thiocyanic acid, silver(1+) salt (1:1) | 90977 | 41154
1,3-Cyclooctadiene | 90969 | 41155
Benzaldehyde, 4-hydroxy-3-methoxy-, 2-[(4-hydroxy-3-methoxyphenyl)methylene]hydrazone | 90944 | 41156
Benzamide, N,N-diethyl- | 90928 | 41157
Benzenesulfonyl chloride, 2-nitro- | 90910 | 41158
Butanoic acid, 3-oxo-, 1,1-dimethylethyl ester | 90894 | 41159
2,4-Pentanedione, 3-chloro- | 90886 | 41160
Benzenemethanaminium, N-[4-[[4-(dimethylamino)phenyl][4-[ethyl[(3-sulfophenyl)methyl]amino]phenyl]methylene]-2,5-cyclohexadien-1-ylidene]-N-ethyl-3-sulfo-, inner salt, sodium salt (1:1) | 90878 | 41161
Boric acid (H3BO3), tri-2-propen-1-yl ester | 90860 | 41162
Octanoic acid, 2,6-dibromo-4-cyanophenyl ester | 90845 | 41163
Benzonitrile, 3,5-dibromo-4-hydroxy- | 90837 | 41164
Phenol, 4-(2-phenyldiazenyl)- | 90829 | 41165
Phenol, 4-[(phenylimino)methyl]- | 90811 | 41166
9H-Fluoren-9-ol | 90803 | 41167
1-Butanone, 1-(4-aminophenyl)- | 90795 | 41168
Ethanediamide, N1,N2-dihydroxy- | 90787 | 41169
1,2-Cyclohexanedicarboxylic acid | 90779 | 41170
Vanadium, triethoxyoxo-, (T-4)- | 90761 | 41171
3-Oxatricyclo[4.1.1.02,4]octane, 2,7,7-trimethyl- | 90753 | 41172
1H-Indene, 2,3-dihydro-4,6-dimethyl- | 90746 | 41173
Heptane, 1,1,1,2,2,3,3,4,4,5,5-undecafluoro-7-iodo- | 90738 | 41174
2,7-Naphthalenedisulfonic acid, 3-[2-(4-aminophenyl)diazenyl]-4,5-dihydroxy-, sodium salt (1:2) | 90720 | 41175
2-Propenoic acid, 1,1'-[1,2-ethanediylbis(oxy-2,1-ethanediyl)] ester | 90712 | 41176
Glycine, N-[(2-azido-1H-benzimidazol-1-yl)carbonyl]-, butyl ester | 90704 | 41177
Benzenamine, 4,4'-(1,3,4-oxadiazole-2,5-diyl)bis[N,N-diethyl- | 90696 | 41178
1,4-Benzenedicarboxylic acid, 1-methyl ester | 90688 | 41179
3-Cyclohexene-1-methanol | 90670 | 41180
2-Butanethiol, 2-methyl- | 90662 | 41181
Cyclopentanethiol | 90654 | 41182
Cyclohexane, ethyl- | 90639 | 41183
Cyclohexane, 1-methyl-4-(1-methylethyl)-, trans- | 90621 | 41184
2(1H)-Quinolinone, 4-hydroxy-1-methyl- | 90605 | 41185
L-Glutamic acid, 5-(phenylmethyl) ester | 90597 | 41186
Oxirane, 2,2'-[(1-methylethylidene)bis(4,1-phenyleneoxymethylene)]bis- | 90571 | 41187
1-Dodecanone, 1-phenyl- | 90563 | 41188
Benzene, 1,1',1'',1'''-(1,2-propadiene-1,3-diylidene)tetrakis- | 90548 | 41189
1H-Indole-7-carboxylic acid | 90522 | 41190
Cyclohexane, 1,1-diethoxy- | 90514 | 41191
Benzenecarboximidamide, hydrochloride (1:1) | 90498 | 41192
3-Octen-2-one | 90480 | 41193
1,3-Benzenediol, 4-[4,6-bis(2,4-dimethylphenyl)-1,3,5-triazin-2-yl]- | 90464 | 41194
Benzoic acid, 5-[(3-carboxy-5-methyl-4-oxo-2,5-cyclohexadien-1-ylidene)(2,6-dichloro-3-sulfophenyl)methyl]-2-hydroxy-3-methyl-, sodium salt (1:3) | 90456 | 41195
Ethanone, 1-(2,4,6-trimethylphenyl)- | 90449 | 41196
2.lambda.5-1,3,2-Dioxaphosphole, 2,2,2-trimethoxy-4,5-dimethyl- | 90423 | 41197
1,2-Ethanediamine, N1-phenyl- | 90407 | 41198
Propanedioyl dichloride | 90399 | 41199
Benzene, (triethoxymethyl)- | 90381 | 41200
2-Propenoic acid, 1,1-dimethylethyl ester | 90365 | 41201
1,10-Phenanthroline, 4,7-diphenyl- | 90357 | 41202
2-Nonenoic acid | 118885 | 41203
1-Propanaminium, N-(2-hydroxyethyl)-N,N-dimethyl-3-[(1-oxooctadecyl)amino]-, phosphate (1:1) | 118869 | 41204
Phenol, 2,4-dichloro-, sodium salt (1:1) | 118851 | 41205
Benzene, 1,1'-(1-methylethylidene)bis[4-(ethenyloxy)- | 118844 | 41206
Benzenesulfonothioic acid, 4-methyl-, sodium salt (1:1) | 118828 | 41207
Benzene, 1,4-bis(chloromethyl)-2,5-dimethoxy- | 118802 | 41208
Propanenitrile, 3-[(1-phenyl-1H-tetrazol-5-yl)thio]- | 118794 | 41209
Benzene, 1,3-bis(1-methylethenyl)- | 118778 | 41210
Acetamide, N-[(3-ethyl-4-oxo-2-thioxo-5-thiazolidinylidene)methyl]-N-phenyl- | 118760 | 41211
Urea, N,N'-bis(3-hydroxyphenyl)- | 118745 | 41212
Acetic acid, 2-mercapto-, nonyl ester | 118737 | 41213
2,7-Naphthalenedisulfonic acid, 5-(acetylamino)-4-hydroxy-3-[2-[4-[methyl[[2-(sulfooxy)ethyl]sulfonyl]amino]phenyl]diazenyl]- | 118711 | 41214
Cyclohexanol, 1-ethyl-, 1-acetate | 118703 | 41215
Ethanone, 1-phenyl-, 2,2-diphenylhydrazone | 118695 | 41216
2-Propenoic acid, 2,4,6-tribromophenyl ester | 118679 | 41217
1,3,2-Dioxathiolane, 2-oxide | 118661 | 41218
Benzene, 1,1'-(1-methylethylidene)bis[4-(2-propen-1-yloxy)- | 118646 | 41219
2-Naphthalenecarboxylic acid, 3-hydroxy-4-[2-(2-hydroxy-4-sulfo-1-naphthalenyl)diazenyl]- | 118620 | 41220
Ethanesulfonic acid, 2-[methyl(1-oxohexadecyl)amino]-, sodium salt (1:1) | 118604 | 41221
Thiophene, 3,3,4,4-tetrachlorotetrahydro-, 1,1-dioxide | 118596 | 41222
Phosphorodithioic acid, S-[[(2,5-dichlorophenyl)thio]methyl] O,O-dimethyl ester | 118588 | 41223
Phosphorothioic acid, S-(2-(diethylamino)ethyl) O,O-diethyl ester, ethanedioate (1:1) | 118570 | 41224
2,7-Naphthalenedisulfonic acid, 5-(acetylamino)-4-hydroxy-3-(2-phenyldiazenyl)-, sodium salt (1:2) | 118562 | 41225
4,7-Methano-1H-indene, 4,5,6,7,8,8-hexachloro-3a,4,7,7a-tetrahydro- | 118554 | 41226
Benzenemethanaminium, N-[2-[(2,6-dimethylphenyl)amino]-2-oxoethyl]-N,N-diethyl-, benzoate (1:1) | 118547 | 41227
4-Pyridinemethanamine | 118539 | 41228
3-Pyridinemethanamine | 118521 | 41229
2-Pyridinemethanamine | 118513 | 41230
1-Azabicyclo[2.2.2]octan-3-one | 118505 | 41231
3-Pyridinecarboxamide, hydriodide (1:1) | 118497 | 41232
2-Butenoic acid | 118489 | 41233
3-Butenoic acid, methyl ester | 118471 | 41234
Cyclooctanecarboxylic acid, methyl ester | 118463 | 41235
Methanaminium, N-(chloromethylene)-N-methyl-, chloride (1:1) | 118455 | 41236
Benzene, 1-chloro-4-silyl- | 118448 | 41237
Cyclobutanecarboxylic acid | 118430 | 41238
2-Cyclohexen-1-one, 3-methyl-5-propyl- | 118414 | 41239
Benzaldehyde, 2-chloro-, oxime | 118406 | 41240
Ethanamine, N-ethyl-N-hydroxy- | 118380 | 41241
1,7-Octadiene | 118372 | 41242
Aluminum, chlorodipropyl- | 118364 | 41243
Benzenesulfonic acid, 2,2'-(1,2-ethenediyl)bis[5-nitro-, sodium salt (1:2) | 118356 | 41244
Carbamodithioic acid, compd. with piperazine (1:?) | 118331 | 41245
2,7-Naphthalenedisulfonic acid, 4-hydroxy-3-[2-[4'-[2-(2-hydroxy-1-naphthalenyl)diazenyl]-2,2'-dimethyl[1,1'-biphenyl]-4-yl]diazenyl]-, sodium salt (1:2) | 118323 | 41246
1-Octadecanaminium, N,N-dimethyl-N-octadecyl-, bromide (1:1) | 118315 | 41247
2-Imidazolidinone, 1-(2-hydroxyethyl)- | 118299 | 41248
Octane, 1-(ethylthio)- | 118281 | 41249
Dodecane, 1-(methylthio)- | 118273 | 41250
4-Thiazolidinone, 5-[[4-(dimethylamino)phenyl]methylene]-3-propyl-2-thioxo- | 118257 | 41251
Pyridine, 2,2'-dithiobis-, 1,1'-dioxide | 118232 | 41252
Benzenesulfonamide, 4-methyl-N-[(4-methylphenyl)sulfonyl]- | 118216 | 41253
Benzenesulfonic acid, 3-amino-4-ethyl- | 118208 | 41254
Ethanol, 2-(tetradecyloxy)-, 1-(hydrogen sulfate), sodium salt (1:1) | 118190 | 41255
3-Dibenzofurancarboxamide, N-(2-ethoxyphenyl)-2-hydroxy- | 118174 | 41256
Quinoxaline, 2,3,6-trichloro- | 109413 | 41257
1,4-Benzenedicarboxaldehyde, 2,3,5,6-tetramethyl-, 1,4-dioxime | 109405 | 41258
Phosphoric acid, monooctadecyl ester | 109389 | 41259
Carbonodithioic acid, O-pentyl S-(2-propen-1-yl) ester | 109371 | 41260
Sulfuric acid, monoazanyl ester | 109355 | 41261
Methanesulfonothioic acid, S-methyl ester | 109348 | 41262
Acetic acid, 2-isocyanato-, ethyl ester | 109330 | 41263
1H-Pyrazole-1-carboximidamide, 3,5-dimethyl-N-nitro- | 109314 | 41264
Benzoselenazole, 5-methoxy-2-methyl- | 109306 | 41265
2-Naphthalenesulfonic acid, 6-amino-3-[2-[4-[2-(4-aminophenyl)diazenyl]-2-methoxy-5-methylphenyl]diazenyl]-4-hydroxy-, sodium salt (1:1) | 109280 | 41266
Silanediol, 1-ethenyl-1-methyl-, 1,1-diacetate | 109272 | 41267
Ethanedioic acid, ammonium iron(3+) salt (3:3:1) | 109264 | 41268
Iron, [.mu.-[ethanedioato(2-)-.kappa.O1,.kappa.O2':.kappa.O1',.kappa.O2]]bis[ethanedioato(2-)-.kappa.O1,.kappa.O2]di- | 109256 | 41269
9,10-Anthracenedione, 1-(phenylamino)- | 109231 | 41270
9,10-Anthracenedione, 1,5-bis(phenylamino)- | 109223 | 41271
9,10-Anthracenedione, 1-[(4-methylphenyl)amino]- | 109207 | 41272
Silane, triethoxyoctyl- | 109181 | 41273
Disiloxane, 1-chloro-1,1,3,3,3-pentamethyl- | 109165 | 41274
3-Pyridinecarboxylic acid, 2-chloro- | 109157 | 41275
Benzothiazole, 2,6-dimethyl- | 109132 | 41276
Benzothiazole, 5-methoxy-2-methyl- | 109124 | 41277
Benzothiazole, 2-methyl-5-nitro- | 109116 | 41278
Carbonochloridothioic acid, S-ethyl ester | 109108 | 41279
Benzothiazole, 2-methyl-6-nitro- | 109090 | 41280
1H-Isoindole-1,3(2H)-dione, 3a,4,7,7a-tetrahydro-2-[(1,1,2,2-tetrachloroethyl)thio]-, (3aR,7aS)-rel- | 109082 | 41281
Thiosulfuric acid (H2S2O3), S-(2-aminoethyl) ester | 109074 | 41282
Carbonochloridic acid, 2-propen-1-yl ester | 109066 | 41283
Propanoic acid, 3-mercapto-, methyl ester | 109058 | 41284
2,5-Hexanediol | 109041 | 41285
Benzeneacetic acid, .alpha.-amino-, (.alpha.S)- | 109033 | 41286
Cyclopropanecarboxylic acid, 2,2-dimethyl-3-(2-methyl-1-propen-1-yl)-, (1R,3S)-rel- | 109025 | 41287
Ethanol, 2-(1-naphthalenylamino)- | 109017 | 41288
Thiopyrylium, 2,6-bis(4-ethylphenyl)-4-[4-(pentyloxy)phenyl]-, perchlorate (1:1) | 109009 | 41289
Zinc, bis[O,O-bis(1-methylethyl) phosphorodithioato-.kappa.S,.kappa.S']-, (T-4)- | 108993 | 41290
Phosphorous acid, tris(decyl) ester | 108985 | 41291
Silane, trihexyl- | 108977 | 41292
Propanoyl fluoride, 2,3,3,3-tetrafluoro-2-(trifluoromethoxy)- | 108969 | 41293
Benzenediazonium, 4-(dimethylamino)-, hexafluorophosphate(1-) (1:1) | 108951 | 41294
Magnesium, chloro[4-(trifluoromethyl)phenyl]- | 108936 | 41295
Methanesulfonic acid, 1,1,1-trifluoro-, silver(1+) salt (1:1) | 108928 | 41296
Acetic acid, 2,2,2-trifluoro-, sodium salt (1:1) | 108902 | 41297
Acetic acid, 2,2,2-trifluoro-, lithium salt (1:1) | 108894 | 41298
Propanoic acid, 2-oxo-, lithium salt (1:1) | 108878 | 41299
9H-Purin-6-amine, hydrochloride (1:1) | 108860 | 41300
Acetic acid, 2-(aminooxy)-, hydrochloride (2:1) | 108845 | 41301
[1,1'-Biphenyl]-4-carbonitrile | 108837 | 41302
Benzenesulfonic acid, 3-[2-(2,4-dihydroxyphenyl)diazenyl]-4-hydroxy- | 108811 | 41303
Ethanesulfonic acid, 2-[2-[2-[4-(1,1,3,3-tetramethylbutyl)phenoxy]ethoxy]ethoxy]-, sodium salt (1:1) | 108803 | 41304
Methanol, 1-(trimethylsilyl)-, 1-acetate | 108787 | 41305
1-Propanol, 3-(trimethylsilyl)- | 108779 | 41306
Carbonochloridic acid, C,C'-[1,4-cyclohexanediylbis(methylene)] ester | 108753 | 41307
1-Dodecanamine, N-dodecyl-N-methyl- | 108746 | 41308
Butanedioic acid, 1,4-bis(2-ethylhexyl) ester | 108720 | 41309
2-Butenedioic acid (2Z)-, 1,4-dioctyl ester | 108712 | 41310
1,8-Pyrenedione | 99929 | 41311
Carbamothioic acid, bis(1-methylethyl)-, S-(2,3,3-trichloro-2-propenyl) ester | 99903 | 41312
Carbamothioic acid, bis(1-methylethyl)-, S-(2,3-dichloro-2-propenyl) ester | 99895 | 41313
1-Naphthalenesulfonic acid, 8,8'-[[1,1'-biphenyl]-4,4'-diylbis(2,1-diazenediyl)]bis[7-hydroxy-, sodium salt (1:2) | 99879 | 41314
Carbamic acid, [(4-aminophenyl)sulfonyl]-, methyl ester, monosodium salt | 99846 | 41315
Benzoic acid, 3,6-dichloro-2-methoxy-, compd. with N-methylmethanamine (1:1) | 99838 | 41316
Benzaldehyde, 4-methoxy-, 2-[(4-methoxyphenyl)methylene]hydrazone | 99812 | 41317
Benzenesulfonic acid, 4-bromo-, hydrazide | 99796 | 41318
1-Propanone, 1-(2,4,6-trihydroxyphenyl)- | 99788 | 41319
Silane, dichlorodipropyl- | 99762 | 41320
Silacyclobutane, 1,1-dimethyl- | 99754 | 41321
Benzeneacetic acid, .alpha.-ethyl-, methyl ester | 99739 | 41322
Pyridinium, 1-ethyl-, chloride (1:1) | 99721 | 41323
2,8,9-Trioxa-5-aza-1-silabicyclo[3.3.3]undecane, 1-methyl- | 99705 | 41324
Phosphorous triamide, N,N,N',N',N'',N''-hexaethyl- | 99689 | 41325
1-Naphthalenecarboxylic acid, 2-hydroxy- | 99671 | 41326
4,7-Methano-1H-indene, 3a,4,5,6,7,7a-hexahydro-5-(2-propen-1-yloxy)- | 99655 | 41327
5H-Benz[6,7]indazolo[2,3,4-fgh]naphth[2'',3'':6',7']indolo[3',2':5,6]anthra[2,1,9-mna]acridine-5,8,13,25(24H)-tetrone | 99648 | 41328
Peroxide, acetyl nitro | 99630 | 41329
6-Nonenal, (6Z)- | 99622 | 41330
Phosphorodithioic acid, O,O-diethyl S-[2-[(1-methylethyl)amino]-2-oxoethyl] ester | 99614 | 41331
Ethanone, 2,2-dichloro-1-(2,4-dichlorophenyl)- | 99606 | 41332
2-Propenoic acid, 1,1'-(1,2-ethanediyl) ester | 99598 | 41333
Stannane, dimethyloxo- | 99580 | 41334
Stannane, butylhydroxyoxo- | 99572 | 41335
9-Octadecenoic acid (9Z)-, compd. with 2-aminoethanol (1:1) | 99564 | 41336
1-Aziridinecarboxamide, N,N'-1,6-hexanediylbis- | 99556 | 41337
6-Octenoic acid, 3,7-dimethyl-, methyl ester | 99549 | 41338
2-Butanol, aluminum salt (3:1) | 99531 | 41339
2-Propanol, 1,1'-(hexadecylimino)bis- | 99523 | 41340
Propane, 1,1,1,3-tetrachloro-2,2,3,3-tetrafluoro- | 99515 | 41341
1-Octanesulfonamide, N-butyl-1,1,2,2,3,3,4,4,5,5,6,6,7,7,8,8,8-heptadecafluoro-N-(2-hydroxyethyl)- | 99507 | 41342
Ethanaminium, 2-(acetyloxy)-N,N,N-trimethyl-, iodide (1:1) | 99499 | 41343
Carbamimidothioic acid, methyl ester, sulfate (1:?) | 99481 | 41344
Cyclopropanecarboxylic acid, 2,2-dimethyl-3-(2-methyl-1-propen-1-yl)-, (1S,3S)- | 99473 | 41345
Phosphorodithioic acid, O,O-dioctyl ester | 99457 | 41346
Phosphorodithioic acid, O,O-dibutyl ester | 99432 | 41347
Phosphorodithioic acid, O,O-dipropyl ester | 99424 | 41348
1-Octanesulfonamide, N,N',N''-[phosphinylidynetris(oxy-2,1-ethanediyl)]tris[N-ethyl-1,1,2,2,3,3,4,4,5,5,6,6,7,7,8,8,8-heptadecafluoro- | 99408 | 41349
Benzenediazonium, 4-(4-morpholinyl)-, tetrafluoroborate(1-) (1:1) | 99390 | 41350
1-Propen-2-ol, 3,3,3-trifluoro-, 2-acetate | 99382 | 41351
Naphthalene, 1,6,7-trimethyl- | 99366 | 41352
1,3-Dioxane, 4-hexyl- | 99358 | 41353
1,3,5-Triazine-2,4,6(1H,3H,5H)-trione, 1,3-dichloro-, potassium salt (1:1) | 99333 | 41354
Undecanenitrile | 99317 | 41355
1-Undecyne | 99309 | 41356
Benzoic acid, 2-hydroxy-5-[2-(4-nitrophenyl)diazenyl]- | 99283 | 41357
Hydrazine, 1-naphthalenyl-, hydrochloride (1:1) | 99275 | 41358
Ethanone, 2-(acetyloxy)-1-phenyl- | 99259 | 41359
Carbamic acid, N-(4-chlorophenyl)-, 1-methylethyl ester | 99234 | 41360
Oxirane, 2,2'-[oxybis(methylene)]bis- | 99226 | 41361
Butanamide, N,N-diethyl-3-oxo- | 99200 | 41362
Phosphonic acid, P,P',P''-[nitrilotris(methylene)]tris-, sodium salt (1:5) | 99192 | 41363
Mercurate(2-), ethyl[phosphato(3-)-.kappa.O]-, dihydrogen | 99184 | 41364
Magnesium, [29H,31H-phthalocyaninato(2-)-.kappa.N29,.kappa.N30,.kappa.N31,.kappa.N32]-, (SP-4-1)- | 90340 | 41365
Phosphonic acid, P,P'-methylenebis-, P,P,P',P'-tetraethyl ester | 90324 | 41366
1,10-Phenanthroline, 3,4,7,8-tetramethyl- | 90316 | 41367
Butanamide, 2-[2-(4-methoxyphenyl)diazenyl]-3-oxo-N-phenyl- | 90290 | 41368
Phosphorotrithious acid, tridodecyl ester | 90274 | 41369
Benzenesulfonyl chloride, 2,4-dinitro- | 90258 | 41370
Benzene, 1-methoxy-4-phenoxy- | 90233 | 41371
Benzene, 1-methoxy-3-phenoxy- | 90225 | 41372
2,7-Naphthalenedisulfonic acid, sodium salt (1:2) | 90209 | 41373
Cyclohexanecarboxylic acid, 2-oxo-, ethyl ester | 90183 | 41374
Decanoic acid, decyl ester | 90175 | 41375
2-Undecanol | 90159 | 41376
1,3-Butadiene, 2,3-dichloro- | 90142 | 41377
Heptane, 3-(iodomethyl)- | 90134 | 41378
Ethane, 1,2-dichloro-1,1-difluoro- | 90118 | 41379
1,9-Decadiene | 90100 | 41380
Propanal, 2-methyl-2-(methylsulfinyl)-, O-[(methylamino)carbonyl]oxime | 90084 | 41381
Benzene, 1,4-dibromo-2,3,5,6-tetramethyl- | 90068 | 41382
Ethanone, 1-(2-benzofuranyl)- | 90050 | 41383
2-Propanimine, 1,1,1,3,3,3-hexafluoro- | 90043 | 41384
1-Dodecanamine, N,N-dimethyl-, N-oxide | 90035 | 41385
1-Butanaminium, N,N,N-tributyl-, bromide (1:1) | 90027 | 41386
1-Piperazinecarboxamide, N,N-diethyl-4-methyl-, 2-hydroxy-1,2,3-propanetricarboxylate (1:1) | 90019 | 41387
1,3,2-Benzodioxaphosphole, 2-chloro- | 90001 | 41388
1-Butanamine, acetate (1:1) | 89995 | 41389
3H-Indole, 2,3,3-trimethyl- | 89987 | 41390
Butanedioic acid, 2-sulfo-, 1,4-dioctyl ester, sodium salt (1:1) | 89979 | 41391
Benzeneethanol, .alpha.-[(1R)-2-(dimethylamino)-1-methylethyl]-.alpha.-phenyl-, 1-propanoate, hydrochloride (1:1), (.alpha.S)- | 89961 | 41392
1-Heptanethiol | 89953 | 41393
Phosphonous acid, P-phenyl-, diethyl ester | 89946 | 41394
Phosphine oxide, (chloromethyl)dimethyl- | 89938 | 41395
Phenol, 4-butyl- | 89920 | 41396
2-Propanol, 1,1'-[(1-methyl-1,2-ethanediyl)bis(oxy)]bis- | 89912 | 41397
Benzene, 1,3-bis(4-phenoxyphenoxy)- | 89904 | 41398
2,4-Pentanediol, 2-methyl-, 2,4-diacetate | 89896 | 41399
Benzoic acid, 2-[2-(4-hydroxyphenyl)diazenyl]- | 89888 | 41400
Propane, 2-methoxy-2-methyl- | 89870 | 41401
1,2-Oxathiane, 2,2-dioxide | 89854 | 41402
Carbonic acid, strontium salt (1:1) | 89839 | 41403
Bicyclo[2.2.1]heptan-2-ol, 1,3,3-trimethyl- | 89821 | 41404
Heptane, 3-methylene- | 89813 | 41405
Benzene, 1,1'-(chlorosilylene)bis- | 89797 | 41406
Benzene, (chloromethylsilyl)- | 89789 | 41407
Benzene, [(dimethylsilyl)methyl]- | 89763 | 41408
1H-Pyrrole-2,5-dione, 1-cyclohexyl- | 89755 | 41409
1-Penten-3-one | 89730 | 41410
Benzenamine, 4-[2-(2-benzothiazolyl)ethenyl]-N,N-dimethyl- | 89722 | 41411
Germane, chlorotriphenyl- | 89714 | 41412
Benzoyl chloride, 4-phenoxy- | 89680 | 41413
Phosphoric acid, mono(1-methylethyl) ester | 89672 | 41414
Phosphoric acid, monobutyl ester | 89656 | 41415
Phosphoric acid, monoethyl ester | 89649 | 41416
Phosphoric acid, monopropyl ester | 89631 | 41417
Ethanesulfonyl chloride, 2-chloro- | 89615 | 41418
Azulene, 1,2,3,4,5,6,7,8-octahydro-1,4-dimethyl-7-(1-methylethenyl)-, (1S,4S,7R)- | 118158 | 41419
2-Naphthalenecarboxamide, 3-hydroxy-N-(4-methoxy-2-methylphenyl)- | 118133 | 41420
7H-Benz[de]anthracen-7-one, 3-methoxy- | 118125 | 41421
1-Naphthalenesulfonic acid, 4-[2-[1-hydroxy-6-[[[[5-hydroxy-6-[2-(2-methoxyphenyl)diazenyl]-7-sulfo-2-naphthalenyl]amino]carbonyl]amino]-3-sulfo-2-naphthalenyl]diazenyl]-, sodium salt (1:3) | 118117 | 41422
9-Octadecenoic acid (9Z)-, decyl ester | 118091 | 41423
2-Propenoic acid, 2-methyl-, 2-phenylethyl ester | 118075 | 41424
Pentanoic acid, 3-methyl-2-oxo-, methyl ester | 118059 | 41425
1,3,5-Triazine, 2,4,6-tri-2-pyridinyl- | 118042 | 41426
1,4-Phthalazinedione, 2,3-dihydro-5-nitro- | 118026 | 41427
3-Hexen-1-ol, 1-acetate, (3E)- | 118018 | 41428
Benzamide, N-(4-chlorophenyl)-2-hydroxy- | 117994 | 41429
1H-Isoindole-1,3(2H)-dione, 5-amino- | 117978 | 41430
Butane, 1,2,2-tribromo- | 117960 | 41431
Butane, 1,1,2-tribromo- | 117952 | 41432
Propanoic acid, 2,3-dibromo-, ethyl ester | 117937 | 41433
D-Glucose, 6-(dihydrogen phosphate), sodium salt (1:2) | 117911 | 41434
Benzenamine, N-ethyl-4-nitro- | 117903 | 41435
1-Propanaminium, 3-(decylthio)-2-hydroxy-N,N,N-trimethyl-, 4-methylbenzenesulfonate (1:1) | 117887 | 41436
1-Butanamine, 4-(methoxydimethylsilyl)- | 117861 | 41437
1,2-Benzenediamine, 4-butyl- | 117853 | 41438
Hexane, 1,1-diethoxy- | 117838 | 41439
Trisulfide, dimethyl | 117820 | 41440
Pentane, 1,1-diethoxy- | 117812 | 41441
3(2H)-Furanone, 4-hydroxy-2,5-dimethyl- | 117804 | 41442
Octanoic acid, 2,2,3,3,4,4,5,5,6,6,7,8,8,8-tetradecafluoro-7-(trifluoromethyl)-, ammonium salt (1:1) | 117788 | 41443
Phosphonic acid, bis(2-ethylhexyl) ester | 117770 | 41444
.beta.-Alanine, N-(2-carboxyethyl)-N-dodecyl-, sodium salt (1:2) | 117762 | 41445
Acetic acid, 2-(4-chloro-2-methylphenoxy)-, sodium salt (1:1) | 117754 | 41446
2-Naphthalenecarboxamide, 3-hydroxy-N-(4-methylphenyl)- | 117747 | 41447
Silane, dichlorodi-2-propen-1-yl- | 117739 | 41448
3H-Indolium, 2-[2-[4-[(2-chloroethyl)methylamino]phenyl]ethenyl]-1,3,3-trimethyl-, chloride (1:1) | 117721 | 41449
1,2-Benzenedicarboxylic acid, 1,2-diheptyl ester | 117713 | 41450
1,2-Benzenedicarboxylic acid, 1,2-diundecyl ester | 117705 | 41451
Stannane, dioctylbis[(1-oxododecyl)oxy]- | 117697 | 41452
Morpholine, 4-(2-chloroethyl)-, hydrochloride (1:1) | 117689 | 41453
2H-Purine-2-thione, 6-amino-3,7-dihydro- | 117671 | 41454
D-Gluconic acid, 2-amino-2-deoxy- | 117663 | 41455
[1,1'-Biphenyl]-4-ol, sodium salt (1:1) | 117655 | 41456
Hexanoic acid, 2-ethyl-, titanium(4+) salt (4:1) | 117648 | 41457
1,4-Benzenedicarboxylic acid, 1-(2-hydroxyethyl) 4-methyl ester | 117630 | 41458
2-Propenamide, N-(methoxymethyl)-2-methyl- | 117622 | 41459
1H-1,2,4-Triazole-3-carboxylic acid, 5-amino- | 117606 | 41460
Ethanone, 1-(3,4-dimethylphenyl)- | 117598 | 41461
Benzene, 1,3-bis(isocyanatomethyl)- | 117572 | 41462
Silane, chlorotrihexyl- | 117564 | 41463
D-Gluconic acid, magnesium salt (2:1) | 117549 | 41464
1-Naphthalenesulfonic acid, 3-[2-[4-[2-[4-[2-(4-aminophenyl)diazenyl]-6-sulfo-1-naphthalenyl]diazenyl]-6-sulfo-1-naphthalenyl]diazenyl]-4-hydroxy-, sodium salt (1:3) | 117531 | 41465
2-Naphthalenesulfonic acid, 7,7'-(carbonyldiimino)bis[4-hydroxy-3-(2-phenyldiazenyl)-, sodium salt (1:2) | 117523 | 41466
Benzenesulfonic acid, 4-[2-(4-amino-5-methoxy-2-methylphenyl)diazenyl]-, sodium salt (1:1) | 117515 | 41467
2-Naphthalenesulfonic acid, 8-[2-[4-[2-(4-aminophenyl)diazenyl]-6-sulfo-1-naphthalenyl]diazenyl]-5-[2-(2-hydroxy-6-sulfo-1-naphthalenyl)diazenyl]-, sodium salt (1:3) | 117507 | 41468
Benzenesulfonamide, N-(2-aminophenyl)-4-methyl- | 117481 | 41469
Glycine, N-methyl-N-(1-oxo-9-octadecen-1-yl)-, sodium salt (1:1) | 117473 | 41470
Formamide, N,N-dimethyl-, compd. with octahydro-1,3,5,7-tetranitro-1,3,5,7-tetrazocine (1:1) | 108696 | 41471
Benzenamine, N,N-dimethyl-2,6-bis(1-methylethyl)- | 108688 | 41472
Benzene, 1-chloro-3-isocyanato- | 108670 | 41473
Butanoic acid, 4,4'-dithiobis- | 108654 | 41474
1-Propanamine, 3-(1-methylethoxy)- | 108639 | 41475
Benzoic acid, 2,5-dichloro-, methyl ester | 108621 | 41476
Benzoic acid, 3-chloro-, methyl ester | 108613 | 41477
Benzoyl chloride, 2,5-dichloro- | 108597 | 41478
Benzoic acid, 2,3-dichloro-, methyl ester | 108571 | 41479
Disulfide, bis(2,6-dimethylphenyl) | 108563 | 41480
Butanamide, N-(4-chloro-2,5-dimethoxyphenyl)-2-[2-(4-chloro-2-methylphenyl)diazenyl]-3-oxo- | 108548 | 41481
5-Isobenzofurancarboxylic acid, 1,3-dihydro-1,3-dioxo-, methyl ester | 108522 | 41482
Thioperoxydiphosphoric acid ([(HO)2P(S)]2S2), OP,OP,OP',OP'-tetraethyl ester | 108514 | 41483
Benzoic acid, 2-[2-(4,5-dihydro-3-methyl-5-oxo-1-phenyl-1H-pyrazol-4-yl)diazenyl]- | 108498 | 41484
1-Piperidinyloxy, 2,2,6,6-tetramethyl-4-oxo- | 108472 | 41485
1,3-Benzenediol, 4-ethyl- | 108464 | 41486
1,3,5-Triazine-2,4,6(1H,3H,5H)-trione, 1,3-dichloro-, sodium salt (1:1) | 108449 | 41487
3-Cyclobutene-1,2-dione, 3,4-dihydroxy- | 108431 | 41488
3-Oxatricyclo[3.2.1.02,4]octane, 6-ethenyl- | 108415 | 41489
1-Octadecanethiol | 108407 | 41490
Pyrazine, 2-methoxy-5-methyl- | 108381 | 41491
Pyrazine, 2-methoxy-6-methyl- | 108373 | 41492
Benzenepropanoic acid, 4-methoxy-.beta.-oxo-, ethyl ester | 108357 | 41493
4-Thia-6,9,11-triazadodecane-1-sulfonic acid, 12-phenyl-6-[2-[[[(phenylmethyl)amino]thioxomethyl]amino]ethyl]-5,10-dithioxo-, sodium salt (1:1) | 108332 | 41494
Octadecane, 1-isothiocyanato- | 108324 | 41495
Pyridinium, 1-(phenylmethyl)-, chloride (1:1) | 108316 | 41496
Decanoic acid, 2-ethyl- | 108308 | 41497
Dodecanoic acid, 2-ethyl- | 108290 | 41498
Dodecanoic acid, 2-methyl- | 108282 | 41499
2-Propenamide, N-(1,1-dimethyl-3-oxobutyl)- | 108274 | 41500
Pentanedioyl dichloride | 108266 | 41501
Ethanol, 2-[ethyl[4-[2-(4-nitrophenyl)diazenyl]phenyl]amino]- | 108258 | 41502
9,10-Anthracenedione, 1,4-diamino-2-methoxy- | 108241 | 41503
Ethanol, 2-[(4-amino-2-nitrophenyl)amino]- | 108233 | 41504
8-Azoniabicyclo[3.2.1]octane, 3-(3-hydroxy-1-oxo-2-phenylpropoxy)-8,8-dimethyl-, bromide (1:1), (3-endo)- | 108225 | 41505
Benzoselenazolium, 3-ethyl-5-methoxy-2-methyl-, iodide (1:1) | 108217 | 41506
Benzoselenazolium, 3-ethyl-2-methyl-, iodide (1:1) | 108209 | 41507
Benzenesulfonic acid, 2,2'-(1,2-ethenediyl)bis[5-[2-(4-ethoxyphenyl)diazenyl]-, sodium salt (1:2) | 108191 | 41508
Phosphoric acid, diethyl ester, sodium salt (1:1) | 108183 | 41509
Benzene, 2-ethyl-1,3-dimethyl- | 108175 | 41510
Cyclopropanecarboxylic acid, methyl ester | 108142 | 41511
2-Propenoic acid, 2-methyl-, 2-(dimethylamino)ethyl ester | 108134 | 41512
Bicyclo[3.1.0]hex-2-ene, 2-methyl-5-(1-methylethyl)- | 108126 | 41513
10H-Phenoxarsine, 10-chloro- | 108100 | 41514
Benzene, 4-bromo-1,2-dimethoxy- | 108084 | 41515
2-Pyridinepropanol | 108076 | 41516
Silane, bromotrimethyl- | 108050 | 41517
Oxirane, 2-decyl- | 108043 | 41518
1H-Imidazole, 1-ethenyl-2-methyl- | 108027 | 41519
1H-Imidazole, 1-ethenyl-2-phenyl- | 108019 | 41520
Decane, 4-methyl- | 107995 | 41521
Pyrazine, 2-methoxy-3-methyl- | 107987 | 41522
Decanoic acid, cadmium salt (2:1) | 107979 | 41523
1,3,5-Hexatriene | 99176 | 41524
Magnesium, chloropropyl- | 99150 | 41525
Ethanone, 1-(2,4-dichlorophenyl)- | 99143 | 41526
Benzaldehyde, 4-hydroxy-3,5-dimethyl- | 99127 | 41527
1-Propene, 3,3,3-trichloro- | 99119 | 41528
Cyclohexanone, 2,4,4-trimethyl- | 99093 | 41529
Benzenecarbothioamide | 99085 | 41530
Silane, chlorobis(1-methylethyl)- | 99077 | 41531
1-Piperidinyloxy, 4-hydroxy-2,2,6,6-tetramethyl- | 99051 | 41532
Butanedioic acid, ammonium salt (1:2) | 99044 | 41533
Ethanol, 2-(3,3-dimethylbicyclo[2.2.1]hept-2-ylidene)-, 1-acetate | 99028 | 41534
Dodecanoic acid, compd. with 2,2',2''-nitrilotris[ethanol] (1:1) | 99010 | 41535
Morpholine, 4-(2-nitrobutyl)- | 99002 | 41536
Oxirane, 2,2'-[1,2-ethanediylbis(oxymethylene)]bis- | 98988 | 41537
1-Naphthalenecarboxylic acid, 2-ethoxy- | 98970 | 41538
Octadecanoic acid, nickel(2+) salt (2:1) | 98962 | 41539
Propanenitrile, 3-[[2-(2,5-dioxo-1-pyrrolidinyl)ethyl](3-methylphenyl)amino]- | 98947 | 41540
1,4-Dioxaspiro[4.5]decane, 8-(1,1-dimethylethyl)- | 98921 | 41541
Phenol, 2-methyl-4-(1,1,3,3-tetramethylbutyl)- | 98905 | 41542
Phenol, 2-(1,1-dimethylethyl)-6-methyl- | 98897 | 41543
2-Butyne, 1,4-dibromo- | 98871 | 41544
L-Homoserine, O-[(aminoiminomethyl)amino]-, sulfate (1:1) | 98863 | 41545
Phenol, 2-(1-methyl-1H-benzimidazol-2-yl)- | 98848 | 41546
Cyclohexanebutanoic acid, copper(2+) salt (2:1) | 98822 | 41547
Butanoic acid, 2,2,3,3,4,4,4-heptafluoro-, sodium salt (1:1) | 98814 | 41548
Acetic acid, 2,2-difluoro-, sodium salt (1:1) | 98806 | 41549
Disulfide, bis(2,4-dinitrophenyl) | 98798 | 41550
Butanoic acid, (tetrahydro-2-furanyl)methyl ester | 98780 | 41551
Benzenamine, N,N-dipropyl- | 98772 | 41552
Benzene, 1,1'-thiobis[2,4,6-trinitro- | 98764 | 41553
Glycine, N-phenyl-, ethyl ester | 98756 | 41554
Naphthalene, 1-methoxy- | 98749 | 41555
1-Naphthalenamine, N-methyl- | 98731 | 41556
1H-Indene, 4-chloro-2,3-dihydro-7-methyl- | 98723 | 41557
Cyclohexanol, 5-methyl-2-(1-methylethyl)-, (1S,2S,5R)- | 98715 | 41558
Cyclohexanol, 5-methyl-2-(1-methylethyl)-, (1R,2S,5R)- | 98707 | 41559
Benzenemethanol, 4-methyl-, 1-acetate | 98699 | 41560
Benzenamine, N,N-diethyl-3-nitro- | 98681 | 41561
Benzenamine, N,N-diethyl-4-nitro- | 98673 | 41562
Benzene, 1-nitro-2-phenoxy- | 98665 | 41563
Benzoic acid, 4-phenoxy- | 98657 | 41564
Benzene, 2,5-dichloro-1,3-dinitro- | 98624 | 41565
Quinoxaline, 2,3-dichloro- | 98616 | 41566
1H-Azepine-1-carbothioic acid, hexahydro-, S-ethyl ester | 98590 | 41567
Acetic acid, (2,4-dichlorophenoxy)-, compd. with N-9-octadecenyl-1,3-propanediamine (1:1), (Z)- | 98582 | 41568
Acetic acid, (2,4-dichlorophenoxy)-, compd. with 1-octanamine (1:1) | 98574 | 41569
Ethanol, 2-[[2-(dimethylamino)ethyl]methylamino]- | 98566 | 41570
Silane, (chloromethyl)diethoxymethyl- | 98558 | 41571
1-Butene, 2-chloro- | 98533 | 41572
Oxirane, 2-[(2-methylphenoxy)methyl]- | 98517 | 41573
Hexadecanoic acid, compd. with 2-aminoethanol (1:1) | 98509 | 41574
2-Propenoic acid, 2-methyl-, propyl ester | 98491 | 41575
2-Naphthalenecarboxamide, 3-hydroxy-N-(4-nitrophenyl)- | 98475 | 41576
Benzoic acid, 2-(dimethylamino)ethyl ester | 98459 | 41577
Sulfuric acid, monohexyl ester, sodium salt (1:1) | 98442 | 41578
Benzoic acid, 3,5-bis(1,1-dimethylethyl)-4-hydroxy-, ethyl ester | 89599 | 41579
1-Azabicyclo[2.2.2]octan-3-ol | 89581 | 41580
2-Pentenoic acid, 2-methyl-, (2Z)- | 89565 | 41581
2-Butenoic acid, hexyl ester, (2E)- | 89557 | 41582
Ethanol, 2-methoxy-, 1-carbamate | 89532 | 41583
Hydrazine, 1,2-diethyl- | 89524 | 41584
Germane, dichlorodiphenyl- | 89508 | 41585
Benzenamine, N,N-dimethyl-4-[2-(2-quinolinyl)ethenyl]- | 89490 | 41586
1,3,5-Triazine-2,4-diamine, 6-methoxy-N2,N4-bis(1-methylethyl)- | 89474 | 41587
Dicarbonic acid, 1,3-diethyl ester | 89458 | 41588
Propanoic acid, 3,3'-dithiobis-, 1,1'-diethyl ester | 89441 | 41589
Silane, chlorodiethyl- | 89425 | 41590
Phosphorous triamide, N,N,N',N',N'',N''-hexamethyl- | 89417 | 41591
Ethanol, 2,2'-[2-butyne-1,4-diylbis(oxy)]bis- | 89391 | 41592
2-Propanol, 1,1'-[2-butyne-1,4-diylbis(oxy)]bis[3-chloro- | 89383 | 41593
1-Pyrenamine | 89367 | 41594
Benzene, 1,4-bis(1-methylethenyl)- | 89359 | 41595
3,5-Heptadien-2-one, 6-methyl- | 89334 | 41596
Butanedioic acid, 2-methyl-, 1,4-dimethyl ester | 89326 | 41597
2-Pyridinamine, 5-methyl- | 89300 | 41598
2-Pyridinamine, 3-methyl- | 89292 | 41599
1-Propene, 1,1,2,3,3-pentachloro- | 89276 | 41600
Acetic acid, mercury(2+) salt (2:1) | 89268 | 41601
1,3-Dioxolane, 4-methyl-2-pentyl- | 89243 | 41602
Hexane, 1,1-dimethoxy- | 89235 | 41603
Butanedioic acid, mono(2,2-dimethylhydrazide) | 89227 | 41604
Benzaldehyde, 2-hydroxy-5-nitro-, oxime | 89219 | 41605
9,10-Anthracenedione, 1-hydroxy-4-[[4-[(methylsulfonyl)oxy]phenyl]amino]- | 89201 | 41606
Benzene, 1,4-bis(dibromomethyl)- | 89193 | 41607
Octadecanoic acid, calcium salt (2:1) | 89185 | 41608
Benzene, 1-(chloromethyl)-4-ethenyl- | 89177 | 41609
1,1'-Biphenyl, 4-iodo- | 89169 | 41610
[1,1'-Biphenyl]-4,4'-dicarbonitrile | 89151 | 41611
1-Propanol, 2-methoxy- | 89144 | 41612
Benzoic acid, 4-amino-3-nitro- | 89136 | 41613
1,2,3-Propanetricarboxylic acid, 2-hydroxy-, 1,2,3-trimethyl ester | 89128 | 41614
Aluminum, ethoxydiethyl- | 89110 | 41615
Methylium, triphenyl-, (OC-6-11)-hexachloroantimonate(1-) (1:1) | 89102 | 41616
Silanamine, 1,1,1-trimethyl-N,N-bis(trimethylsilyl)- | 89094 | 41617
Benzene, 1-bromo-4-ethyl- | 89086 | 41618
Benzenediazonium, 4-chloro-, hexafluorophosphate(1-) (1:1) | 89078 | 41619
Benzene, 1,1'-oxybis[4-methyl- | 89052 | 41620
3-Octenoic acid | 89037 | 41621
3-Hexenoic acid, (3E)- | 89029 | 41622
2-Penten-1-ol, (2Z)- | 89011 | 41623
3-Hepten-1-ol, 1-acetate, (3Z)- | 88997 | 41624
3-Hepten-1-ol, 1-acetate, (3E)- | 88989 | 41625
Phenanthrene, 3,6-dimethyl- | 88963 | 41626
Benzenesulfonic acid, 4-methyl-, hydrazide | 88948 | 41627
4-Pentenoic acid, 2-methyl- | 88930 | 41628
1-Pentyne, 3-methylene- | 88914 | 41629
3-Penten-1-yne, 3-methyl- | 88906 | 41630
Benzenamine, 4-[2-(1H-imidazol-2-yl)diazenyl]- | 88880 | 41631
2-Butyne-1,4-diol, 1,4-diacetate | 88872 | 41632
Cyclohexanol, 5-methyl-2-(1-methylethyl)-, (1R,2S,5S)-rel- | 117457 | 41633
Cyclohexanol, 5-methyl-2-(1-methylethyl)-, (1R,2R,5S)-rel- | 117440 | 41634
Benzenesulfonamide, N-butyl- | 117432 | 41635
Acetamide, N-[5-[bis[2-(acetyloxy)ethyl]amino]-2-[2-(2-bromo-4,6-dinitrophenyl)diazenyl]-4-methoxyphenyl]- | 117416 | 41636
Benzenesulfonic acid, 2,4-diamino-5-[2-(2-hydroxy-5-nitrophenyl)diazenyl]-, sodium salt (1:1) | 117382 | 41637
Glycine, N,N'-[(1,1-dioxido-3H-2,1-benzoxathiol-3-ylidene)bis[(6-hydroxy-5-methyl-3,1-phenylene)methylene]]bis[N-(carboxymethyl)-, sodium salt (1:4) | 117366 | 41638
D-Glucopyranose, 4-O-(2,3,4,6-tetra-O-acetyl-.beta.-D-glucopyranosyl)-, 1,2,3,6-tetraacetate | 117358 | 41639
D-manno-2-Heptulose | 117333 | 41640
D-Galactose, 6-deoxy- | 117317 | 41641
1H-Benzimidazole, 4,5-dichloro-2-(trifluoromethyl)- | 117309 | 41642
Ethanol, 2-[2-(2-methoxyethoxy)ethoxy]-, 1-acetate | 117283 | 41643
1,2,3-Propanetricarboxylic acid, 2-hydroxy-, potassium salt (1:2) | 117275 | 41644
Ethanone, 1-(4,7,7-trimethylbicyclo[4.1.0]hept-4-en-3-yl)- | 117267 | 41645
Propanenitrile, 3-(hexadecyloxy)- | 117242 | 41646
1H-Indene, 6-(1,1-dimethylethyl)-2,3-dihydro-1,1-dimethyl- | 117234 | 41647
Trisulfide, diethyl | 117218 | 41648
1H-Benz[e]indolium, 2-[7-[1,3-dihydro-1,1-dimethyl-3-(4-sulfobutyl)-2H-benz[e]indol-2-ylidene]-1,3,5-heptatrien-1-yl]-1,1-dimethyl-3-(4-sulfobutyl)-, inner salt, sodium salt (1:1) | 117200 | 41649
Diphenaleno[1,9-ab:1',9'-lm]triphenodioxazine-1,3,12,14-tetrasulfonic acid, 8,19-dichloro-, sodium salt (1:4) | 117192 | 41650
Phenol, 4,4'-sulfonylbis-, sodium salt (1:2) | 117176 | 41651
2-Pentenal, 3-methyl- | 117168 | 41652
Stannane, tetraoctyl- | 117143 | 41653
Valine, N-[(phenylmethoxy)carbonyl]- | 117127 | 41654
Hexanedioic acid, 2,2,4-trimethyl- | 117119 | 41655
Benzenamine, 3-phenoxy- | 117093 | 41656
1,3-Dioxane, 5,5-dimethyl-4-(1-methylethyl)- | 117085 | 41657
Trisiloxane, 1,5-dichloro-1,1,3,3,5,5-hexamethyl- | 117069 | 41658
Stannane, difluorodimethyl- | 117051 | 41659
1-Octene-1-sulfonic acid, sodium salt (1:1) | 117036 | 41660
1,3-Benzenediamine, N1,N1-dimethyl-, hydrochloride (1:2) | 117010 | 41661
Benzoic acid, 4-octyl- | 117002 | 41662
[1,1'-Biphenyl]-3-carboxylic acid, 2-hydroxy-, 2-(diethylamino)ethyl ester | 116988 | 41663
Stannane, dioctylthioxo- | 116970 | 41664
2-Butanone, 4-[4-(acetyloxy)phenyl]- | 116962 | 41665
1,2,3-Cyclohexanetrione, 1,2,3-trioxime | 116954 | 41666
Mercury, bis(acetato-.kappa.O)[.mu.-(3',6'-dihydroxy-3-oxospiro[isobenzofuran-1(3H),9'-[9H]xanthene]-2',7'-diyl)]di- | 116947 | 41667
Ethanethiol, 2,2'-thiobis- | 116939 | 41668
Octane, 1-[(3-chloropropyl)sulfinyl]- | 116921 | 41669
Naphth[2,3-c]acridine-5,8,14(13H)-trione | 116913 | 41670
2-Propanol, 1,3-bis(2-oxiranylmethoxy)- | 116905 | 41671
2-Butanol, 4-(1-naphthalenylimino)- | 116897 | 41672
1-Naphthalenesulfonic acid, 4-hydroxy-3-[2-(4-sulfo-1-naphthalenyl)diazenyl]-, sodium salt (1:2) | 116889 | 41673
2,7-Naphthalenedisulfonic acid, 5-amino-4-hydroxy-3-(2-phenyldiazenyl)-, sodium salt (1:2) | 116871 | 41674
1,3-Naphthalenedisulfonic acid, 7-hydroxy-8-[2-[4'-[2-[4-[[(4-methylphenyl)sulfonyl]oxy]phenyl]diazenyl][1,1'-biphenyl]-4-yl]diazenyl]-, sodium salt (1:2) | 116863 | 41675
Benzenesulfonic acid, 5-chloro-2-[4-chloro-2-[[[(3,4-dichlorophenyl)amino]carbonyl]amino]phenoxy]-, sodium salt (1:1) | 116855 | 41676
2-Naphthalenol, 1-[2-(6-bromo-2-benzothiazolyl)diazenyl]- | 116848 | 41677
Carbamodithioic acid, N,N'-1,2-ethanediylbis-, ammonium salt (1:2) | 116814 | 41678
8-Quinolinol, 5-nitroso- | 116806 | 41679
Dibenzo[b,def]chrysene-7,14-diol, 7,14-bis(hydrogen sulfate), sodium salt (1:2) | 116798 | 41680
Benzenesulfonic acid, 3-[2-(2,4-dihydroxyphenyl)diazenyl]-4-hydroxy-, sodium salt (1:1) | 116772 | 41681
2-Naphthalenecarboxylic acid, 4-[2-(5-chloro-4-methyl-2-sulfophenyl)diazenyl]-3-hydroxy-, sodium salt (1:2) | 116756 | 41682
2,7-Naphthalenedisulfonic acid, 5-ethoxy-4-hydroxy-3-[2-[4-(6-methyl-2-benzothiazolyl)phenyl]diazenyl]-, sodium salt (1:2) | 107961 | 41683
Ethanol, 2-[methyl(4-methylphenyl)amino]- | 107946 | 41684
4-Pyridinamine, 3,5-dichloro-2,6-difluoro- | 107938 | 41685
Ethane, 2-chloro-1,1,1,2-tetrafluoro- | 107920 | 41686
Acetic acid, 2-hydroxy-, sodium salt (1:1) | 107912 | 41687
1,2-Benzenediamine, N1,N1-dimethyl- | 107896 | 41688
Phenol, 4-amino-3-methyl- | 107888 | 41689
Phenol, 5-amino-2-methyl- | 107862 | 41690
Butanoic acid, 2-amino- | 107854 | 41691
1-Naphthalenamine, 4-[2-(1-naphthalenyl)diazenyl]- | 107839 | 41692
Benzenamine, 2-(2-phenyldiazenyl)- | 107821 | 41693
Benzeneacetic acid, .alpha.-amino- | 107805 | 41694
2-Naphthalenol, 1-amino- | 107797 | 41695
Undecanoic acid, 11-bromo- | 107771 | 41696
1-Hexanesulfonic acid, sodium salt (1:1) | 107763 | 41697
Acetamide, 2-chloro-N-(hydroxymethyl)- | 107748 | 41698
2-Naphthalenesulfonic acid, 5,5'-[carbonylbis[imino(2-sulfo-4,1-phenylene)-2,1-diazenediyl]]bis[6-amino-4-hydroxy-, sodium salt (1:4) | 107722 | 41699
4,7-Methano-1H-indene, octahydro-, (3aR,4R,7S,7aS)-rel- | 107698 | 41700
4,7-Methano-1H-indene, octahydro-, (3aR,4S,7R,7aS)-rel- | 107680 | 41701
Benzoselenazole, 2-methyl- | 107664 | 41702
1H-Benzimidazole, 5-chloro-1-ethyl-2-methyl- | 107656 | 41703
2H-Benzimidazole-2-thione, 5-amino-1,3-dihydro- | 107631 | 41704
4(3H)-Pyrimidinone, 6-methyl-2-(1-methylethyl)- | 107615 | 41705
Phosphonic acid, P,P'-(1-hydroxyethylidene)bis- | 107607 | 41706
2-Butenedioic acid (2E)-, 1,4-di-2-propen-1-yl ester | 107581 | 41707
Ethanol, 2-propoxy- | 107573 | 41708
Borate(1-), trifluoromethoxy-, (T-4)-, hydrogen, compd. with methanol (1:1:1) | 107557 | 41709
Benzeneethanamine, 2,5-dimethoxy-.alpha.-methyl- | 107540 | 41710
Quinoline, 4-methyl-8-nitro- | 107532 | 41711
Ethanol, 2-amino-, ethanedioate (2:1) | 107524 | 41712
1-Buten-3-yne, 1-methoxy- | 107516 | 41713
Ethanone, 1-(2,5-diethylphenyl)- | 107508 | 41714
1-Octanesulfonic acid, 1,1,2,2,3,3,4,4,5,5,6,6,7,7,8,8,8-heptadecafluoro-, potassium salt (1:1) | 107490 | 41715
Methanesulfonic acid, 1,1,1-trifluoro-, barium salt (2:1) | 107482 | 41716
Formic-14C acid, sodium salt (1:1) | 107474 | 41717
Bicyclo[2.2.1]heptan-2-one, 1,7,7-trimethyl-, oxime, (1R,4R)- | 107466 | 41718
Hexadecane, 1,1-dimethoxy- | 107458 | 41719
9H-Carbazole, 9-nitroso- | 107441 | 41720
Urea, N,N,N',N'-tetrakis(hydroxymethyl)- | 107433 | 41721
2-Naphthalenecarboxamide, 4-[2-(5-chloro-2-methylphenyl)diazenyl]-3-hydroxy-N-(2-methylphenyl)- | 107425 | 41722
2-Naphthalenecarboxamide, 4-[2-[4-(aminocarbonyl)phenyl]diazenyl]-N-(2-ethoxyphenyl)-3-hydroxy- | 107417 | 41723
2-Anthracenesulfonic acid, 1-amino-9,10-dihydro-9,10-dioxo-4-(phenylamino)- | 107409 | 41724
Benzothiazolium, 3-methyl-, iodide (1:1) | 107391 | 41725
Phenol, 4-ethyl-2-methoxy- | 107383 | 41726
Pyridinium, 1-tetradecyl-, chloride (1:1) | 107367 | 41727
Ethanol, 2,2'-[[4-(methylamino)-3-nitrophenyl]imino]bis- | 107359 | 41728
2-Naphthalenesulfonic acid, 6-hydroxy-5-[2-(4-sulfophenyl)diazenyl]-, sodium salt (1:2) | 107334 | 41729
1,12-Dodecanediamine | 107318 | 41730
1,3,5-Triazine-2,4,6(1H,3H,5H)-trione, 1,3-dichloro- | 107292 | 41731
D-Galactonic acid, .gamma.-lactone | 107284 | 41732
Hexanoic acid, 2-ethyl-, 1,1'-(dibutylstannylene) ester | 107268 | 41733
Octadecanoic acid, octadecyl ester | 107243 | 41734
Cyclohexane, 1,2-dimethyl-, (1R,2S)-rel- | 98434 | 41735
Benzenemethanol, .alpha.-methylene-, 1-acetate | 98426 | 41736
Cyclohexanamine, N-ethyl-1-phenyl- | 98392 | 41737
Naphthalene, 2,7-dichloro- | 98384 | 41738
Hexanoic acid, 3-methylbutyl ester | 98368 | 41739
1,4-Benzenediamine, N1-phenyl-, hydrochloride (1:1) | 98350 | 41740
Acetamide, N-(2,6-dimethylphenyl)- | 98335 | 41741
1-Hexadecanol, 1,1'-(hydrogen phosphate) | 98327 | 41742
4-Pyridinecarbothioamide | 98301 | 41743
Octanoic acid, cadmium salt (2:1) | 98285 | 41744
Quino[2,3-b]acridine-7,14-dione, 5,12-dihydro-2,9-dimethoxy- | 98277 | 41745
Benzene, octyl- | 98251 | 41746
Benzene, 1-(dimethoxymethyl)-4-methoxy- | 98236 | 41747
Methanaminium, N-[4-[[4-(dimethylamino)phenyl][4-(ethylamino)-1-naphthalenyl]methylene]-2,5-cyclohexadien-1-ylidene]-N-methyl-, chloride (1:1) | 98228 | 41748
Methanol, 1-[(4-methylphenyl)sulfonyl]- | 98202 | 41749
Sulfonium, trimethyl-, iodide (1:1) | 98186 | 41750
Aluminum, tris(4-methylpentyl)- | 98178 | 41751
Disulfide, methyl propyl | 98152 | 41752
Disulfide, 2-propenyl propyl | 98145 | 41753
2-Propenoic acid, 2-methyl-, phenyl ester | 98129 | 41754
Pyridine, 2,3,4,5,6-pentachloro- | 98111 | 41755
Benzoic acid, 2-hydroxy-, compd. with 2,2',2''-nitrilotris[ethanol] (1:1) | 98103 | 41756
Pentanoic acid, pentyl ester | 98087 | 41757
Dinaphtho[2,3-i:2',3'-i']benzo[1,2-a:4,5-a']dicarbazole-5,7,12,17,19,24(6H,18H)-hexone | 98079 | 41758
1,3-Benzodioxol-2-one | 98061 | 41759
2,3-Naphthalenedicarboxylic acid | 98046 | 41760
Borate(1-), tetramethyl-, lithium (1:1) | 98038 | 41761
Peroxide, 1,1'-(1-methylpropylidene)bis[2-(1,1-dimethylethyl) | 98020 | 41762
4(3H)-Pyrimidinone, 6-hydroxy-5-nitro- | 98012 | 41763
Urea, N,N-dimethyl-N'-[3-(trifluoromethyl)phenyl]- | 98004 | 41764
7-Oxabicyclo[2.2.1]heptane-2,3-dicarboxylic acid, potassium salt (1:2) | 97998 | 41765
Benzene, 4-chloro-1-(methylsulfonyl)-2-nitro- | 97980 | 41766
Arsonic acid, methyl-, monosodium salt | 97972 | 41767
1,3-Propanediol, 2-methyl- | 97964 | 41768
Hexane, 1,6-dichloro- | 97956 | 41769
Octane, 1,8-dichloro- | 97949 | 41770
Decane, 1,10-dichloro- | 97931 | 41771
Hexane, 1,2-dichloro- | 97923 | 41772
Benzenamine, N,N'-methanetetraylbis[2,6-bis(1-methylethyl)- | 97915 | 41773
Methanone, [4-(decyloxy)-2-hydroxyphenyl]phenyl- | 97907 | 41774
Ethanol, 2,2'-[(1,1-dimethylethyl)imino]bis- | 97899 | 41775
2-Propenoic acid, 2,2,2-trifluoro-1-(trifluoromethyl)ethyl ester | 97881 | 41776
2,5-Cyclohexadiene-1,4-dione, 2-[bis(2-hydroxyethyl)amino]- | 97873 | 41777
Urea, N-dodecyl- | 97865 | 41778
1-Piperidinecarboxamide | 97840 | 41779
2,4-Pentanedione, 2,4-dioxime | 97832 | 41780
Silicic acid (H6Si2O7), hexaethyl ester | 97816 | 41781
1,3-Benzenedicarboxylic acid, 5-chloro- | 97808 | 41782
Carbonochloridic acid, C,C'-1,4-butanediyl ester | 97782 | 41783
2-Propenoic acid, dodecyl ester | 97766 | 41784
2-Propenoic acid, decyl ester | 97758 | 41785
Hexanoic acid, 2-ethyl-, antimony(3+) salt (3:1) | 97733 | 41786
1-Butanol, antimony(3+) salt (3:1) | 97725 | 41787
Pentanedinitrile, 2-methylene- | 88856 | 41788
Phosphonic acid, P-phenyl- | 88849 | 41789
1H-Isoindole-1,3(2H)-dione, 4,5,6,7-tetrachloro- | 88823 | 41790
Phenol, 2,4-dichloro-6-methyl- | 88807 | 41791
Phenol, 4-chloro-2-methyl- | 88799 | 41792
Cyclohexanethiol | 88773 | 41793
5-Hepten-2-ol, 6-methyl- | 88765 | 41794
2-Propanol, 1-propoxy- | 88740 | 41795
1,1'-Spirobi[1H-indene]-6,6'-diol, 2,2',3,3'-tetrahydro-3,3,3',3'-tetramethyl- | 88732 | 41796
2-Propanone, 2-(2,4-dinitrophenyl)hydrazone | 88724 | 41797
1-Butanol, 2-methyl-, (2S)- | 88708 | 41798
9,10-Anthracenedione, 1-amino-2-bromo-4-(phenylamino)- | 88682 | 41799
7-Benzofuranol, 2,3-dihydro-2,2-dimethyl-, 7-(N-methylcarbamate) | 88666 | 41800
7-Benzofuranol, 2,3-dihydro-2,2-dimethyl- | 88658 | 41801
Diazene, 1,2-bis(4-methoxyphenyl)-, 1-oxide | 88633 | 41802
Ethanesulfonic acid, 2-hydroxy-, sodium salt (1:1) | 88617 | 41803
Ethanesulfonic acid, 2-hydroxy-, potassium salt (1:1) | 88609 | 41804
2-Propene-1-sulfonic acid, 2-methyl-, sodium salt (1:1) | 88591 | 41805
Peroxydicarbonic acid, C,C'-dicyclohexyl ester | 88575 | 41806
Hexanoic acid, 4-methyl-, ethyl ester | 88559 | 41807
Propanoic acid, cobalt(2+) salt (2:1) | 88542 | 41808
Phosphoric acid, dioctyl ester, sodium salt (1:1) | 88534 | 41809
Ethanol, 2-[2-[2-[(2-ethylhexyl)oxy]ethoxy]ethoxy]- | 88518 | 41810
Ethanol, 2-[2-[(2-ethylhexyl)oxy]ethoxy]- | 88500 | 41811
3,6,9,12-Tetraoxahexadecan-1-ol | 88484 | 41812
Silane, dichloro(chloromethyl)methyl- | 88476 | 41813
Silane, trichloro(chloromethyl)- | 88450 | 41814
Silane, trichloro(dichloromethyl)- | 88443 | 41815
9H-Fluorene, 4-methyl- | 88427 | 41816
Cyclopentane, iodo- | 88419 | 41817
Propanenitrile, 3,3'-(phenylimino)bis- | 88401 | 41818
Propanenitrile, 3,3'-(methylimino)bis- | 88393 | 41819
1,2,3-Propanetriol, 1-(dihydrogen phosphate), sodium salt (1:2) | 88385 | 41820
9-Octadecenoic acid (9Z)-, magnesium salt (2:1) | 88377 | 41821
2,4-Pentadienoic acid, 5-phenyl- | 88369 | 41822
Benzoxazole, 5-(1,1-dimethylethyl)-2-[4-[2-[5-(1,1-dimethylethyl)-2-benzoxazolyl]ethenyl]phenyl]- | 88351 | 41823
Benzoxazole, 5-methyl-2-[4-[2-(5-methyl-2-benzoxazolyl)ethenyl]phenyl]- | 88344 | 41824
1(3H)-Isobenzofuranone, 6-(dimethylamino)-3,3-bis[4-(dimethylamino)phenyl]- | 88336 | 41825
Butanoic acid, cyclohexyl ester | 88328 | 41826
Benzene, 1-fluoro-4-isothiocyanato- | 88310 | 41827
Morpholine, 4-dodecyl- | 88302 | 41828
Ethanol, 2,2'-(dodecylimino)bis- | 88294 | 41829
2-Propanol, 1,1'-(dodecylimino)bis- | 88286 | 41830
Pentanoic acid, 2-acetyl-, ethyl ester | 88278 | 41831
2-Pyridinemethanamine, N-(2-pyridinylmethyl)- | 88260 | 41832
Benzoic acid, 4-(acetylamino)-3-nitro- | 88252 | 41833
Propanoic acid, 2,2-dimethyl-, 1,1'-anhydride | 88237 | 41834
4-Thia-1-azabicyclo[3.2.0]heptane-2-carboxylic acid, 3,3-dimethyl-7-oxo-6-[(2-phenylacetyl)amino]- (2S,5R,6R)-, compd. with N1,N2-bis(phenylmethyl)-1,2-ethanediamine (2:1) | 88229 | 41835
Acetamide, N-[5-[bis[2-(acetyloxy)ethyl]amino]-2-[2-(2-methoxy-4-nitrophenyl)diazenyl]phenyl]- | 88203 | 41836
2-Naphthalenol, 1-[2-(3-pyridinyl)diazenyl]- | 88187 | 41837
Pyridinium, 3-[2-(2-hydroxy-1-naphthalenyl)diazenyl]-1-methyl-, methyl sulfate (1:1) | 88179 | 41838
Quinoline, 3,4-dimethyl-8-nitro- | 88153 | 41839
Benzoic acid, 3,3'-(1,1-dioxido-3H-2,1-benzoxathiol-3-ylidene)bis[6-hydroxy-5-methyl-, sodium salt (1:3) | 116749 | 41840
1-Naphthalenesulfonic acid, 5-[2-[2,4-diamino-5-[2-(2-hydroxy-5-nitrophenyl)diazenyl]phenyl]diazenyl]-, sodium salt (1:1) | 116731 | 41841
Methanone, (3,5-dibromo-4-hydroxyphenyl)(2-ethyl-3-benzofuranyl)- | 116715 | 41842
1H-Indole, 1-methyl-2-phenyl- | 116699 | 41843
Methanone, phenyl(2,4,6-trihydroxyphenyl)- | 116681 | 41844
Benzene, 1,2,3,4,5-pentabromo-6-(2-propen-1-yloxy)- | 116665 | 41845
3-Piperidinol, 1-methyl- | 116657 | 41846
Ethanol, 2-(octylthio)- | 116632 | 41847
Benzene, 1,1'-ethylidenebis(4-chloro- | 116624 | 41848
1-Propanesulfonic acid, 3-hydroxy-, sodium salt (1:1) | 116608 | 41849
Stannane, dichlorodioctyl- | 116590 | 41850
Ethanol, 2-(hexyloxy)-, 1,1'-(hydrogen phosphate) | 116574 | 41851
Aluminum, dibutylchloro- | 116566 | 41852
Ethanaminium, N-[4-[[4-(diethylamino)phenyl](5-hydroxy-2,4-disulfophenyl)methylene]-2,5-cyclohexadien-1-ylidene]-N-ethyl-, inner salt, calcium salt (2:1) | 116541 | 41853
1-Heptanaminium, N,N,N-triheptyl-, iodide (1:1) | 116533 | 41854
2-Pyrrolidinone, 1-methyl-, compd. with octahydro-1,3,5,7-tetranitro-1,3,5,7-tetrazocine (1:1) | 116517 | 41855
Benzenamine, 2-chloro-4,6-dinitro- | 116509 | 41856
2-Propenoic acid, 2-phenylethyl ester | 116491 | 41857
Benzene, 1-isothiocyanato-3-nitro- | 116475 | 41858
1-Naphthalenesulfonic acid, 8-[(4-methylphenyl)amino]-5-[2-[4-[2-(3-sulfophenyl)diazenyl]-1-naphthalenyl]diazenyl]-, sodium salt (1:2) | 116467 | 41859
1H-Imidazole, 1,1'-(1,2-ethanediyl)bis[2-(8-heptadecen-1-yl)-4,5-dihydro- | 116459 | 41860
5-Azulenemethanol, decahydro-.alpha.,.alpha.,3,8-tetramethyl-, (3S,3aS,5R,8S,8aS)- | 116434 | 41861
2-Propenoic acid, 1,1'-[2-(hydroxymethyl)-2-[[(1-oxo-2-propen-1-yl)oxy]methyl]-1,3-propanediyl] ester | 116418 | 41862
Ethanone, 2-methoxy-1,2-diphenyl- | 116392 | 41863
Phenol, 3-(1-methylpropyl)- | 116384 | 41864
Methanaminium, N-[4-[(2-chlorophenyl)[4-(dimethylamino)phenyl]methylene]-2,5-cyclohexadien-1-ylidene]-N-methyl-, chloride (1:1) | 116368 | 41865
Xanthylium, 3,6-bis(diethylamino)-9-(2,4-disulfophenyl)-, inner salt, sodium salt (1:1) | 116343 | 41866
1,3-Propanediol, 2-methylene- | 116335 | 41867
Hexadecanoic acid, silver(1+) salt (1:1) | 116327 | 41868
Heptadecane, 1-bromo- | 116319 | 41869
Octadecanoic acid, silver(1+) salt (1:1) | 116301 | 41870
Phosphonothioic dichloride, P-phenyl- | 116285 | 41871
Formic acid, cesium salt (1:1) | 116277 | 41872
Formic acid, rubidium salt (1:1) | 116269 | 41873
1,3-Dioxane, 5,5-dimethyl-2,4-bis(1-methylethyl)- | 116251 | 41874
Sulfonium, (3-amino-3-carboxypropyl)dimethyl-, chloride (1:1) | 116244 | 41875
1,9-Nonanedithiol | 116236 | 41876
1,3,2-Benzodioxaborole, 2-butoxy- | 116228 | 41877
2-Propenoic acid, 3-phenyl-, pentyl ester | 116210 | 41878
Carbonic acid, zinc salt (1:1) | 116202 | 41879
Benzenemethanaminium, N-[4-[(2,4-disulfophenyl)[4-[ethyl(phenylmethyl)amino]phenyl]methylene]-2,5-cyclohexadien-1-ylidene]-N-ethyl-, inner salt, sodium salt (1:1) | 116194 | 41880
Hexane, 1,1,1,2,3,3,4,4,5,5,6,6-dodecafluoro-6-iodo-2-(trifluoromethyl)- | 116186 | 41881
1H-Isoindole-1,3(2H)-dione, 2-ethenyl- | 116178 | 41882
1H-Purine-2,6-dione, 3,9-dihydro-1,3-dimethyl-, sodium salt (1:1) | 116160 | 41883
3H-Indole, 2,3,3-trimethyl-5-nitro- | 116152 | 41884
L-Tyrosine, N-benzoyl-, ethyl ester | 116145 | 41885
2,3-Butanediol, 1,4-dimercapto-, (2R,3R)-rel- | 116137 | 41886
Benzoic acid, 3,4-dichloro-, 3-(2-methyl-1-piperidinyl)propyl ester | 116129 | 41887
Quinoxaline, 1,2,3,4-tetrahydro- | 116111 | 41888
Methanimidamide, acetate (1:1) | 116103 | 41889
Formaldehyde, oxime, hydrochloride (1:1) | 116095 | 41890
Benzo[1,2-c:3,4-c':5,6-c'']tris[1,2,5]oxadiazole, 1,4,7-trioxide | 116087 | 41891
2-Naphthalenol, 1-[2-(2,4-dinitrophenyl)diazenyl]- | 116079 | 41892
1H-Isoindol-3-amine, 1-imino- | 116053 | 41893
Benzene, 1,3-bis(1-isocyanato-1-methylethyl)- | 107235 | 41894
10-Undecyn-1-ol | 107219 | 41895
Carbonimidic dichloride, N-(4-chlorophenyl)- | 107193 | 41896
1,3,5-Triazine-2,4(1H,3H)-dithione, 6-amino- | 107185 | 41897
Phenol, 2,4-bis(1-phenylethyl)- | 107177 | 41898
Silane, ethenyltrimethoxy- | 107151 | 41899
Bicyclo[2.2.1]heptane-2,3-dione, 1,7,7-trimethyl-, (1S,4R)- | 107136 | 41900
Methanol, 1,1',1''-phosphinidynetris- | 107128 | 41901
Pentadecanal | 107102 | 41902
1-Propanaminium, N-(2-hydroxyethyl)-N,N-dimethyl-3-[(1-oxooctadecyl)amino]-, nitrate (1:1) | 107086 | 41903
3(2H)-Isoxazolone, 5-(aminomethyl)- | 107078 | 41904
Silane, triethoxypentyl- | 107052 | 41905
1,3-Benzenedicarboxylic acid, 1,3-dihydrazide | 107037 | 41906
Cyclopropanecarboxamide, N-(3,4-dichlorophenyl)- | 107029 | 41907
Butanoic acid, 4-(2,4-dichlorophenoxy)-, compd. with N-methylmethanamine (1:1) | 107003 | 41908
2-Cyclopenten-1-one, 3-methyl- | 106997 | 41909
Benzothiazole, 2-(ethylthio)- | 106971 | 41910
Propanedioic acid, thallium(1+) salt (1:2) | 106955 | 41911
Cyclohexanecarboxylic acid, 1-amino- | 106948 | 41912
Bicyclo[2.2.1]heptan-2-ol, 1,7,7-trimethyl-, 2-propanoate, (1R,2R,4R)-rel- | 106930 | 41913
Silanol, 1,1'-(1,4-phenylene)bis[1,1-dimethyl- | 106914 | 41914
Silanol, 1,1,1-trimethyl-, 1-acetate | 106906 | 41915
Phosphoric acid, butyl diphenyl ester | 106880 | 41916
Ethanamine, 2,2'-oxybis- | 106864 | 41917
Phosphonium, tetraphenyl-, bromide (1:1) | 106856 | 41918
2-Naphthalenol, 1-[2-(5-chloro-2-hydroxy-4-nitrophenyl)diazenyl]- | 106849 | 41919
4,7-Methanoisobenzofuran-1,3-dione, 3a,4,7,7a-tetrahydro-, (3aR,4R,7S,7aS)-rel- | 106823 | 41920
3,9-Perylenedicarboxylic acid, 3,9-bis(2-methylpropyl) ester | 106807 | 41921
Butanedioic acid, 2,3-bis(benzoyloxy)-, (2R,3R)- | 106781 | 41922
Decanedioic acid, 1,10-ditridecyl ester | 106773 | 41923
Thiourea, N-ethyl-N'-phenyl- | 106765 | 41924
Formamide, N-methyl-N-(4-methylphenyl)- | 106757 | 41925
2-Butanamine, N-ethyl-3-methyl- | 106740 | 41926
1,3-Propanediol, 2,2-dinitro- | 106732 | 41927
Butanoyl chloride, 2-ethyl- | 106724 | 41928
1H-Benzimidazole-2-acetonitrile, 1-methyl- | 106716 | 41929
Benzene, 2,4-bis(chloromethyl)-1-methyl- | 106708 | 41930
Benzenamine, 2,4-dimethoxy- | 106690 | 41931
Ethanol, 2,2'-[[4-[2-(4-nitrophenyl)diazenyl]phenyl]imino]bis- | 106682 | 41932
Benzoyl azide, 4-nitro- | 106674 | 41933
Phenol, 2-[4,6-bis(2,4-dimethylphenyl)-1,3,5-triazin-2-yl]-5-(octyloxy)- | 106666 | 41934
Thiourea, N-methyl-N'-phenyl- | 106658 | 41935
2H-Pyran-2-one, tetrahydro-6-nonyl- | 106641 | 41936
Carbonodithioic acid, O-(2-methylbutyl) ester, potassium salt (1:1) | 106633 | 41937
Carbonodithioic acid, O-pentyl ester, potassium salt (1:1) | 106625 | 41938
Benzonitrile, 4-isothiocyanato- | 106617 | 41939
Cyclohexanecarbonyl chloride | 106609 | 41940
Acetamide, N-2-thiazolyl- | 106591 | 41941
Acetic acid, 2-(4-nitrophenyl)hydrazide | 106575 | 41942
Benzenesulfonic acid, 2,2'-(1,2-ethenediyl)bis[5-azido-, sodium salt (1:2) | 106559 | 41943
4(5H)-Thiazolone, 2-(diphenylamino)-5-[2-(3-ethyl-2(3H)-benzothiazolylidene)ethylidene]- | 106542 | 41944
Octadecanoic acid, compd. with 2,2'-iminobis[ethanol] (1:1) | 106534 | 41945
Benzenamine, 4,4'-[1,4-phenylenebis(1-methylethylidene)]bis[2,6-dimethyl- | 106518 | 41946
2-Propenoic acid, 2-methyl-, tributylstannyl ester | 97709 | 41947
1-Pyrrolidinyloxy, 3-carboxy-2,2,5,5-tetramethyl- | 97683 | 41948
Benzenemethanol, .alpha.-[(1S)-1-aminoethyl]-, hydrochloride (1:1), (.alpha.S)- | 97667 | 41949
Butanoic acid, 1-methyl-1-(4-methyl-3-cyclohexen-1-yl)ethyl ester | 97659 | 41950
3-Cyclohexene-1-methanol, .alpha.,.alpha.,4-trimethyl-, 1-formate | 97642 | 41951
2-Anthracenesulfonic acid, 4,8-diamino-9,10-dihydro-1,5-dihydroxy-9,10-dioxo-, sodium salt (1:1) | 97626 | 41952
2,5-Cyclohexadien-1-one, 4-[[4-(dimethylamino)phenyl]imino]- | 97618 | 41953
1,3-Naphthalenedisulfonic acid, 4-amino-6-[2-[4'-[2-(8-amino-1-hydroxy-3,6-disulfo-2-naphthalenyl)diazenyl]-3,3'-dimethyl[1,1'-biphenyl]-4-yl]diazenyl]-5-hydroxy-, sodium salt (1:4) | 97592 | 41954
Benzoic acid, 2,4-dihydroxy-, methyl ester | 97576 | 41955
Benzoic acid, 3,5-dihydroxy-, methyl ester | 97568 | 41956
Ethanethiol, 2,2'-oxybis- | 97543 | 41957
L-Ornithine, N5-[imino(nitroamino)methyl]- | 97535 | 41958
Acenaphthylene, dodecahydro- | 97519 | 41959
2-Propenoic acid, 2-methyl-, 3,3,4,4,5,5,6,6,7,7,8,8,8-tridecafluorooctyl ester | 97493 | 41960
Benzaldehyde, 2,3,4-trihydroxy- | 97485 | 41961
2,6-Octadien-1-ol, 3,7-dimethyl-, 1-formate, (2Z)- | 97469 | 41962
Ethanone, 1-(2-chlorophenyl)- | 97444 | 41963
Ethanone, 1-(3-bromophenyl)- | 97436 | 41964
Propanenitrile, 3-ethoxy- | 97428 | 41965
Benzene, 1-chloro-2-(trichloromethyl)- | 97402 | 41966
Benzene, 1-chloro-3-(trichloromethyl)- | 97394 | 41967
Benzene, 1-isothiocyanato-4-nitro- | 97378 | 41968
Phenol, 4-isothiocyanato- | 97360 | 41969
Benzene, pentadecyl- | 97345 | 41970
[1,1'-Biphenyl]-3,3'-dicarboxylic acid, 4,4'-diamino- | 97337 | 41971
Octadecanoic acid, compd. with 2-aminoethanol (1:1) | 97329 | 41972
Ethanesulfonyl fluoride, 1,2,2,2-tetrafluoro- | 97303 | 41973
Benzeneacetonitrile, .alpha.-butyl-4-chloro- | 97295 | 41974
Benzenamine, 4,4'-(methoxymethylene)bis[N,N-dimethyl- | 97279 | 41975
2H-Azepin-2-one, hexahydro-, sodium salt (1:1) | 97261 | 41976
1-Naphthaleneacetic acid, ethyl ester | 97253 | 41977
Acetaldehyde, 2-phenoxy- | 97246 | 41978
2,7-Naphthalenedisulfonic acid, 6-amino-4-hydroxy-3-[2-[7-sulfo-4-[2-(4-sulfophenyl)diazenyl]-1-naphthalenyl]diazenyl]-, sodium salt (1:4) | 97238 | 41979
Germane, tributylchloro- | 97220 | 41980
Silane, 1,1'-methylenebis[1,1,1-trimethyl- | 97212 | 41981
Trisiloxane, 1,1,1,5,5,5-hexamethyl-3-phenyl-3-[(trimethylsilyl)oxy]- | 97204 | 41982
Pyridine, 4-(phenylmethyl)- | 97196 | 41983
Pyridine, 2-(2-phenylethyl)- | 97188 | 41984
Benzeneethanol, .alpha.-methyl-, 1-acetate | 97170 | 41985
Cyclohexanemethanol, .alpha.-ethyl-, 1-acetate | 97162 | 41986
Benzenemethanol, .alpha.-ethyl-, 1-acetate | 97154 | 41987
Ethanol, 2-chloro-, 1-carbamate | 97147 | 41988
Carbamic acid, 2-propen-1-yl ester | 97139 | 41989
1-Propanone, 2-bromo-1-phenyl- | 97121 | 41990
[1,1'-Biphenyl]-4-sulfonic acid | 97113 | 41991
1,1'-Biphenyl, 3-bromo- | 97105 | 41992
1,1'-Biphenyl, 2-iodo- | 97097 | 41993
1-Cyclohexene-1-carboxaldehyde, 4-(1-methylethenyl)- | 97089 | 41994
Propanoic acid, 2-hydroxy-2-methyl-, methyl ester | 97071 | 41995
4-Morpholineethanol, .alpha.-methyl- | 97055 | 41996
Cyclohexaneacetaldehyde, .alpha.-methyl- | 97048 | 41997
3-Hepten-1-ol, (3E)- | 97030 | 41998
1H-Inden-1-one, 2,3-dihydro-5,6-dimethoxy- | 97014 | 41999
Benzenamine, 3-chloro-2-fluoro- | 97006 | 42000
Phosphonium, tributyl-2-propen-1-yl-, chloride (1:1) | 88146 | 42001
Butane, 1,2,3,4-tetrabromo- | 88120 | 42002
Aluminum, tridodecyl- | 88104 | 42003
Aluminum, trieicosyl- | 88088 | 42004
1,1'-Biphenyl, 4,4'-dinitro- | 88062 | 42005
Cyclopentane, methylene- | 88047 | 42006
4-Heptanone, 3-ethyl- | 88039 | 42007
2-Naphthalenol, 2-acetate | 88013 | 42008
Butanoic acid, 2-acetyl-3-methyl-, ethyl ester | 88005 | 42009
Ethanesulfonamide | 87981 | 42010
Benzene, 1,1'-(1-methyl-1,3-propanediyl)bis- | 87973 | 42011
Benzenamine, 4-ethenyl- | 87965 | 42012
Phosphonium, 1,1'-[1,4-phenylenebis(methylene)]bis[1,1,1-triphenyl-, chloride (1:2) | 87957 | 42013
Butanoic acid, 2-methyl-, 1,1'-anhydride | 87932 | 42014
Propanedinitrile, 2,2'-(2,5-cyclohexadiene-1,4-diylidene)bis- | 87916 | 42015
Propanedinitrile, 2,2'-(1,4-cyclohexanediylidene)bis- | 87908 | 42016
Benzene, 1,1',1''-(ethoxysilylidyne)tris- | 87882 | 42017
Boron, trichloro(N,N-dimethylmethanamine)-, (T-4)- | 87866 | 42018
Thiourea, N-butyl- | 87858 | 42019
2,4-Hexadien-1-ol, 1-acetate | 87833 | 42020
Benzene, 1-methoxy-4-(methoxymethyl)- | 87825 | 42021
2-Propanol, 1,1,1,3,3,3-hexafluoro-2-methyl- | 87809 | 42022
Acetic acid, 2-chloro-2,2-difluoro-, methyl ester | 87791 | 42023
Methane, bromodifluoro- | 87775 | 42024
2-Propenal, 3-(2-methoxyphenyl)- | 87767 | 42025
2-Propen-1-ol, 3-(4-nitrophenyl)- | 87759 | 42026
2-Propen-1-ol, 2-methyl-3-phenyl- | 87742 | 42027
Cyclohexanone, 2-(1-cyclohexen-1-yl)- | 87726 | 42028
Cyclododecanamine | 87700 | 42029
Pentanedioic acid, 1-methyl ester | 87692 | 42030
1,3,2-Benzodioxaphosphole, 2-chloro-, 2-oxide | 87676 | 42031
Anthracene, 9,10-diphenyl- | 87668 | 42032
Spiro[2H-1-benzopyran-2,2'-[2H]indole], 1',3'-dihydro-1',3',3'-trimethyl-6-nitro- | 87650 | 42033
Phosphorodichloridothioic acid, O-ethyl ester | 87643 | 42034
Phosphorodichloridic acid, ethyl ester | 87635 | 42035
Phosphonochloridothioic acid, P-ethyl-, O-ethyl ester | 87627 | 42036
Benzenamine, N-[5-(phenylamino)-2,4-pentadien-1-ylidene]-, hydrochloride (1:1) | 87619 | 42037
Phosphine oxide, tripropyl- | 87601 | 42038
Boron, trifluoro(N-phenylbenzenamine)-, (T-4)- | 87593 | 42039
1,3-Propanedione, 1,3-bis(4-fluorophenyl)- | 87585 | 42040
Benzene, 1-fluoro-2-nitro- | 87577 | 42041
Methanesulfonic acid, 1,1,1-trifluoro- | 87569 | 42042
2-Propenoic acid, 4-[methyl[(1,1,2,2,3,3,4,4,4-nonafluorobutyl)sulfonyl]amino]butyl ester | 87551 | 42043
Butanoic acid, 2-amino-, (2S)- | 87544 | 42044
Butanoic acid, 4-chloro-4-oxo-, methyl ester | 87536 | 42045
1-Propanol, 2,2'-(1,2-diazenediyl)bis[2-methyl-, 1,1'-diacetate | 87528 | 42046
Cyclohexanol, 5-methyl-2-(1-methylethyl)- | 87510 | 42047
Cyclopropanecarboxaldehyde | 87502 | 42048
1,3-Cyclohexadiene, 2-methyl- | 87494 | 42049
1,3-Cyclohexadiene, 1-methyl- | 87486 | 42050
Iodonium, (2-carboxyphenyl)phenyl-, inner salt | 87478 | 42051
Pyrylium, 2,4,6-triphenyl-, perchlorate (1:1) | 87452 | 42052
2-Piperidineethanol | 87445 | 42053
Ethanone, 2-bromo-1,2-diphenyl- | 87429 | 42054
2-Naphthalenamine, N-(3-chlorophenyl)- | 132746 | 42055
Benzoic acid, 4-methoxy-, 2-acetylphenyl ester | 132738 | 42056
Cyclohexanol, 1-ethynyl-, 1-propanoate | 132720 | 42057
1,1-Cyclobutanedicarboxylic acid | 132712 | 42058
Benzeneacetic acid, 4-nitro-, ethyl ester | 132704 | 42059
Octanoic acid, 2-bromo-, methyl ester | 132696 | 42060
Propanoic acid, 2-bromo-, methyl ester | 132688 | 42061
Benzoic acid, 2-ethylhexyl ester | 132670 | 42062
3-Pyridinecarbonitrile, 1,2-dihydro-6-hydroxy-4-methyl-2-oxo- | 132662 | 42063
Ethanamine, N,N-dimethyl-2-[2-[4-(1,1,3,3-tetramethylbutyl)phenoxy]ethoxy]- | 132654 | 42064
2-Naphthalenecarboxamide, N-(3-chlorophenyl)-3-hydroxy- | 132647 | 42065
Carbamimidothioic acid, C,C'-1,3-propanediyl ester, hydrobromide (1:2) | 132639 | 42066
4,7-Epoxyisobenzofuran-1,3-dione, hexahydro- | 132621 | 42067
Cyclohexaneethanol, .beta.-methyl- | 132613 | 42068
Cyclohexanol, 4-(1,1-dimethylpropyl)-, 1-acetate | 132605 | 42069
Hydrazinecarboxamide, N-phenyl-, hydrochloride (1:1) | 132597 | 42070
2-Nonanone, 5-ethyl- | 132571 | 42071
2H-Pyran-2-methanol, tetrahydro-, 2-acetate | 132563 | 42072
Benzaldehyde, 4-hydroxy-3-iodo-5-methoxy- | 132548 | 42073
Butanamide, N-(4-methoxyphenyl)-3-oxo- | 132530 | 42074
2-Naphthalenecarboxamide, 4,4'-[(3,3'-dimethoxy[1,1'-biphenyl]-4,4'-diyl)bis(2,1-diazenediyl)]bis[3-hydroxy-N-(2-methoxyphenyl)- | 132522 | 42075
Acetic acid, bromo-, phenylmethyl ester | 132514 | 42076
2(1H)-Pyridinone, 3,5-dichloro- | 132498 | 42077
Imidodicarbonimidic diamide, N-phenyl-, compd. with 2(3H)-benzothiazolethione (1:1) | 132480 | 42078
Hexanal, 3,5,5-trimethyl- | 132464 | 42079
Propanoic acid, 2,2-dimethyl-, hexyl ester | 132456 | 42080
Propane, 1,3-dibromo-2,2-dimethyl- | 132431 | 42081
1,2-Benzenedicarboxylic acid, 4-amino- | 132423 | 42082
Cyclohexanone, 4-(1-methylethyl)- | 132407 | 42083
6-Octen-3-ol, 3,6-dimethyl- | 132399 | 42084
Carbamothioic acid, S-[2-oxo-2-(phenylamino)ethyl] ester | 132373 | 42085
2-Pyrimidinamine, 5-chloro- | 132365 | 42086
2-Furancarboxaldehyde, 2-(2-furanylmethylene)hydrazone | 132340 | 42087
Phosphonic acid, P-(3-aminophenyl)- | 132324 | 42088
Phenol, 2,6-bis(1,1-dimethylethyl)-4-(1-methylethyl)- | 132316 | 42089
Glycine, N,N-diethyl-, sodium salt (1:1) | 132290 | 42090
4,7-Epoxyisobenzofuran-1,3-dione, 3a,4,7,7a-tetrahydro- | 132282 | 42091
Pyrimidine, 2,4-dichloro-6-methyl- | 132266 | 42092
Hexanedioic acid, compd. with 1,4-piperazinedipropanamine (1:1) | 132258 | 42093
2,7-Naphthalenedisulfonic acid, 3-[2-(2,4-dinitrophenyl)diazenyl]-4-hydroxy-, sodium salt (1:2) | 132233 | 42094
Methanone, cyclopentylphenyl- | 132217 | 42095
Propanamide, 2-hydroxy-N-(2-hydroxyethyl)- | 132191 | 42096
1,3-Dioxane, 2,5,5-trimethyl-2-propyl- | 132183 | 42097
1,3-Benzenediamine, 4,4'-[(4-methyl-1,3-phenylene)bis(2,1-diazenediyl)]bis[6-methyl-, hydrochloride (1:2) | 132167 | 42098
Acetic acid, 2-mercapto-, ammonium salt (1:1) | 132159 | 42099
10-Undecenoic acid, 2-methylpropyl ester | 132142 | 42100
Benzeneacetic acid, hexyl ester | 132134 | 42101
Benzeneacetic acid, (tetrahydro-2-furanyl)methyl ester | 132118 | 42102
1,3-Dioxane, 4-methyl-2-(2-phenylethenyl)- | 132100 | 42103
Guanidine, N-1H-benzimidazol-2-yl- | 132084 | 42104
1H-Benzimidazol-2-amine, 6-chloro- | 132076 | 42105
2,5-Cyclohexadien-1-one, 4-[(4-hydroxyphenyl)imino]-, sodium salt (1:1) | 132050 | 42106
Benzene, 1-isocyanato-4-methoxy- | 132035 | 42107
1H-Indole-3-carboxaldehyde, 2-methyl- | 132027 | 42108
Benzenepropanamine, .beta.-phenyl- | 132019 | 42109
Ethane, 1,1'-oxybis[2-bromo- | 131995 | 42110
1,3-Naphthalenedisulfonic acid, 7-hydroxy-8-[2-[4-(2-phenyldiazenyl)phenyl]diazenyl]-, sodium salt (1:2) | 131979 | 42111
4,7-Methano-1H-inden-6-ol, 3a,4,5,6,7,7a-hexahydro-, 6-acetate | 131961 | 42112
1-Propanol, 2,3-dibromo-, 1,1'-(hydrogen phosphate) | 131953 | 42113
Ethanol, 2-chloro-, 1,1'-sulfate | 131946 | 42114
1-Naphthalenesulfonic acid, 3-hydroxy-4-[2-(2-hydroxy-1-naphthalenyl)diazenyl]-, zinc salt (2:1) | 131938 | 42115
Arsonic acid, As-(2-nitrophenyl)- | 131920 | 42116
2-Imidazolidinethione, 1-butyl- | 131912 | 42117
Acetamide, N-(4-hydroxy[1,1'-biphenyl]-3-yl)- | 131904 | 42118
Pyrazino[2,3-b]pyrazine, decahydro- | 131896 | 42119
Butane, 2,3-dibromo- | 131888 | 42120
L-Glutamic acid, compd. with L-lysine (1:1) | 131870 | 42121
2-Pyridinamine, 4,6-dimethyl- | 131862 | 42122
1-Propanamine, 3-chloro-N,N-dimethyl-, hydrochloride (1:1) | 131854 | 42123
3,5,7-Triaza-1-azoniatricyclo[3.3.1.13,7]decane, 1-ethyl-, iodide (1:1) | 131847 | 42124
1,3-Dioxane, 2,5,5-trimethyl-2-phenyl- | 131839 | 42125
Benzenepropanal, 4-methyl- | 131821 | 42126
2,5,8,10,13,16-Hexaoxaheptadecane | 131813 | 42127
Hexane, 1,1'-[ethylidenebis(oxy)]bis- | 131805 | 42128
Benzenesulfonyl chloride, 2,5-dichloro- | 131789 | 42129
2-Thiopheneethanol | 131771 | 42130
Benzenesulfonic acid, 3-amino-4-methyl-5-[(3-nitrobenzoyl)amino]- | 131755 | 42131
Phosphor(isothiocyanatidic) acid, diphenyl ester | 131730 | 42132
Benzoic acid, 4-sulfo-, potassium salt (1:1) | 131722 | 42133
Heptadecanenitrile | 131706 | 42134
Phenol, 2-[(4-hydroxyphenyl)sulfonyl]- | 131680 | 42135
1-Propanamine, 3-[(2-ethylhexyl)oxy]- | 131672 | 42136
Hydrazinecarbodithioic acid, methyl ester | 131664 | 42137
Benzene, 1-(1,1-dimethylethyl)-4-methoxy- | 131649 | 42138
Benzene, 1-ethoxy-2-isocyanato- | 131631 | 42139
Imidazo[4,5-d]imidazole-2,5(1H,3H)-dione, tetrahydro-1,3,4,6-tetrakis(hydroxymethyl)- | 131615 | 42140
Benzenesulfonic acid, 5-formyl-2-methoxy-, sodium salt (1:1) | 131599 | 42141
Acetamide, N-(3-nitro[1,1'-biphenyl]-4-yl)- | 131581 | 42142
Benzene, 1,4-dichloro-2-isocyanato- | 131565 | 42143
2,6-Octadienal, 3,7-dimethyl- | 131540 | 42144
2,4,5,6-Pyrimidinetetramine, sulfate (1:1) | 131532 | 42145
Sulfamic acid, N-methoxy-N-methyl-, sodium salt (1:1) | 131516 | 42146
Phosphorodichloridodithioic acid, propyl ester | 131508 | 42147
Benzenamine, 4-chloro-2,6-dinitro- | 131482 | 42148
Phenol, 4,4'-methylenebis[2,6-dimethyl- | 131466 | 42149
Acetic acid, 2-[[(1-methylethylidene)amino]oxy]- | 131458 | 42150
1,3-Benzenediol, 4,6-bis(1,1-dimethylethyl)- | 131433 | 42151
1,4-Benzenedicarboxylic acid, 2-amino-, 1,4-dimethyl ester | 131425 | 42152
2-Pentenal, 4-methyl- | 131409 | 42153
Benzoic acid, 4-(phenylsulfonyl)- | 131391 | 42154
Benzoic acid, 2,3,4,5-tetrachloro-6-cyano-, methyl ester | 131375 | 42155
Silane, 1,1'-methylenebis[1-chloro-1,1-dimethyl- | 131367 | 42156
Silane, ethenylethoxydimethyl- | 131342 | 42157
Benzenepropanamide, 3-[[2-[2,4-bis(1,1-dimethylpropyl)phenoxy]acetyl]amino]-N-(2-methoxyphenyl)-.beta.-oxo- | 131326 | 42158
Hydrazinecarbothioamide, N-phenyl- | 131300 | 42159
Propanenitrile, 3-(diethylamino)- | 131292 | 42160
2-Pentanone, 4-methyl-1-phenyl- | 131276 | 42161
Benzenemethanol, .alpha.-ethyl-4-methoxy- | 131268 | 42162
Cyclohexanol, 4-(1,1-dimethylpropyl)- | 131243 | 42163
Acetamide, N,N'-(2-nitro-1,4-phenylene)bis- | 131227 | 42164
3-Pyridinecarboxylic acid, 2-amino- | 131219 | 42165
Benzenemethanol, 2-amino- | 131201 | 42166
Thiourea, N-(2-chlorophenyl)- | 131193 | 42167
4-Pyridineethanol | 131185 | 42168
Hydrazine, hydrochloride (1:2) | 131177 | 42169
2-Naphthalenecarboxylic acid, 3-hydroxy-, hydrazide | 131169 | 42170
3-Octanol, 3-methyl- | 131151 | 42171
Acetamide, N,N-bis[2-(acetyloxy)ethyl]- | 131144 | 42172
Boric acid (H3BO3), trihexyl ester | 131136 | 42173
Phosphonic acid, P-(3-nitrophenyl)- | 131128 | 42174
Acetamide, N,N'-ethylidenebis- | 131110 | 42175
1,2-Benzenedicarboxylic acid, 1-cyclohexyl 2-(2-methylpropyl) ester | 131102 | 42176
1H-Inden-1-one, 4-chloro-2,3-dihydro-7-methyl- | 131094 | 42177
Benzenecarboximidic acid, ethyl ester, hydrochloride (1:1) | 131086 | 42178
1,3-Isobenzofurandione, 3a,4,7,7a-tetrahydro-4-methyl- | 131078 | 42179
1-Undecanol, 2-heptyl- | 131060 | 42180
1-Dodecanol, 2-octyl- | 131052 | 42181
Ethanone, 1-(4-methyl-3-nitrophenyl)- | 131045 | 42182
1-Propanamine, 3-methoxy- | 131037 | 42183
1H-Isoindole-1,3(2H)-dione, 2-(bromomethyl)- | 131029 | 42184
Quinoline, 3-bromo- | 131003 | 42185
Butanenitrile, 4-bromo- | 130997 | 42186
Docosanoic acid, sodium salt (1:1) | 130989 | 42187
Bicyclo[2.2.1]heptane, 2-methoxy-1,7,7-trimethyl-, (1R,2R,4R)-rel- | 130963 | 42188
Benzene, (2-butoxyethyl)- | 130955 | 42189
Acetic acid, 2-chloro-, 2-butoxyethyl ester | 130930 | 42190
2-Hexanamine | 130922 | 42191
Sulfamic acid | 130906 | 42192
Hydrazine, (2,4,6-trichlorophenyl)- | 130898 | 42193
L-Arabinose | 130880 | 42194
Benzene, 1-methoxy-3,5-dinitro- | 130864 | 42195
Benzoic acid, 2-amino-5-iodo- | 130849 | 42196
3-Pyridinecarboxylic acid, 6-chloro- | 130831 | 42197
1-Octanesulfonic acid, sodium salt (1:1) | 130815 | 42198
9-Octadecenoic acid, 12-hydroxy-, sodium salt (1:1), (9Z,12R)- | 130807 | 42199
2-Propen-1-ol, 3-phenyl-, 1-benzoate | 130781 | 42200
Thiazole, 2-(ethylthio)-4-phenyl- | 130773 | 42201
[1,1'-Biphenyl]-4,4'-disulfonic acid | 130757 | 42202
2-Heptanone, oxime | 130740 | 42203
Ethanethioamide, N-(4-methylphenyl)- | 130724 | 42204
Acetamide, N-(3-hydroxy-4-methylphenyl)- | 130708 | 42205
1,4-Benzenediamine, 2-methoxy- | 130690 | 42206
Octadecanoic acid, dodecyl ester | 130674 | 42207
Dodecanoic acid, octyl ester | 130666 | 42208
Acetic acid, 2-bromo-, 1,1-dimethylethyl ester | 130641 | 42209
Cyclohexaneacetic acid | 130633 | 42210
1-Naphthalenol, 4-[2-(4-nitrophenyl)diazenyl]- | 130617 | 42211
1-Propanol, 3-(dichloromethylsilyl)-, 1-acetate | 130591 | 42212
7-Oxabicyclo[4.1.0]heptan-2-one, 6-methyl-3-(1-methylethyl)- | 130583 | 42213
Cyclohexanone, 2,6-bis[(4-azidophenyl)methylene]-4-methyl- | 130567 | 42214
Benzothiazolium, 3-methyl-, methyl sulfate (1:1) | 130542 | 42215
Silane, trichlorononyl- | 130526 | 42216
Silane, trichlorooctyl- | 130518 | 42217
1,3-Benzodioxole, 5-[bis[2-(2-butoxyethoxy)ethoxy]methyl]- | 130500 | 42218
Benzamide, 3,3'-[(2,5-dimethyl-1,4-phenylene)bis[imino(1-acetyl-2-oxo-2,1-ethanediyl)-2,1-diazenediyl]]bis[4-chloro-N-(5-chloro-2-methylphenyl)- | 130484 | 42219
2-Naphthalenecarboxamide, N,N'-(2-chloro-1,4-phenylene)bis[4-[2-(2,5-dichlorophenyl)diazenyl]-3-hydroxy- | 130476 | 42220
2-Naphthalenecarboxamide, N,N'-(3,3'-dichloro[1,1'-biphenyl]-4,4'-diyl)bis[4-[2-(2-chlorophenyl)diazenyl]-3-hydroxy- | 130468 | 42221
Manganate(1-), [4-[2-[5-chloro-4-methyl-2-(sulfo-.kappa.O)phenyl]diazenyl-.kappa.N1]-3-(hydroxy-.kappa.O)-2-naphthalenecarboxylato(3-)]-, hydrogen (1:1) | 130435 | 42222
Benzaldehyde, 2-hydroxy-3-nitro- | 130427 | 42223
2-Propyn-1-ol, 3-(trimethylsilyl)- | 130401 | 42224
Silanol, 1,1-dimethyl-1-phenyl- | 130393 | 42225
4-Pyrimidinecarboxylic acid, 1,2,3,6-tetrahydro-2,6-dioxo-, lithium salt (1:1) | 130377 | 42226
9,10-Anthracenedione, 1,4-diamino-2-(phenylsulfonyl)- | 130369 | 42227
Benzenesulfonamide, 3-[2-(4,5-dihydro-3-methyl-5-oxo-1-phenyl-1H-pyrazol-4-yl)diazenyl]-4-hydroxy- | 130351 | 42228
Quinoline, 6-methoxy- | 130344 | 42229
Propanenitrile, 3-[[2-(acetyloxy)ethyl][4-[2-(2,6-dichloro-4-nitrophenyl)diazenyl]phenyl]amino]- | 130336 | 42230
Benzoxazolium, 3-ethyl-2-methyl-, iodide (1:1) | 130328 | 42231
1-Pentanol, 5-chloro- | 130310 | 42232
1,4-Oxathiin-3-carboxamide, 5,6-dihydro-2-methyl-N-phenyl-, 4,4-dioxide | 130302 | 42233
3-Cyclohexene-1-methanol, 6-methyl- | 130294 | 42234
Benzenesulfonic acid, 2-methyl-5-nitro-, sodium salt (1:1) | 130286 | 42235
Oxirane, 2-[(4-nitrophenoxy)methyl]- | 130278 | 42236
2-Naphthalenecarboxamide, N-[2-[2-(acetylamino)phenyl]ethyl]-1-hydroxy- | 130260 | 42237
Ethanol, 2-[(3-aminophenyl)sulfonyl]- | 130252 | 42238
Benzoxazole, 2-[4-[2-[4-(2-benzoxazolyl)phenyl]ethenyl]phenyl]-5-methyl- | 130237 | 42239
Cyclohexanol, 1-ethynyl-, 1-acetate | 130211 | 42240
1,4-Oxathiin-3-carboxamide, 5,6-dihydro-2-methyl-N-phenyl- | 130203 | 42241
1H-Indole, 2,3-dihydro-3,3-dimethyl-2-methylene-1-phenyl- | 130187 | 42242
Benzene, 1,1'-(1-ethyl-1,2-ethanediyl)bis- | 130179 | 42243
Benzeneacetonitrile, .alpha.-acetyl-4-chloro- | 130161 | 42244
4,6(1H,5H)-Pyrimidinedione, 1,3-diethyldihydro-2-thioxo- | 130146 | 42245
1,4-Pentadien-3-ol, 3-methyl-1-(2,6,6-trimethyl-1-cyclohexen-1-yl)- | 130120 | 42246
Octanoic acid, zirconium(4+) salt (4:1) | 130112 | 42247
2-Propenamide, N-[3-(dimethylamino)propyl]-2-methyl- | 130104 | 42248
Heptanoic acid, 3-methyl-2-buten-1-yl ester | 130088 | 42249
Acetic acid, compd. with N,N-diethylethanamine (1:1) | 130062 | 42250
Acetamide, N-ethenyl- | 130054 | 42251
Benzenemethanaminium, N-ethyl-N,N-dimethyl-, chloride (1:1) | 130047 | 42252
1H-Indol-5-amine | 130039 | 42253
Methanethiol, sodium salt (1:1) | 130013 | 42254
Benzene, 1,1'-sulfonylbis[2,4-dimethyl- | 129999 | 42255
Benzenesulfonamide, N-methyl- | 129981 | 42256
1,3,6-Naphthalenetrisulfonic acid, sodium salt (1:3) | 129965 | 42257
1,2-Ethanediol, 1,2-bis(4-hydroxyphenyl)- | 129940 | 42258
Hexane, 3,3,4,4-tetramethyl- | 129932 | 42259
1H-Isoindole-1,3(2H)-dione, 3a,4,7,7a-tetrahydro-, sodium salt (1:1) | 129916 | 42260
3-Hexen-2-one, 5-methyl- | 129908 | 42261
1-Propanesulfonic acid, 2-methyl-2-[(1-oxo-2-propen-1-yl)amino]-, sodium salt (1:1) | 129890 | 42262
2-Naphthalenecarboxamide, N-(4-chloro-2-methoxy-5-methylphenyl)-3-hydroxy- | 129874 | 42263
Ethanediamide, N1,N2-dihydroxy-, ammonium salt (1:1) | 129858 | 42264
1-Butene, 4-bromo- | 129841 | 42265
Benzenesulfonic acid, 5-chloro-2-[2-(2-hydroxy-1-naphthalenyl)diazenyl]-4-methyl-, barium salt (2:1) | 129825 | 42266
Silane, dichloromethyloctadecyl- | 129809 | 42267
Acetic acid, compd. with pyridine (1:1) | 129791 | 42268
Zirconium, bis(acetato-.kappa.O)oxo- | 129775 | 42269
Butanedioic acid, 1-butyl ester | 129767 | 42270
Spiro[2H-1-benzopyran-2,2'-[2H]indole], 1',3'-dihydro-1',3',3'-trimethyl-8-nitro- | 129759 | 42271
2,6-Octadienenitrile, 3,7-dimethyl- | 129734 | 42272
Phosphinic acid, P-phenyl-, compd. with 1,6-hexanediamine (2:1) | 129718 | 42273
2-Propenoic acid, 2-methyl-, 2-ethylbutyl ester | 129692 | 42274
Butanedioic acid, 2-sulfo- | 129684 | 42275
Phosphonic acid, P-dodecyl- | 129676 | 42276
1-Octanaminium, N-methyl-N,N-dioctyl-, chloride (1:1) | 129650 | 42277
Benzeneacetic acid, pentyl ester | 129643 | 42278
Octadecanoic acid, iron salt (1:?) | 129635 | 42279
Glycine, N-methyl-N-(1-oxooctadecyl)-, sodium salt (1:1) | 129627 | 42280
Benzenesulfonic acid, 2,2'-oxybis[4-dodecyl-, disodium salt | 129619 | 42281
2-Propanol, 1-butoxy- | 129601 | 42282
1,3-Benzenediamine, 4-chloro- | 129593 | 42283
1,3-Benzenediamine, 4-nitro- | 129585 | 42284
Phosphonothioic acid, (1,3-dihydro-1,3-dioxo-2H-isoindol-2-yl)-, O,O-diethyl ester | 129577 | 42285
Benzeneacetic acid, 4-hydroxy-.alpha.-(4-hydroxyphenyl)-, methyl ester | 129569 | 42286
1-Octadecanol, titanium(4+) salt (4:1) | 129551 | 42287
2,1,3-Benzoxadiazole, 4,6-dinitro-, 1-oxide | 129544 | 42288
Heptanoic acid, copper(2+) salt (2:1) | 129536 | 42289
Sulfuric acid, calcium salt, compd. with urea (1:1:4) | 129528 | 42290
Cyclohexane, 1,1'-methylenebis[4-isocyanato- | 129510 | 42291
Benzenesulfonamide, 3-nitro-N-phenyl-4-(phenylamino)- | 129502 | 42292
Benzenesulfonic acid, 3-(diethylamino)-, sodium salt (1:1) | 129494 | 42293
1,3,5-Triazine-2,4-diamine, 6,6'-(1,3-phenylene)bis- | 129486 | 42294
Selenourea, N,N-diethyl- | 129478 | 42295
Selenourea, N,N-dimethyl- | 129460 | 42296
1-Tridecanol, 1,1'-(hydrogen phosphate) | 129445 | 42297
1-Tridecanol, 1-(dihydrogen phosphate) | 129437 | 42298
Nonanoic acid, cadmium salt (2:1) | 129411 | 42299
Quinoline, 1-ethyl-1,2,3,4-tetrahydro-2,2,4-trimethyl- | 129403 | 42300
Propane, 1,1'-[ethylidenebis(oxy)]bis[2,2-dinitro- | 129387 | 42301
4,7-Methano-1H-indene, 1,2,3,4,5,6,7,8,8-nonachloro-2,3,3a,4,7,7a-hexahydro-, (1.alpha.,2.alpha.,3.alpha.,3a.alpha.,4.beta.,7.beta.,7a.alpha.)- | 129361 | 42302
[2,2'-Bi-1H-indene]-1,1',3,3'(2H,2'H)-tetrone, 2,2'-dihydroxy- | 129346 | 42303
Benzamide, N-(4-amino-5-chloro-2-hydroxyphenyl)- | 129320 | 42304
1-Naphthalenol, 4-[2-(2-methylphenyl)diazenyl]- | 129304 | 42305
Pyridinium, 3-(aminocarbonyl)-1-(phenylmethyl)-, chloride (1:1) | 129296 | 42306
Silane, (3-chloropropyl)triethoxy- | 129270 | 42307
Benzoxazole, 2,2'-(1,4-naphthalenediyl)bis- | 129262 | 42308
2-Naphthalenecarboxamide, 1-hydroxy-4-[(1-phenyl-1H-tetrazol-5-yl)thio]-N-[2-(tetradecyloxy)phenyl]- | 129247 | 42309
2-Propanamine, N-hydroxy- | 129213 | 42310
2-Butanone, 1-hydroxy- | 129205 | 42311
Oxirane, 2,2,3,3-tetramethyl- | 129197 | 42312
Phosphonochloridothioic acid, P-phenyl-, O-ethyl ester | 129171 | 42313
L-Cysteine, N-[(1,1-dimethylethoxy)carbonyl]-S-(phenylmethyl)- | 129163 | 42314
Carbonic acid, dysprosium(3+) salt (3:2) | 129155 | 42315
2(3H)-Furanone, 3-bromodihydro- | 129130 | 42316
Benzenediazonium, 2,5-dimethoxy-4-(4-morpholinyl)-, chloride, compd. with zinc chloride (ZnCl2) (1:1:?) | 129122 | 42317
2-Propenoic acid, 3-(4-aminophenyl)-, ethyl ester | 129106 | 42318
Benzoxazole, 2,2'-(1,4-phenylenedi-2,1-ethenediyl)bis- | 129098 | 42319
1,3-Benzenediamine, 5-nitro- | 129064 | 42320
1,3-Benzenediamine, 4-methyl-6-(2-phenyldiazenyl)- | 129056 | 42321
Ethanaminium, N,N,N-trimethyl-2-[(2-methyl-1-oxo-2-propen-1-yl)oxy]-, chloride (1:1) | 129031 | 42322
1H-Imidazole-1-propanamine | 129023 | 42323
Imidazo[2,1-b]thiazole, 2,3,5,6-tetrahydro-6-phenyl- | 129015 | 42324
Stibine, [(2-ethyl-1-oxohexyl)oxy]diphenyl- | 129007 | 42325
2(3H)-Benzoxazolone, 6-[(2-hydroxyethyl)sulfonyl]- | 128983 | 42326
1-Heptene, 6-methyl- | 128967 | 42327
2-Oxiranemethanamine, N-[4-(2-oxiranylmethoxy)phenyl]-N-(2-oxiranylmethyl)- | 128959 | 42328
Tetradecanedioic acid, 1,14-dimethyl ester | 128934 | 42329
1H-Isoindole-1,3(2H)-dione, 2-ethyl- | 128926 | 42330
Benzoic acid, 2-(1-naphthalenylcarbonyl)- | 128900 | 42331
Propanenitrile, 3-(phosphonooxy)-, barium salt (1:1) | 128884 | 42332
Hydrazinecarbothioamide, 2-[2-(hydroxyimino)-1-methylpropylidene]- | 128876 | 42333
Benzenepropanol, .alpha.-ethyl-.gamma.,.gamma.-dimethyl- | 128850 | 42334
3-Hexene, 1-bromo-, (3Z)- | 128843 | 42335
Methanone, bis(3,4-diaminophenyl)- | 128835 | 42336
3-Pyridinecarboxylic acid, 1,6-dihydro-6-oxo- | 128827 | 42337
1-Propanamine, 3-bromo-, hydrobromide (1:1) | 128819 | 42338
Imidazo[4,5-d]imidazole-2,5(1H,3H)-dione, tetrahydro-1,3,4-tris(hydroxymethyl)- | 128801 | 42339
2-Naphthalenesulfonic acid, 7,7'-iminobis[4-hydroxy-3-(2-phenyldiazenyl)-, sodium salt (1:2) | 128793 | 42340
4-Pyridinol, 2,3,5,6-tetrachloro-, sodium salt (1:1) | 128785 | 42341
2-Naphthalenol, 1-[2-(2-hydroxy-3,5-dinitrophenyl)diazenyl]- | 128777 | 42342
Cyclohexanamine, hydrochloride (1:1) | 128769 | 42343
Histidine | 128751 | 42344
Phenol, 4,4'-[(2-chloro-1,4-phenylene)bis(2,1-diazenediyl)]bis[2-methyl- | 128744 | 42345
Octanoic acid, nickel(2+) salt (2:1) | 128736 | 42346
Hexadecanoic acid, zinc salt (2:1) | 128728 | 42347
2-Imidazolidinone, 1-octadecyl- | 128710 | 42348
1,5-Naphthalenedisulfonic acid, 3-[2-[2-(acetylamino)-4-[(4-amino-6-chloro-1,3,5-triazin-2-yl)amino]phenyl]diazenyl]-, sodium salt (1:2) | 128702 | 42349
Carbamic acid, N,N-bis(hydroxymethyl)-, 1-methylethyl ester | 128694 | 42350
2-Propenoic acid, 1,1'-[2,2-bis[[(1-oxo-2-propen-1-yl)oxy]methyl]-1,3-propanediyl] ester | 128686 | 42351
Ethanol, 2,2'-[(3-aminopropyl)imino]bis- | 128660 | 42352
Sodium, 2,4-cyclopentadien-1-yl- | 128652 | 42353
1-Butanone, 1-(4-bromophenyl)- | 128637 | 42354
Benzoic acid, 4-(1,1-dimethylethyl)-, zinc salt (2:1) | 128611 | 42355
Benzenediazonium, 2,5-diethoxy-4-(4-morpholinyl)-, tetrafluoroborate(1-) (1:1) | 128595 | 42356
2-Benzothiazolesulfenamide, N,N-dicyclohexyl- | 128587 | 42357
Phosphoric acid, bis(2-ethylhexyl) ester, potassium salt (1:1) | 128561 | 42358
Piperazine, 1,4-bis(4-nitrosophenyl)- | 128546 | 42359
Benzoic acid, 2,5-dihydroxy-, sodium salt (1:1) | 128520 | 42360
2,6,9,11-Dodecatetraenal, 2,6,10-trimethyl- | 128512 | 42361
Bicyclo[3.1.1]heptan-2-ol, 2,6,6-trimethyl-, (1R,2R,5S)-rel- | 128496 | 42362
Bicyclo[3.1.1]heptan-2-ol, 2,6,6-trimethyl-, (1R,2S,5S)-rel- | 128488 | 42363
Ethanone, 1-[2,4-bis(phenylmethoxy)phenyl]-2-methoxy- | 128462 | 42364
1-Hepten-3-ol | 128447 | 42365
1,2-Propanedione, 1-phenyl-, 1,2-dioxime | 128439 | 42366
Pyridine, 2-hydrazinyl- | 128413 | 42367
Cyclohexanepropanol, .alpha.,.gamma.,.gamma.,4-tetramethyl- | 128405 | 42368
3-Hexanone, 5-methyl-5-phenyl- | 128389 | 42369
Ethanol, 2-[(2-nitrophenyl)amino]- | 128371 | 42370
Benzeneacetic acid, 4-ethoxy- | 128355 | 42371
Butanedioic acid, 2,2'-thiobis- | 128348 | 42372
Carbamic acid, N,N-bis(hydroxymethyl)-, methyl ester | 128330 | 42373
2,5-Cyclohexadien-1-one, 4-(3,5-dimethyl-4-oxo-2,5-cyclohexadien-1-ylidene)-2,6-dimethyl- | 128306 | 42374
Diaziridine, 3-ethyl-3-methyl- | 128280 | 42375
Phenol, 2,3,4,5-tetrachloro- | 128272 | 42376
1,8-Nonadiene | 128264 | 42377
1,4-Cyclohexadiene-1,4-dicarboxylic acid, 2,5-bis(phenylamino)-, 1,4-dimethyl ester | 128249 | 42378
1,4-Cyclohexadiene-1,4-dicarboxylic acid, 2,5-bis(phenylamino)-, 1,4-diethyl ester | 128223 | 42379
2-Butene, 1-chloro-, (2E)- | 128215 | 42380
Methane, dichloromethoxy- | 128199 | 42381
[1,1'-Bicyclopentyl]-2-one | 128173 | 42382
2,4-Pentanedione, 3-[2-(6-ethoxy-2-benzothiazolyl)diazenyl]- | 128165 | 42383
1,3-Propanediamine, N1,N1'-1,2-ethanediylbis[N1-(3-aminopropyl)- | 128140 | 42384
2(1H)-Pyrimidinone, tetrahydro-4-thioxo- | 128132 | 42385
1,3-Benzenediol, 4-[2-(5-chloro-2-hydroxyphenyl)diazenyl]- | 128116 | 42386
3-Octanol, 3-acetate | 128108 | 42387
Pentadecane, 1-chloro- | 128082 | 42388
Benzeneacetic acid, 1-methylethyl ester | 128074 | 42389
Magnesium, methoxy(monomethyl carbonato-.kappa.O')- | 128066 | 42390
Thiophene, 2-pentyl- | 128058 | 42391
Urea, phosphate (1:1) | 128041 | 42392
Hexadecane, 1-chloro- | 128033 | 42393
Benzenemethanaminium, N-[4-[(2-chlorophenyl)[4-[ethyl[(3-sulfophenyl)methyl]amino]phenyl]methylene]-2,5-cyclohexadien-1-ylidene]-N-ethyl-3-sulfo-, inner salt, sodium salt (1:1) | 128025 | 42394
1H-Benzimidazole, 2-chloro- | 128017 | 42395
Boron, trihydro(morpholine-.kappa.N4)-, (T-4)- | 128009 | 42396
1-Butanamine, N-butylidene- | 127993 | 42397
Phosphine oxide, tris(chloromethyl)- | 127985 | 42398
9,10-Anthracenedione, 1,4-bis[[4-(1,1-dimethylethyl)phenyl]amino]-5,8-dihydroxy- | 127977 | 42399
Quinolinium, 4,4'-[3-[(1-ethyl-4(1H)-quinolinylidene)ethylidene]-1-propene-1,3-diyl]bis[1-ethyl-, iodide (1:2) | 127969 | 42400
Strychnidin-10-one, 2,3-dimethoxy-, sulfate (2:1) | 127951 | 42401
Naphtho[1,2-d]thiazole-2(1H)-thione | 127944 | 42402
2(3H)-Benzothiazolethione, 6-nitro- | 127936 | 42403
1,4-Dioxane-2,3-diol | 127928 | 42404
3H-Pyrazol-3-one, 2,4-dihydro-2,5-diphenyl- | 127910 | 42405
Phosphonic acid, P-dodecyl-, diethyl ester | 127902 | 42406
Silanetriamine, N,N,N',N',N'',N''-hexamethyl-1-phenyl- | 127894 | 42407
Pentanedioic acid, 3,3-dimethyl- | 127886 | 42408
1,6-Hexanediamine, N1,N6-dibutyl- | 127860 | 42409
1H-Indene, 2,3-dihydro-1,1,2,3,3,5-hexamethyl- | 127852 | 42410
Bicyclo[2.2.1]hept-5-ene-2,3-dicarboxylic acid, 1,4,5,6,7,7-hexachloro-, 2,3-bis(2-ethylhexyl) ester | 127837 | 42411
2-Dodecenal | 127811 | 42412
3-Cyclohexen-1-ol, 4-methyl-1-(1-methylethyl)-, 1-acetate | 127795 | 42413
Cyclopentanone, 2-pentyl- | 127787 | 42414
2-Propenoic acid, octadecyl ester | 127761 | 42415
Distannathiane, 1,1,1,3,3,3-hexabutyl- | 127746 | 42416
4-Thiazolidinone, 3-methyl-2-thioxo- | 127738 | 42417
Piperidine, 1-hydroxy- | 127712 | 42418
Piperidine, 1-ethyl-, 1-oxide | 127704 | 42419
2(1H)-Quinolinethione, 1-ethyl-6-methoxy- | 127688 | 42420
1-Hexen-3-ol | 127670 | 42421
2-Furanmethanamine, tetrahydro- | 127662 | 42422
Phenol, 2-(2-hydroxyethoxy)- | 127647 | 42423
3,6,9,12-Tetraoxatetradecane-1,14-diol | 127621 | 42424
1,3-Dioxolo[4,5-f]benzothiazole, 6-methyl- | 127613 | 42425
2-Butene, 1-bromo- | 127597 | 42426
Benzamide, 3,5-dibromo-2-hydroxy-N-[3-(trifluoromethyl)phenyl]- | 127589 | 42427
Silane, diazidodimethyl- | 127563 | 42428
Pyrazine, 2,6-dichloro- | 127555 | 42429
2-Propanol, 1-chloro-3-phenoxy- | 127530 | 42430
Propanoic acid, 3-hydroxy-2-(hydroxymethyl)-2-methyl- | 127522 | 42431
Benzoic acid, 4-[2-[4-(2-benzoxazolyl)phenyl]ethenyl]- | 127506 | 42432
Retinoic acid, 13-cis- | 127480 | 42433
Benzenepropanol, .beta.-methyl-4-(1-methylethyl)- | 127464 | 42434
Butanoic acid, 2-chloro-3-oxo-, methyl ester | 127456 | 42435
1-Tetradecanol, 1-(hydrogen sulfate) | 127431 | 42436
2-Furanmethanamine, N-methyl- | 127423 | 42437
1H-Benzimidazole, 2,2'-(2,5-furandiyl)bis[1-methyl- | 127407 | 42438
Benzaldehyde, 4-ethyl- | 127381 | 42439
Bicyclo[3.1.1]heptane-2-ethanol, 6,6-dimethyl- | 127373 | 42440
Hexane, 1-methoxy- | 127357 | 42441
2H-Pyran-3,3,5,5(4H,6H)-tetramethanol, 4-hydroxy- | 127340 | 42442
Propane, 1,1-diethoxy- | 127332 | 42443
1,3-Propanediamine, N1,N3-bis(2-aminoethyl)- | 127316 | 42444
1,3-Dioxan-5-ol, 2-(phenylmethyl)- | 127290 | 42445
1,3-Dioxan-4-ol, 2,6-dimethyl- | 127282 | 42446
Pentane, 3-(chloromethyl)- | 127274 | 42447
[1,2,4]Triazolo[1,5-a]pyrimidine-6-ethanol, 7-hydroxy-5-methyl-2-(methylthio)-, compd. with 5-(methylthio)-1H-1,2,4-triazol-3-amine (1:1) | 127258 | 42448
1,10-Phenanthroline, 2,9-dimethyl-4,7-diphenyl- | 127233 | 42449
Benzene, 2-ethoxy-1-methyl-4-(1-methylethyl)- | 127225 | 42450
Benzene, 2-ethoxy-4-methyl-1-(1-methylethyl)- | 127217 | 42451
Phosphine, trioctyl- | 127209 | 42452
Aluminum, tris(1,1-dimethylethyl)- | 127191 | 42453
Cyclohexaneacetic acid, 2-propen-1-yl ester | 127183 | 42454
2,4-Pentanedione, 3-(2-furanylmethylene)- | 127175 | 42455
Quinolinium, 1-ethyl-4-[3-(1-ethyl-4(1H)-quinolinylidene)-1-propen-1-yl]-, iodide (1:1) | 127167 | 42456
Cyclopentadecanol | 127159 | 42457
L-Serine, O-(phenylmethyl)- | 127142 | 42458
Phenol, 2-amino-4-[[2-(sulfooxy)ethyl]sulfonyl]- | 127134 | 42459
Phenol, 2-amino-5-[[2-(sulfooxy)ethyl]sulfonyl]- | 127126 | 42460
1,3-Cyclohexadiene, 1,3,5,5-tetramethyl- | 127118 | 42461
Phosphonic acid, P-octyl- | 127100 | 42462
Phosphonic acid, P-octadecyl- | 127092 | 42463
9-Octadecenoic acid, 12-hydroxy-, barium salt (2:1), (9Z,12R)- | 127084 | 42464
Sulfuric acid, monododecyl ester, compd. with 2-aminoethanol (1:1) | 127076 | 42465
Phosphonic acid, P-(1-methylethenyl)- | 127050 | 42466
1-Propanesulfonic acid, 3-(2-benzothiazolylthio)- | 127043 | 42467
1,3,5-Triazine-1,3,5(2H,4H,6H)-triethanol | 127035 | 42468
2-Naphthalenecarboxamide, N-(4-ethoxyphenyl)-3-hydroxy- | 127019 | 42469
3H-Pyrazol-3-one, 2,4-dihydro-5-methyl-2-phenyl-4-[2-(3-phenyl-1,2,4-thiadiazol-5-yl)diazenyl]- | 126995 | 42470
Benzoic acid, 2,4-dihydroxy-3,6-dimethyl-, methyl ester | 126979 | 42471
Benzene, 1,3-dimethyl-5-(1-methylethyl)- | 126961 | 42472
3H-Pyrazol-3-one, 4-[(1,5-dihydro-3-methyl-5-oxo-1-phenyl-4H-pyrazol-4-ylidene)methyl]-2,4-dihydro-5-methyl-2-phenyl- | 126946 | 42473
9,10-Anthracenedione, 4,8-diamino-1,5-dihydroxy-2-(4-methoxyphenyl)- | 126920 | 42474
1,4-Benzenediamine, N1-phenyl-, sulfate (2:1) | 126904 | 42475
Dodecanoic acid, barium salt (2:1) | 126888 | 42476
Dodecanoic acid, calcium salt (2:1) | 126870 | 42477
Octanoic acid, barium salt (2:1) | 126862 | 42478
1-Hexadecanol, 1-(hydrogen sulfate), ammonium salt (1:1) | 126854 | 42479
Bicyclo[2.2.1]heptan-2-one, 1,3,3-trimethyl-, (1S,4R)- | 126839 | 42480
Propanoic acid, 2-mercapto-2-methyl- | 126821 | 42481
Cyclopentanone, 2,4,4-trimethyl- | 126805 | 42482
1-Octanone, 1-(2,5-dihydroxyphenyl)- | 126797 | 42483
2H-3,1-Benzoxazine-2,4(1H)-dione, 1-methyl-6-nitro- | 126771 | 42484
1-Octadecene-1-sulfonic acid, sodium salt (1:1) | 126763 | 42485
3-Buten-2-one, 4-(2,4-dimethyl-3-cyclohexen-1-yl)- | 126748 | 42486
4,4'-Bipyridinium, 1,1'-dimethyl- | 126730 | 42487
1,5-Naphthalenedisulfonic acid, 3-amino-, sodium salt (1:1) | 126714 | 42488
1H-Indole, 2,3-dihydro-1,3,3-trimethyl-2-[(2-phenyldiazenyl)methylene]- | 126698 | 42489
2(3H)-Naphthalenone, 4,4a,5,6,7,8-hexahydro-4,4a-dimethyl-6-(1-methylethenyl)-, (4R,4aS,6R)- | 126672 | 42490
Pyridine, 3-propyl- | 126656 | 42491
Phosphonic acid, P-tetradecyl- | 126649 | 42492
Silane, chlorotriethoxy- | 126623 | 42493
Ethanol, 2-amino-, 1-nitrate, nitrate (1:1) | 126615 | 42494
Cyclotetrasiloxane, 2,2,4,6,6,8-hexamethyl-4,8-diphenyl- | 126599 | 42495
3H-Indolium, 1,3,3-trimethyl-2-[2-(1-methyl-2-phenyl-1H-indol-3-yl)ethenyl]-, chloride (1:1) | 126573 | 42496
2-Propenoic acid, 2-methyl-, 1-methylethyl ester | 126557 | 42497
2-Propenoic acid, 3-phenyl-, 2-methylbutyl ester | 126540 | 42498
3-Thiazolidinehexanoic acid, 4-oxo-2-thioxo- | 126524 | 42499
Silane, azidotrimethyl- | 126516 | 42500
9,10-Octadecadienoic acid | 126490 | 42501
2-Octen-4-one | 126482 | 42502
2-Hepten-4-one | 126474 | 42503
Cyclopropanecarboxylic acid, 2,2-dimethyl-3-(2-methyl-1-propen-1-yl)-, (1R,3R)- | 126466 | 42504
Benzamide, 5-chloro-2-hydroxy-N-phenyl- | 126458 | 42505
2-Propanol, 1-chloro-3-(2-propen-1-yloxy)- | 126441 | 42506
Methanamine, 1,1-dimethoxy-N,N-dimethyl- | 126433 | 42507
3-Pentenenitrile | 126425 | 42508
Butanoyl chloride, 4-chloro- | 126417 | 42509
4-Hexenal, (4Z)- | 126409 | 42510
Bicyclo[2.2.1]hept-2-ene, 5,5-dichloro- | 126391 | 42511
Naphthalene, 1,2,3,5,6,7,8,8a-octahydro-1,8a-dimethyl-7-(1-methylethenyl)-, (1R,7R,8aS)- | 126383 | 42512
1,3,4-Thiadiazolidine-2,5-dithione, potassium salt (1:2) | 126375 | 42513
4-Pyrimidineacetic acid, 1,2,3,6-tetrahydro-2,6-dioxo- | 126367 | 42514
2-Naphthalenecarboxamide, 4,4'-[1,2-ethanediylbis[iminosulfonyl(6-methoxy-3,1-phenylene)-2,1-diazenediyl]]bis[N-(5-chloro-2,4-dimethoxyphenyl)-3-hydroxy- | 126359 | 42515
Naphtho[1,2-d]thiazolium, 1-(3-sulfopropyl)-2-[2-[[1-(3-sulfopropyl)naphtho[1,2-d]thiazol-2(1H)-ylidene]methyl]-1-buten-1-yl]-, inner salt | 126342 | 42516
1,4-Cyclohexadiene-1,2-dicarbonitrile, 3,6-dioxo- | 126334 | 42517
3-Pyridinecarbothioamide | 126326 | 42518
Cyclohexanol, 4-(1-methylethyl)- | 126318 | 42519
Ethanol, 2-[(1,1-dimethylethyl)amino]- | 126300 | 42520
D-Fructose, 4-O-.beta.-D-galactopyranosyl- | 126292 | 42521
Phenol, 2,3,4,5,6-pentafluoro-, potassium salt (1:1) | 126284 | 42522
Benz[a]anthracene-7,12-diol, 7,12-dihydro- | 126276 | 42523
1-Hexadecene-1-sulfonic acid, sodium salt (1:1) | 126250 | 42524
Hydrazinium, 1-[2-[[4-[2-(2-cyano-4-nitrophenyl)diazenyl]phenyl]ethylamino]ethyl]-1,1-dimethyl-, chloride (1:1) | 126243 | 42525
Benzeneacetic acid, propyl ester | 126227 | 42526
2,6,10-Dodecatrien-1-ol, 3,7,11-trimethyl- | 126201 | 42527
Pyrimidine, 5-bromo- | 126185 | 42528
Germane, dibutyldichloro- | 126177 | 42529
Phosphate(1-), hexafluoro-, hydrogen, compd. with 1,1'-oxybis[ethane] (1:1:1) | 126151 | 42530
L-Asparagine, N2-[(1,1-dimethylethoxy)carbonyl]-, 4-nitrophenyl ester | 126144 | 42531
4,8-Methanoazulen-9-ol, decahydro-2,2,4,8-tetramethyl-, stereoisomer | 126136 | 42532
1-Propanamine, 2-chloro-N,N-dimethyl-, hydrochloride (1:1) | 126110 | 42533
Ethanamine, 2-chloro-N,N-dimethyl-, hydrochloride (1:1) | 126102 | 42534
1-Oxaspiro[2.5]oct-5-ene, 2,2,6-trimethyl- | 126094 | 42535
1-Tetradecanaminium, N,N,N-trimethyl-, chloride (1:1) | 126078 | 42536
Hexanoic acid, 2-ethyl-, compd. with 2,4,6-tris[(dimethylamino)methyl]phenol (3:1) | 126052 | 42537
Olean-12-en-29-oic acid, 3-hydroxy-11-oxo-, (3.beta.,20.beta.)-, compd. with (2,5-dioxo-4-imidazolidinyl)urea (1:1) | 126045 | 42538
1-Piperazinepropanamine, 4-methyl- | 126037 | 42539
Octadecanoic acid, compd. with 2,2',2''-nitrilotris[ethanol] (1:1) | 126029 | 42540
4(3H)-Pyrimidinone | 125997 | 42541
Urea, N,N,N',N'-tetrabutyl- | 125989 | 42542
Octanoic acid, 1,1'-(1-methyl-1,3-propanediyl) ester | 125963 | 42543
Pentanedinitrile, 2-methyl- | 125955 | 42544
Benzenamine, 4,4'-[(3,4-dimethoxyphenyl)methylene]bis[N,N-diethyl-3-methyl- | 125930 | 42545
Nonane, 1,9-dibromo- | 125914 | 42546
Octane, 1,8-dibromo- | 125906 | 42547
1-Naphthalenesulfonic acid, 3-[2-(2,4-dimethyl-5-sulfophenyl)diazenyl]-4-hydroxy-, sodium salt (1:2) | 125880 | 42548
Phosphonic acid, P,P'-[1,4-phenylenebis(methylene)]bis-, P,P,P',P'-tetraethyl ester | 125864 | 42549
9H-Carbazole, 1,3,6,8-tetranitro- | 125849 | 42550
4-Morpholinepropanenitrile | 125823 | 42551
4-Morpholineethanethiol | 125815 | 42552
Methanimidamide, N,N-diphenyl- | 125799 | 42553
Ethanol, 2-(dodecyloxy)- | 125781 | 42554
Hexanoic acid, 2-methyl- | 125765 | 42555
Ethanamine, 2-chloro-N-methyl-, hydrochloride (1:1) | 125757 | 42556
Benzenesulfonyl chloride, 2-chloro-5-nitro- | 125732 | 42557
2,3-Butanedithiol | 125716 | 42558
Butanamide, 2,2'-[(3,3'-dichloro[1,1'-biphenyl]-4,4'-diyl)bis(2,1-diazenediyl)]bis[N-(2-methoxyphenyl)-3-oxo- | 125708 | 42559
Glycine, N-[(1,1-dimethylethoxy)carbonyl]- | 125682 | 42560
Silane, dichloroethylmethyl- | 125666 | 42561
Dicarbonic acid, 1,3-dimethyl ester | 125658 | 42562
2-Azabicyclo[2.2.1]heptane, 2-methyl- | 125641 | 42563
Trisiloxane, 1,1,1,3,3,5,5,5-octaethoxy- | 125633 | 42564
Benzoyl chloride, 3,4,5-trimethoxy- | 125625 | 42565
Disilane, 1,1,2,2-tetrachloro-1,2-dimethyl- | 125617 | 42566
Silane, dichloromethylpropyl- | 125609 | 42567
Benzoic acid, 3-amino-, methyl ester | 125591 | 42568
3-Buten-1-ol, 2-methyl- | 125583 | 42569
2-Propenoic acid, 2-methyl-, 2-bromoethyl ester | 125575 | 42570
Benzenamine, N,N-diethyl-2-methoxy-5-nitro- | 125567 | 42571
1,4-Dioxane-2,5-dione, 3,6-dimethyl-, (3S,6S)- | 125559 | 42572
Benzenecarboperoxoic acid, 1,1-dimethylpropyl ester | 125542 | 42573
2(1H)-Quinolinone, 4-hydroxy-, sodium salt (1:1) | 125534 | 42574
Butanedioic acid, 2,3-dihydroxy-, sodium salt (1:2), (2R,3S)-rel- | 125526 | 42575
3-Cyclopentene-1-acetaldehyde, 2,2,3-trimethyl-, (1R)- | 125518 | 42576
Benzenethiol, 2-ethyl- | 125500 | 42577
Ethanol, 2,2'-(cyclohexylimino)bis- | 125484 | 42578
9-Octadecenoic acid (9Z)-, 2-hydroxyethyl ester | 125476 | 42579
Docosanoic acid, lithium salt (1:1) | 125468 | 42580
1-Propanaminium, N,N,N-tripropyl-, hydroxide (1:1) | 125450 | 42581
Bicyclo[4.1.0]hept-2-ene, 3,7,7-trimethyl-, (1S,6R)- | 125435 | 42582
1-Tetradecanone, 1-phenyl- | 125419 | 42583
2,4-Decadienoic acid, methyl ester, (2E,4Z)- | 125393 | 42584
Sulfuric acid, monooctadecyl ester, compd. with 2,2',2''-nitrilotris[ethanol] (1:1) | 125385 | 42585
1-Tetradecanol, 1-(hydrogen sulfate), compd. with 2,2',2''-nitrilotris[ethanol] (1:1) | 125369 | 42586
Butanedioic acid, sodium salt, compd. with N-(2,5-dioxo-4-imidazolidinyl)urea (1:2:1) | 125351 | 42587
Butanedioic acid, compd. with N-(2,5-dioxo-4-imidazolidinyl)urea (1:1) | 125344 | 42588
1H-Thieno[3,4-d]imidazole-4-pentanoic acid, hexahydro-2-oxo-, (3aS,4S,6aR)-, compd. with N-(2,5-dioxo-4-imidazolidinyl)urea (1:1) | 125336 | 42589
4,7-Methano-1H-indene, 3a,4,5,6,7,7a-hexahydro- | 125310 | 42590
Octadecanoic acid, lithium salt (1:1) | 125302 | 42591
4-Nonanone | 125294 | 42592
Silane, trichlorododecyl- | 125286 | 42593
Acetic acid, trichloro-, compd. with N,N-dimethyl-N'-phenylurea (1:1) | 125260 | 42594
Benzenesulfonic acid, 2-[(2,7-dihydro-3-methyl-2,7-dioxo-3H-naphtho[1,2,3-de]quinolin-6-yl)amino]-5-methyl-, sodium salt (1:1) | 125245 | 42595
2-Naphthalenol, 1-[2-[2,5-dimethyl-4-[2-(2-methylphenyl)diazenyl]phenyl]diazenyl]- | 125237 | 42596
Decanedioic acid, cadmium salt (1:1) | 125211 | 42597
Butanenitrile, 2-amino-2-methyl- | 125203 | 42598
Propanedioic acid, 2-octadecyl- | 125195 | 42599
Benzenesulfonic acid, 3,3'-[(9,10-dihydro-9,10-dioxo-1,4-anthracenediyl)diimino]bis[2,4,6-trimethyl-, sodium salt (1:2) | 125187 | 42600
9,10-Anthracenedione, 1,4-bis[(2-hydroxyethyl)amino]- | 125161 | 42601
Anthra[2,1,9-mna]naphth[2,3-h]acridin-5(16H)-one, 10,15-bis(sulfooxy)-, sodium salt (1:2) | 125153 | 42602
Benzeneacetonitrile, .alpha.-acetyl- | 125138 | 42603
Zinc, bis(D-gluconato-.kappa.O1,.kappa.O2)-, (T-4)- | 125120 | 42604
9,10-Anthracenedione, 1-[(2-hydroxyethyl)amino]- | 125112 | 42605
Methanol, 1-methoxy- | 125088 | 42606
1-Butene, 1-chloro- | 125070 | 42607
1,5-Pentanediol, 3-methyl- | 125054 | 42608
Carbonochloridic acid, (4-nitrophenyl)methyl ester | 125047 | 42609
Hexanoic acid, 2-ethyl-, nickel(2+) salt (2:1) | 125021 | 42610
2H-Pyran, 3,4-dihydro-2-methoxy- | 125013 | 42611
1,2,3-Propanetricarboxylic acid, 2-hydroxy-, ammonium salt (1:1) | 124990 | 42612
Benzenemethanol, 4-nitro-, 1-(4-methylbenzenesulfonate) | 124982 | 42613
Propane, 2,2',2''-[methylidynetris(oxy)]tris- | 124974 | 42614
Benzene, octadecyl- | 124958 | 42615
Cyclohexane, octadecyl- | 124941 | 42616
3-Dibenzofurancarboxamide, 2-hydroxy-N-1-naphthalenyl- | 124925 | 42617
1,4-Benzenedisulfonic acid, 2,5-dihydroxy- | 124917 | 42618
Cyclohexaneethanol | 124909 | 42619
Cyclohexanebutanoic acid | 124891 | 42620
Piperidine, 1,1',1''-phosphinylidynetris- | 124883 | 42621
1,4-Butanedione, 1,2,4-triphenyl- | 124875 | 42622
3-Hexenal | 124867 | 42623
Ethanol, 2-(2-methylpropoxy)- | 124859 | 42624
Ethanol, 2,2'-(1,2-ethanediyldiimino)bis- | 124842 | 42625
1,3-Benzenediamine, 4-methyl-6-(2-phenyldiazenyl)-, hydrochloride (1:1) | 124834 | 42626
1,3-Dioxolan-2-one, 4-ethyl- | 124826 | 42627
1,3-Dioxolan-2-one, 4,4-dimethyl-5-methylene- | 124818 | 42628
1,3-Dioxolan-2-one, 4,4-dimethyl- | 124800 | 42629
3,4-Hexanedione | 124792 | 42630
Furan, 2,2'-[oxybis(methylene)]bis- | 124784 | 42631
Furan, 2,2'-[dithiobis(methylene)]bis- | 124776 | 42632
3-Hexene-2,5-dione | 124768 | 42633
3-Hexenedioic acid | 124750 | 42634
1,3-Benzodioxole, 2-methyl-2-pentyl- | 124743 | 42635
1-Butanol, 3-methoxy-, 1-acetate | 124735 | 42636
Acetonitrile, 2-cyclohexylidene- | 124727 | 42637
Butanamide, N-[4-(4-morpholinyl)phenyl]-3-oxo- | 124701 | 42638
Butanamide, N-(4-chloro-2,5-dimethoxyphenyl)-3-oxo- | 124693 | 42639
2,4(1H,3H)-Pyrimidinedione, 5-(hydroxymethyl)- | 124677 | 42640
Benzoic acid, 3,3'-[(3-carboxy-4-oxo-2,5-cyclohexadien-1-ylidene)methylene]bis[6-hydroxy- | 124651 | 42641
2H-1-Benzopyran-2-one, octahydro- | 124636 | 42642
Phenol, 4,4'-(4,5,6,7-tetrabromo-1,1-dioxido-3H-2,1-benzoxathiol-3-ylidene)bis[2,6-dibromo- | 124628 | 42643
Benzenesulfonic acid, 2-[(9,10-dihydro-4-hydroxy-9,10-dioxo-1-anthracenyl)amino]-5-methyl-, sodium salt (1:1) | 124602 | 42644
Cyclododecapyrimidine, 5,6,7,8,9,10,11,12,13,14-decahydro- | 124586 | 42645
Phenol, 4-methyl-2-(1-methylethyl)- | 124560 | 42646
Heptane, 1-isothiocyanato- | 124552 | 42647
Benzo[1,2-c:4,5-c']diacridine-6,9,15,18(5H,14H)-tetrone | 124537 | 42648
Silicic acid (H4SiO4), tetrakis(phenylmethyl) ester | 124511 | 42649
1,3,5-Benzenetricarbonyl trichloride | 124495 | 42650
1-Propanethiol, 3-(trimethoxysilyl)- | 124479 | 42651
Ethanamine, N-ethyl-, titanium(4+) salt (4:1) | 124461 | 42652
Phenol, 2,2'-thiobis[4-chloro-6-methyl- | 124446 | 42653
2H-Tetrazol-5-amine | 124438 | 42654
2H-Pyran-2,4(3H)-dione, 3-acetyl-6-methyl-, ion(1-), sodium (1:1) | 124420 | 42655
Benzene, 1,1'-(2,2,2-trichloroethylidene)bis[4-methyl- | 124404 | 42656
Benzeneacetaldehyde, .alpha.-ethylidene- | 124396 | 42657
1,3-Benzodioxole, 5-(1,3-dioxolan-2-yl)- | 124370 | 42658
2-Naphthalenesulfonic acid, 5-[2-[4-(acetylamino)-2-[(4-methylphenyl)sulfonyl]phenyl]diazenyl]-6-amino-4-hydroxy-, sodium salt (1:1) | 124354 | 42659
Benzenesulfonic acid, 2,2'-[(9,10-dihydro-9,10-dioxo-1,4-anthracenediyl)diimino]bis[5-methyl-, sodium salt (1:2) | 124347 | 42660
Benzenesulfonic acid, 2-[(4-amino-9,10-dihydro-3-methyl-9,10-dioxo-1-anthracenyl)amino]-5-methyl-, sodium salt (1:1) | 124339 | 42661
2-Propanol, 1-(diethylamino)- | 124313 | 42662
2-Propanol, 1,1'-(methylimino)bis- | 124305 | 42663
1-Pyrrolidinyloxy, 3-(aminocarbonyl)-2,2,5,5-tetramethyl- | 124297 | 42664
1,5-Naphthalenedisulfonic acid, 3-[2-[4-[2-[4-[2-(6-amino-1-hydroxy-3-sulfo-2-naphthalenyl)diazenyl]-6-sulfo-1-naphthalenyl]diazenyl]-1-naphthalenyl]diazenyl]-, sodium salt (1:4) | 124289 | 42665
Phosphoric acid, mono(3-methylbutyl) monooctyl ester | 124263 | 42666
9,10-Anthracenedione, 1-amino-4-(phenylamino)- | 124248 | 42667
Anthra[2,1,9-mna]naphth[2,3-h]acridine-5,10,15(16H)-trione, 3-[(9,10-dihydro-9,10-dioxo-1-anthracenyl)amino]- | 124230 | 42668
4-Morpholinecarboxaldehyde | 124222 | 42669
Nonane, 2,2,4,4,6,8,8-heptamethyl- | 124206 | 42670
Acetic acid, 2,2-bis[(1-oxo-2-propen-1-yl)amino]- | 124198 | 42671
Homoserine, O-methyl- | 124172 | 42672
4-Morpholineethanamine, N,N-dimethyl- | 124164 | 42673
Methanol, 1-methoxy-, 1-acetate | 124156 | 42674
Antimonate(1-), hexafluoro-, (OC-6-11)-, salt with N1,N1,N4,N4-tetrakis[4-(dibutylamino)phenyl]-1,4-benzenediamine (1:1) | 124149 | 42675
[1,1'-Biphenyl]-2,2',4,4'-tetrol | 124123 | 42676
2-Propenoic acid, 3-(trimethoxysilyl)propyl ester | 124107 | 42677
Benzoic acid, 5-(acetylamino)-2-nitro- | 124099 | 42678
2-Anthracenesulfonic acid, 1-amino-4-(cyclohexylamino)-9,10-dihydro-9,10-dioxo-, sodium salt (1:1) | 124081 | 42679
1-Heptanaminium, N,N,N-triheptyl-, bromide (1:1) | 124073 | 42680
Thiourea, N-ethyl-N-1-naphthalenyl- | 124065 | 42681
Benzene, (3,3-dimethoxy-1-propen-1-yl)- | 124057 | 42682
1,3-Dioxolane, 4-(chloromethyl)-2,2-dimethyl- | 124040 | 42683
1,3-Dioxolane, 2-(1-phenylethyl)- | 124032 | 42684
Acetamide, N-(2,5-dimethoxyphenyl)- | 116046 | 42685
2,8,9-Trioxa-5-aza-1-silabicyclo[3.3.3]undecane, 1-ethoxy- | 116020 | 42686
Carbonic acid, bis(phenylmethyl) ester | 116004 | 42687
1,2,3-Propanetricarboxylic acid, 2-hydroxy-, ammonium salt (1:3) | 115998 | 42688
D-Mannose | 115980 | 42689
Benzenamine, 4-(2-phenyldiazenyl)-, hydrochloride (1:1) | 115964 | 42690
Peroxide, 1,1-dimethylethyl 1-methyl-1-phenylethyl | 115956 | 42691
2-Propenoic acid, 2-methyl-, 2-furanylmethyl ester | 115931 | 42692
1-Propanol, 2-methyl-, aluminum salt (3:1) | 115923 | 42693
1-Nonyne | 115907 | 42694
1-Eicosene | 115899 | 42695
Benzaldehyde, 4-(methylthio)- | 115873 | 42696
Formamide, N,N-bis(2-cyanoethyl)- | 115865 | 42697
Hexanoic acid, 2-ethyl-, chromium(3+) salt (3:1) | 115840 | 42698
Benzenesulfonic acid, 2-[(9,10-dihydro-4-hydroxy-9,10-dioxo-1-anthracenyl)amino]-5-methyl- | 115832 | 42699
1,3-Naphthalenedisulfonic acid, 4-amino-6-[2-[4'-[2-(8-amino-1-hydroxy-3,6-disulfo-2-naphthalenyl)diazenyl]-3,3'-dimethoxy[1,1'-biphenyl]-4-yl]diazenyl]-5-hydroxy-, sodium salt (1:4) | 115808 | 42700
Benzenamine, 4-[(4-imino-2,5-cyclohexadien-1-ylidene)phenylmethyl]-, hydrochloride (1:1) | 115790 | 42701
Benzoic acid, 5-[2-[4-[2-(7-amino-1-hydroxy-3-sulfo-2-naphthalenyl)diazenyl]-1-naphthalenyl]diazenyl]-2-hydroxy-, sodium salt (1:2) | 115774 | 42702
2-Naphthalenesulfonic acid, 3-[2-[4-(acetylamino)phenyl]diazenyl]-4-hydroxy-7-[[[[5-hydroxy-6-(2-phenyldiazenyl)-7-sulfo-2-naphthalenyl]amino]carbonyl]amino]-, sodium salt (1:2) | 115766 | 42703
Plumbane, tetrapropyl- | 115758 | 42704
Disiloxane, 1,1,1,3,3-pentamethyl-3-(2-phenylethyl)- | 115741 | 42705
Thiophene, 2-iodo- | 115725 | 42706
2-Pentanone, 3-(phenylmethylene)- | 115717 | 42707
1,2-Ethanediamine, N1-(2-methylpropyl)- | 115691 | 42708
Silanediol, 1-methyl-, 1,1-diacetate | 115683 | 42709
Phosphorodichloridous acid, phenyl ester | 115667 | 42710
Lutetium, [.mu.-[ethanedioato(2-)-.kappa.O1,.kappa.O2':.kappa.O1',.kappa.O2]]bis[ethanedioato(2-)-.kappa.O1,.kappa.O2]di- | 115659 | 42711
Benzenesulfonic acid, 2,2'-(1,2-ethenediyl)bis[5-[[4-methoxy-6-(phenylamino)-1,3,5-triazin-2-yl]amino]-, sodium salt (1:2) | 115642 | 42712
2-Propenal, 2-(4-nitrophenyl)hydrazone | 115634 | 42713
Benzenemethanol, .alpha.,.alpha.-dimethyl-, 1-acetate | 115618 | 42714
Selenocyanic acid, potassium salt (1:1) | 115592 | 42715
2-Oxiranedodecanoic acid, 3-octyl-, (2R,3S)-rel- | 115584 | 42716
L-Tyrosine, methyl ester, hydrochloride (1:1) | 115568 | 42717
D-Glucose, 2-amino-2-deoxy- | 115550 | 42718
9,12-Octadecadienoic acid (9Z,12Z)-, potassium salt (1:1) | 115543 | 42719
Acridine, 9-hydrazinyl- | 115527 | 42720
[1,1'-Biphenyl]-4,4'-disulfonyl dichloride | 115501 | 42721
1-Butanamine, N-butyl-N-methyl- | 115493 | 42722
2-Hexene, 5-methyl- | 115477 | 42723
1-Hexene, 3-methyl- | 115469 | 42724
Benzoic acid, 3,6-dichloro-2-hydroxy- | 115444 | 42725
1-Dodecanaminium, N-dodecyl-N,N-dimethyl-, chloride (1:1) | 115436 | 42726
L-Aspartic acid, N-(3-carboxy-1-oxo-2-sulfopropyl)-N-octadecyl-, sodium salt (1:4) | 115428 | 42727
Benzene, [dichloro(3-chloropropyl)silyl]- | 115410 | 42728
1-Cyclohexene-1-ethanamine | 115402 | 42729
1,4-Cyclohexanedicarboxylic acid, 1,4-dimethyl ester, trans- | 115394 | 42730
1,3,5-Triazine-2,4-diamine, 6-chloro- | 115386 | 42731
1,2-Cyclobutanedicarboxylic acid | 115378 | 42732
Acetic acid, cesium salt (1:1) | 115360 | 42733
Propanoic acid, 3-bromo-, methyl ester | 115352 | 42734
Benzene, 1-(dimethoxymethyl)-4-methyl- | 115345 | 42735
8-Quinolinamine, 3,4-dimethyl- | 115337 | 42736
1-Octen-3-ol | 115329 | 42737
1,7-Dioxacycloheptadecan-8-one | 115311 | 42738
Benzenemethanol, 4-chloro-.alpha.-methyl- | 115303 | 42739
Benzenamine, 4,4'-[1,4-phenylenebis(1-methylethylidene)]bis- | 106500 | 42740
1-Pentanesulfonic acid, 1,1,2,2,3,3,4,4,5,5,5-undecafluoro- | 106484 | 42741
Pentanoic acid, 2,2,3,3,4,4,5,5,5-nonafluoro-, sodium salt (1:1) | 106468 | 42742
2-Pyridineethanamine | 106450 | 42743
Cyclohexanepropanoic acid, 2-propen-1-yl ester | 106435 | 42744
Phosphonothioic acid, methyl-, O-ethyl O-[4-(methylthio)phenyl] ester | 106427 | 42745
Acetic acid, 2-(2,4-dichlorophenoxy)-, sodium salt (1:1) | 106419 | 42746
Benzoic acid, 4-[2-(5,6-dimethyl-2-benzoxazolyl)ethenyl]-, methyl ester | 106401 | 42747
Propanedinitrile, 2-[(2-chlorophenyl)methylene]- | 106377 | 42748
Acetic acid, (4-chloro-2-methylphenoxy)-, 1-methylethyl ester | 106369 | 42749
Nitrosyl chloride ((NO)Cl) | 106351 | 42750
Benzenamine, 4-propyl- | 106344 | 42751
1-Hexene, 6-bromo- | 106328 | 42752
Benzenesulfonic acid, 4-ethenyl-, sodium salt (1:1) | 106310 | 42753
1,3,5,7-Tetrazocine, octahydro-1,3,5,7-tetranitro- | 106294 | 42754
2-Thiophenecarboxylic acid, tetrahydro-3-oxo-, methyl ester | 106278 | 42755
3-Thiophenecarboxylic acid, tetrahydro-4-oxo-, methyl ester | 106260 | 42756
Benzenamine, 2-phenoxy- | 106252 | 42757
2-Pyrrolidinone, 1-octyl- | 106237 | 42758
2-Pyrrolidinone, 1-ethyl- | 106229 | 42759
Ethanamine, N,N-diethyl-, N-oxide | 106211 | 42760
Benzene, (3-chloro-1-propen-1-yl)- | 106195 | 42761
Phenol, 3,4,5-trimethyl-, methylcarbamate | 106187 | 42762
7H-1,2,3-Triazolo[4,5-d]pyrimidin-7-one, 3,6-dihydro- | 106161 | 42763
Naphtho[1,2-d]thiazole, 2-methyl- | 106146 | 42764
3(2H)-Isothiazolone, 2-methyl- | 106138 | 42765
2-Propenamide, N,N-dimethyl- | 106120 | 42766
Phenol, barium salt (2:1) | 106104 | 42767
4,7-Methano-1H-indene, 5-chloro-3a,4,5,6,7,7a-hexahydro- | 106096 | 42768
Butanedioic acid, 2-sulfo-, 1,4-ditridecyl ester, sodium salt (1:1) | 106070 | 42769
2-Imidazolidinone, 4-ethyl-4-methyl-5-thioxo- | 106062 | 42770
2-Naphthalenecarboxamide, N-(2,4-dimethoxyphenyl)-3-hydroxy- | 106047 | 42771
2H-1-Benzopyran-2-one, 3,4-dihydro-6-hydroxy- | 106021 | 42772
[1,1'-Biphenyl]-4-ol, 3,5-bis(1,1-dimethylethyl)- | 106005 | 42773
L-Leucine, methyl ester | 105999 | 42774
2-Anthracenesulfonic acid, 4-[[4-(acetylmethylamino)phenyl]amino]-1-amino-9,10-dihydro-9,10-dioxo-, sodium salt (1:1) | 105973 | 42775
Phosphonothioic acid, methyl-, O-(4-nitrophenyl) O-phenyl ester | 105957 | 42776
Phenol, 4,4'-thiobis- | 105932 | 42777
Propanamide, 3,3',3''-nitrilotris- | 105924 | 42778
2-Propenoic acid, nonyl ester | 105916 | 42779
9-Octadecenamide, N,N-dimethyl-, (9Z)- | 105908 | 42780
Benzamide, 4-amino-N-(3-aminophenyl)- | 105890 | 42781
1-Naphthalenesulfonic acid, 6-diazo-5,6-dihydro-5-oxo-, sodium salt (1:1) | 105882 | 42782
Phenol, 2,3,5-trimethyl-, methylcarbamate | 105874 | 42783
Pyridinium, 2-methyl-1-(phenylmethyl)-, bromide (1:1) | 105866 | 42784
3-Pyrazolidinone, 4,4-dimethyl-1-phenyl- | 105858 | 42785
3-Pyrazolidinone, 4-methyl-1-phenyl- | 105841 | 42786
Benzothiazolium, 2,3-dimethyl-, 4-methylbenzenesulfonate (1:1) | 105833 | 42787
2-Naphthalenol, 1-[2-(1-naphthalenyl)diazenyl]- | 105825 | 42788
Nonasiloxane, 1,1,1,3,3,5,5,7,7,9,9,11,11,13,13,15,15,17,17,17-eicosamethyl- | 105817 | 42789
Ethanaminium, N,N,N-trimethyl-, bromide (1:1) | 105809 | 42790
1-Butanaminium, N,N,N-trimethyl-, bromide (1:1) | 105783 | 42791
Benzenamine, 2-chloro-4-fluoro- | 96990 | 42792
2(3H)-Thiazolethione, 4-phenyl- | 96974 | 42793
Benzaldehyde, 2,3,4-trimethoxy- | 96958 | 42794
2-Cyclohexen-1-ol, 2-methyl-5-(1-methylethenyl)-, (1S,5R)- | 96941 | 42795
4-Pentenal | 96925 | 42796
Benzoic acid, 2-amino-, hydrochloride (1:1) | 96917 | 42797
2,8,9-Trioxa-5-aza-1-silabicyclo[3.3.3]undecane, 1-ethenyl- | 96891 | 42798
2,8,9-Trioxa-5-aza-1-silabicyclo[3.3.3]undecane, 1-ethyl- | 96883 | 42799
1,3-Benzenediamine, 2,4-diethyl-6-methyl- | 96867 | 42800
1,3-Benzenediamine, 4,6-diethyl-2-methyl- | 96859 | 42801
Cyclohexanecarbonitrile, 1,1'-azobis- | 96834 | 42802
Benzenesulfonic acid, 5-chloro-2-[2-(2-hydroxy-1-naphthalenyl)diazenyl]-4-methyl-, sodium salt (1:1) | 96826 | 42803
Thiocyanic acid, barium salt (2:1) | 96800 | 42804
Thiocyanic acid, calcium salt (2:1) | 96792 | 42805
9-Hexadecenoic acid | 96784 | 42806
Carbonic acid, magnesium salt (2:1) | 96768 | 42807
Chrysene, octadecahydro- | 96750 | 42808
Benzoic acid, calcium salt (2:1) | 96743 | 42809
Hydroxylamine, O-[(4-nitrophenyl)methyl]-, hydrochloride (1:1) | 96727 | 42810
2-Butanethiol, 3-methyl- | 96701 | 42811
Silanamine, N,N,1,1,1-pentamethyl- | 96693 | 42812
Thiophene, 2,5-dihydro-3-(4-methyl-3-penten-1-yl)-, 1,1-dioxide | 96685 | 42813
2-Propenoic acid, 2-methyl-, 1,1'-(1,4-butanediyl) ester | 96669 | 42814
Benzenepropanoic acid, 3,5-bis(1,1-dimethylethyl)-4-hydroxy-, octadecyl ester | 96644 | 42815
1-Tetradecanethiol | 96628 | 42816
Propanenitrile, 3-amino-, (2E)-2-butenedioate (2:1) | 96610 | 42817
Benzene, 1,2,4-trichloro-3-methyl- | 96594 | 42818
4,4'-Bipyridinium, 1,1'-dimethyl-, bis(methyl sulfate) | 96578 | 42819
Acetic acid, 2,2'-[methylenebis(thio)]bis- | 96552 | 42820
Pentanoic acid, 5-bromo- | 96545 | 42821
Naphthalene, 2,6-dichloro- | 96529 | 42822
Acetic acid, 2-phenoxy-, methyl ester | 96511 | 42823
2-Naphthacenecarboxamide, 4-(dimethylamino)-1,4,4a,5,5a,6,11,12a-octahydro-3,5,6,10,12,12a-hexahydroxy-6-methyl-1,11-dioxo-, hydrochloride (1:1), (4S,4aR,5S,5aR,6S,12aS)- | 96495 | 42824
Pyridine, 4-[3-phenyl-1-(2-phenylethyl)propyl]- | 96479 | 42825
Pyridine, 2-(3-penten-1-yl)- | 96461 | 42826
Pyridine, 2-[1-(2-buten-1-yl)-3-penten-1-yl]- | 96453 | 42827
Pyridine, 4-[1-(2-buten-1-yl)-3-penten-1-yl]- | 96446 | 42828
2(1H)-Pyrimidinethione, tetrahydro- | 96438 | 42829
Benzoic acid, 3,4,5-trihydroxy-, sodium salt (1:1) | 96420 | 42830
1-Butanaminium, N,N,N-tributyl-, hydroxide (1:1) | 96412 | 42831
1,4-Benzenediamine, N1,N1-dimethyl-, hydrochloride (1:1) | 96404 | 42832
Benzenesulfonic acid, 3-[2-(1,5-dihydroxy-2-naphthalenyl)diazenyl]-4-hydroxy-, sodium salt (1:1) | 96396 | 42833
Pentanoic acid, 4-oxo-, butyl ester | 96388 | 42834
Benzoic acid, 2-hydroxy-, butyl ester | 96370 | 42835
1,1'-Biphenyl, 2-bromo- | 96362 | 42836
Benzenamine, 4-bromo-N,N-diethyl- | 96354 | 42837
Propanoic acid, 2-bromo-2-methyl- | 96347 | 42838
1H-Pyrrole, 1-(phenylmethyl)- | 96339 | 42839
Benzenebutanoic acid, .gamma.-oxo- | 96321 | 42840
Benzene, 1,1'-(dichloromethylene)bis- | 96313 | 42841
[1,1'-Biphenyl]-3-sulfonic acid, 4,4'-diamino- | 96305 | 42842
1,3-Benzenediol, 4-(2-phenyldiazenyl)- | 96297 | 42843
Acetamide, N-(4-aminophenyl)-N-ethyl- | 96289 | 42844
Lead telluride (PbTe) | 83170 | 42845
Lead sulfide (PbS) | 83162 | 42846
Zinc phosphide (Zn3P2) | 83154 | 42847
Phosphorus sulfide (P2S5) | 83147 | 42848
Rhenium oxide (Re2O7) | 83139 | 42849
Uranium, dioxo[sulfato(2-)-.kappa.O]- | 83121 | 42850
Vanadium oxide (V2O5) | 83113 | 42851
Tantalum oxide (Ta2O5) | 83105 | 42852
Antimony oxide (Sb2O5) | 83097 | 42853
Phosphorus oxide (P2O5) | 83089 | 42854
Lead oxide (Pb3O4) | 83071 | 42855
Ytterbium oxide (Yb2O3) | 83063 | 42856
Yttrium oxide (Y2O3) | 83055 | 42857
Tungsten oxide (WO3) | 83048 | 42858
Vanadium oxide (V2O3) | 83030 | 42859
Thallium oxide (Tl2O3) | 83022 | 42860
Rhenium oxide (ReO3) | 83014 | 42861
Lead oxide (Pb2O3) | 83006 | 42862
Zirconium oxide (ZrO2) | 82990 | 42863
Zinc peroxide (Zn(O2)) | 82982 | 42864
Thorium oxide (ThO2) | 82974 | 42865
Strontium peroxide (Sr(O2)) | 82966 | 42866
Platinum oxide (PtO2) | 82958 | 42867
Zinc oxide (ZnO) | 82941 | 42868
Thallium oxide (Tl2O) | 82933 | 42869
Strontium oxide (SrO) | 82925 | 42870
Palladium oxide (PdO) | 82917 | 42871
Nickel oxide (Ni2O3) | 82909 | 42872
Nickel oxide (NiO) | 82891 | 42873
Neodymium oxide (Nd2O3) | 82883 | 42874
Niobium oxide (Nb2O5) | 82875 | 42875
Sodium selenide (Na2Se) | 82867 | 42876
Sodium sulfide (Na2S) | 82859 | 42877
Sodium peroxide (Na2(O2)) | 82842 | 42878
Sodium oxide (Na2O) | 82834 | 42879
Zinc nitride (Zn3N2) | 82826 | 42880
Molybdenum oxide (Mo2O3) | 82818 | 42881
Molybdenum oxide (MoO3) | 82800 | 42882
Manganese selenide (MnSe) | 82792 | 42883
Manganese oxide (MnO2) | 82784 | 42884
Magnesium selenide (MgSe) | 82776 | 42885
Geikielite (Mg(TiO3)) | 82768 | 42886
Lanthanum oxide (La2O3) | 82750 | 42887
Silicic acid, potassium salt | 82743 | 42888
Potassium selenide (K2Se) | 82735 | 42889
Potassium sulfide (K2S) | 82727 | 42890
Iridium oxide (Ir2O3) | 82719 | 42891
Indium telluride (In2Te3) | 82701 | 42892
Indium oxide (In2O3) | 82693 | 42893
Antimony, compd. with indium (1:1) | 82685 | 42894
Thulium hydroxide (Tm(OH)3) | 82677 | 42895
Pyrochroite (Mn(OH)2) | 82669 | 42896
Rubidium hydroxide (Rb(OH)) | 82651 | 42897
Sodium hydroxide (Na(OH)) | 82644 | 42898
Lithium hydroxide (Li(OH)) | 82636 | 42899
Potassium sulfide (K(SH)) | 82628 | 42900
Potassium hydroxide (K(OH)) | 82610 | 42901
Germanium oxide (GeO2) | 82602 | 42902
Iron hydroxide sulfate (Fe4(OH)2(SO4)5) | 82594 | 42903
Iron phosphide (Fe2P) | 82586 | 42904
Pseudobrookite (Fe2TiO5) | 82578 | 42905
Iron selenide (FeSe) | 82560 | 42906
Goethite (Fe(OH)O) | 82552 | 42907
Benzaldehyde, 2-chloro-4-(dimethylamino)- | 86652 | 42908
Thiourea, N,N'-bis(phenylmethyl)- | 86645 | 42909
Acetic acid, 2-(dimethylamino)ethyl ester | 86629 | 42910
1-Butanone, 1-(2,4,5-trihydroxyphenyl)- | 86611 | 42911
Phenol, 2-(1,1-dimethylethyl)-4,6-dinitro- | 86595 | 42912
Benzamide, 5-chloro-N-(2-chloro-4-nitrophenyl)-2-hydroxy-, compound with 2-aminoethanol (1:1) | 86587 | 42913
.alpha.-Costene | 86561 | 42914
.beta.-Costene | 86553 | 42915
Chlorophylls | 86546 | 42916
Vitamin E | 86520 | 42917
Vitamin D | 86512 | 42918
1H-3a,7-Methanoazulene-6-methanol, 2,3,4,7,8,8a-hexahydro-3,8,8-trimethyl-, 6-acetate, (3R,3aS,7R,8aS)- | 86504 | 42919
Bacitracin zinc | 86496 | 42920
Bacitracin | 86488 | 42921
.alpha.-D-Glucopyranosiduronic acid, (3.beta.,20.beta.)-20-carboxy-11-oxo-30-norolean-12-en-3-yl 2-O-.beta.-D-glucopyranuronosyl- | 86470 | 42922
Neomycin, sulfate (salt) | 86462 | 42923
Orcein | 86447 | 42924
Benzenedimethanaminium, ar-dodecyl-ar,N,N,N,N',N',N'-heptamethyl-, dichloride, mixt. with ar-dodecyl-ar,N,N,N-tetramethylbenzenemethanaminium chloride | 86439 | 42925
Chitin | 86421 | 42926
Antimycin A | 86413 | 42927
C.I. Natural Orange 4 | 86405 | 42928
.beta.-D-Glucopyranosiduronic acid, (3.beta.,4.alpha.,16.alpha.)-17-carboxy-16-hydroxy-23-oxo-28-norolean-12-en-3-yl | 86397 | 42929
Conalbumin | 86389 | 42930
Linalool oxide | 86371 | 42931
C.I. Pigment Brown 7 | 86363 | 42932
Iron oxide (FeO) | 86355 | 42933
C.I. Pigment Red 109 | 86348 | 42934
Cobalt tin oxide (CoSnO3) | 86330 | 42935
C.I. Pigment Blue 28 | 86322 | 42936
Cerium oxide (Ce2O3) | 86314 | 42937
Cadmium mercury sulfide | 86306 | 42938
Bismuth sulfide (Bi2S3) | 86298 | 42939
C.I. Pigment White 5 | 86280 | 42940
Antimony sulfide (Sb2S3) | 86272 | 42941
Silicic acid, calcium salt | 86264 | 42942
Calcium sulfide (Ca(Sx)) | 86256 | 42943
Sulfuric acid, copper salt, basic | 86249 | 42944
Copper chloride | 86231 | 42945
Uranium oxide (U3O8) | 86223 | 42946
Uranium oxide (UO3) | 86215 | 42947
Uranium oxide (UO2) | 86207 | 42948
Titanium oxide (Ti2O3) | 86199 | 42949
Mercury sulfide (HgS) | 86181 | 42950
Manganese oxide (MnO) | 86173 | 42951
C.I. Pigment Orange 21 | 86165 | 42952
C.I. Pigment Yellow 34 | 86157 | 42953
Benzene, trichloro(chloromethyl)- | 86140 | 42954
Aluminum oxide (Al2O3) | 86132 | 42955
Tin chloride | 86124 | 42956
Silicic acid, sodium salt | 86116 | 42957
Sodium sulfide (Na2(Sx)) | 86108 | 42958
Silicic acid, aluminum calcium sodium salt | 86090 | 42959
Silicic acid, aluminum sodium salt | 86082 | 42960
Silicic acid | 86074 | 42961
Tungstate(3-), tetracosa-.mu.-oxododecaoxo[.mu.12-[phosphato(3-)-.kappa.O:.kappa.O:.kappa.O:.kappa.O':.kappa.O':.kappa.O':.kappa.O'':.kappa.O'':.kappa.O'':.kappa.O''':.kappa.O''':.kappa.O''']]dodeca-, hydrogen (1:3) | 86066 | 42962
Silicic acid, magnesium salt | 86058 | 42963
Cochineal (dye) | 86041 | 42964
Ammonium fluoride ((NH4)(HF2)) | 86033 | 42965
C.I. Pigment Black 8 | 86025 | 42966
Sorbitan, mono-(9Z)-9-octadecenoate | 86009 | 42967
Sorbitan, monododecanoate | 85985 | 42968
2-Butanone, peroxide | 85969 | 42969
1-Phenanthrenecarboxylic acid, 1,2,3,4,4a,4b,5,6,10,10a-decahydro-1,4a-dimethyl-7-(1-methylethyl)-, (1R,4aR,4bR,10aR)-, ester with 1,2,3-propanetriol | 85928 | 42970
1,2,3-Propanetricarboxylic acid, 2-hydroxy-, octadecyl ester | 85902 | 42971
Glucitol, borate, sodium salt | 85894 | 42972
Irone | 85852 | 42973
Naphthalene, tetrachloro- | 85845 | 42974
Naphthalene, hexachloro- | 85837 | 42975
1,2-Benzenedicarboxylic acid, cyclohexyl ester | 85811 | 42976
Ionone, methyl- | 85795 | 42977
Benzeneacetaldehyde, ar-(1-methylethyl)- | 85787 | 42978
Hexenal | 85761 | 42979
Lead, bis(acetato-.kappa.O)tetrahydroxytri- | 85753 | 42980
Mercury cyanide oxide (Hg2(CN)2O) | 85746 | 42981
Silicic acid, aluminum salt | 85738 | 42982
Magnesium peroxide | 85720 | 42983
Lead oxide | 85712 | 42984
Cyclohexen-1-ol, 2-methyl-5-(1-methylethyl)-, 1-acetate | 85696 | 42985
Propanal, phenyl- | 85670 | 42986
Heptenol, methyl- | 85662 | 42987
Furancarboxylic acid, pentyl ester | 85647 | 42988
Benzaldehyde, methyl- | 85639 | 42989
1,2,3-Propanetriol, mono(dihydrogen phosphate), sodium salt (1:2) | 85613 | 42990
Aluminum cobalt oxide (Al2CoO4) | 85605 | 42991
Sodium fluoride (Na(HF2)) | 85589 | 42992
Chromium oxide (CrO3) | 85571 | 42993
Antimony potassium oxide | 85563 | 42994
Hydrogen | 85555 | 42995
Boric acid, sodium salt | 85548 | 42996
D-Glucitol, tri-(9Z)-9-octadecenoate | 85530 | 42997
D-Glucitol, mono-(9Z)-9-octadecenoate | 85522 | 42998
Quinoline, (2-methylpropyl)- | 85514 | 42999
Quinoline, (1-methylethyl)- | 85506 | 43000
Ethanone, 1-(naphthalenyl)- | 85498 | 43001
1-Octanol, dimethyl- | 85480 | 43002
2H-1-Benzopyran-2-one, methyl- | 85472 | 43003
Acetic acid, methylphenyl ester | 85464 | 43004
Pyridine, methyl- | 85456 | 43005
Benzenesulfonic acid, hydroxy- | 85449 | 43006
2(?H)-Furanone, 5-methyl- | 85431 | 43007
Copper hydroxide sulfate (Cu4(OH)6(SO4)) | 85423 | 43008
Phenol, dinonyl-, 1,1',1''-phosphite | 85415 | 43009
Phenol, (1,1-dimethylethyl)-3-methyl- | 85407 | 43010
Benzenesulfonamide, ar-methyl- | 85399 | 43011
C.I. Solubilised Sulphur Blue 7 | 85381 | 43012
Anthra[2,1,9-mna]naphth[2,3-h]acridin-5(16H)-one, dichloro-10,15-bis(sulfooxy)-, sodium salt (1:2) | 85373 | 43013
Antimony oxide (Sb2O4) | 85365 | 43014
Boron potassium oxide (B4K2O7) | 85357 | 43015
Aluminum hydroxide sulfate (Al(OH)(SO4)) | 85340 | 43016
Copper chloride hydroxide (Cu2Cl(OH)3) | 85332 | 43017
Copper chloride oxide, hydrate | 85316 | 43018
Iron oxide | 85308 | 43019
Tin oxide | 85290 | 43020
Sulfuric acid, copper(2+) salt, basic | 85274 | 43021
Wolframite ((Fe0.2-0.8Mn0.2-0.8)WO4) | 85258 | 43022
Boric acid, zinc salt | 85241 | 43023
2-Propenal, 3-phenyl-, monopentyl deriv. | 85233 | 43024
Benzenemethanol, ar-methoxy-, 1-acetate | 85225 | 43025
Aluminum sodium fluoride | 85209 | 43026
Benzenesulfonic acid, dodecyl-, ammonium salt (1:1) | 85191 | 43027
[1,1'-Biphenyl]-4,4'-diamine, ar,ar'-dimethoxy- | 85183 | 43028
[1,1'-Biphenyl]-4,4'-diamine, dichloro- | 85175 | 43029
Hexanol, trimethyl- | 85167 | 43030
Benzene, chloroethenyl- | 85159 | 43031
Propanol, 1(or 2)-(2-propen-1-yloxy)- | 85134 | 43032
1,2-Propanediol, monoacetate | 85126 | 43033
1,2-Benzenedicarboxylic acid, 1-isodecyl 2-octyl ester | 85118 | 43034
Hexanedioic acid, 1,6-diisooctyl ester | 85100 | 43035
Benzenemethanaminium, ar-dodecyl-N,N,N-trimethyl-, chloride (1:1) | 85092 | 43036
9-Octadecenoic acid (9Z)-, monoester with 1,2-propanediol | 85084 | 43037
Phosphoric acid, tris(methylphenyl) ester | 85076 | 43038
2-Butenedioic acid (2Z)-, 1,4-diisooctyl ester | 85068 | 43039
Octadecanoic acid, hydroxy- | 85050 | 43040
Benzenesulfonic acid, dodecyl-, ion(1-) | 85043 | 43041
2-Propenoic acid, isodecyl ester | 85035 | 43042
Boron sodium oxide (B4Na2O7) | 85027 | 43043
Copper, [C,C,C,C-tetraphenyl-29H,31H-phthalocyaninato(2-)-.kappa.N29,.kappa.N30,.kappa.N31,.kappa.N32]- | 85019 | 43044
Cuprate(3-), [29H,31H-phthalocyanine-C,C,C-trisulfonato(5-)-.kappa.N29,.kappa.N30,.kappa.N31,.kappa.N32]-, sodium (1:3) | 85001 | 43045
Copper, [C,C,C,C,C,C,C,C-octachloro-29H,31H-phthalocyaninato(2-)-.kappa.N29,.kappa.N30,.kappa.N31,.kappa.N32]- | 84988 | 43046
Benzene, dimethyl- | 84970 | 43047
Bicyclo[3.1.1]heptane, 2,6,6-trimethyl-, didehydro deriv. | 84962 | 43048
Cyclohexane, 1-methyl-4-(1-methylethyl)-, tetradehydro deriv. | 84954 | 43049
Phenol, methoxydimethyl- | 84947 | 43050
C.I. Natural Red 4:1 | 84939 | 43051
C.I. Pigment Green 7 | 84921 | 43052
C.I. Solvent Blue 38 | 84913 | 43053
C.I. Vat Black 9 | 84905 | 43054
C.I. Acid Black 48 | 84897 | 43055
C.I. Disperse Blue 31 | 84889 | 43056
C.I. Vat Blue 19 | 84871 | 43057
C.I. Vat Green 14 | 84863 | 43058
C.I. Pigment Violet 5:1 | 84855 | 43059
C.I. Acid Black 47 | 84848 | 43060
C.I. Solubilised Sulphur Red 6 | 84830 | 43061
C.I. Vat Blue 42 | 84822 | 43062
C.I. Vat Blue 43 | 84814 | 43063
C.I. Solubilised Sulphur Green 3 | 84806 | 43064
C.I. Solubilised Sulphur Green 2 | 84798 | 43065
C.I. Solubilised Sulphur Blue 2 | 84780 | 43066
C.I. Sulphur Blue 10 | 84772 | 43067
C.I. Sulphur Blue 13 | 84764 | 43068
C.I. Sulphur Blue 7 | 84756 | 43069
Arsenic oxide (As2O3) | 84749 | 43070
Silicic acid, aluminum potassium salt | 84731 | 43071
Silicic acid, aluminum magnesium salt | 84723 | 43072
Aluminum chloride, basic | 84715 | 43073
Silicic acid, aluminum calcium salt | 84707 | 43074
Aluminatesilicate | 84699 | 43075
Antimony oxide | 84681 | 43076
C.I. Solubilised Sulphur Brown 51 | 84673 | 43077
C.I. Sulphur Brown 51 | 84665 | 43078
C.I. Solubilised Sulphur Brown 52 | 84657 | 43079
C.I. Sulphur Brown 52 | 84640 | 43080
C.I. Sulphur Black 11 | 84632 | 43081
C.I. Solubilised Sulphur Brown 16 | 84624 | 43082
C.I. Sulphur Brown 16 | 84616 | 43083
C.I. Leuco Sulphur Brown 31 | 84608 | 43084
C.I. Solubilised Sulphur Brown 15 | 84590 | 43085
C.I. Solubilised Sulphur Blue 1 | 84582 | 43086
C.I. Sulphur Blue 11 | 84574 | 43087
C.I. Sulphur Red 10 | 84566 | 43088
C.I. Solubilised Sulphur Black 2 | 84558 | 43089
C.I. Sulphur Black 2 | 84541 | 43090
C.I. Solubilised Sulphur Black 1 | 84533 | 43091
C.I. Sulphur Black 1 | 84525 | 43092
C.I. Solubilised Sulphur Brown 21 | 84517 | 43093
C.I. Solubilised Sulphur Brown 10 | 84509 | 43094
C.I. Sulphur Orange 1 | 84491 | 43095
C.I. Sulphur Green 9 | 84483 | 43096
C.I. Sulphur Brown 1 | 84475 | 43097
C.I. Direct Yellow 7 | 84467 | 43098
Benzothiazolium, 2-[4-(dimethylamino)phenyl]-3,6-dimethyl-, molybdatetungstatephosphate | 84459 | 43099
Spiro[isobenzofuran-1(3H),9'-[9H]xanthen]-3-one, 2',4',5',7'-tetrabromo-3',6'-dihydroxy-, lead salt (1:?) | 84442 | 43100
Xanthylium, 3,6-bis(diethylamino)-9-[2-(ethoxycarbonyl)phenyl]-, molybdatetungstatephosphate | 84434 | 43101
Xanthylium, 9-(2-carboxyphenyl)-3,6-bis(diethylamino)-, molybdatetungstatephosphate | 84426 | 43102
Methanaminium, N-[4-[[4-(dimethylamino)phenyl][4-(phenylamino)-1-naphthalenyl]methylene]-2,5-cyclohexadien-1-ylidene]-N-methyl-, molybdatetungstatephosphate | 84418 | 43103
C.I. Pigment Blue 10 | 84400 | 43104
Ethanaminium, N-[4-[bis[4-(diethylamino)phenyl]methylene]-2,5-cyclohexadien-1-ylidene]-N-ethyl-, molybdatetungstatephosphate | 84392 | 43105
Ethanaminium, N-[4-[[4-(diethylamino)phenyl][4-(ethylamino)-1-naphthalenyl]methylene]-2,5-cyclohexadien-1-ylidene]-N-ethyl-, molybdatetungstatephosphate | 84384 | 43106
1-Naphthalenemethanol, .alpha.,.alpha.-bis[4-(diethylamino)phenyl]-4-(ethylamino)- | 84376 | 43107
C.I. Basic Violet 1, molybdatetungstatephosphate | 84368 | 43108
Benzenamine, 4-[(4-aminophenyl)(4-imino-2,5-cyclohexadien-1-ylidene)methyl]-2-methyl-, compd. with molybdenum tungsten hydroxide oxide phosphate (1:?) | 84350 | 43109
Benzenamine, 4-[(2-chlorophenyl)[4-(ethylimino)-3-methyl-2,5-cyclohexadien-1-ylidene]methyl]-N-ethyl-2-methyl-, compd. with molybdenum tungsten hydroxide oxide phosphate | 84343 | 43110
Ethanaminium, N-[4-[[4-(diethylamino)phenyl]phenylmethylene]-2,5-cyclohexadien-1-ylidene]-N-ethyl-, molybdatetungstatephosphate | 84335 | 43111
Methanaminium, N-[4-[(2-chlorophenyl)[4-(dimethylamino)phenyl]methylene]-2,5-cyclohexadien-1-ylidene]-N-methyl-, molybdatetungstatephosphate | 84327 | 43112
C.I. Direct Red 111 | 84319 | 43113
C.I. Direct Red 76 | 84301 | 43114
C.I. Direct Orange 40 | 84293 | 43115
C.I. Direct Orange 39 | 84285 | 43116
C.I. Direct Orange 61 | 84277 | 43117
C.I. Direct Yellow 6:1 | 84269 | 43118
C.I. Direct Yellow 6 | 84251 | 43119
C.I. Direct Yellow 11 | 84244 | 43120
C.I. Direct Orange 15 | 84236 | 43121
Naphthalenesulfonic acid, 2-[[4-[(4-amino-3-methylphenyl)[4-[(sulfo-2-naphthalenyl)amino]phenyl]methylene]-2,5-cyclohexadien-1-ylidene]amino]-, sodium salt (1:1) | 84210 | 43122
Benzenesulfonic acid, [[4-[[4-(phenylimino)-2,5-cyclohexadien-1-ylidene][4-[(sulfophenyl)amino]phenyl]methyl]phenyl]amino]- | 84202 | 43123
Anthra[9,1,2-cde]benzo[rst]pentaphene-5,10-diol, dibromo-16,17-dimethoxy-, 5,10-bis(hydrogen sulfate), sodium salt (1:2) | 84186 | 43124
Diindolo[3,2-b:3',2'-m]triphenodioxazinetrisulfonic acid, 8,18-dichloro-5,15-diethyl-5,15-dihydro-, sodium salt (1:3) | 84178 | 43125
Anthra[9,1,2-cde]benzo[rst]pentaphene-5,10-dione, dichloro- | 84160 | 43126
C.I. Vat Blue 18 | 84145 | 43127
Methanaminium, N-[4-[[4-(dimethylamino)phenyl][2-ethoxy-4-[(4-methylsulfophenyl)amino]-5-sulfophenyl]methylene]-2,5-cyclohexadien-1-ylidene]-N-methyl-, inner salt, sodium salt (1:1) | 84137 | 43128
8,16-Pyranthrenedione, dibromo- | 84129 | 43129
8,16-Pyranthrenedione, trichloro- | 84111 | 43130
8,16-Pyranthrenedione, tribromo- | 84103 | 43131
Anthrazinesulfonic acid, 5,6,9,14,15,18-hexahydro-5,9,14,18-tetraoxo-, sodium salt (1:1) | 84095 | 43132
5,9,14,18-Anthrazinetetrone, 6,15-dihydrohydroxy- | 84087 | 43133
5,9,14,18-Anthrazinetetrone, trichloro-6,15-dihydro- | 84061 | 43134
Dibenzo[def,mno]chrysene-6,12-diol, diethoxy-, 6,12-bis(hydrogen sulfate), sodium salt (1:2) | 84053 | 43135
C.I. Mordant Black 13 | 84046 | 43136
Dibenzo[b,def]chrysene-7,14-diol, dibromo-, 7,14-bis(hydrogen sulfate), sodium salt (1:2) | 84020 | 43137
Dibenzo[b,def]chrysene-7,14-dione, dibromo- | 84012 | 43138
Anthracenesulfonic acid, 1-amino-9,10-dihydro-2-methyl-4-[(4-methyl-2-sulfophenyl)amino]-9,10-dioxo-, sodium salt (1:2) | 84004 | 43139
1H-Indene-1,3(2H)-dione, 2-benzo[f]quinolin-3-yl-, disulfo deriv. | 83998 | 43140
Anthracenesulfonic acid, 5,8-diamino-6,7-dichloro-9,10-dihydro-9,10-dioxo-, sodium salt (1:1) | 83980 | 43141
Santalol, benzeneacetate | 83964 | 43142
Octadecanoic acid, hydroxy-, monoester with 1,2,3-propanetriol | 83949 | 43143
9-Octadecenoic acid, 12-hydroxy-, (9Z,12R)-, monoester with 1,2,3-propanetriol | 83923 | 43144
Naphthalenesulfonic acid, tris(1-methylethyl)-, sodium salt (1:1) | 83915 | 43145
Propanoic acid, 2-hydroxy-, tetradecyl ester | 83907 | 43146
Benzenesulfonic acid, decyl-, sodium salt (1:1) | 83881 | 43147
Naphthalenesulfonic acid, bis(1-methylethyl)-, sodium salt (1:1) | 83865 | 43148
3-Buten-2-one, 4-(2,6,6-trimethyl-1-cyclohexen-1-yl)-, monomethyl deriv. | 83857 | 43149
Carbonic acid, decyn-1-yl methyl ester | 83832 | 43150
3-Penten-2-one, 4-(methoxyphenyl)- | 83824 | 43151
9H-Carbazole, 9-ethenyl- | 87411 | 43152
Iodonium, diphenyl-, bromide (1:1) | 87395 | 43153
Iodonium, diphenyl-, chloride (1:1) | 87387 | 43154
Silane, chlorodimethyl(3,3,3-trifluoropropyl)- | 87379 | 43155
1,3-Benzenedimethanamine | 87353 | 43156
Methanone, (2-ethyl-3-benzofuranyl)(4-hydroxyphenyl)- | 87338 | 43157
1,5-Pentanediamine, hydrochloride (1:2) | 87320 | 43158
2-Butene, 1,4-dichloro-, (2Z)- | 87304 | 43159
Phosphinecarboxylic acid, 1,1-diethoxy-, ethyl ester, 1-oxide | 87296 | 43160
Butanamide, N,N'-1,2-ethanediylbis[3-oxo- | 87270 | 43161
1-Propene, 3-propoxy- | 87262 | 43162
Silver, (diethylcarbamodithioato-.kappa.S,.kappa.S')- | 87247 | 43163
1,3-Propanedione, 1-(2-hydroxyphenyl)-3-phenyl- | 87239 | 43164
9-Anthracenemethanol | 87213 | 43165
Butanoic acid, 3-methyl-, 1,1'-anhydride | 87197 | 43166
Cyanamide, N,N-dimethyl- | 87189 | 43167
Benzene, 1-(chloromethyl)-4-ethyl- | 87163 | 43168
Benzoic acid, 2,6-dimethoxy- | 87155 | 43169
1,2-Ethanediamine, N1-1-naphthalenyl-, hydrochloride (1:2) | 87130 | 43170
2-Propenoic acid, 2-methyl-, 2-(ethenyloxy)ethyl ester | 87122 | 43171
.beta.-D-Glucopyranoside, phenyl | 87106 | 43172
Pyridine, 2,3,6-trimethyl- | 87098 | 43173
Propanoic acid, 3-(dodecylthio)- | 87072 | 43174
Stannane, tetrabutyl- | 87056 | 43175
Stannane, tributylchloro- | 87049 | 43176
3H-Pyrazol-3-one, 4,4'-butylidenebis[1,2-dihydro-1,5-dimethyl-2-phenyl- | 87031 | 43177
Benzene, tetradecyl- | 87007 | 43178
Benzene, hexadecyl- | 86991 | 43179
2,4-Pentanedione, 3-[2-(8-quinolinyl)diazenyl]- | 86975 | 43180
1-Nonanethiol | 86959 | 43181
1-Heptadecanol | 86942 | 43182
2-Pyridinecarboxamide | 86926 | 43183
4-Thiazolecarbonitrile | 86918 | 43184
2(1H)-Pyrimidinethione | 86900 | 43185
Benzene, 1,1',1'',1'''-(1,3-butadiene-1,4-diylidene)tetrakis- | 86884 | 43186
Disilane, 1,1,1-trimethyl-2,2,2-triphenyl- | 86868 | 43187
Acetamide, N-(aminocarbonyl)-2-cyano- | 86843 | 43188
1-Phenanthrenemethanamine, 1,2,3,4,4a,9,10,10a-octahydro-1,4a-dimethyl-7-(1-methylethyl)-, (1R,4aS,10aR)- | 86835 | 43189
Gallium, trimethyl- | 86827 | 43190
Phosphonic acid, P-methyl-, bis(1-methylethyl) ester | 86819 | 43191
Ethane, 1,1,1-trimethoxy- | 86801 | 43192
1-Naphthalenesulfonic acid, 8-(phenylamino)-, sodium salt (1:1) | 86793 | 43193
1H-Isoindole-1,3(2H)-dione, hexahydro- | 86785 | 43194
Propanenitrile, 3,3',3''-phosphinylidynetris- | 86777 | 43195
1H-Pyrrole, 1-(2-furanylmethyl)- | 86769 | 43196
Furan, 2-[(methylthio)methyl]- | 86751 | 43197
Disiloxane, 1,1,1,3,3-pentamethyl- | 86744 | 43198
Disiloxane, 1-ethenyl-1,1,3,3,3-pentamethyl- | 86736 | 43199
4-Thiazolidinone, 3-amino-2-thioxo- | 86728 | 43200
Phenol, 4-methyl-2-[2-(2-nitrophenyl)diazenyl]- | 86710 | 43201
Phenol, 4-[2-(4-nitrophenyl)diazenyl]- | 86702 | 43202
Propanoic acid, 2-(4-chloro-2-methylphenoxy)-, compd. with 2,2'-iminobis[ethanol] (1:1) | 86694 | 43203
Phosphonic acid, P,P',P'',P'''-[1,2-ethanediylbis[nitrilobis(methylene)]]tetrakis- | 86686 | 43204
2,4-Pteridinediamine, 6,7-dimethyl- | 86678 | 43205
1,3-Nonanediol, monoacetate | 83816 | 43206
Phenol, pentyl- | 83790 | 43207
Naphthalene, methyl- | 83782 | 43208
Phenol, 3-methyl(1-methylethyl)- | 83766 | 43209
Benzene, diethenyl- | 83758 | 43210
Naphthalenesulfonic acid, sodium salt (1:1) | 83741 | 43211
Naphthalene, trichloro- | 83733 | 43212
Naphthalene, pentachloro- | 83725 | 43213
1,4-Benzenediol, dimethyl- | 83717 | 43214
Benzenesulfonic acid, hydroxymethoxy-, potassium salt (1:1) | 83709 | 43215
Benzene, methylnitro- | 83691 | 43216
Benzoic acid, amino- | 83683 | 43217
Benzoyl chloride, chloro- | 83675 | 43218
Phenol, trichloro-, sodium salt (1:1) | 83667 | 43219
Butanol, chloro- | 83659 | 43220
Urea, N-(hydroxyethyl)- | 83642 | 43221
Ethane, dichlorotetrafluoro- | 83634 | 43222
Acetic acid, (2,4-dichlorophenoxy)-, 2-butoxymethylethyl ester | 83626 | 43223
Benzoic acid, (1,1-dimethylethyl)- | 83618 | 43224
Butanoic acid, 4-(2,4-dichlorophenoxy)-, isooctyl ester | 83600 | 43225
Benzenesulfonic acid, 4-[2-[3-[2-(dimethylphenyl)diazenyl]-2,4-dihydroxyphenyl]diazenyl]-, sodium salt (1:1) | 83592 | 43226
2-Naphthalenol, 1-[2-[4-[2-(dimethylphenyl)diazenyl]dimethylphenyl]diazenyl]- | 83584 | 43227
Benzaldehyde, cyclic acetal with 1,2,3-propanetriol | 83576 | 43228
Mercury, (acetato-.kappa.O)[3-(chloromethoxy-.kappa.O)propyl-.kappa.C]- | 83568 | 43229
Phenol, methyl- | 83550 | 43230
Acetic acid, (2,4,5-trichlorophenoxy)-, compound with 1-amino-2-propanol (1:1) | 83543 | 43231
1,2,3-Propanetriol, mono(dihydrogen phosphate), potassium salt (1:2) | 83535 | 43232
Lead carbonate hydroxide (Pb3(CO3)2(OH)2) | 83527 | 43233
Saponite ((Mg0.5-1Fe0-0.5)3(Si3.67Al0.33)(Na0-0.33Ca0-0.17)(OH)2O10.4H2O) | 83519 | 43234
Kaolinite (Al2(OH)4(Si2O5)) | 83501 | 43235
Boehmite (Al(OH)O) | 83493 | 43236
Bauxite | 83485 | 43237
Sapphire (Al2O3) | 83477 | 43238
Rutile (TiO2) | 83469 | 43239
Anatase (TiO2) | 83451 | 43240
Limonite | 83436 | 43241
Iron oxide (Fe3O4) | 83428 | 43242
Hematite (Fe2O3) | 83410 | 43243
Cobalt sulfide (CoS) | 83402 | 43244
Copper selenide (CuSe) | 83394 | 43245
Copper sulfide (CuS) | 83386 | 43246
Copper oxide (Cu2O) | 83378 | 43247
Copper oxide (CuO) | 83360 | 43248
Iron sulfide (FeS) | 83352 | 43249
Lead oxide (PbO) | 83345 | 43250
Manganese oxide (Mn3O4) | 83337 | 43251
Manganese oxide (Mn2O3) | 83329 | 43252
Molybdenum sulfide (MoS2) | 83311 | 43253
Aluminum, chloro[N-(2,5-dioxo-4-imidazolidinyl)ureato]tetrahydroxydi- | 83303 | 43254
Zinc telluride (ZnTe) | 83295 | 43255
Zinc selenide (ZnSe) | 83287 | 43256
Strontium selenide (SrSe) | 83279 | 43257
Tin selenide (SnSe) | 83261 | 43258
Antimony selenide (Sb2Se3) | 83253 | 43259
Antimony sulfide (Sb2S5) | 83246 | 43260
Vanadium sulfide (V2S3) | 83238 | 43261
Tin sulfide (SnS2) | 83220 | 43262
Zinc sulfide (ZnS) | 83212 | 43263
Thallium sulfide (Tl2S) | 83204 | 43264
Strontium sulfide (SrS) | 83196 | 43265
Tin sulfide (SnS) | 83188 | 43266
Aluminate (AlO21-), sodium (1:1) | 81919 | 43267
Spodumene (AlLi(SiO3)2) | 81901 | 43268
Silver selenide (Ag2Se) | 81893 | 43269
Silver oxide (AgO) | 81885 | 43270
Benzenesulfonic acid, (phenylamino)-, barium salt (2:1) | 81869 | 43271
Benzenamine, ar,ar-dimethyl- | 81851 | 43272
Phenol, dimethyl- | 81836 | 43273
Benzenesulfonic acid, hydroxy-, sodium salt (1:1) | 81828 | 43274
Benzenesulfonic acid, hydroxy-, lithium salt (1:1) | 81810 | 43275
Benzenesulfonic acid, hydroxy-, aluminum salt (3:1) | 81802 | 43276
1,2,3-Propanetriol, mono(dihydrogen phosphate), zinc salt (1:1) | 81794 | 43277
Ethane, dichloro- | 81786 | 43278
Aluminum carbide (Al4C3) | 81778 | 43279
Zirconium, dichlorobis(.eta.5-2,4-cyclopentadien-1-yl)- | 81760 | 43280
Ferrocenium, (T-4)-tetrachloroferrate(1-) (1:1) | 81752 | 43281
Cobaltocene | 81745 | 43282
Ferrocene, pentyl- | 81737 | 43283
Ferrocene, ethyl- | 81729 | 43284
Ferrocene, benzoyl- | 81711 | 43285
Ferrocene, [(dimethylamino)methyl]- | 81703 | 43286
Ferrocene, acetyl- | 81695 | 43287
Nickelocene | 81687 | 43288
Chromocene | 81679 | 43289
Titanium, dichlorobis(.eta.5-2,4-cyclopentadien-1-yl)- | 81661 | 43290
Benzenesulfonic acid, 2,2'-(1,2-ethenediyl)bis[5-[[1,6-dihydro-6-oxo-4-(phenylamino)-1,3,5-triazin-2-yl]amino]-, sodium salt (1:2) | 81653 | 43291
Benzenamine, 4,4',4'',4'''-(1,2-ethenediylidene)tetrakis[N,N-dimethyl- | 81620 | 43292
Benzoic acid, 2-[bis[4-(dimethylamino)phenyl]methyl]-5-(dimethylamino)- | 81604 | 43293
3H-Pyrazol-3-one, 4,4'-methylenebis[1,2-dihydro-1,5-dimethyl-2-phenyl- | 81588 | 43294
Methanone, [3,7-bis(dimethylamino)-10H-phenothiazin-10-yl]phenyl- | 81570 | 43295
Cholest-5-ene-3-thiol, (3.beta.)- | 81562 | 43296
1-Naphthalenesulfonic acid, 2-[2-(2-hydroxy-1-naphthalenyl)diazenyl]-, sodium salt (1:1) | 81554 | 43297
[2,2'-Biquinoline]-4,4'-dicarboxylic acid | 81547 | 43298
Phosphoric acid, 2-ethylhexyl diphenyl ester | 81539 | 43299
2-Naphthalenecarboxamide, 7-bromo-3-hydroxy-N-(2-methoxyphenyl)- | 81521 | 43300
1,3,5-Triazine, 2-chloro-4,6-bis(2,4-dimethylphenyl)- | 81513 | 43301
L-Arginine, N2-[(phenylmethoxy)carbonyl]- | 81505 | 43302
2-Naphthalenol, 1-[2-(2-methoxyphenyl)diazenyl]- | 81497 | 43303
Benzene, 1,1'-sulfonylbis[3-nitro- | 81489 | 43304
Methanethione, bis[4-(dimethylamino)phenyl]- | 81471 | 43305
Benzoic acid, 2-benzoyl-1,2-dimethylhydrazide | 81463 | 43306
1,2-Ethanedione, 1,2-bis(4-methoxyphenyl)- | 81455 | 43307
9,10-Anthracenedione, 6,7-dichloro-1,4-dihydroxy- | 81448 | 43308
2-Propen-1-one, 3-(4-nitrophenyl)-1-phenyl- | 81422 | 43309
9,10-Anthracenedione, 1-amino-4-(methylamino)- | 81406 | 43310
1H-Imidazole, 2-[[4-(1,1-dimethylethyl)-2,6-dimethylphenyl]methyl]-4,5-dihydro-, hydrochloride (1:1) | 81398 | 43311
9,10-Anthracenedicarbonitrile | 81372 | 43312
Benzenamine, N,N'-methanetetraylbis[2-methyl- | 81356 | 43313
2-Propen-1-one, 1-(2-hydroxyphenyl)-3-phenyl- | 81349 | 43314
Thiourea, N,N'-dicyclohexyl- | 81323 | 43315
Benzenamine, 2-(2H-benzotriazol-2-yl)- | 81307 | 43316
1H-Pyrido[3,4-b]indole, 2,3,4,9-tetrahydro-6-methoxy-1-methyl- | 81299 | 43317
5H-Dibenzo[a,d]cyclohepten-5-one, 10,11-dihydro- | 81273 | 43318
9-Anthracenecarbonitrile | 81265 | 43319
5-Oxatricyclo[8.2.0.04,6]dodecane, 4,9,12,12-tetramethyl- | 81240 | 43320
Benzenamine, 2-[(4-aminophenyl)methyl]- | 81224 | 43321
10H-Phenothiazine, 3-chloro- | 81216 | 43322
Acridine, 9-chloro- | 81190 | 43323
1,4-Benzenediol, 1,4-diacetate | 81174 | 43324
Benzenamine, 3-methyl-N-phenyl- | 81166 | 43325
1,3-Benzodioxole-5-propanal, .alpha.-methyl- | 81141 | 43326
Alanine, N-benzoyl- | 81133 | 43327
2-Propenoic acid, 3-(1H-indol-3-yl)- | 81117 | 43328
Ethanone, 2,2-dichloro-1-(2,4,5-trichlorophenyl)- | 81109 | 43329
1H-Indene, 2,3-dihydro-1,1,2,3,3-pentamethyl- | 81083 | 43330
Ethanone, 1-(2,5-dimethoxyphenyl)- | 81067 | 43331
Pyridine, 3,4,5-trichloro-2-(trichloromethyl)- | 81059 | 43332
Bicyclo[2.2.1]heptan-2-ol, 1,7,7-trimethyl-, 2-formate, (1R,2R,4R)-rel- | 81034 | 43333
Benzaldehyde, 4-butyl- | 81026 | 43334
Benzene, 1-chloro-4-(methylthio)-2-nitro- | 81000 | 43335
2,3-Quinoxalinedithione, 1,4-dihydro- | 80986 | 43336
5(4H)-Oxazolone, 2-phenyl- | 80978 | 43337
1,4-Benzenediamine, 2,3,5,6-tetrafluoro- | 80952 | 43338
1,3-Benzenediamine, 2,4,5,6-tetrafluoro- | 80945 | 43339
Quinoline, 2,4-dimethyl- | 80929 | 43340
2-Naphthalenol, 1-amino-, hydrochloride (1:1) | 80911 | 43341
1,2-Benzenediamine, 4-ethoxy- | 80895 | 43342
Methanesulfonamide, N-phenyl- | 80879 | 43343
Benzenemethanol, .alpha.,.alpha.,4-trimethyl- | 80861 | 43344
2(1H)-Quinoxalinone | 80846 | 43345
Benzene, 1,3,5-trichloro-2-nitroso- | 80838 | 43346
Bicyclo[3.1.1]hept-3-en-2-one, 4,6,6-trimethyl-, (1S,5S)- | 80820 | 43347
7-Oxabicyclo[4.1.0]heptane, 1-methyl-4-(1-methylethenyl)- | 80812 | 43348
1,3-Cyclohexanedione, 2-bromo-5,5-dimethyl- | 80804 | 43349
Bicyclo[2.2.1]heptan-2-one, 1,3,3-trimethyl- | 80796 | 43350
Benzene, 1-methyl-4-(1-methylethenyl)- | 80788 | 43351
Acetamide, N-(tetrahydro-2-oxo-3-thienyl)- | 80770 | 43352
Benzaldehyde, 2,5-dihydroxy- | 80762 | 43353
Benzonitrile, 2,6-dichloro- | 80754 | 43354
Benzonitrile, 4-fluoro- | 80747 | 43355
Cyclohexanemethanol, .alpha.-methyl- | 80739 | 43356
1,4-Diazabicyclo[2.2.2]octane, 2-methyl- | 80721 | 43357
1-Azabicyclo[2.2.2]octan-3-one, hydrochloride (1:1) | 80713 | 43358
4(3H)-Pyrimidinone, 5-chloro-6-hydroxy- | 80705 | 43359
4(3H)-Pyrimidinone, 6-hydroxy- | 80697 | 43360
2-Cyclohexen-1-one, 3-methyl- | 80689 | 43361
Thiophene, 2,5-dihydro-3-methyl-, 1,1-dioxide | 80671 | 43362
1-Pyrrolidinecarbonyl chloride | 80663 | 43363
Ethanone, 1-(2-furanyl)- | 80655 | 43364
3H-1,2-Dithiol-3-one, 4,5-dichloro- | 80648 | 43365
Cyclohexane, methylene- | 80630 | 43366
Furan, 2-(bromomethyl)tetrahydro- | 80622 | 43367
Furan, 2,3-dihydro- | 80606 | 43368
Cyclopropane, ethyl- | 80598 | 43369
Cyclobutanone | 80580 | 43370
Octadecanoic acid, barium cadmium salt (4:1:1) | 80564 | 43371
1-Tetradecanol, 1-(hydrogen sulfate), sodium salt (1:1) | 80556 | 43372
9,12,15-Octadecatrienoic acid, ethyl ester, (9Z,12Z,15Z)- | 80531 | 43373
2-Buten-1-ol, 3-methyl-, 1-acetate | 80523 | 43374
1,4-Butanedithiol | 80507 | 43375
2-Hexenoic acid | 80499 | 43376
Acetic acid, 2-(acetylthio)- | 80481 | 43377
Butane, 1,3-dichloro- | 80465 | 43378
Butanenitrile, 4-(dichloromethylsilyl)- | 80457 | 43379
Sulfuryl chloride isocyanate | 80432 | 43380
2-Propenoic acid, 2-methyl-, 1,1'-(1-methyl-1,3-propanediyl) ester | 80416 | 43381
1-Octanamine, N,N-dioctyl-, hydrochloride (1:1) | 80408 | 43382
Methanamine, 1,1-diethoxy-N,N-dimethyl- | 80382 | 43383
2-Propenoic acid, 2-methyl-, 1,1'-(1,3-propanediyl) ester | 80366 | 43384
Heptanoic acid, 2-methyl- | 80358 | 43385
2-Propenamide, N-methyl- | 80333 | 43386
Propanamide, N-methyl- | 80325 | 43387
2-Butenedinitrile, 2,3-diamino-, (2Z)- | 80317 | 43388
Urea, N,N,N',N'-tetraethyl- | 80291 | 43389
Neodymium, [.mu.-[ethanedioato(2-)-.kappa.O1,.kappa.O2':.kappa.O1',.kappa.O2]]bis[ethanedioato(2-)-.kappa.O1,.kappa.O2]di- | 80283 | 43390
Propanenitrile, 3-(diethoxymethylsilyl)- | 80275 | 43391
Ethanaminium, N,N,N-triethyl-, acetate (1:1) | 80259 | 43392
1,2,3-Propanetricarboxylic acid, 2-hydroxy-, ammonium iron(3+) salt (1:?:?) | 80242 | 43393
Silane, trimethoxymethyl- | 80234 | 43394
Ethanesulfenyl chloride, 1,1,2,2-tetrachloro- | 80218 | 43395
Methanamine, N,N-dimethyl-, N-oxide | 80200 | 43396
Carbonic acid, copper(2+) salt (1:1) | 80184 | 43397
Acetic acid, europium(3+) salt (3:1) | 80176 | 43398
Aluminum, chlorodimethyl- | 80168 | 43399
2H-Tetrazolium, 2,2'-(3,3'-dimethoxy[1,1'-biphenyl]-4,4'-diyl)bis[3,5-bis(4-nitrophenyl)-, chloride (1:2) | 80150 | 43400
Cholest-5-en-3-ol (3.beta.)-, 3-nonanoate | 80135 | 43401
Cholesta-5,7-dien-3-ol, benzoate, (3.beta.)- | 80119 | 43402
Pregna-1,4-diene-3,20-dione, 21-(acetyloxy)-9-fluoro-11,17-dihydroxy-16-methyl-, (11.beta.,16.alpha.)- | 80093 | 43403
Ethanamine, N,N-dimethyl-2-[2-(phenylmethyl)phenoxy]-, 2-hydroxy-1,2,3-propanetricarboxylate (1:1) | 80077 | 43404
Disilane, 1,2-dimethyl-1,1,2,2-tetraphenyl- | 80051 | 43405
Propanedinitrile, 2-(2,4,7-trinitro-9H-fluoren-9-ylidene)- | 80036 | 43406
Benzeneacetic acid, .alpha.,.alpha.'-(1,2-ethanediyldiimino)bis[2-hydroxy- | 80010 | 43407
Benzoic acid, 3,4,5-trihydroxy-, dodecyl ester | 80002 | 43408
2-Propen-1-one, 1,3-bis[4-(dimethylamino)phenyl]- | 79988 | 43409
Quinoline, 8,8'-dithiobis- | 79970 | 43410
Benzenamine, 4-methyl-N,N-bis(4-methylphenyl)- | 79962 | 43411
Pyridinium, 1-tetradecyl-, bromide (1:1) | 79954 | 43412
L-Glutamic acid, N-[(phenylmethoxy)carbonyl]- | 79947 | 43413
Disulfide, bis(2-nitrophenyl) | 79939 | 43414
Urea, N,N'-diphenyl-N-(trimethylsilyl)- | 79921 | 43415
Benzamide, 3,5-dichloro-N-(3,4-dichlorophenyl)-2-hydroxy- | 79913 | 43416
Arsine oxide, triphenyl- | 79905 | 43417
L-Aspartic acid, N-[(phenylmethoxy)carbonyl]- | 79897 | 43418
Pyridine, 2-[(2,4-dinitrophenyl)methyl]- | 79889 | 43419
Phenol, 2,2'-(1,2-ethanediylidenedinitrilo)bis- | 79871 | 43420
2,2':6',2''-Terpyridine | 79863 | 43421
2-Naphthalenol, 1-[2-(2-thiazolyl)diazenyl]- | 79855 | 43422
1H-Pyrazole, 3,5-diphenyl- | 79848 | 43423
Methanone, (4-nitrophenyl)phenyl- | 79830 | 43424
Methanone, phenyl(2,3,4-trihydroxyphenyl)- | 79814 | 43425
Disulfide, bis(4-chlorophenyl) | 79798 | 43426
Benzenamine, 2,2'-dithiobis- | 79780 | 43427
2,6-Naphthalenedicarboxylic acid | 79764 | 43428
5-Oxatricyclo[8.2.0.04,6]dodecane, 4,12,12-trimethyl-9-methylene-, (1R,4R,6R,10S)- | 79756 | 43429
Phenol, 3,5-bis(1,1-dimethylethyl)- | 79731 | 43430
Methanone, (4-hydroxyphenyl)phenyl- | 79715 | 43431
Methanone, (4-aminophenyl)phenyl- | 79707 | 43432
2H-2,4a-Methanonaphthalene, 1,3,4,5,6,7-hexahydro-1,1,5,5-tetramethyl-, (2S,4aR)- | 79681 | 43433
1-Propanesulfonic acid, 3-(cyclohexylamino)- | 79665 | 43434
2-Propenoic acid, 3-(4-hydroxy-3-methoxyphenyl)- | 79657 | 43435
2,2'-Bipyridine, 4,4'-dimethyl- | 79632 | 43436
Carbamothioic acid, cyclohexylethyl-, S-ethyl ester | 79624 | 43437
4-Morpholinepropanesulfonic acid | 79608 | 43438
Benzene, 1,1'-selenobis- | 79590 | 43439
Ethanone, 1-(3,4-dimethoxyphenyl)- | 79574 | 43440
Phenol, 4-cyclohexyl- | 79558 | 43441
Benzene, 2-bromo-1,3,5-trimethoxy- | 79541 | 43442
1H-Pyrazole, 3,5-dimethyl-1-phenyl- | 79525 | 43443
Acetamide, 2-chloro-N-(2,6-dimethylphenyl)- | 79517 | 43444
Butanamide, N-phenyl- | 79491 | 43445
Propanoic acid, 2-methyl-, cyclohexyl ester | 79483 | 43446
Urea, N-(hexahydro-6-methyl-2-oxo-4-pyrimidinyl)- | 79475 | 43447
Pyridine, 2,4-dichloro-6-(trichloromethyl)- | 79459 | 43448
Pyridine, 3,5-dichloro-2-(trichloromethyl)- | 79434 | 43449
2-Cyclopenten-1-one, 3-methyl-2-pentyl- | 79426 | 43450
Benzene, butoxy- | 79400 | 43451
Pyridinium, 1-(2-hydrazinyl-2-oxoethyl)-, chloride (1:1) | 79384 | 43452
Benzoic acid, 4-chloro-, methyl ester | 79376 | 43453
Benzene, (dimethoxymethyl)- | 79350 | 43454
Benzene, (dichloroethylsilyl)- | 79343 | 43455
Bicyclo[3.1.0]hexan-3-one, 4-methyl-1-(1-methylethyl)- | 79327 | 43456
Pyridine, 4-nitro-, 1-oxide | 79319 | 43457
Benzene, 1,4-dichloro-2,5-dimethyl- | 79293 | 43458
3H-1,2,3-Triazolo[4,5-d]pyrimidin-7-amine | 79277 | 43459
Ethanone, 1-(1-hydroxycyclohexyl)- | 79269 | 43460
Benzaldehyde, 4-bromo- | 79244 | 43461
Benzenamine, N-sulfinyl- | 79236 | 43462
Cyclohexane, isothiocyanato- | 79228 | 43463
Pyridine, 4-propyl- | 79210 | 43464
2-Pyridinecarboxaldehyde, 6-methyl- | 79202 | 43465
Ethanone, 1-(2-pyridinyl)- | 79194 | 43466
Cyclohexane, nitro- | 79186 | 43467
4-Pyridinamine, N,N-dimethyl- | 79178 | 43468
Cyclohexanecarboxamide | 79160 | 43469
Ethanone, 1-(4-pyridinyl)- | 79152 | 43470
Benzene, 2-iodo-1,4-dimethyl- | 79145 | 43471
2,5-Furandione, 3,4-dichloro- | 79137 | 43472
2,5-Furandione, 3,4-dibromo- | 79129 | 43473
Azocine, octahydro- | 79111 | 43474
Benzene, 1-fluoro-3-iodo- | 79103 | 43475
Phenol, 4-methyl-, sodium salt (1:1) | 79095 | 43476
2-Pyridinecarboxaldehyde | 79087 | 43477
2-Furancarboxaldehyde, oxime | 79079 | 43478
2-Pyridinethiol, 1-oxide | 79061 | 43479
Pyridinium, 1,2-dimethyl-, chloride (1:1) | 79053 | 43480
1,2-Oxathiolane, 3-methyl-, 2,2-dioxide | 79046 | 43481
Cyclopentanone, 2-methyl- | 79020 | 43482
1,2-Oxathiolane, 2,2-dioxide | 79012 | 43483
Cyclobutane, methylene- | 79004 | 43484
1-Octanamine, N-octyl- | 78980 | 43485
9-Octadecenoic acid (9Z)-, copper(2+) salt (2:1) | 78964 | 43486
13-Docosenoic acid, methyl ester, (13Z)- | 78949 | 43487
Eicosanoic acid, methyl ester | 78931 | 43488
Butane, 1-[2-(2-chloroethoxy)ethoxy]- | 78915 | 43489
Undecane | 78907 | 43490
Dodecanamide | 78881 | 43491
Sulfuric acid, monooctadecyl ester, sodium salt (1:1) | 78873 | 43492
1-Hexadecanol, 1-(hydrogen sulfate), sodium salt (1:1) | 78857 | 43493
1-Dodecanaminium, N,N,N-trimethyl-, bromide (1:1) | 78832 | 43494
3-Hexenedinitrile | 78824 | 43495
Propanoic acid, 3,3'-dithiobis- | 78808 | 43496
Acetamide, N-butyl- | 78782 | 43497
3-Hepten-2-one | 78774 | 43498
Pentanedioic acid, 1,5-dimethyl ester | 78766 | 43499
L-Arginine, hydrochloride (1:1) | 78741 | 43500
Octanamide, N,N-dimethyl- | 78725 | 43501
L-Glutamic acid, 1,5-diethyl ester, hydrochloride (1:1) | 78717 | 43502
2-Butenenitrile, 3-amino- | 78691 | 43503
Butanenitrile, 3-imino- | 78683 | 43504
Pentanoic acid, 4,4-dimethyl- | 78667 | 43505
Stannane, butyltrichloro- | 78659 | 43506
Butanoic acid, 3-methyl-, 1-ethenyl-1,5-dimethyl-4-hexen-1-yl ester | 78634 | 43507
1,3-Disiloxanediol, 1,1,3,3-tetramethyl- | 78626 | 43508
Silane, isocyanatotrimethyl- | 78600 | 43509
Methanamine, N-methoxy- | 78592 | 43510
1,2-Octanediol | 78584 | 43511
2-Butenoic acid, 4-bromo-, methyl ester | 78568 | 43512
6-Octen-1-ol, 3,7-dimethyl-, (3R)- | 78550 | 43513
Octanoic acid, hexyl ester | 78535 | 43514
5,9,13-Pentadecatrien-2-one, 6,10,14-trimethyl-, (5E,9E)- | 78527 | 43515
1,3-Butanediol, 1,3-diacetate | 78501 | 43516
1-Octanamine, N,N-dioctyl- | 78485 | 43517
Aluminum, trihexyl- | 78477 | 43518
Ethanol, 2,2'-(nitrosoimino)bis- | 78451 | 43519
1-Propanamine, 2-methyl-N,N-bis(2-methylpropyl)- | 78444 | 43520
Borane, tris(2-methylpropyl)- | 78436 | 43521
Acetamide, N,N-dipropyl- | 78428 | 43522
Ethenamine, N,N-diethenyl- | 78410 | 43523
Gallium, triethyl- | 78402 | 43524
L-Aspartic acid, potassium salt (1:1) | 78394 | 43525
Methionine, N-acetyl- | 78386 | 43526
Butanedioic acid, 2-acetyl-, 1,4-diethyl ester | 78378 | 43527
Propanoic acid, 3-hydroxy-2,2-dimethyl-, 3-hydroxy-2,2-dimethylpropyl ester | 78360 | 43528
Octadecanoic acid, 2-sulfo- | 78352 | 43529
1,4-Pentadiene, 3-methyl- | 78345 | 43530
Butanamide, N,N-diethyl- | 78337 | 43531
Carbamothioic acid, butylethyl-, S-propyl ester | 78329 | 43532
Propanamide, N,N-dipropyl- | 78311 | 43533
Propanamide, N,N-diethyl- | 78303 | 43534
D-Lyxose | 78295 | 43535
Acetamide, N-acetyl-N-methyl- | 78287 | 43536
Propanoic acid, 3-bromo-2-oxo- | 78279 | 43537
Ethanedioic acid, ammonium salt (1:2) | 78261 | 43538
1,6,10,14-Hexadecatetraen-3-ol, 3,7,11,15-tetramethyl-, (6E,10E)- | 78253 | 43539
Propane, 1,1'-[(1E)-1,2-ethenediylbis(sulfonyl)]bis- | 78246 | 43540
1,6,10-Dodecatrien-3-ol, 3,7,11-trimethyl-, 3-formate, (3S)- | 78220 | 43541
1-Butanaminium, N,N,N-tributyl-, chloride (1:1) | 78212 | 43542
Silane, bromotriethyl- | 78196 | 43543
1-Butyne, 3-chloro-3-methyl- | 78170 | 43544
Carbamic acid, ammonium salt (1:1) | 78162 | 43545
Silane, dimethyl- | 78154 | 43546
2,4,6,8,10,12,14,16-Heptadecaoctaenal, 2,6,11,15-tetramethyl-17-(2,6,6-trimethyl-1-cyclohexen-1-yl)-, (2E,4E,6E,8E,10E,12E,14E,16E)- | 78139 | 43547
Piperazine, 1-[(4-chlorophenyl)phenylmethyl]-4-[(3-methylphenyl)methyl]-, hydrochloride (1:2) | 78113 | 43548
1-Naphthalenesulfonic acid, 2-[2-(2-hydroxy-1-naphthalenyl)diazenyl]-, barium salt (2:1) | 78097 | 43549
Acetic acid, 2-(triphenylphosphoranylidene)-, ethyl ester | 78071 | 43550
9,10-Anthracenedione, 1-(cyclohexylamino)- | 78055 | 43551
9-Octadecenoic acid (9Z)-, compd. with morpholine (1:1) | 78030 | 43552
Spiro[naphthalene-2(1H),2'-oxirane]-1-propanol, .alpha.-ethenyloctahydro-.alpha.,5,5,8a-tetramethyl- | 78022 | 43553
1,3-Benzenedicarboxylic acid, 1,3-di-2-propen-1-yl ester | 78006 | 43554
Butanamide, N-(4-ethoxyphenyl)-3-hydroxy- | 77982 | 43555
Pyridine, 4-[(4-nitrophenyl)methyl]- | 77974 | 43556
Benzene, nonyl- | 77958 | 43557
Phosphonic acid, P-(phenylmethyl)-, diethyl ester | 77941 | 43558
Phosphinous chloride, P,P-diphenyl- | 77925 | 43559
Bicyclo[3.1.1]hept-2-ene-2-methanol, 6,6-dimethyl-, 2-acetate, (1S,5R)- | 77909 | 43560
Benzene, 1,4-bis(chlorodimethylsilyl)- | 77891 | 43561
Bicyclo[3.1.1]heptan-3-ol, 6,6-dimethyl-2-methylene-, 3-acetate | 77875 | 43562
Benzene, heptyl- | 77867 | 43563
1(2H)-Naphthalenone, 3,4-dihydro-6-methoxy- | 77842 | 43564
Benzene, hexyl- | 77826 | 43565
1,4-Benzenedicarbothioic acid | 77818 | 43566
Benzeneacetaldehyde, 4-methoxy-.alpha.-oxo- | 77792 | 43567
5(4H)-Isoxazolone, 3-phenyl- | 77784 | 43568
Benzoic acid, 3-amino-2,5-dichloro-, monoammonium salt | 77768 | 43569
2H-1-Benzopyran-2-one, 4-hydroxy- | 77743 | 43570
Propanenitrile, 3-(phenylamino)- | 77735 | 43571
Cyclohexanemethanol, 4-(aminomethyl)- | 77719 | 43572
Benzene, 1-methyl-4-propyl- | 77701 | 43573
Benzene, 1-methyl-3-propyl- | 77685 | 43574
Benzene, 1,4-dibromo-2,5-dimethyl- | 77677 | 43575
Ethanol, 2-(1,3,2-dioxaphospholan-2-yloxy)- | 77651 | 43576
Phenol, 4-(methylthio)- | 77644 | 43577
Benzene, 1-chloro-4-ethenyl- | 77636 | 43578
Phenol, 2-(methylthio)- | 77628 | 43579
Pyridine, 2,6-dimethyl-, 1-oxide | 77610 | 43580
2(3H)-Furanone, 5-ethenyldihydro-5-methyl- | 77602 | 43581
Benzene, 1-bromo-3-fluoro- | 77594 | 43582
1,3,2-Dioxathiane, 2,2-dioxide | 77586 | 43583
Benzene, 1-bromo-2-fluoro- | 77578 | 43584
Ethanone, 1-(1H-pyrrol-2-yl)- | 77560 | 43585
1,3,4-Thiadiazolidine-2,5-dithione | 77552 | 43586
3-Isoxazolamine, 5-methyl- | 77545 | 43587
1H-Imidazole, 1-ethenyl- | 77537 | 43588
1H-Imidazole, 2-ethyl- | 77529 | 43589
Antimony oxide (Sb2O3) | 82545 | 43590
Lead oxide (PbO2) | 82537 | 43591
Magnesium oxide (MgO) | 82529 | 43592
Magnesium hydroxide (Mg(OH)2) | 82511 | 43593
Magnetite (Fe3O4) | 82503 | 43594
Iron oxide (Fe2O3) | 82495 | 43595
Pyrite (FeS2) | 82487 | 43596
Iron hydroxide (Fe(OH)3) | 82479 | 43597
Europium oxide (Eu2O3) | 82461 | 43598
Dysprosium oxide (Dy2O3) | 82453 | 43599
Dysprosium hydroxide (Dy(OH)3) | 82446 | 43600
Copper nitride (Cu3N) | 82438 | 43601
Chromium oxide (Cr2O3) | 82420 | 43602
Chromium hydroxide (Cr(OH)3) | 82412 | 43603
Copper chromate oxide (Cu3(CrO4)O2), dihydrate | 82404 | 43604
Cobalt oxide (Co3O4) | 82396 | 43605
Cobalt oxide (Co2O3) | 82388 | 43606
Cobalt selenide (CoSe) | 82370 | 43607
Cobalt oxide (CoO) | 82362 | 43608
Cerium oxide (CeO2) | 82354 | 43609
Cadmium telluride (CdTe) | 82347 | 43610
Cadmium selenide (CdSe) | 82339 | 43611
Cadmium sulfide (CdS) | 82321 | 43612
Cadmium oxide (CdO) | 82313 | 43613
Hydroxylapatite (Ca5(OH)(PO4)3) | 82305 | 43614
Calcium phosphide (Ca3P2) | 82297 | 43615
Calcium selenide (CaSe) | 82289 | 43616
Calcium peroxide (Ca(O2)) | 82271 | 43617
Calcium oxide (CaO) | 82263 | 43618
Calcium hydroxide (Ca(OH)2) | 82255 | 43619
Bismuth hydroxide nitrate oxide (Bi5(OH)9(NO3)4O) | 82248 | 43620
Bismuth telluride (Bi2Te3) | 82230 | 43621
Bismuth oxide (Bi2O3) | 82222 | 43622
Beryllium oxide (BeO) | 82214 | 43623
Beryllium nitride (Be3N2) | 82206 | 43624
Barium silicide (BaSi2) | 82198 | 43625
Barium selenide (BaSe) | 82180 | 43626
Barium peroxide (Ba(O2)) | 82172 | 43627
Barium oxide (BaO) | 82164 | 43628
Borax (B4Na2O7.10H2O) | 82156 | 43629
Boron oxide (B2O3) | 82149 | 43630
Gold sulfide (Au2S3) | 82131 | 43631
Gold sulfide (Au2S) | 82123 | 43632
Gold oxide (Au2O3) | 82115 | 43633
Gold hydroxide (Au(OH)3) | 82099 | 43634
Arsenic selenide (As2Se3) | 82081 | 43635
Arsenic sulfide (As2S3) | 82073 | 43636
Arsenic oxide (As2O5) | 82057 | 43638
Rammelsbergite (NiAs2) | 82040 | 43639
Indium arsenide (InAs) | 82032 | 43640
Gallium arsenide (GaAs) | 82024 | 43641
Mullite (Al6O5(SiO4)2) | 82016 | 43642
Cordierite (Mg2[Al4O3(SiO3)5]) | 82008 | 43643
Chiolite (Na5(Al3F14)) | 81992 | 43644
Aluminum selenide (Al2Se3) | 81984 | 43645
Aluminum sulfide (Al2S3) | 81976 | 43646
Spinel (Mg(AlO2)2) | 81950 | 43647
Eucryptite (AlLi(SiO4)) | 81943 | 43648
Topaz (Al2[F0.5-1(OH)0-0.5]2SiO4) | 81935 | 43649
Beryl (Al2Be3(SiO3)6) | 81927 | 43650
1-Pentanaminium, N,N,N-tripentyl-, bromide (1:1) | 72348 | 43651
1,2,3-Propanetricarboxylic acid, 2-hydroxy-, potassium salt (1:1) | 72322 | 43652
1,2,3-Propanetricarboxylic acid, 2-hydroxy-, copper(2+) salt (1:2) | 72314 | 43653
1,2,3-Propanetricarboxylic acid, 2-hydroxy-, cobalt(2+) salt (2:3) | 72306 | 43654
Butanedioic acid, 2,2,3,3-tetrahydroxy-, sodium salt (1:2) | 72298 | 43655
Octane, 1,1,1,2,3,3,4,4,5,5,6,6,7,7,8,8-hexadecafluoro-8-iodo-2-(trifluoromethyl)- | 72272 | 43656
2-Propanol, 2-methyl-, potassium salt (1:1) | 72264 | 43657
Iodine chloride (ICl3) | 72256 | 43658
Methanol, lithium salt (1:1) | 72249 | 43659
Methanol, potassium salt (1:1) | 72231 | 43660
Disulfide, bis[2-nitro-4-(trifluoromethyl)phenyl] | 72215 | 43661
Phosphine, tris(4-methoxyphenyl)- | 72199 | 43662
2,7-Anthracenedisulfonic acid, 9,10-dihydro-9,10-dioxo-, sodium salt (1:2) | 72173 | 43663
1,3,4-Oxadiazole, 2-[1,1'-biphenyl]-4-yl-5-phenyl- | 72157 | 43664
1H-1,4-Diazepine, 1-[(4-chlorophenyl)phenylmethyl]hexahydro-4-methyl- | 72132 | 43665
2-Naphthalenesulfonic acid, 8-hydroxy-5,7-dinitro-, sodium salt (1:2) | 72116 | 43666
Benzoic acid, 4-[2-[4-(dimethylamino)phenyl]diazenyl]-, sodium salt (1:1) | 72090 | 43667
2,5-Cyclohexadiene-1,4-dione, 2,5-diphenyl- | 72074 | 43668
1,3-Naphthalenedisulfonic acid, 7-hydroxy-, potassium salt (1:2) | 72058 | 43669
1,3-Naphthalenedisulfonic acid, 7-amino-, sodium salt (1:2) | 72041 | 43670
2-Naphthalenol, 1-(2-phenyldiazenyl)- | 72025 | 43671
L-Tyrosine, N-acetyl-, ethyl ester | 72009 | 43672
2,6-Naphthalenedicarboxylic acid, 2,6-dimethyl ester | 71993 | 43673
Benzoxazole, 2-(4-nitrophenyl)- | 71985 | 43674
1,3,5-Triazine-2,4,6(1H,3H,5H)-trione, 1,3,5-tris(2-hydroxyethyl)- | 71977 | 43675
Benzenamine, 4,4'-methylenebis[2-methyl- | 71969 | 43676
Phosphoric acid, diphenyl ester | 71951 | 43677
Benzenepropanoic acid, 4-nitro-.beta.-oxo-, ethyl ester | 71944 | 43678
Phenol, 2-[1-(4-hydroxyphenyl)-1-methylethyl]- | 71936 | 43679
Benzenamine, 4-nitro-N-phenyl- | 71928 | 43680
Benzoxazole, 2-(4-methylphenyl)- | 71910 | 43681
Phenol, 2-(2-benzoxazolyl)- | 71902 | 43682
1,3,5-Triazine-2,4-diamine, N-ethyl-N'-(1-methylethyl)-6-(methylthio)- | 71894 | 43683
2-Naphthalenesulfonic acid, 6-hydroxy-, potassium salt (1:1) | 71886 | 43684
Benzoxazole, 2-phenyl- | 71878 | 43685
Benzeneethanol, 2-nitro-, 1-acetate | 71860 | 43686
Phenanthrene, 1-methyl- | 71852 | 43687
2-Naphthalenesulfonic acid, 1-hydroxy-, potassium salt (1:1) | 71845 | 43688
Phenol, 4-phenoxy- | 71829 | 43689
Benzenamine, 3-(1,1,2,2-tetrafluoroethoxy)- | 71811 | 43690
Benzoic acid, 3,4,5-trihydroxy-, ethyl ester | 71803 | 43691
Benzoic acid, 2-hydroxy-5-sulfo-, sodium salt (1:1) | 71787 | 43692
1H-Indole-3-propanoic acid | 71761 | 43693
1-Naphthalenol, 1-acetate | 71753 | 43694
2-Propenoic acid, 3-(4-methoxyphenyl)- | 71738 | 43695
Phosphine, dicyclohexyl- | 71712 | 43696
Naphthalene, 2,3,6-trimethyl- | 71704 | 43697
1,3,5-Trithiane, 2,2,4,4,6,6-hexamethyl- | 71688 | 43698
Benzenepropanoic acid, .alpha.-hydroxy- | 71670 | 43699
Benzoic acid, 3-nitro-, sodium salt (1:1) | 71654 | 43700
Benzene, cyclohexyl- | 71639 | 43701
Phosphonic diamide, P-(5-amino-3-phenyl-1H-1,2,4-triazol-1-yl)-N,N,N',N'-tetramethyl- | 76745 | 43702
6,9-Methano-2,4,3-benzodioxathiepin, 6,7,8,9,10,10-hexachloro-1,5,5a,6,9,9a-hexahydro-, 3,3-dioxide | 76737 | 43703
Propanoic acid, 3,3'-[(phenylmethylene)bis(thio)]bis- | 76729 | 43704
Silanediamine, N,N,N',N'-tetramethyl-1,1-diphenyl- | 76711 | 43705
1,4-Benzenedicarboxylic acid, 1,4-di-2-propen-1-yl ester | 76703 | 43706
4(3H)-Quinazolinone, 2-(2-hydroxyphenyl)- | 76695 | 43707
1,3,5-Triazine-2,4,6(1H,3H,5H)-trione, 1,3,5-tri-2-propen-1-yl- | 76687 | 43708
Urea, N-phenyl-N,N'-bis(trimethylsilyl)- | 76679 | 43709
2,5-Methano-2H-indeno[1,2-b]oxirene, 2,3,4,5,6,7,7-heptachloro-1a,1b,5,5a,6,6a-hexahydro-,(1aR,1bS,2R,5S,5aR,6S,6aR)-rel- | 76661 | 43710
Methanone, [5-chloro-2-(methylamino)phenyl]phenyl- | 76653 | 43711
Cyclotetrasilazane, 2,2,4,4,6,6,8,8-octamethyl- | 76646 | 43712
1,2-Benzenediol, 3,5-bis(1,1-dimethylethyl)- | 76620 | 43713
Methanol, 1,1',1''-(1,3,5-triazine-2,4,6-triyltriimino)tris- | 76604 | 43714
Benzene, 1-nitro-4-[(trimethylsilyl)oxy]- | 76596 | 43715
Phenol, 2,4-dinitro-, sodium salt (1:1) | 76570 | 43716
Cyclohexanone, 2-cyclohexylidene- | 76554 | 43717
Benzenaminium, N,N,N-triethyl-, iodide (1:1) | 76547 | 43718
Benzenepropanal, .alpha.,.alpha.-dimethyl- | 76521 | 43719
Ethanone, 1,1'-(1,4-phenylene)bis- | 76513 | 43720
1-Pentanone, 1-phenyl- | 76497 | 43721
Pyridine, 3-phenyl- | 76471 | 43722
Benzenesulfonic acid, 2-formyl-, sodium salt (1:1) | 76463 | 43723
Benzothiazole, 5-chloro-2-methyl- | 76448 | 43724
Phenol, 2,6-diethyl- | 76430 | 43725
2,4,6-Pyrimidinetriamine, 5-nitroso- | 76414 | 43726
1,3,2-Dioxaphosphorinane, 2-methoxy-5,5-dimethyl- | 76406 | 43727
Morpholine, 4-butyl- | 76398 | 43728
2-Pyridinecarboximidic acid, hydrazide | 76372 | 43729
4(1H)-Pyrimidinone, 6-amino-2,3-dihydro-2-thioxo- | 76356 | 43730
2(1H)-Pyrimidinethione, 4,6-diamino- | 76349 | 43731
Pyridine, 3-methyl-, 1-oxide | 76323 | 43732
Pyridine, 4-methyl-, 1-oxide | 76315 | 43733
Furan, 2-ethyltetrahydro- | 76299 | 43734
1H-Pyrrole-2-carboxaldehyde | 76281 | 43735
Oxirane, 2-propyl- | 76265 | 43736
2(3H)-Thiophenone, dihydro- | 76257 | 43737
Thiophene, 2-bromo- | 76240 | 43738
3(2H)-Thiophenone, dihydro- | 76232 | 43739
Cyclopentanamine | 76224 | 43740
1,6-Hexanediamine, N1,N6-dibutylidene- | 76216 | 43741
Octadecanoic acid, ammonium salt (1:1) | 76208 | 43742
Pentadecanoic acid | 76190 | 43743
Decane, 1-chloro- | 76182 | 43744
Decanoic acid, sodium salt (1:1) | 76174 | 43745
3-Hexyn-1-ol | 76166 | 43746
1,6-Hexanediamine, N1,N6-bis(2-methylpropylidene)- | 76158 | 43747
Propanenitrile, 3-mercapto- | 76141 | 43748
Zinc, bis[O-(1-methylethyl) carbonodithioato-.kappa.S,.kappa.S']-, (T-4)- | 76133 | 43749
Ethanimidic acid, ethyl ester | 76125 | 43750
Thiourea, N-(hydroxymethyl)- | 76117 | 43751
Urea, N-(hydroxymethyl)- | 76109 | 43752
Silanamine, N,N'-methanetetraylbis[1,1,1-trimethyl- | 76091 | 43753
Sulfuric acid, monobutyl ester, sodium salt (1:1) | 76083 | 43754
Sulfuric acid, monopropyl ester, sodium salt (1:1) | 76075 | 43755
Silane, butylchlorodimethyl- | 76067 | 43756
Tetrasiloxane, 1,1,3,3,5,5,7,7-octamethyl- | 76059 | 43757
Silanamine, 1,1,1-trimethyl-N-(trimethylsilyl)- | 76042 | 43758
Propanamide, 3,3'-dithiobis[N-methyl- | 76026 | 43759
Octane, 3-bromo- | 76018 | 43760
2-Propenoic acid, 2-propen-1-yl ester | 75994 | 43761
Butanoic acid, (2Z)-3,7-dimethyl-2,6-octadien-1-yl ester | 75986 | 43762
Octane, 4-chloro- | 75960 | 43763
Octane, 4-bromo- | 75952 | 43764
Phosphine, tributyl- | 75937 | 43765
Silane, triethoxy- | 75929 | 43766
Aluminum, tetrakis(2-methylpropyl)-.mu.-oxodi- | 75903 | 43767
Octanamide, N,N-diethyl- | 75887 | 43768
1,1,2,2-Ethenetetramine, N1,N1,N1',N1',N2,N2,N2',N2'-octamethyl- | 75879 | 43769
Silanamine, 1,1,1-trimethyl-N-(trimethylsilyl)-N-(trimethylstannyl)- | 75853 | 43770
2-Propanamine, N,N-dimethyl- | 75846 | 43771
Ytterbium, [.mu.-[ethanedioato(2-)-.kappa.O1,.kappa.O2':.kappa.O1',.kappa.O2]]bis[ethanedioato(2-)-.kappa.O1,.kappa.O2]di- | 75838 | 43772
Terbium, [.mu.-[ethanedioato(2-)-.kappa.O1,.kappa.O2':.kappa.O1',.kappa.O2]]bis[ethanedioato(2-)-.kappa.O1,.kappa.O2]di- | 75820 | 43773
Propanoic acid, 2-hydroxy-, potassium salt (1:1) | 75812 | 43774
Propanoic acid, 2-methyl-, sodium salt (1:1) | 75804 | 43775
Acetic acid, 2-hydroxy-, calcium salt (2:1) | 75796 | 43776
Hydrazinecarboximidamide, sulfate (2:1) | 75788 | 43777
Silane, tributylchloro- | 75762 | 43778
Silane, chlorotripropyl- | 75747 | 43779
Silane, tetrabutyl- | 75739 | 43780
Disiloxane, 1,1,1,3,3,3-hexaethyl- | 75713 | 43781
1,2,3-Propanetricarboxylic acid, 2-hydroxy-, sodium salt (1:?) | 75705 | 43782
Silane, chlorotriethyl- | 75697 | 43783
Silane, chlorodimethoxymethyl- | 75671 | 43784
Butane, 2-methoxy-2-methyl- | 75663 | 43785
Phosphonothioic dichloride, P-ethyl- | 75655 | 43786
1-Butanaminium, N,N,N-tributyl-, azide (1:1) | 75648 | 43787
Silane, trimethyl- | 75622 | 43788
Formic acid, thallium(1+) salt (1:1) | 75614 | 43789
Silane, methyl- | 75606 | 43790
Methanol, titanium(4+) salt (4:1) | 75598 | 43791
2H,3H-Cyclopenta[d']naphtho[1,8-bc:2,3-b']difuran-6-acetic acid, 3-(acetyloxy)-8-(3-furanyl)-2a,4,5,5a,6,6a,8,9,9a,10a,10b,10c-dodecahydro-2a,5a,6a,7-tetramethyl-5-[[(2E)-2-methyl-1-oxo-2-butenyl]oxy]-, methyl ester, (2aR,3R,5S,5aR,6R,6aR,8R,9aR,10aS,10bR,10cR)- | 75572 | 43792
Phenol, 4-[[4,6-bis(octylthio)-1,3,5-triazin-2-yl]amino]-2,6-bis(1,1-dimethylethyl)- | 75564 | 43793
Naphtho[1,2-d]thiazolium, 1-ethyl-2-[3-(1-ethylnaphtho[1,2-d]thiazol-2(1H)-ylidene)-2-methyl-1-propen-1-yl]-, chloride (1:1) | 75549 | 43794
Benzoselenazolium, 3-ethyl-2-[5-(3-ethyl-2(3H)-benzoselenazolylidene)-1,3-pentadien-1-yl]-, ethyl sulfate (1:1) | 75523 | 43795
Isoquinoline, 1-[(3,4-diethoxyphenyl)methyl]-6,7-diethoxy-, hydrochloride (1:1) | 75507 | 43796
2-Pyridinepropanamine, .gamma.-(4-bromophenyl)-N,N-dimethyl-, (2Z)-2-butenedioate (1:1) | 75481 | 43797
Quino[2,3-b]acridine-7,14-dione, 5,12-dihydro-2,9-dimethyl- | 75473 | 43798
Quinolinium, 1-ethyl-2-[(1-ethyl-2(1H)-quinolinylidene)methyl]-, iodide (1:1) | 75457 | 43799
3H-Xanthen-3-one, 2,6,7-trihydroxy-9-phenyl- | 75432 | 43800
Benzenesulfonamide, 4-acetyl-N-[(cyclohexylamino)carbonyl]- | 75416 | 43801
Benzenemethanaminium, N-decyl-N,N-dimethyl-, chloride (1:1) | 75390 | 43802
Benzeneacetic acid, .alpha.-[(3-ethoxy-1-methyl-3-oxo-1-propen-1-yl)amino]-, potassium salt (1:1), (.alpha.R)- | 75382 | 43803
Guanosine, 2'-deoxy- | 75358 | 43804
Borane, triphenyl- | 75341 | 43805
Benzenemethanaminium, N,N-dimethyl-N-octyl-, chloride (1:1) | 75325 | 43806
Benzaldehyde, 2-hydroxy-, 2-[(2-hydroxyphenyl)methylene]hydrazone | 75309 | 43807
2-Butene-1,4-dione, 1,4-diphenyl-, (2E)- | 75291 | 43808
Benzoic acid, 4-nitrophenyl ester | 75275 | 43809
Benzeneacetamide, N,N-dimethyl-.alpha.-phenyl- | 75259 | 43810
2,5-Cyclohexadien-1-one, 2,6-dichloro-4-[(4-hydroxyphenyl)imino]- | 75234 | 43811
1-Propanol, 2-methyl-2-(propylamino)-, 1-benzoate, hydrochloride (1:1) | 75226 | 43812
Benzoic acid, 2-hydroxy-3,5-dinitro-, hydrazide | 75200 | 43813
Methanone, phenyl(2,4,6-trimethylphenyl)- | 75184 | 43814
Benzenesulfonic acid, 4-methyl-, cyclohexyl ester | 75176 | 43815
2-Propenoic acid, 3-(4-nitrophenyl)-, ethyl ester | 75168 | 43816
Benzoic acid, 2-(acetylamino)-4-nitro- | 75150 | 43817
Uridine, 2'-deoxy- | 75143 | 43818
Cytidine, 2'-deoxy- | 75135 | 43819
Phosphorodithioic acid, S-[(5-methoxy-2-oxo-1,3,4-thiadiazol-3(2H)-yl)methyl] O,O-dimethyl ester | 75127 | 43820
Cyclododecane, 1,1-dimethoxy- | 75119 | 43821
Phosphoramidic acid, N-(4-methyl-1,3-dithiolan-2-ylidene)-, diethyl ester | 75101 | 43822
L-Tyrosine, ethyl ester | 75093 | 43823
1,3,5-Triazine, 2-methyl-4,6-bis(trichloromethyl)- | 75085 | 43824
Phenol, 2-octyl- | 75077 | 43825
1H-Indole, 2-phenyl- | 75069 | 43826
Benzene, 1,2,4-tris(1-methylethyl)- | 75051 | 43827
2-Naphthalenecarboxylic acid, 1-hydroxy-, methyl ester | 75044 | 43828
Silanediol, 1,1-diphenyl- | 75036 | 43829
Azacyclotridecan-2-one | 75010 | 43830
Phosphoramidic acid, N-1,3-dithiolan-2-ylidene-, diethyl ester | 75002 | 43831
Benzene, 1,1'-sulfinylbis- | 74989 | 43832
Phosphonodithioic acid, ethyl-, O-ethyl S-phenyl ester | 74971 | 43833
3-Buten-2-one, 4-(4-methoxyphenyl)- | 74955 | 43834
Ethanone, 1-[4-(1,1-dimethylethyl)phenyl]- | 74948 | 43835
1-Hexanone, 1-phenyl- | 74922 | 43836
Ethanone, 1-(1-naphthalenyl)- | 74906 | 43837
1H-Pyrrole-2,5-dione, 1-phenyl- | 74898 | 43838
1,3-Dioxolane-2-propanoic acid, 2-methyl-, ethyl ester | 74872 | 43839
1,4-Dioxaspiro[4.5]decane, 7,7,9-trimethyl- | 74864 | 43840
Benzene, [2-(trichlorosilyl)ethyl]- | 74849 | 43841
Propanoic acid, 2-phenoxy- | 74831 | 43842
Benzoic acid, 1-methylethyl ester | 74815 | 43843
Naphthalene, 2-ethyl- | 74807 | 43844
1H-Imidazole, 4,5-dihydro-5-methyl-2-phenyl- | 74781 | 43845
Benzamide, 2-ethoxy- | 74773 | 43846
1,3-Dioxolane, 2-hexyl-2-methyl- | 74757 | 43847
2-Propenoic acid, phenyl ester | 74740 | 43848
Ethanone, 1-(4-ethylphenyl)- | 74724 | 43849
Benzenecarboperoxoic acid, 3-chloro- | 74716 | 43850
1-Propanone, 3-chloro-1-phenyl- | 74690 | 43851
Morpholine, 4-(1-cyclopenten-1-yl)- | 74682 | 43852
Benzoic acid, 2-hydroxy-, hydrazide | 74666 | 43853
Phenol, 2,3,5,6-tetrachloro- | 74658 | 43854
1,3-Isobenzofurandione, 3a,4,7,7a-tetrahydro-, (3aR,7aS)-rel- | 74633 | 43855
Benzene, (1-methoxy-1-methylethyl)- | 74625 | 43856
Benzene, 4-ethyl-1,2-dimethyl- | 74609 | 43857
Benzene, 1-chloro-4-(methylsulfinyl)- | 74583 | 43858
Cyclopentanone, 2-butyl- | 74575 | 43859
1H-Benzimidazol-2-amine | 74559 | 43860
Benzene, 1-ethyl-2,3-dimethyl- | 74542 | 43861
Phenol, 2,3,5-trichloro- | 74526 | 43862
Phenol, 2,3,6-trichloro- | 74518 | 43863
Cyclohexanol, 3,3,5-trimethyl-, (1R,5R)-rel- | 74492 | 43864
Cyclohexene, 3,5,5-trimethyl- | 74484 | 43865
Benzaldehyde, oxime | 74476 | 43866
Benzoic acid, cobalt(2+) salt (2:1) | 74468 | 43867
2,4(1H,3H)-Pyrimidinedione, 5-amino- | 74450 | 43868
2-Imidazolidinethione, 1-(2-hydroxyethyl)- | 74443 | 43869
Ethanone, 1-(1-methyl-1H-pyrrol-2-yl)- | 74435 | 43870
Cyclohexanecarbonitrile, 1-hydroxy- | 74427 | 43871
Cyclooctene | 74419 | 43872
1,4-Cyclohexanediol, cis- | 74401 | 43873
Magnesium, chlorocyclohexyl- | 74393 | 43874
1H-Imidazole, 2-ethyl-5-methyl- | 74385 | 43875
1H-Imidazole, 2-ethyl-4,5-dihydro-5-methyl- | 74377 | 43876
2-Piperidinone, 1-methyl- | 74369 | 43877
Pyridine, 2-methyl-, 1-oxide | 74351 | 43878
Lithium, bicyclo[2.2.1]hept-1-yl- | 74344 | 43879
Pyridinium, 1-methyl-, iodide (1:1) | 74336 | 43880
Benzenethiol, sodium salt (1:1) | 74328 | 43881
2-Cyclohexen-1-one | 74310 | 43882
1H-Imidazole, 4,5-dihydro-2,5-dimethyl- | 74302 | 43883
Pyrrolidine, 1-nitroso- | 74294 | 43884
Oxirane, 2-(methoxymethyl)- | 74286 | 43885
Cyclopentane, chloro- | 74278 | 43886
Oxirane, 2-ethenyl- | 74260 | 43887
3,6,9,12-Tetraoxapentacosan-1-ol | 74252 | 43888
Octadecane, 1-(ethenyloxy)- | 74245 | 43889
1-Dodecanamine, hydrochloride (1:1) | 74229 | 43890
Ethanamine, 2,2'-[1,2-ethanediylbis(oxy)]bis- | 74211 | 43891
Ethanol, 2-(2-aminoethoxy)- | 74203 | 43892
3-Hexen-1-ol, (3Z)- | 74187 | 43893
2-Hexen-1-ol, (2E)- | 74179 | 43894
4-Hexen-1-ol, (4E)- | 74153 | 43895
4-Hexen-1-ol, (4Z)- | 74146 | 43896
1-Hexene, 6-chloro- | 74138 | 43897
Glycine, N-(carboxymethyl)-, sodium salt (1:2) | 74112 | 43898
Carbonodithioic acid, O-(3-methylbutyl) ester, potassium salt (1:1) | 74104 | 43899
2-Heptanone, 6-methyl- | 74096 | 43900
1-Butanol, 4-chloro- | 74070 | 43901
2-Butynedioic acid, potassium salt (1:1) | 74062 | 43902
1-Butene, 4-chloro- | 74047 | 43903
Ethanol, 2-bromo-, 1-acetate | 74039 | 43904
Butanamide, 4-hydroxy- | 74013 | 43905
Butanoyl chloride, 4-bromo- | 74005 | 43906
1,2,3-Propanetriol, 1-(dihydrogen phosphate), magnesium salt (1:1) | 73981 | 43907
1,3-Propanediol, 2-(octadecyloxy)- | 73973 | 43908
Heptane, 3,5-dimethyl- | 73957 | 43909
Propanedioic acid, potassium salt (1:1) | 73940 | 43910
2-Butene, 1,3-dichloro- | 73924 | 43911
1,3-Pentadiene, 4-methyl- | 73916 | 43912
2-Propanol, 1-amino-, 2-(hydrogen sulfate) | 73890 | 43913
Methanesulfonic acid, 1-methylethyl ester | 73882 | 43914
Magnesium, bromoethyl- | 73866 | 43915
Decanedioic acid, 1,10-dihydrazide | 73858 | 43916
2-Propenoic acid, propyl ester | 73833 | 43917
2-Butenedioic acid (2Z)-, 1-butyl ester | 73825 | 43918
Butanedioic acid, 1,4-bis(2-methylpropyl) ester | 73809 | 43919
2-Butenedioic acid (2Z)-, 1-(2-methylpropyl) ester | 73791 | 43920
Butanedioic acid, 1,4-bis(1-methylethyl) ester | 73775 | 43921
2-Butenedioic acid (2Z)-, 1-(1-methylethyl) ester | 73767 | 43922
Butanoic acid, 4-amino-3-hydroxy- | 73742 | 43923
Acetic acid, 2-oxo-, ethyl ester | 73734 | 43924
2-Propenamide, N-(hydroxymethyl)- | 73718 | 43925
1-Butanamine, N-butyl-N-nitroso- | 73700 | 43926
Indium, triethyl- | 73684 | 43927
2-Propenoic acid, 2-methyl-, 2-hydroxypropyl ester | 73676 | 43928
Butanedioic acid, 2-sulfo-, 1,4-dipentyl ester, sodium salt (1:1) | 73650 | 43929
Acetic acid, 2-oxo-, methyl ester | 73643 | 43930
2-Pentene, 3-methyl-, (2Z)- | 73635 | 43931
Butanedioic acid, 2,3-dihydroxy- (2R,3R)-, potassium salt (1:2) | 73627 | 43932
2,4-Pentanediol, 3-(hydroxymethyl)- | 73619 | 43933
Silanamine, N,1,1,1-tetramethyl-N-(trimethylsilyl)- | 73601 | 43934
2-Propanol, 1,1,1,3,3,3-hexafluoro- | 73593 | 43935
2-Propenoyl chloride, 2-methyl- | 73585 | 43936
2-Propenenitrile, 2-chloro- | 73577 | 43937
Butane, 2-ethoxy-2-methyl- | 73569 | 43938
Phosphorothioic acid, S-[2-(ethylthio)ethyl] O,O-dimethyl ester | 73551 | 43939
1-Butanol, 3-methyl-, 1,1',1''-phosphate | 73544 | 43940
Propanenitrile, 3-(triethoxysilyl)- | 73536 | 43941
1-Propanamine, 3-(triethoxysilyl)- | 73528 | 43942
1,2,3-Propanetricarboxylic acid, 2-hydroxy-, lithium salt (1:3) | 73510 | 43943
1-Penten-3-ol, 3-methyl- | 73502 | 43944
1-Propanol, 2,2-dinitro- | 73494 | 43945
Ethane, 1,1,1,2,2,2-hexanitro- | 73486 | 43946
Ethanesulfonic acid, 1-hydroxy-, sodium salt (1:1) | 73478 | 43947
2-Propanamine, N,N,2-trimethyl- | 73460 | 43948
Propanal, 2-chloro-2-methyl- | 73452 | 43949
Acetic acid, lanthanum(3+) salt (3:1) | 73445 | 43950
Acetic acid, cobalt(3+) salt (3:1) | 73437 | 43951
Aluminum, dichloromethyl- | 73429 | 43952
Cyanic acid, sodium salt (1:1) | 73403 | 43953
Ethanol, potassium salt (1:1) | 73395 | 43954
Lithium, methyl- | 73387 | 43955
21H,23H-Porphine, 5,10,15,20-tetraphenyl- | 73379 | 43956
Cholest-5-ene, 3-chloro-, (3.beta.)- | 73346 | 43957
1,8-Anthracenedisulfonic acid, 9,10-dihydro-9,10-dioxo-, sodium salt (1:2) | 73320 | 43958
Ethanol, 2,2'-[(1-methylethylidene)bis(4,1-phenyleneoxy)]bis- | 73304 | 43959
Benzenamine, N,N-dimethyl-4-[2-(4-quinolinyl)ethenyl]- | 73288 | 43960
Phosphonium, ethyltriphenyl-, chloride (1:1) | 73270 | 43961
1,3-Butanedione, 4,4,4-trifluoro-1-(2-naphthalenyl)- | 73254 | 43962
Phenol, 4-[(dimethylamino)methyl]-2,6-bis(1,1-dimethylethyl)-, hydrochloride (1:1) | 73247 | 43963
Benzoic acid, 3-amino-, ethyl ester, methanesulfonate (1:1) | 73221 | 43964
Benzene, 1,1'-(1,3-butadiyne-1,4-diyl)bis- | 73205 | 43965
1,3,5-Triazine-2,4-diamine, N-(1,1-dimethylethyl)-N'-ethyl-6-(methylthio)- | 73189 | 43966
Acetamide, N-(4-ethoxy-2-nitrophenyl)- | 73171 | 43967
1,3,2-Dioxaphosphorinane, 5,5-dimethyl-2-phenoxy-, 2-oxide | 73155 | 43968
2-Naphthalenecarboxylic acid, 3-methoxy- | 73130 | 43969
Phenanthrene, 9-methyl- | 73122 | 43970
Pyridinium, 1,1'-(1,2-ethanediyl)bis-, bromide (1:2) | 73106 | 43971
1-Aziridineethanol | 77511 | 43972
1,3-Dioxolane, 4-methyl- | 77503 | 43973
Thiirane, 2-methyl- | 77495 | 43974
Octadecanoic acid, lead(2+) salt (2:1) | 77487 | 43975
Sulfuric acid, monononyl ester, sodium salt (1:1) | 77479 | 43976
Silane, hexyl- | 77461 | 43977
Ethanol, 2-(ethylamino)-, 1-(hydrogen sulfate) | 77453 | 43978
Hexanedioic acid, 1,6-dihydrazide | 77446 | 43979
Glycine, N-(phosphonomethyl)- | 77438 | 43980
1-Butanol, zirconium(4+) salt (4:1) | 77420 | 43981
Butanenitrile, 4-(trichlorosilyl)- | 77404 | 43982
Heptane, 2,2-dimethyl- | 77396 | 43983
Propanenitrile, 3-(trichlorosilyl)- | 77370 | 43984
Propanenitrile, 3-(dichloromethylsilyl)- | 77362 | 43985
Silanamine, 1,1,1-trimethyl-N-(trimethylsilyl)-, sodium salt (1:1) | 77347 | 43986
Propane, 1,1,1,3-tetrachloro- | 77321 | 43987
2-Propenoic acid, 1,1'-(1,4-butanediyl) ester | 77313 | 43988
Butanedioic acid, 1-ethyl ester | 77297 | 43989
Carbonazidic acid, 1,1-dimethylethyl ester | 77289 | 43990
Phosphoric acid, mono(2-ethylhexyl) ester | 77263 | 43991
1-Decanamine, N,N-didecyl- | 77255 | 43992
2-Butenedioic acid (2Z)-, compd. with N,N-diethylethanamine (1:1) | 77230 | 43993
2-Propenoic acid, 2-cyano-, 2-methylpropyl ester | 77222 | 43994
Propanedioic acid, 2-(acetylamino)-, 1,3-diethyl ester | 77206 | 43995
2-Propenoic acid, 2-methyl-, lead(2+) salt (2:1) | 77198 | 43996
Acetic acid, hydrazide | 77180 | 43997
Peroxide, 1,1'-(1,1,4,4-tetramethyl-2-butyne-1,4-diyl)bis[2-(1,1-dimethylethyl) | 77164 | 43998
Butanenitrile, 4-(diethoxymethylsilyl)- | 77156 | 43999
Silane, butyltrimethoxy- | 77131 | 44000
Stannane, dibutyldimethoxy- | 77123 | 44001
Butanenitrile, 4-(triethoxysilyl)- | 77107 | 44002
Germane, tetrabutyl- | 77081 | 44003
Acetic acid, 1,1'-(dibutylstannylene) ester | 77073 | 44004
Silane, trimethoxypropyl- | 77057 | 44005
Plumbane, chlorotriethyl- | 77040 | 44006
Methanol, 1,1',1''-phosphinylidynetris- | 77032 | 44007
Silane, ethynyltrimethyl- | 77016 | 44008
Silanediol, 1,1-dimethyl- | 76992 | 44009
Silanol, 1,1,1-trimethyl- | 76984 | 44010
Silane, chlorodimethyl- | 76976 | 44011
Acetic acid, chromium(3+) salt (3:1) | 76950 | 44012
Cyclotetrasilane, 1,1,2,2,3,3,4,4-octaphenyl- | 76935 | 44013
2,7-Naphthalenedisulfonic acid, 4-amino-5-hydroxy-3-[2-(4-nitrophenyl)diazenyl]-6-(2-phenyldiazenyl)-, sodium salt (1:2) | 76927 | 44014
Cholest-5-en-3-ol (3.beta.)-, hexanoate | 76901 | 44015
1,2,4-Triazine, 5,6-diphenyl-3-(4-phenyl-2-pyridinyl)- | 76885 | 44016
Benzene, 1,1',1'',1'''-silanetetrayltetrakis- | 76869 | 44017
Quino[2,3-b]acridine-7,14-dione, 5,12-dihydro- | 76844 | 44018
Ethanone, 2-(1-methylnaphtho[1,2-d]thiazol-2(1H)-ylidene)-1-phenyl- | 76828 | 44019
Benzoxazole, 2,2'-(1,2-ethenediyl)bis[5-methyl- | 76810 | 44020
[1,1'-Biphenyl]-4,4'-diamine, 2,2',3,3',5,5',6,6'-octafluoro- | 76794 | 44021
Phosphorane, dibromotriphenyl- | 76778 | 44022
Benzoic acid, 3,4,5-trihydroxy-, octyl ester | 76760 | 44023
4(3H)-Quinazolinone, 2-(3,5-dichloro-2-hydroxyphenyl)- | 76752 | 44024
Benzaldehyde, 4-(acetyloxy)-3-methoxy- | 73080 | 44025
Naphthalene, 2-methyl-1-nitro- | 73072 | 44026
Piperidine, 1,1'-methylenebis- | 73056 | 44027
Phenol, 4-(1,1-dimethylethyl)-2,6-dimethyl- | 73049 | 44028
Phenol, 2-methoxy-4-methyl-, 1-acetate | 73023 | 44029
1,4-Benzenediol, compd. with piperazine (1:1) | 73007 | 44030
Benzaldehyde, 4-(acetyloxy)- | 72991 | 44031
Benzenemethanol, 4-(1,1-dimethylethyl)- | 72983 | 44032
Quinoline, 2,6-dimethyl- | 72975 | 44033
Phenol, 2,6-dimethyl-, 1-acetate | 72959 | 44034
Benzenamine, 4-bromo-2-nitro- | 72934 | 44035
Benzonitrile, 4-methoxy- | 72926 | 44036
Benzoyl chloride, 4-methyl- | 72900 | 44037
Benzaldehyde, 2,4-dichloro- | 72892 | 44038
1H-Indene, 2,3-dihydro-5-methyl- | 72876 | 44039
Cyclohexanone, 2-acetyl- | 72868 | 44040
1H-Indazol-3-amine | 72843 | 44041
1,3,2-Dioxaphosphorinane, 2,5,5-trimethyl-, 2-oxide | 72835 | 44042
Cyclohexanone, 3,3,5-trimethyl- | 72827 | 44043
2,4(1H,3H)-Pyrimidinedione, 6-amino- | 72819 | 44044
Benzonitrile, 4-amino- | 72801 | 44045
4-Morpholinecarbodithioic acid, sodium salt (1:1) | 72793 | 44046
Benzenesulfinic acid, sodium salt (1:1) | 72785 | 44047
Benzonitrile, 2-chloro- | 72777 | 44048
Thiophene, tetrahydro-3-methyl-, 1,1-dioxide | 72769 | 44049
4-Pyridinecarboxaldehyde | 72751 | 44050
2-Pyrrolidinone, 1-methyl- | 72744 | 44051
2H-Imidazole-2-thione, 1,3-dihydro- | 72736 | 44052
Thiophene, 3-bromo- | 72728 | 44053
1-Nonene, 9-chloro- | 72710 | 44054
1-Decene | 72702 | 44055
Silane, octyl- | 72694 | 44056
7-Octyn-1-ol | 72686 | 44057
1,7-Octadiyne | 72678 | 44058
Ethanamine, 2,2'-thiobis- | 72660 | 44059
Carbamodithioic acid, N,N'-1,6-hexanediylbis-, sodium salt (1:2) | 72652 | 44060
Silane, trichloroheptyl- | 72645 | 44061
Aluminum, diethylhydro- | 72629 | 44062
Methanesulfonic acid, 1-hydroxy-, sodium salt (1:1) | 72603 | 44063
2-Butene, 1-bromo-3-methyl- | 72595 | 44064
Ethanamine, 2-chloro-, hydrochloride (1:1) | 72579 | 44065
2-Propene-1-thiol | 72561 | 44066
Stannane, dioctyloxo- | 72553 | 44067
Ethanamine, 2-chloro-N,N-diethyl-, hydrochloride (1:1) | 72538 | 44068
Phosphonic acid, dimethyl ester | 72520 | 44069
2-Propenoic acid, 2-methyl-, 2-hydroxyethyl ester | 72504 | 44070
2-Propenamide, N,N'-(1,2-dihydroxy-1,2-ethanediyl)bis- | 72496 | 44071
Butanoic acid, 2-methyl-, methyl ester | 72470 | 44072
Butanedioic acid, 2,3-dihydroxy- (2R,3R)-, strontium salt (1:1) | 72462 | 44073
Butanedioic acid, 2,3-dihydroxy- (2R,3R)-, sodium salt (1:2) | 72454 | 44074
.beta.-Alanine, N-[(2R)-2,4-dihydroxy-3,3-dimethyl-1-oxobutyl]-, sodium salt (1:1) | 72439 | 44075
Yttrium, [.mu.-[ethanedioato(2-)-.kappa.O1,.kappa.O2':.kappa.O1',.kappa.O2]]bis[ethanedioato(2-)-.kappa.O1,.kappa.O2]di- | 72421 | 44076
Gadolinium, [.mu.-[ethanedioato(2-)-.kappa.O1,.kappa.O2':.kappa.O1',.kappa.O2]]bis[ethanedioato(2-)-.kappa.O1,.kappa.O2]di- | 72413 | 44077
Erbium, [.mu.-[ethanedioato(2-)-.kappa.O1,.kappa.O2':.kappa.O1',.kappa.O2]]bis[ethanedioato(2-)-.kappa.O1,.kappa.O2]di- | 72405 | 44078
Dysprosium, [.mu.-[ethanedioato(2-)-.kappa.O1,.kappa.O2':.kappa.O1',.kappa.O2]]bis[ethanedioato(2-)-.kappa.O1,.kappa.O2]di- | 72397 | 44079
Propanoic acid, 2-hydroxy-, sodium salt (1:1), (2S)- | 72389 | 44080
Propanoic acid, 2-hydroxy-, lithium salt (1:1) | 72371 | 44081
Acetic acid, 2-(diethoxyphosphinyl)-, ethyl ester | 72355 | 44082
Butanedioic acid, 2,3-dihydroxy- (2R,3R)-, aluminum salt (3:2) | 70904 | 44083
3-Pentanone, 2,2,4,4-tetramethyl- | 70888 | 44084
Butanoic acid, 3,3-dimethyl-2-oxo- | 70870 | 44085
Disilane, 1,1,2,2-tetramethyl- | 70854 | 44086
Ethanedioic acid, strontium salt (1:1) | 70847 | 44087
Ethanedioic acid, tin(2+) salt (1:1) | 70839 | 44088
Copper, [ethanedioato(2-)-.kappa.O1,.kappa.O2]- | 70813 | 44089
Ethanedioic acid, cobalt(2+) salt (1:1) | 70805 | 44090
3-Buten-2-one, 3-methyl- | 70789 | 44091
2-Butanone, 3-bromo- | 70771 | 44092
Disilane, 1,1,2-trimethyl- | 70763 | 44093
2-Propenoyl chloride | 70748 | 44094
1,2-Propanedithiol | 70730 | 44095
Phosphine oxide, tributyl- | 70714 | 44096
1,2,3-Propanetricarboxylic acid, 2-hydroxy-, calcium salt (2:3) | 70706 | 44097
Phosphoric acid, dimethyl ester | 70698 | 44098
1,3-Propanediol, 2-methyl-2-(1-methylpropyl)- | 70680 | 44099
Ethane, 1,1-dichloro-1,2,2-trifluoro- | 70664 | 44100
Phosphoric acid, monomethyl ester | 70649 | 44101
Methan-d3-ol-d | 70631 | 44102
Ethane, 1,1,1,2-tetrafluoro- | 70623 | 44103
Formic acid, lead(2+) salt (2:1) | 70607 | 44104
Cinchonan-9-ol, 6'-methoxy-, (8.alpha.,9R)-, sulfate (2:1) | 70581 | 44105
1,4-Benzenediamine, N1-(1,3-dimethylbutyl)-N4-phenyl- | 70565 | 44106
Silanol, 1,1,1-triphenyl- | 70540 | 44107
Phosphine oxide, triphenyl- | 70532 | 44108
Benzene, 1-chloro-2-[2,2,2-trichloro-1-(4-chlorophenyl)ethyl]- | 70516 | 44109
Benzoic acid, 2-benzoylhydrazide | 70490 | 44110
Hydrazine, 1,2-bis(2-methoxyphenyl)- | 70482 | 44111
1,4-Cyclohexanedicarboxylic acid, 2,5-dioxo-, 1,4-diethyl ester | 70466 | 44112
Benzamide, 4-amino-N-(4-aminophenyl)- | 70441 | 44113
Hydrazine, 1,2-bis(2-chlorophenyl)- | 70425 | 44114
2-Propanone, 1,1-diphenyl- | 70417 | 44115
Benzene, (triethoxysilyl)- | 70409 | 44116
Benzenemethanamine, N-(phenylmethylene)- | 70391 | 44117
Phenol, 3-(1,1-dimethylethyl)-, 1-(N-methylcarbamate) | 70383 | 44118
2-Propenoic acid, 3-[3-(trifluoromethyl)phenyl]- | 70375 | 44119
Anthracene, 9-methyl- | 70367 | 44120
Benzenesulfonic acid, 4-methyl-, butyl ester | 70359 | 44121
Silanol, 1-methyl-1,1-diphenyl- | 70342 | 44122
Phosphorodichloridic acid, 4-nitrophenyl ester | 70334 | 44123
Benzene, 1-chloro-4-nitro-2-(trifluoromethyl)- | 70326 | 44124
1,3-Dioxane, 5,5-dimethyl-2-phenyl- | 70318 | 44125
Benzene, 1,1'-(methylsilylene)bis- | 70300 | 44126
Benzene, 1,1'-(bromomethylene)bis- | 70292 | 44127
Imidazo[4,5-d]imidazole-2,5(1H,3H)-dione, 1,3,4,6-tetrachlorotetrahydro- | 70284 | 44128
Benzene, (diethoxymethylsilyl)- | 70276 | 44129
Benzene, 1,1'-silylenebis- | 70268 | 44130
Ethanone, 1-(5,6,7,8-tetrahydro-2-naphthalenyl)- | 70250 | 44131
1,3-Dioxane, 4-methyl-2-phenyl- | 70235 | 44132
Benzonitrile, 2,3,4,5,6-pentafluoro- | 70227 | 44133
2,4,8,10-Tetraoxaspiro[5.5]undecane, 3,9-dimethyl- | 70201 | 44134
Pyrylium, 2,4,6-trimethyl-, tetrafluoroborate(1-) (1:1) | 70193 | 44135
Benzene, [2-(dichloromethylsilyl)ethyl]- | 70185 | 44136
Quinoline, 2-ethenyl- | 70169 | 44137
1,3-Dioxane, 2-phenyl- | 70151 | 44138
2,3-Naphthalenediamine | 70136 | 44139
Phenol, 2,3,4,5,6-pentafluoro- | 70128 | 44140
Benzene, 1,2,3,4,5-pentafluoro-6-methyl- | 70102 | 44141
Cyclobutane, 2-chloro-1,1,2-trifluoro-3-(trichlorosilyl)- | 70086 | 44142
2-Propanol, 1-phenoxy- | 70078 | 44143
Benzene, [(trichlorosilyl)methyl]- | 70052 | 44144
Benzene, [(trimethylsilyl)methyl]- | 70045 | 44145
2,4,6(1H,3H,5H)-Pyrimidinetrione, 1,3-dimethyl- | 70029 | 44146
Benzenamine, N,N,2,6-tetramethyl- | 70011 | 44147
Piperidine, 2,2,6,6-tetramethyl- | 69997 | 44148
2-Propanone, 1-(1-cyclohexen-1-yl)- | 69971 | 44149
Benzene, (2-methyl-1-propen-1-yl)- | 69963 | 44150
Benzene, (trimethylsilyl)- | 69948 | 44151
Quinoline, decahydro-, (4aR,8aS)-rel- | 69930 | 44152
Cyclohexanol, 3,3,5-trimethyl-, (1R,5S)-rel- | 69914 | 44153
1,3,5-Triazine-2(1H)-thione, 4,6-diamino- | 69906 | 44154
2-Pyrimidinamine, 4,6-dimethyl- | 69880 | 44155
Cyclohexanol, 3,3-dimethyl- | 69872 | 44156
Benzonitrile, 4-hydroxy- | 69856 | 44157
Benzene, [(methylthio)methyl]- | 69849 | 44158
Benzene, (dimethylsilyl)- | 69823 | 44159
Cycloheptanone, 2-chloro- | 69815 | 44160
2,5-Furandione, 3,4-dimethyl- | 69799 | 44161
Piperidine, 1-ethyl- | 69781 | 44162
1,2-Cyclohexanedione | 69765 | 44163
1,2-Cyclopentanedione, 3-methyl- | 69757 | 44164
Cyclopropanemethanol, .alpha.-methyl- | 69732 | 44165
Pyrrolidine, 2-methyl- | 69724 | 44166
Cyclopropanamine | 69708 | 44167
Dodecane, 1-(ethenyloxy)- | 69690 | 44168
3,6,9,12-Tetraoxatetradeca-1,13-diene | 69674 | 44169
1-Tetradecyne | 69666 | 44170
Tridecane, 1-bromo- | 69658 | 44171
Decane, 1-(ethenyloxy)- | 69641 | 44172
1-Dodecyne | 69633 | 44173
Ethene, 1,1'-[oxybis(2,1-ethanediyloxy)]bis- | 69625 | 44174
1-Decyne | 69617 | 44175
Nonanoyl chloride | 69609 | 44176
Octanoic acid, potassium salt (1:1) | 69591 | 44177
Propane, 1-(ethenyloxy)- | 69583 | 44178
2-Butenedinitrile, (2E)- | 69575 | 44179
2-Butene, 1,4-dichloro- | 69567 | 44180
2,4-Pentadienal | 69559 | 44181
2-Pentenal | 69542 | 44182
3-Penten-1-ol, (3E)- | 69534 | 44183
2,4-Hexadiene, 2,5-dimethyl- | 69526 | 44184
Propanoic acid, 3-ethoxy-, ethyl ester | 69518 | 44185
Propanamide, 3-mercapto- | 69500 | 44186
3-Buten-1-ol, 3-methyl- | 69492 | 44187
1-Pentene, 2-methyl- | 69484 | 44188
Titanium, dichlorobis(2-propanolato)-, (T-4)- | 69476 | 44189
Formic acid, 1,1-dimethylethyl ester | 69468 | 44190
Silane, trimethyl-2-propen-1-yl- | 69450 | 44191
2-Butynedioic acid, 1,4-dimethyl ester | 69443 | 44192
5,9,13-Pentadecatrien-2-one, 6,10,14-trimethyl- | 69435 | 44193
Peroxide, bis(1-oxononyl) | 69419 | 44194
Peroxide, bis(1-oxodecyl) | 69401 | 44195
Formamide, N,N-dibutyl- | 69385 | 44196
Hexadecane, 1,1-diethoxy- | 69377 | 44197
Sulfamic acid, compd. with N,N-diethylethanamine (1:1) | 69369 | 44198
2-Propenoic acid, 2-methyl-, 1,1'-anhydride | 69344 | 44199
Norvaline | 69328 | 44200
Hexanoyl chloride, 2-ethyl- | 69310 | 44201
1-Butene, 3,4-dichloro- | 69294 | 44202
Pentane, 3-methylene- | 69286 | 44203
Aluminum, bromodiethyl- | 69278 | 44204
Carbamothioic acid, N,N-dipropyl-, S-ethyl ester | 69252 | 44205
Urea, N-ethyl-N-nitroso- | 69245 | 44206
Butanoic acid, 3-methyl-2-oxo- | 69229 | 44207
Propanamide, N,N-dimethyl- | 69211 | 44208
Methanethioamide, N,N-dimethyl- | 69195 | 44209
Tetraphosphoric acid, hexaethyl ester | 69187 | 44210
Phosphorodithioic acid, O,O-dimethyl ester | 69161 | 44211
Phosphonic acid, P-methyl-, dimethyl ester | 69153 | 44212
Propane, 1,1,1,2,2,3,3-heptafluoro-3-iodo- | 69138 | 44213
Silane, ethenyltrimethyl- | 69112 | 44214
Ethanamine, 2,2,2-trifluoro- | 69104 | 44215
Propane, 1-chloro-2,2-dimethyl- | 69096 | 44216
Phosphonium, [3-methyl-5-(2,6,6-trimethyl-1-cyclohexen-1-yl)-2,4-pentadien-1-yl]triphenyl-, sulfate (1:1) | 69070 | 44217
Benzene, 1,1'-oxybis[3-phenoxy- | 69062 | 44218
Cinchonan-9-ol, 6'-methoxy-, (9S)-, sulfate (1:1) | 69054 | 44219
Phosphorodithioic acid, O,O-bis(1-methylethyl) S-[2-[(phenylsulfonyl)amino]ethyl] ester | 69021 | 44220
3H-Naphtho[2,1-b]pyran-2-carboxylic acid, 3-oxo-, ethyl ester | 69005 | 44221
Benzenesulfonamide, 4-methyl-N-(4-nitrophenyl)- | 68999 | 44222
Ethanaminium, N,N,N-triethyl-, 4-methylbenzenesulfonate (1:1) | 68973 | 44223
Phosphorodithioic acid, S-[(1,3-dihydro-1,3-dioxo-2H-isoindol-2-yl)methyl] O,O-dimethyl ester | 68957 | 44224
Benzenamine, 4-[2-(3-nitrophenyl)diazenyl]- | 68932 | 44225
Morpholine, 4,4'-(dithiodicarbonothioyl)bis- | 68924 | 44226
Benzamide, N-(2-nitrophenyl)- | 68908 | 44227
Benzoic acid, 2-(phenoxymethyl)- | 68882 | 44228
9-Anthracenecarboxylic acid | 68874 | 44229
Benzenamine, 4,4'-dithiobis- | 68858 | 44230
Benzenamine, N-cyclohexyl-4-ethoxy- | 68841 | 44231
[1,1'-Biphenyl]-4-carboxylic acid, methyl ester | 68825 | 44232
2,1-Benzisoxazole, 5-chloro-3-phenyl- | 68809 | 44233
Methanone, (2-amino-5-chlorophenyl)phenyl- | 68791 | 44234
2,5-Cyclohexadiene-1,4-dione, 2,6-bis(1,1-dimethylethyl)- | 68775 | 44235
1,4-Benzenediol, 2-(1,1,3,3-tetramethylbutyl)- | 68767 | 44236
Benzenemethanol, .alpha.,.alpha.-bis(trifluoromethyl)- | 68759 | 44237
Benzene, 1,3,5-tris(1-methylethyl)- | 68742 | 44238
1,4-Benzenediol, 2-(1,1-dimethylethyl)-, 4-acetate | 68734 | 44239
1H-Benzimidazole, 2-phenyl- | 68726 | 44240
Naphtho[2,3-c]furan-1,3-dione | 68718 | 44241
2,4,8,10-Tetraoxa-3,9-diphosphaspiro[5.5]undecane, 3,9-dichloro-, 3,9-dioxide | 68700 | 44242
2H-Pyran-2-one, 6-heptyltetrahydro- | 68692 | 44243
Phenol, 3-phenoxy- | 68684 | 44244
Benzene, 1-methyl-2-(phenylmethyl)- | 68676 | 44245
Methanone, cyclohexylphenyl- | 68668 | 44246
Benzenesulfonic acid, 4-amino-2-nitro- | 68650 | 44247
Ethanol, 2-(1-naphthalenyloxy)- | 68643 | 44248
Ethanone, 1-(1-hydroxy-2-naphthalenyl)- | 68635 | 44249
2H-Pyran-2-one, 6-hexyltetrahydro- | 68627 | 44250
Propanamide, N-(3,4-dichlorophenyl)- | 68619 | 44251
Benzene, 1,2-dimethoxy-4-nitro- | 68593 | 44252
Ethanone, 2,2,2-trifluoro-1-(3-fluorophenyl)- | 68585 | 44253
1H-Phosphole, 2,3-dihydro-4-methyl-1-phenyl-, 1-oxide | 68569 | 44254
Benzene, (trimethoxymethyl)- | 68544 | 44255
Cyclopentene, 1,2-dichloro-3,3,4,4,5,5-hexafluoro- | 68536 | 44256
1,5,9-Cyclododecatriene, (1E,5E,9Z)- | 68510 | 44257
2(3H)-Furanone, 5-hexyldihydro- | 68502 | 44258
Benzeneethanol, .alpha.-propyl- | 68486 | 44259
Benzeneethanol, .alpha.-(1-methylethyl)- | 68478 | 44260
Cyclopropanecarboxylic acid, 2,2-dimethyl-3-(2-methyl-1-propen-1-yl)-, (1R,3R)-rel- | 68452 | 44261
Magnesium, bromo-1-naphthalenyl- | 68437 | 44262
3-Pyrrolidinecarboxamide, 2,2,5,5-tetramethyl- | 68429 | 44263
6,10-Dioxaspiro[4.5]decane, 8,8-dimethyl- | 68411 | 44264
2H-1,3-Oxazine-2,4(3H)-dione, 5,5-diethyldihydro- | 68395 | 44265
1,3-Cyclohexanedione, 2,2,5,5-tetramethyl- | 68387 | 44266
Pyridine, 5-butyl-2-methyl- | 68361 | 44267
Acetyl chloride, 2-phenoxy- | 68353 | 44268
Urea, N-(3-hydroxyphenyl)- | 68338 | 44269
Benzeneethanol, .alpha.-ethyl- | 68320 | 44270
Benzene, 1-methyl-4-(trichlorosilyl)- | 68304 | 44271
1,4-Benzenediol, 2,3,5-trimethyl- | 68288 | 44272
Benzene, 1,2,3,4,5-pentamethyl- | 68270 | 44273
2,5-Furandione, 3,3,4,4-tetrafluorodihydro- | 68254 | 44274
2-Butanone, 4-(2-furanyl)- | 68247 | 44275
Disulfide, methyl phenylmethyl | 68221 | 44276
Benzeneethanol, 4-methyl- | 68213 | 44277
2H-Pyran-2-one, tetrahydro-6-propyl- | 68197 | 44278
2(5H)-Furanone, 5-ethyl-3-hydroxy-4-methyl- | 68189 | 44279
Pyrimidine, 5-chloro-2,4,6-trifluoro- | 68163 | 44280
Phenol, 2,3,5-trimethyl- | 68155 | 44281
Boron, (benzenemethanamine)trifluoro-, (T-4)- | 68130 | 44282
Benzene, 1-iodo-4-methoxy- | 68122 | 44283
Benzenamine, N,3-dimethyl- | 68106 | 44284
Pyridine, 4-(1-methylethyl)- | 68098 | 44285
Arsonous dichloride, As-phenyl- | 68072 | 44286
1H-Imidazole, 2-methyl-5-nitro- | 68064 | 44287
1,3-Cyclopentadiene, 1,2,3,4-tetrachloro- | 68049 | 44288
2-Pyridinamine, 4-methyl- | 68023 | 44289
2(3H)-Furanone, 5-ethyldihydro- | 68015 | 44290
2(1H)-Pyridinone, 1-methyl- | 68007 | 44291
1,2-Cyclohexanediamine | 67991 | 44292
Benzene, 1-bromo-2-chloro- | 67983 | 44293
Pyridine, 1-oxide | 67975 | 44294
Benzene, silyl- | 67967 | 44295
Cyclopentanone, 2-chloro- | 67959 | 44296
1H-Imidazole, 2-methyl- | 67942 | 44297
Thiazole, 4-methyl- | 67934 | 44298
Decane, 1,1'-thiobis- | 67926 | 44299
Undecane, 1-bromo- | 67918 | 44300
Pentane, 1,1'-oxybis- | 67900 | 44301
Nonane, 1-bromo- | 67892 | 44302
Decanedioic acid, 1-ethyl ester | 67884 | 44303
2-Decanone | 67876 | 44304
Hexadecanoic acid, ethenyl ester | 67868 | 44305
Propanoic acid, 3,3'-thiobis-, 1,1'-dioctadecyl ester | 67850 | 44306
1-Hexadecanaminium, N-(carboxymethyl)-N,N-dimethyl-, inner salt | 67843 | 44307
Magnesium, bromopentyl- | 67835 | 44308
Dodecanedioic acid | 67827 | 44309
Ethanol, 2,2'-oxybis-, 1,1'-dinitrate | 67819 | 44310
2-Octanamine | 67801 | 44311
2-Propanamine, N,N'-methanetetraylbis- | 67793 | 44312
Formamide, N-(2-hydroxyethyl)- | 67777 | 44313
Propanenitrile, 3-(methylamino)- | 67769 | 44314
10-Undecenoic acid, ethyl ester | 67744 | 44315
2-Butyne, 1,1,1,4,4,4-hexafluoro- | 67736 | 44316
Urea, N-(1-methylethyl)- | 67710 | 44317
1-Pentene, 4-methyl- | 67702 | 44318
1-Propene, 1,1,3,3,3-pentafluoro- | 67686 | 44319
1-Buten-3-yne | 67678 | 44320
2,4-Hexadienoic acid, methyl ester, (2E,4E)- | 67660 | 44321
5-Undecen-2-one, 6,10-dimethyl- | 67645 | 44322
5-Nonen-2-one, 6,8-dimethyl- | 67637 | 44323
Urea, N-(1-methylpropyl)- | 67611 | 44324
2-Propenoic acid, 2-methyl-, 2-ethylhexyl ester | 67603 | 44325
Boric acid (H3BO3), tributyl ester | 67587 | 44326
Stannane, tributyl- | 67579 | 44327
5-Hepten-2-one, 5,6-dimethyl- | 67553 | 44328
Pentanamide, 2-amino-4-methyl-, (2S)- | 67546 | 44329
1-Tridecanaminium, 1-carboxy-N,N,N-trimethyl-, inner salt | 67520 | 44330
Acetamide, N,N-diethyl- | 67504 | 44331
Propanedioic acid, 2-bromo-, 1,3-diethyl ester | 67496 | 44332
1,3-Butadiene, 1,1,2,3,4,4-hexafluoro- | 67470 | 44333
Urea, N-methyl-N-nitroso- | 67462 | 44334
2-Propanone, 1,1,1,3,3,3-hexafluoro- | 67447 | 44335
Silane, trichloro(1,2-dichloroethyl)- | 67439 | 44336
2-Propanol, sodium salt (1:1) | 67413 | 44337
Ethanimidoyl chloride, N-hydroxy- | 67405 | 44338
Ethane, 2-bromo-1,1-dichloro- | 67397 | 44339
Stannane, dibutyldichloro- | 67389 | 44340
1,3-Propanediol, 2-ethyl-2-[(2-propen-1-yloxy)methyl]- | 67363 | 44341
Butane, 1-(2-propen-1-yloxy)-2,2-bis[(2-propen-1-yloxy)methyl]- | 67348 | 44342
Silicic acid (H4SiO4), tetrapropyl ester | 67330 | 44343
Phosphoric triamide, N,N,N',N',N'',N''-hexamethyl- | 67314 | 44344
2-Propenoic acid, 1,1'-(2,2,3,3,4,4-hexafluoro-1,5-pentanediyl) ester | 67306 | 44345
Pentanedioyl dichloride, 2,2,3,3,4,4-hexafluoro- | 67298 | 44346
Pentane, 1,1,1,2,2,3,3,4,4,5,5,5-dodecafluoro- | 67272 | 44347
2,2-Propanediol, 1,1,3,3-tetrachloro-1,3-difluoro- | 67256 | 44348
Acetyl fluoride, 2,2-difluoro-2-(fluorosulfonyl)- | 67231 | 44349
1-Propene, 3,3,3-trifluoro- | 67223 | 44350
Phosphonic difluoride, P-methyl- | 67215 | 44351
Phosphonic dichloride, P-methyl- | 67207 | 44352
Phosphonous dichloride, P-methyl- | 67199 | 44353
Magnesium, chloromethyl- | 67181 | 44354
Butanedioic acid, potassium salt (1:2) | 67173 | 44355
Boron, (N-butyl-1-butanamine)trifluoro-, (T-4)- | 67165 | 44356
Silane, dichloromethyl(3,3,3-trifluoropropyl)- | 67157 | 44357
2-Piperidinone | 67140 | 44358
1,3,5-Triazine, 2,4,6-trifluoro- | 67132 | 44359
2H-Pyran-2-one, 4-hydroxy-6-methyl- | 67124 | 44360
2H-Pyran-2-one, 4,6-dimethyl- | 67116 | 44361
2-Oxetanone, 4-methylene- | 67108 | 44362
2,4,6-Octatriene, 2,6-dimethyl- | 67090 | 44363
Propanoic acid, 3,3'-thiobis-, 1,1'-diethyl ester | 67082 | 44364
Benzenediazonium, 4-methoxy-, hexafluorophosphate(1-) (1:1) | 67074 | 44365
Benzaldehyde, 2-hydroxy-4-methoxy- | 67066 | 44366
D-Phenylalanine | 67058 | 44367
2,4,6-Cycloheptatrien-1-one, 2-hydroxy-5-(1-methylethyl)- | 67041 | 44368
Benzene, (1-chloroethyl)- | 67033 | 44369
2H-Azepin-2-one, 3-aminohexahydro- | 67025 | 44370
1H-Imidazole, 2-phenyl- | 67017 | 44371
Morpholine, 4-(1-cyclohexen-1-yl)- | 67009 | 44372
2-Naphthalenol, 1,2,3,4,5,6,7,8-octahydro-2,5,5-trimethyl-, (2S)- | 66985 | 44373
Silane, dichlorobis(3,3,3-trifluoropropyl)- | 66969 | 44374
Tricyclo[3.3.1.13,7]decan-1-amine, hydrochloride (1:1) | 66951 | 44375
Butanamide, 2,2,3,3,4,4,4-heptafluoro- | 66936 | 44376
Propane, 1,2-dichloro-1,1,2,3,3,3-hexafluoro- | 66928 | 44377
Cyanate | 66902 | 44378
1-Docosanol | 66894 | 44379
Heptane, 1-fluoro- | 66886 | 44380
Ethanamine, N-ethyl-, hydrochloride (1:1) | 66878 | 44381
Boron, (benzenamine)trifluoro-, (T-4)- | 66852 | 44382
Acetic acid, 2,2-dichloro-, compd. with N-(1-methylethyl)-2-propanamine (1:1) | 66845 | 44383
Phenol, 4,4'-(1,2-ethenediyl)bis- | 66829 | 44384
Acetic acid, 2,2,2-trifluoro-, 4-nitrophenyl ester | 66803 | 44385
Tyrosine, .alpha.-methyl- | 66795 | 44386
L-Lysine, hydrochloride (1:1) | 66779 | 44387
L-Lysine, hydrochloride (1:2) | 66761 | 44388
Ethanone, 2,2,2-trifluoro-1-(4-fluorophenyl)- | 66746 | 44389
Benzoic acid, 2-hydroxy-3,5-diiodo-, lithium salt (1:1) | 66720 | 44390
D-Glucitol, 1,4:3,6-dianhydro- | 66712 | 44391
1-Octanol, 3,3,4,4,5,5,6,6,7,7,8,8,8-tridecafluoro- | 66696 | 44392
Methanesulfonic acid, 1,1,1-trifluoro-, compd. with N,N-diethylethanamine (1:1) | 66688 | 44393
Guanidine, sulfate (1:1) | 66670 | 44394
Nonadecanoic acid | 66654 | 44395
Heptanedinitrile | 66639 | 44396
Octadecanoic acid, 2-methylpropyl ester | 66621 | 44397
1,3-Dioxolane | 66605 | 44398
2-Pentene, (2E)- | 66597 | 44399
9,12-Octadecadienoic acid (9Z,12Z)-, manganese(2+) salt (2:1) | 66589 | 44400
Benzeneselenol | 66571 | 44401
2-Hexenal, 2-ethyl- | 66555 | 44402
Benzenepropanenitrile | 66548 | 44403
Hydrazinecarbothioamide, 2-phenyl- | 66522 | 44404
Benzenepropanoyl chloride | 66514 | 44405
Ethanamine, 2,2-diethoxy- | 66498 | 44406
L-Histidine, hydrochloride (1:1) | 66480 | 44407
Phosphoric acid, bis(4-nitrophenyl) ester | 66464 | 44408
Benzamide, 3-nitro- | 66449 | 44409
Phosphonous dichloride, P-phenyl- | 66423 | 44410
Octanoic acid, 2-amino- | 66415 | 44411
1H-Imidazole, 5-methyl-2-phenyl- | 71621 | 44412
3H-1,2-Dithiol-3-one, 5-phenyl- | 71613 | 44413
1,2-Benzenedicarboxylic acid, sodium salt (1:1) | 71597 | 44414
Benzenesulfonic acid, 2,5-dimethyl-, sodium salt (1:1) | 71571 | 44415
8-Quinolinol, 2-methyl- | 71563 | 44416
4-Piperidinone, 2,2,6,6-tetramethyl- | 71548 | 44417
Benzene, 1-chloro-4-(trichlorosilyl)- | 71530 | 44418
Benzeneacetonitrile, .alpha.-(hydroxyimino)- | 71514 | 44419
2,4,5,6(1H,3H)-Pyrimidinetetrone, 5-oxime, sodium salt (1:1) | 71498 | 44420
Cyclohexane, 1,4-bis(chloromethyl)- | 71480 | 44421
Phenol, 4-nitro-, sodium salt (1:1) | 71464 | 44422
1,4-Benzenediol, 2,5-dichloro- | 71449 | 44423
Benzene, 1-(chloromethyl)-2,4-dimethyl- | 71431 | 44424
Benzene, 2-(chloromethyl)-1,4-dimethyl- | 71423 | 44425
Benzoic acid, 2-hydroxy-, calcium salt (2:1) | 71407 | 44426
2,6,7-Trioxa-1-phosphabicyclo[2.2.2]octane, 4-ethyl- | 71399 | 44427
Benzene, 1-bromo-3-(bromomethyl)- | 71373 | 44428
Cyclohexanone, 2-(hydroxymethylene)- | 71365 | 44429
Bicyclo[2.2.1]hept-2-ene, 5-methyl- | 71340 | 44430
Cyclohexanone, 2-chloro- | 71332 | 44431
Bicyclo[2.2.1]hepta-2,5-dien-7-ol | 71316 | 44432
1,3,2-Dioxaphospholane, 2-chloro- | 71308 | 44433
1H-Imidazole, 5-methyl- | 71282 | 44434
Hexadecane, 1-(ethenyloxy)- | 71274 | 44435
9,12-Octadecadienoic acid (9Z,12Z)-, sodium salt (1:1) | 71258 | 44436
Octadecanoic acid, sodium salt (1:1) | 71241 | 44437
Tridecane, 1-chloro- | 71233 | 44438
Tetradecanoic acid, sodium salt (1:1) | 71225 | 44439
1,11-Undecanediamine | 71217 | 44440
Hexane, 1,6-diisocyanato- | 71209 | 44441
Nonane, 1,9-dichloro- | 71191 | 44442
1-Undecene | 71183 | 44443
1,2-Propanediol, 3-(dodecylamino)- | 71175 | 44444
Heptane, 1,7-dichloro- | 71167 | 44445
9-Octadecenoic acid (9Z)-, 1,1'-(1,3-propanediyl) ester | 71159 | 44446
2-Nonanone | 71142 | 44447
Ethanamine, 2-chloro-N-(2-chloroethyl)-, hydrochloride (1:1) | 71134 | 44448
Tetradecanedioic acid | 71126 | 44449
2-Butanol, 4,4'-oxybis- | 71118 | 44450
2-Butyne, 1,4-dichloro- | 71100 | 44451
2-Butene, 1,4-dibromo-, (2E)- | 71092 | 44452
1-Octadecanaminium, N-(carboxymethyl)-N,N-dimethyl-, inner salt | 71084 | 44453
Methionine, S,S-dioxide | 71076 | 44454
1,2,3-Propanetriol, 2-(dihydrogen phosphate), sodium salt (1:2) | 71068 | 44455
Chlorosulfuric acid, propyl ester | 71050 | 44456
1-Octyn-3-ol | 71043 | 44457
Pentanedioic acid, 1,5-diethyl ester | 71027 | 44458
Stannane, dibutyloxo- | 71019 | 44459
Acetic acid, 2-ethoxy-, ethyl ester | 71001 | 44460
2-Pentene, 3-ethyl- | 70987 | 44461
Pentanoic acid, 4-methyl-2-oxo- | 70961 | 44462
2-Propanone, 1,3-dibromo- | 70953 | 44463
Butanedioic acid, 2,3-dihydroxy- (2R,3R)-, lead(2+) salt (1:1) | 70938 | 44464
Butanedioic acid, 2,3-dihydroxy- (2R,3R)-, copper(2+) salt (1:1) | 70920 | 44465
Butanedioic acid, 2,3-dihydroxy-, calcium salt (1:1), (2R,3S)-rel- | 70912 | 44466
Bismuthine, triethyl- | 61242 | 44467
2-Butenedioic acid, 2-methyl-, 1,4-dimethyl ester, (2Z)- | 61226 | 44468
Propanoic acid, 2-hydroxy-, 1-methylethyl ester | 61218 | 44469
Propanoic acid, 2-oxo-, ethyl ester | 61192 | 44470
Acetic acid, 2,2-dibromo-, ethyl ester | 61184 | 44471
Hydrazine, 1,2-bis(2-methylphenyl)- | 61168 | 44472
Urea, N,N'-bis(2-methylphenyl)- | 61150 | 44473
L-Cysteine, N-acetyl- | 61135 | 44474
Benzenamine, 4-ethoxy-2-nitro- | 61127 | 44475
Benzoic acid, 2-amino-5-nitro- | 61101 | 44476
1H-Imidazole, 1-methyl- | 61085 | 44477
2-Pyrrolidinone | 61077 | 44478
Thiophene, 3-methyl- | 61069 | 44479
Ethanamine, N-ethyl-N-methyl- | 61044 | 44480
Carbonic acid, dimethyl ester | 61036 | 44481
2-Propanol, 1,3-diamino- | 61010 | 44482
1-Penten-3-ol | 61002 | 44483
1-Propanol, 2,3-dichloro- | 60988 | 44484
Butane, 1,2-dichloro- | 60970 | 44485
Pentane, 3-chloro- | 60962 | 44486
Propanoic acid, 2-hydroxy-, propyl ester | 60947 | 44487
Norleucine | 60939 | 44488
Hexanoic acid, 2-bromo- | 60921 | 44489
Docosanoic acid, 13,14-dihydroxy- | 60905 | 44490
Hexanoic acid, 2-bromo-, ethyl ester | 60889 | 44491
2,5-Cyclohexadiene-1,4-dione, 2,5-dihydroxy- | 60871 | 44492
Phenol, 2-chloro-5-methyl- | 60855 | 44493
1,4-Benzenediol, 2-chloro- | 60848 | 44494
Benzenamine, 2-chloro-4-methyl- | 60822 | 44495
Phenol, 3-chloro-4-methyl- | 60814 | 44496
Phenol, 2,4-dibromo- | 60798 | 44497
Benzenamine, 2,4-dibromo- | 60780 | 44498
Benzene, 1,2,4-tribromo- | 60772 | 44499
Carbamic acid, N-methyl-N-nitroso-, ethyl ester | 60764 | 44500
Benzenamine, 2,4-dimethyl-, acetate (1:1) | 60749 | 44501
Benzenethiol, 2-amino-4-chloro-, hydrochloride (1:1) | 60731 | 44502
1,2,4-Benzenetriamine, hydrochloride (1:2) | 60723 | 44503
1,4-Benzenediamine, 2-chloro-, hydrochloride (1:2) | 60715 | 44504
1,4-Benzenediamine, 2-methyl-, hydrochloride (1:2) | 60707 | 44505
Benzenamine, 2-iodo- | 60699 | 44506
Benzene, 1,2-diiodo- | 60681 | 44507
Benzene, 1-chloro-2-iodo- | 60673 | 44508
Benzene, 1-iodo-2-methyl- | 60665 | 44509
Benzenamine, 2-bromo- | 60657 | 44510
1,2-Benzenediamine, hydrochloride (1:2) | 60640 | 44511
Benzothiazole, 2-(methylthio)- | 60632 | 44512
Benzothiazole, 2-hydrazinyl- | 60624 | 44513
Benzothiazole, 2-chloro- | 60616 | 44514
Benzoxazole, 2-chloro- | 60608 | 44515
2H-Benzimidazol-2-one, 1,3-dihydro- | 60590 | 44516
1H-Benzimidazole, 2-methyl- | 60582 | 44517
2H-Inden-2-one, 1,3-dihydro- | 60574 | 44518
1,3-Benzenediamine, 4-methoxy- | 60566 | 44519
2-Furancarboxylic acid, ethyl ester | 60558 | 44520
1H-Indole, 5-methyl- | 60533 | 44521
1,3-Benzenediamine, 4-methoxy-, hydrochloride (1:2) | 60525 | 44522
Benzene, 1,2,4,5-tetrabromo- | 65656 | 44523
4(1H)-Pyrimidinone, 2,3-dihydro-5-methyl-2-thioxo- | 65649 | 44524
Benzenamine, 2-methyl-, hydrochloride (1:1) | 65623 | 44525
Benzoic acid, manganese(2+) salt (2:1) | 65615 | 44526
1,4-Benzenedicarboxylic acid, 1,4-diethyl ester | 65607 | 44527
Benzaldehyde, 5-chloro-2-hydroxy- | 65581 | 44528
Ethanone, 1-[1,1'-biphenyl]-4-yl-2-chloro- | 65573 | 44529
3H-Phenoxazin-3-one, 7-hydroxy- | 65565 | 44530
21H-Biline-8,12-dipropanoic acid, 2,17-diethenyl-1,10,19,22,23,24-hexahydro-3,7,13,18-tetramethyl-1,19-dioxo- | 65557 | 44531
Benzoic acid, 2-(carboxymethoxy)- | 65540 | 44532
Butanedioic acid, 2-phenyl- | 65532 | 44533
Quinoline, 1,2,3,4-tetrahydro- | 65524 | 44534
6H-Purin-6-one, 2-amino-1,9-dihydro-, hydrochloride (1:1) | 65516 | 44535
Benzenamine, 4-chloro-3-nitro- | 65508 | 44536
Benzoic acid, 2-amino-5-chloro- | 65490 | 44537
Cyclohexanol, 5-methyl-2-(1-methylethyl)-, 1,1',1''-triester with boric acid (H3BO3) | 65482 | 44538
Urea, N,N-diethyl- | 65474 | 44539
Benzenamine, 2,4,6-trichloro- | 65466 | 44540
Benzene, 1,2,3,5-tetrachloro- | 65458 | 44541
Benzene, 1,2,3,4-tetrachloro- | 65441 | 44542
Hydrazine, (2R,3R)-2,3-dihydroxybutanedioate (1:1) | 65433 | 44543
1,3-Benzenediol, 2-amino-, hydrochloride (1:1) | 65425 | 44544
Benzene, 1,2,3-trimethoxy- | 65417 | 44545
Quinolinium, 1-ethyl-, iodide (1:1) | 65409 | 44546
Methanediol, 1-[2-(acetyloxy)phenyl]-, 1,1-diacetate | 65383 | 44547
Benzo[g]-1,3-benzodioxolo[5,6-a]quinolizinium, 5,6-dihydro-9,10-dimethoxy-, chloride (1:1) | 65367 | 44548
Ethanaminium, N-[4-[[4-(diethylamino)phenyl]phenylmethylene]-2,5-cyclohexadien-1-ylidene]-N-ethyl-, sulfate (1:1) | 65342 | 44549
Benzenamine, 4-[(4-aminophenyl)(4-imino-2,5-cyclohexadien-1-ylidene)methyl]-2-methyl-, hydrochloride (1:1) | 65334 | 44550
3,5-Pyridinedicarboxylic acid, 1,4-dihydro-2,4,6-trimethyl-, 3,5-diethyl ester | 65326 | 44551
1,3-Isobenzofurandione, 4,5,6,7-tetrabromo- | 65300 | 44552
Spiro[isobenzofuran-1(3H),9'-[9H]xanthen]-3-one, 4,5,6,7-tetrachloro-3',6'-dihydroxy-2',4',5',7'-tetraiodo-, potassium salt (1:2) | 65284 | 44553
1,2-Benzenedicarboxylic acid, 3,4,5,6-tetrachloro- | 65276 | 44554
Benzoic acid, 2-sulfo- | 65250 | 44555
Urea, N,N,N',N'-tetramethyl- | 65243 | 44556
1-Propanol, 3-chloro-, 1-(4-methylbenzenesulfonate) | 65227 | 44557
Ethanethioamide, N,N-dimethyl- | 65219 | 44558
Urea, ethanedioate (2:1) | 65193 | 44559
Acetic acid, ammonium salt (1:1) | 65185 | 44560
Ethanaminium, 2-hydroxy-N,N,N-tris(2-hydroxyethyl)-, hydroxide (1:1) | 65177 | 44561
Silane, tetraethyl- | 65151 | 44562
Propanedioic acid, 2,2-dibromo-, 1,3-diethyl ester | 65144 | 44563
Spiro[isobenzofuran-1(3H),9'-[9H]xanthen]-3-one, 3',6'-dichloro- | 65128 | 44564
Ethane, 1,1,1,2-tetrachloro- | 65102 | 44565
Propanal, 2,2-dimethyl- | 65094 | 44566
Propane, 1-bromo-2,2-dimethyl- | 65078 | 44567
Selenourea | 65060 | 44568
Carbon monoxide | 65052 | 44569
Nonacosane | 65037 | 44570
Octacosane | 65029 | 44571
Pentacosane | 65003 | 44572
1-Eicosanol | 64980 | 44573
Heneicosane | 64972 | 44574
Nonadecane | 64956 | 44575
Octane, 1,1'-oxybis- | 64949 | 44576
Hexadecanenitrile | 64923 | 44577
1-Pentadecanol | 64907 | 44578
1-Hexadecyne | 64899 | 44579
Pentadecane, 1-bromo- | 64873 | 44580
1-Hexadecanol, 1-acetate | 64865 | 44581
Heptane, 1,1'-oxybis- | 64840 | 44582
Tetradecanenitrile | 64832 | 44583
Pentadecane | 64824 | 44584
Tridecanenitrile | 64816 | 44585
Tetradecane | 64808 | 44586
Hexadecanamide | 64790 | 44587
Tridecane | 64782 | 44588
Nitrous acid, octyl ester | 64774 | 44589
Disulfide, dibutyl | 64766 | 44590
Octanedinitrile | 64758 | 44591
Nitric acid, octyl ester | 64741 | 44592
Propane, 1,1'-oxybis[3-chloro- | 64733 | 44593
Mercury, dibutyl- | 64725 | 44594
Formic acid, hexyl ester | 64717 | 44595
Heptanal, oxime | 64709 | 44596
Octane, 1-iodo- | 64691 | 44597
Dodecanoic acid, sodium salt (1:1) | 64683 | 44598
1,3,5,7-Cyclooctatetraene | 64675 | 44599
Disulfide, dipropyl | 64667 | 44600
Thiocyanic acid, C,C'-1,2-ethanediyl ester | 64659 | 44601
1,2-Ethanediol, 1,2-diformate | 64642 | 44602
Ethane, 1,2-diethoxy- | 64634 | 44603
1,6-Hexanediol | 64626 | 44604
Hexane, 1,6-diiodo- | 64618 | 44605
Heptanenitrile | 64600 | 44606
Heptane, 1-chloro- | 64592 | 44607
Heptane, 1-bromo- | 64576 | 44608
Hexane, 1,6-dibromo- | 64568 | 44609
2-Nonanol | 64543 | 44610
Hexadecanoic acid, ethyl ester | 64535 | 44611
Hexanediamide | 64519 | 44612
Ethanol, 2-(2-chloroethoxy)- | 64501 | 44613
Acetonitrile, 2,2'-iminobis- | 64493 | 44614
Thiocyanic acid, butyl ester | 64477 | 44615
Butane, 1-ethoxy- | 64469 | 44616
Pentane, 1,5-dichloro- | 64444 | 44617
Hexanenitrile | 64436 | 44618
1-Heptyne | 64428 | 44619
1,4-Butanediol, 1,4-diacetate | 64402 | 44620
Acetic acid, pentyl ester | 64394 | 44621
Propane, 1,1'-oxybis[2-methyl- | 64378 | 44622
Acetic acid, chromium(2+) salt (2:1) | 64360 | 44623
2-Octanol, 2-methyl- | 64352 | 44624
Diselenide, diethyl | 64337 | 44625
1,2-Hydrazinedicarboxaldehyde | 64329 | 44626
Butane, 1-(methylthio)- | 64303 | 44627
Butane, 1,4-diiodo- | 64295 | 44628
Butanenitrile, 4-chloro- | 64287 | 44629
1,5-Hexadiyne | 64261 | 44630
Pyridine, hydrochloride (1:1) | 64253 | 44631
Hexanamide | 64238 | 44632
Hexanedioic acid, 1,6-dimethyl ester | 64220 | 44633
Undecanoic acid, ethyl ester | 64204 | 44634
Octadecanoic acid, 1,1'-(1,2-ethanediyl) ester | 64196 | 44635
2-Propanone, 2-(1-methylethylidene)hydrazone | 64170 | 44636
1,2-Propanediol, 1-acetate | 64162 | 44637
1,5-Hexadiene, 2,5-dimethyl- | 64147 | 44638
Ethane, 1,1'-tellurobis- | 64139 | 44639
Mercury, diethyl- | 64113 | 44640
Ethane, 1-chloro-2-methoxy- | 64105 | 44641
1-Propanol, 3-iodo- | 64089 | 44642
Propane, 1,3-diiodo- | 64071 | 44643
1-Propanol, 3-chloro- | 64063 | 44644
2-Pentene, (2Z)- | 64048 | 44645
1-Pentyne | 64030 | 44646
1-Propanol, 3-bromo- | 64022 | 44647
Nitric acid, propyl ester | 64014 | 44648
Carbamic acid, propyl ester | 64006 | 44649
Carbonochloridic acid, 2-chloroethyl ester | 63990 | 44650
Propane, 1-(1-methylethoxy)- | 63982 | 44651
Urea, N-propyl- | 63974 | 44652
Acetic acid, 2-(ethylthio)- | 63966 | 44653
Acetic acid, 2-ethoxy- | 63958 | 44654
Butanoic acid, 4-chloro- | 63941 | 44655
Pentanamide | 63933 | 44656
2-Hexanol | 63925 | 44657
Pentane, 1-bromo-4-methyl- | 63917 | 44658
Pentane, 1,4-dibromo- | 63909 | 44659
Hexanedioic acid, 1-ethyl ester | 63891 | 44660
Sulfurous acid, dibutyl ester | 63883 | 44661
Hexanoic acid, butyl ester | 63875 | 44662
Hexanoic acid, propyl ester | 63867 | 44663
Butanoic acid, 4,4'-dithiobis[2-amino-, (2S,2'S)- | 63859 | 44664
Piperidine, 1-methyl- | 63842 | 44665
4-Pyridinol | 63834 | 44666
Cyclohexane, iodo- | 63826 | 44667
Pyridine, 3-chloro- | 63818 | 44668
Piperidine, 4-methyl- | 63800 | 44669
Piperidine, 3-methyl- | 63792 | 44670
Pyridine, 3-bromo- | 63784 | 44671
Benzenamine, 3,5-dichloro- | 63768 | 44672
Benzene, 1,3,5-tribromo- | 63750 | 44673
Carbamic acid, N-(aminocarbonyl)-, ethyl ester | 63735 | 44674
Acetic acid, 2-nitro-, ethyl ester | 63727 | 44675
Tetradecanoic acid, 1,1'-anhydride | 63701 | 44676
2-Butanamine, N-(1-methylpropyl)- | 63685 | 44677
1,3-Benzenedimethanol | 63677 | 44678
Benzene, 1,3-bis(chloromethyl)- | 63651 | 44679
Benzene, 1,3-bis(bromomethyl)- | 63644 | 44680
Benzenamine, 3-iodo- | 63628 | 44681
Benzene, 1,3-diiodo- | 63610 | 44682
Benzene, 1-chloro-3-fluoro- | 63594 | 44683
Benzene, 1-iodo-3-methyl- | 63586 | 44684
Furan, 2,5-dimethyl- | 63578 | 44685
Ethanethioic acid, S-ethyl ester | 63552 | 44686
Nitric acid, ethyl ester | 63545 | 44687
Propane, 2-ethoxy- | 63529 | 44688
Thiourea, N-ethyl- | 63511 | 44689
Acetamide, N-ethyl- | 63495 | 44690
Acetic acid, 2-methoxy- | 63487 | 44691
Propanoyl chloride, 3-chloro- | 63461 | 44692
3-Penten-2-one | 63453 | 44693
4-Penten-2-ol | 63446 | 44694
Butanenitrile, 3-methyl- | 63420 | 44695
2-Butanol, 2-methyl-, acetate | 63412 | 44696
2-Pentanone, 4-amino-4-methyl- | 63396 | 44697
Chlorosulfuric acid, ethyl ester | 63388 | 44698
Disulfide, dimethyl | 63362 | 44699
Nitrous acid, methyl ester | 63354 | 44700
Ethane, (methylthio)- | 63347 | 44701
Methane, isocyanato- | 63321 | 44702
Hydrazine, ethyl- | 63313 | 44703
Ethanol, 2-iodo- | 63297 | 44704
Ethane, 1,2-diiodo- | 63289 | 44705
2-Propynal | 63271 | 44706
2-Butene, (2E)- | 63255 | 44707
Ethanamine, N-methyl-, hydrochloride (1:1) | 63248 | 44708
1,2-Ethanediamine, hydrobromide (1:2) | 63230 | 44709
3-Nonanol | 63214 | 44710
2-Butenedioic acid (2E)-, 1,4-dimethyl ester | 63206 | 44711
2-Butenedioic acid (2Z)-, 1,4-dimethyl ester | 63198 | 44712
1-Butanol, 2-methyl-, 1-acetate | 63172 | 44713
Benzene, 1,4-diiodo- | 63164 | 44714
Benzene, 1-iodo-4-methyl- | 63156 | 44715
Pentanoic acid, methyl ester | 63149 | 44716
Hexane, 1,2-dibromo- | 63131 | 44717
Benzenamine, 4-bromo-, hydrochloride (1:1) | 63123 | 44718
1,4-Benzenediamine, hydrochloride (1:2) | 63115 | 44719
Nonanedioic acid, 1,9-diethyl ester | 63107 | 44720
2,6-Octadien-1-ol, 3,7-dimethyl- | 63099 | 44721
Octanoic acid, propyl ester | 63081 | 44722
Decanedioic acid, 1,10-bis(2-ethoxyethyl) ester | 63073 | 44723
Dodecanoic acid, 1,1'-(1,4-butanediyl) ester | 63065 | 44724
Dodecanoic acid, 1,1'-(1,2-ethanediyl) ester | 63057 | 44725
Ethanol, 2-chloro-, 1,1'-carbonate | 63040 | 44726
Carbonic acid, dipropyl ester | 63032 | 44727
2-Butenedioic acid (2E)-, 1,4-diethyl ester | 63024 | 44728
1,2-Propanediol, 1,2-diacetate | 63016 | 44729
Sulfurous acid, diethyl ester | 63008 | 44730
Carbonodithioic acid, O,S-diethyl ester | 62992 | 44731
Carbamic acid, N-ethyl-, ethyl ester | 62984 | 44732
Propanoic acid, 3-chloro-, ethyl ester | 62976 | 44733
2-Butenoic acid, ethyl ester, (2E)- | 62968 | 44734
Hexadecanoic acid, 1,1'-anhydride | 62943 | 44735
1,2-Propanediol, 3-(dimethylamino)- | 62927 | 44736
Acetic acid, 2-mercapto-, ethyl ester | 62919 | 44737
Acetic acid, 2-hydroxy-, ethyl ester | 62901 | 44738
Acetic acid, 2-iodo-, ethyl ester | 62885 | 44739
Ethane, 1,2-dichloro-1-ethoxy- | 62877 | 44740
Butanoic acid, methyl ester | 62851 | 44741
1,2-Propanediol, 3-methoxy- | 62844 | 44742
2-Pentenal, 2-methyl- | 62828 | 44743
Glycine, ethyl ester, hydrochloride (1:1) | 62810 | 44744
1,4-Benzenedicarboxaldehyde | 62794 | 44745
1,4-Benzenedicarbonitrile | 62786 | 44746
Benzene, 1,4-bis(bromomethyl)- | 62760 | 44747
2-Propenoic acid, 3-(2-furanyl)-, propyl ester | 62752 | 44748
2-Furanmethanol, 2-acetate | 62737 | 44749
3-Buten-2-one, 4-(2-furanyl)- | 62729 | 44750
Benzene, 1-chloro-4-methoxy- | 62703 | 44751
Benzenamine, N,4-dimethyl- | 62695 | 44752
Benzonitrile, 4-chloro- | 62679 | 44753
Benzene, 1-ethenyl-4-methyl- | 62661 | 44754
1-Propanol, 3-(diethylamino)- | 62646 | 44755
Hydrazine, (4-bromophenyl)-, hydrochloride (1:1) | 62638 | 44756
Benzene, (2-chloroethoxy)- | 62620 | 44757
Benzenamine, N-propyl- | 62604 | 44758
Benzene, (isothiocyanatomethyl)- | 62596 | 44759
Phenol, 4-ethoxy- | 62570 | 44760
Benzene, 1-chloro-4-ethoxy- | 62562 | 44761
Benzene, 1-isocyanato-4-methyl- | 62547 | 44762
Benzenamine, N-ethyl-4-methyl- | 62539 | 44763
Acetamide, N-(4-iodophenyl)- | 62513 | 44764
Acetic acid, cyclohexyl ester | 62505 | 44765
Pyridine, 2-propyl- | 62489 | 44766
Methanamine, N-(phenylmethylene)- | 62471 | 44767
Benzene, (2-chloroethenyl)- | 62455 | 44768
Benzene, (2-chloroethyl)- | 62448 | 44769
Benzene, 1,1'-[1,2-ethanediylbis(thio)]bis- | 62422 | 44770
Benzenamine, N,N'-methanetetraylbis- | 62414 | 44771
Ethanol, 2-(phenylmethoxy)- | 62398 | 44772
Carbonothioic dihydrazide, 2,2'-diphenyl- | 62380 | 44773
Phenol, 4-[(phenylmethyl)amino]-, hydrochloride (1:1) | 62364 | 44774
Acetamide, 2-phenoxy- | 62356 | 44775
2-Propanone, 1-phenoxy- | 62349 | 44776
2-Propenoic acid, 3-phenyl- | 62331 | 44777
2-Propenamide, 3-phenyl- | 62323 | 44778
Boric acid (H3BO3), tripentyl ester | 62315 | 44779
1-Pentanamine, N,N-dipentyl- | 62307 | 44780
Propane, 1,1',1''-[methylidynetris(oxy)]tris- | 62299 | 44781
Decanoic acid, 1,1',1''-(1,2,3-propanetriyl) ester | 62281 | 44782
Hexanoic acid, 1,1',1''-(1,2,3-propanetriyl) ester | 62273 | 44783
Phenol, 2-methyl-4-(2-phenyldiazenyl)- | 62265 | 44784
1-Propanamine, N-nitroso-N-propyl- | 62257 | 44785
Ethane, 2-chloro-1,1-diethoxy- | 62240 | 44786
Benzaldehyde, 3-hydroxy-4-methoxy- | 62232 | 44787
1,2-Propanediol, 3-(diethylamino)- | 62224 | 44788
Acetamide, N-(3-hydroxyphenyl)- | 62216 | 44789
Acetamide, N-(3-aminophenyl)-, hydrochloride (1:1) | 62208 | 44790
Phenol, 3-ethoxy- | 62190 | 44791
Benzenamine, 3-ethoxy- | 62182 | 44792
Benzene, 1-ethoxy-3-methyl- | 62174 | 44793
Benzene, 1-isocyanato-3-methyl- | 62166 | 44794
Butanedioic acid, 1,4-diphenyl ester | 62141 | 44795
Hydrazinecarboxamide, N,2-diphenyl- | 62125 | 44796
Propanediamide, N1,N3-diphenyl- | 62117 | 44797
Benzene, 1,1'-[sulfinylbis(methylene)]bis- | 62091 | 44798
Benzenemethanamine, N-hydroxy-N-(phenylmethyl)- | 62083 | 44799
Benzenamine, 4-methyl-N-(4-methylphenyl)- | 62067 | 44800
Benzene, 1-nitro-4-phenoxy- | 62042 | 44801
Pyridine, 2-[(4-nitrophenyl)methyl]- | 62034 | 44802
Ethanediamide, N1,N2-diphenyl- | 62018 | 44803
Propanamide, N-phenyl- | 61994 | 44804
Butanoic acid, 3-methyl-, 1,1',1''-(1,2,3-propanetriyl) ester | 61986 | 44805
Phenol, 2-propyl- | 66399 | 44806
Benzamide, N,N'-1,2-ethanediylbis- | 66381 | 44807
Methanone, 2-naphthalenylphenyl- | 66373 | 44808
1,1'-Biphenyl, 4-methyl- | 66365 | 44809
2H-1-Benzopyran, 6,7-dimethoxy-2,2-dimethyl- | 66357 | 44810
1,1'-Biphenyl, 3-methyl- | 66340 | 44811
1,2-Benzenedicarboxaldehyde | 66332 | 44812
1,1'-Biphenyl, 2-methyl- | 66324 | 44813
2-Naphthalenol, 2,3,4,4a,5,6,7,8-octahydro-2,5,5-trimethyl- | 66316 | 44814
Benzeneacetic acid, 2,4-dinitro- | 66308 | 44815
Benzenamine, 2-(1-methylethyl)- | 66290 | 44816
D-Fructose, 6-(dihydrogen phosphate) | 66282 | 44817
9-Anthracenecarboxaldehyde | 66274 | 44818
1,3-Isobenzofurandione, 4-nitro- | 66266 | 44819
D-Valine | 66258 | 44820
Manganese, [ethanedioato(2-)-.kappa.O1,.kappa.O2]- | 66241 | 44821
Benzenesulfonamide, N,4-dimethyl- | 66233 | 44822
Benzene, 1-methyl-4-(phenylsulfonyl)- | 66225 | 44823
Acetamide, 2-fluoro- | 66217 | 44824
Phosphorodithioic acid, S-[2-(ethylthio)ethyl] O,O-dimethyl ester | 66209 | 44825
Stannane, chlorotriphenyl- | 66183 | 44826
Pentane, 1,1,1,2,2,3,3,4,4,5,5-undecafluoro-5-iodo- | 66175 | 44827
Tricosane | 66159 | 44828
1-Tetradecanol, 1-acetate | 66134 | 44829
Tetradecanamide | 66126 | 44830
Formic acid, pentyl ester | 66100 | 44831
Hexane, 1-iodo- | 66092 | 44832
Acetic acid, manganese(2+) salt (2:1) | 66076 | 44833
Butanedial | 66068 | 44834
Pentanoyl chloride | 66050 | 44835
Hexane, 2-chloro- | 66043 | 44836
L-Cysteine, S-(carboxymethyl)- | 66027 | 44837
1,3,5-Triazine-2,4,6(1H,3H,5H)-trithione | 66019 | 44838
Octadecanoic acid, 1,1'-anhydride | 65995 | 44839
Pentane, 2-iodo- | 65979 | 44840
Glycine, N-methyl-, hydrochloride (1:1) | 65961 | 44841
1,4-Cyclohexanedione | 65946 | 44842
Benzene, 1-chloro-4-iodo- | 65938 | 44843
2,5-Cyclohexadiene-1,4-diimine, N1,N4-dichloro- | 65912 | 44844
2-Furanmethanol, tetrahydro-, 2-propanoate | 65904 | 44845
2,5-Cyclohexadien-1-one, 4-(chloroimino)- | 65888 | 44846
Hydrazine, (4-methylphenyl)-, hydrochloride (1:1) | 65870 | 44847
Benzenamine, 4-ethoxy-, hydrochloride (1:1) | 65854 | 44848
Octadecanoic acid, phenyl ester | 65847 | 44849
Ethanethioamide, N-phenyl- | 65821 | 44850
2-Propynoic acid, 3-phenyl- | 65805 | 44851
Pentane, 1,1',1''-[methylidynetris(oxy)]tris- | 65797 | 44852
Ethanol, 2,2',2''-nitrilotris-, hydrochloride (1:1) | 65789 | 44853
Propanoic acid, phenyl ester | 65771 | 44854
Arsine, oxophenyl- | 65755 | 44855
Hydrazine, (4-nitrophenyl)-, hydrochloride (1:1) | 65730 | 44856
Benzoic acid, 4-nitro-, hydrazide | 65714 | 44857
2-Pyridinecarboxylic acid, hydrochloride (1:1) | 65706 | 44858
Ethanamine, N,N-diethyl-, hydrobromide (1:1) | 65680 | 44859
1,3-Benzenedicarboxylic acid, 1,3-diethyl ester | 65672 | 44860
Benzene, 1-nitro-3-phenoxy- | 61960 | 44861
2,5-Cyclohexadien-1-one, 2,6-dichloro-4-[(4-hydroxyphenyl)imino]-, sodium salt (1:1) | 61952 | 44862
Benzenemethanamine, N,N-bis(phenylmethyl)- | 61937 | 44863
Benzonitrile, 3-methyl- | 61911 | 44864
Benzene, 1-chloro-3-(chloromethyl)- | 61903 | 44865
Benzene, 1-ethyl-3-methyl- | 61887 | 44866
Benzene, 1-(bromomethyl)-3-methyl- | 61879 | 44867
2-Furancarboxaldehyde, 5-methyl- | 61853 | 44868
Hexane, 3-ethyl- | 61846 | 44869
Benzenemethanol, 4-nitro-, 1-acetate | 61820 | 44870
2-Propenoic acid, 3-(4-nitrophenyl)- | 61812 | 44871
Benzoic acid, 4-(dimethylamino)- | 61796 | 44872
Benzamide, 4-nitro- | 61788 | 44873
Benzenemethanol, 4-nitro- | 61762 | 44874
Benzoic acid, 4-hydrazinyl- | 61747 | 44875
Benzoic acid, 4-formyl- | 61739 | 44876
Benzoic acid, 4-iodo- | 61713 | 44877
Benzamide, 4-methyl- | 61705 | 44878
Benzoic acid, 4-amino-, methyl ester | 61689 | 44879
Benzoic acid, 4-iodo-, methyl ester | 61671 | 44880
Decanoic acid, 2-octyl- | 61655 | 44881
Ethane, 1,1-dichloro-2,2-diethoxy- | 61648 | 44882
Benzenemethanol, 3-nitro- | 61622 | 44883
Benzene, 1-(chloromethyl)-3-nitro- | 61606 | 44884
Benzoic acid, 3-formyl- | 61598 | 44885
Benzoic acid, 2-amino-4-nitro- | 61572 | 44886
Benzene, 2-methyl-1,4-dinitro- | 61564 | 44887
Benzoic acid, 3,4-dimethyl- | 61549 | 44888
Benzenamine, 2-chloro-4-nitro-, hydrochloride (1:1) | 61523 | 44889
Benzoic acid, 3-nitro-, ethyl ester | 61515 | 44890
Benzoic acid, 3-nitro-, methyl ester | 61507 | 44891
Benzoic acid, 3-nitro-, hydrazide | 61499 | 44892
Benzoic acid, 3-iodo-, methyl ester | 61481 | 44893
Benzoic acid, 3-bromo-, methyl ester | 61473 | 44894
1,3-Benzenedicarboxylic acid, 5-nitro- | 61465 | 44895
1,3-Benzenedicarboxylic acid, 5-hydroxy- | 61457 | 44896
Phenol, 2,6-dichloro-4-nitro- | 61440 | 44897
Benzoic acid, 4-hydroxy-3,5-diiodo- | 61432 | 44898
Benzenepropanoic acid, .alpha.-(phenylmethyl)- | 61424 | 44899
Benzene, 1,3-dichloro-5-nitro- | 61416 | 44900
Benzoic acid, 3,5-diamino-, hydrochloride (1:2) | 61408 | 44901
Benzoic acid, 3-iodo- | 61390 | 44902
Benzoyl chloride, 3-chloro- | 61382 | 44903
Phenol, 3-(1-methylethyl)- | 61374 | 44904
Benzoyl bromide, 3-bromo- | 61366 | 44905
Ethanone, 1-(1-piperidinyl)- | 61358 | 44906
Hydrazine, 1-methyl-1-phenyl- | 61341 | 44907
Benzoyl bromide | 61325 | 44908
L-Proline, 4-hydroxy-, (4S)- | 61317 | 44909
Benzenesulfonic acid, 3-amino-4-methyl- | 61291 | 44910
Benzenemethanol, .alpha.,.alpha.-dimethyl- | 61283 | 44911
Silane, triethyl- | 61267 | 44912
Formamide, N,N-diethyl- | 61259 | 44913
4-Pentenoic acid, 2-acetyl-, ethyl ester | 59766 | 44914
Benzoic acid, 2,5-diamino- | 59758 | 44915
Acetic acid, 2-nitrophenyl ester | 59733 | 44916
Benzeneacetonitrile, 2-nitro- | 59717 | 44917
Benzene, 1-ethoxy-2,4-dinitro- | 59709 | 44918
Benzene, 4-chloro-1,2-dinitro- | 59683 | 44919
1,2-Benzenedicarboxylic acid, 4-hydroxy- | 59667 | 44920
Benzoic acid, 2,4-dinitro- | 59659 | 44921
Benzoic acid, 2,5-dinitro- | 59634 | 44922
Benzene, 1,2-dimethyl-4,5-dinitro- | 59618 | 44923
Butanedioic acid, 2,3-bis(nitrooxy)- | 59592 | 44924
Benzoic acid, 2-(dimethylamino)- | 59576 | 44925
Benzoyl chloride, 2-nitro- | 59568 | 44926
Phenol, 4-methyl-2,6-dinitro- | 59543 | 44927
Benzene, 1-iodo-2-nitro- | 59527 | 44928
Benzenamine, N,N,2-trimethyl- | 59519 | 44929
Benzamide, 2-chloro- | 59493 | 44930
Benzoyl chloride, 2-chloro- | 59485 | 44931
Benzenesulfonic acid, 2,5-dimethyl- | 59469 | 44932
Benzenesulfonic acid, 2-hydroxy- | 59451 | 44933
2-Furancarboxamide | 59436 | 44934
Proline | 59428 | 44935
2-Pentanol, 3-ethyl- | 59402 | 44936
Phenol, 2,4,6-triiodo- | 59394 | 44937
Phenol, 4-amino-2,6-dibromo- | 59378 | 44938
1,4-Benzenediamine, 2,6-dichloro- | 59360 | 44939
Butanoic acid, 2-chloro-3-oxo-, ethyl ester | 59345 | 44940
Butanoic acid, 2-methyl-3-oxo-, ethyl ester | 59337 | 44941
Butanoic acid, 2,3-dibromo-, ethyl ester | 59311 | 44942
Propanedioic acid, 2-oxo-, 1,3-diethyl ester | 59303 | 44943
L-Xylose | 59287 | 44944
Propanedioic acid, 2-methyl-, 1,3-dimethyl ester | 59279 | 44945
Butanedioic acid, 2,3-dihydroxy- (2R,3R)-, 1-ethyl ester | 59253 | 44946
1,2,3,4,5,6-Benzenehexol | 59246 | 44947
Cyclohexane, 1,2,3,4,5,6-hexachloro- | 59220 | 44948
Phenol, 2,3,4,5,6-pentabromo- | 59212 | 44949
Galactitol | 59196 | 44950
2-Butenedioic acid, 2,3-dibromo-, (2Z)- | 59188 | 44951
Benzenamine, 2,6-dichloro- | 59162 | 44952
Benzene, 2-iodo-1,3-dimethyl- | 59154 | 44953
1,3-Benzenediol, 2-methyl- | 59139 | 44954
1H-Indol-3-ol, 3-acetate | 59121 | 44955
Butanoic acid, 2-ethyl-3-oxo-, ethyl ester | 59105 | 44956
1,3-Benzenediol, 5-methyl-4-[2-(4-nitrophenyl)diazenyl]- | 59097 | 44957
Benzoic acid, 2-hydroxy-, propyl ester | 59089 | 44958
Benzoic acid, 2-hydroxy-, 4-methylphenyl ester | 59071 | 44959
Benzoic acid, 2-hydroxy-, 1-methylethyl ester | 59063 | 44960
Propanedioic acid, 2-(phenylmethyl)-, 1,3-diethyl ester | 59055 | 44961
9H-Fluorene, 2-nitro- | 59048 | 44962
Urea, N,N'-di-1-naphthalenyl- | 59030 | 44963
Quinoline, 8-nitro- | 59022 | 44964
[1,1'-Biphenyl]-2-ol, 5-chloro- | 59014 | 44965
Formamide, N,N-diphenyl- | 59006 | 44966
Benzenepropanoic acid, .beta.-phenyl- | 58990 | 44967
Adenosine 5'-(trihydrogen diphosphate), P'.fwdarw.5'-ester with 1,4-dihydro-1-.beta.-D-ribofuranosylnicotinamide, sodium salt (1:2) | 58982 | 44968
Quinolinium, 1-ethyl-2-methyl-, iodide (1:1) | 58974 | 44969
Benzenamine, N,N-diethyl-2-methyl- | 58966 | 44970
Benzoic acid, 2-methoxy-, methyl ester | 58958 | 44971
Benzene, 2-methoxy-1,3,5-trinitro- | 58933 | 44972
Benzoic acid, 2-benzoyl-, methyl ester | 58917 | 44973
Benzoic acid, 2-nitro-, methyl ester | 58909 | 44974
Benzene, 2-chloro-1,3-dinitro- | 58883 | 44975
Benzoic acid, 2-amino-3,5-dibromo-, methyl ester | 58867 | 44976
1,4-Naphthalenedicarboxylic acid | 58859 | 44977
1-Naphthalenesulfonyl chloride, 5-(dimethylamino)- | 58834 | 44978
1,2-Benzenedicarboxylic acid, 1,2-bis(2-ethoxyethyl) ester | 58818 | 44979
Anthracene, 9,10-dichloro- | 58800 | 44980
1,1'-Biphenyl, 2,2'-dimethyl- | 58784 | 44981
Naphthalene, 1,2,3,4-tetrachloro-1,2,3,4-tetrahydro- | 58776 | 44982
Naphthalene, 1-phenyl- | 58750 | 44983
Benzene, 1,2,3,4,5,6-hexaethyl- | 58735 | 44984
.alpha.-D-Glucopyranose, 1,2,3,4,6-pentaacetate | 58727 | 44985
1,1'-Binaphthalene | 58701 | 44986
Cholest-5-en-3-ol (3.beta.)-, 3-acetate | 58685 | 44987
Cholest-5-en-3-ol (3.beta.)-, 3-benzoate | 58669 | 44988
1H-Indole, 1-methyl- | 58644 | 44989
Benzene, 1,3,5-trimethyl-2-nitro- | 58636 | 44990
Urea, N,N-diphenyl- | 58610 | 44991
Hydrazinecarboxamide, N,N-diphenyl- | 58602 | 44992
Benzenamine, 4,4',4''-methylidynetris[N,N-dimethyl- | 58586 | 44993
Phosphine, triphenyl- | 58560 | 44994
Bismuthine, triphenyl- | 58545 | 44995
3-Phorbinepropanoic acid, 9-ethenyl-14-ethyl-21-(methoxycarbonyl)-4,8,13,18-tetramethyl-20-oxo-, (2E,7R,11R)-3,7,11,15-tetramethyl-2-hexadecen-1-yl ester, (3S,4S,21R)- | 58529 | 44996
1,2-Benzenedicarboxylic acid, 3-nitro- | 58511 | 44997
Benzoic acid, 2,3,4,5,6-pentafluoro- | 58503 | 44998
Acridine, 9-phenyl- | 58487 | 44999
Naphthalene, 1,8-dinitro- | 58479 | 45000
Benzene, 1-methyl-2,3-dinitro- | 58453 | 45001
Cholest-4-en-3-one | 58438 | 45002
3-Pentanol, 2,4-dimethyl- | 58412 | 45003
Butanoic acid, 2-oxo- | 58404 | 45004
Pentane, 2,3-dichloro- | 58388 | 45005
Propanoic acid, 2,3-dibromo- | 58370 | 45006
Benzenesulfonic acid, 4-methyl-, propyl ester | 58354 | 45007
Benzenesulfonamide, N-hydroxy- | 58347 | 45008
Benzenesulfonamide, N,N,4-trimethyl- | 58339 | 45009
Benzenemethanol, .alpha.-methyl-.alpha.-phenyl- | 58321 | 45010
Benzene, 1,1'-sulfonylbis[4-methyl- | 58313 | 45011
Phenol, 4-(1-methyl-1-phenylethyl)- | 58305 | 45012
Benzenamine, 3,3'-sulfonylbis- | 58297 | 45013
2(3H)-Furanone, dihydro-3-hydroxy-4,4-dimethyl-, (3R)- | 58289 | 45014
Acetic acid-d, 2,2,2-trifluoro- | 58271 | 45015
Acetic acid, 2,2,2-trichloro-, methyl ester | 58263 | 45016
Propanoic acid, 2,2-dimethyl-, methyl ester | 58255 | 45017
2-Pentene, 3,4,4-trimethyl- | 58248 | 45018
Urea, N,N-dimethyl- | 58230 | 45019
Ethane, 1-chloro-1-nitro- | 58222 | 45020
2-Propenoic acid, 2-chloro- | 58214 | 45021
Propanoic acid, 2-chloro- | 58206 | 45022
Propane, 1,1,2-trichloro- | 58198 | 45023
2-Butanol, 3-methyl- | 58180 | 45024
2-Butanamine, 3-methyl- | 58172 | 45025
Ethene, 1-bromo-1,2,2-trifluoro- | 58164 | 45026
Propanoic acid, 2-bromo- | 58156 | 45027
Carbamodithioic acid, N,N-dimethyl-, compd. with N-methylmethanamine (1:1) | 58131 | 45028
Carbonic acid, manganese(2+) salt (1:1) | 58115 | 45029
Ethanamine, N,N-dimethyl- | 58107 | 45030
Carbamic acid, methyl ester | 58099 | 45031
Urea, N-methyl- | 58073 | 45032
Acetamide, N-chloro- | 58065 | 45033
Ethanol, 2,2-dichloro- | 58040 | 45034
3-Buten-2-ol | 58032 | 45035
Lithium, (1-methylpropyl)- | 58016 | 45036
Acetyl bromide, 2-bromo- | 58008 | 45037
Ethene, 1,1,2-tribromo- | 57992 | 45038
Guanidine, N-methyl-, sulfate (2:1) | 57976 | 45039
Butane, 1,1'-sulfonylbis- | 57950 | 45040
Propane, 1,1'-sulfonylbis- | 57943 | 45041
3-Hexanol, 3-methyl- | 57927 | 45042
4-Heptanol, 4-ethyl- | 57919 | 45043
1,3-Propanediol, 2,2-bis[(acetyloxy)methyl]-, 1,3-diacetate | 57893 | 45044
Stannane, tetraethyl- | 57885 | 45045
Silanol, 1,1,1-triethyl- | 57869 | 45046
3-Pentanol, 3-ethyl- | 57851 | 45047
Propanal, 3-hydroxy-2,2-dimethyl- | 57844 | 45048
1,3-Propanediol, 2-ethyl-2-nitro- | 57828 | 45049
Benzenemethanol, 4-(diethylamino)-.alpha.,.alpha.-bis[4-(diethylamino)phenyl]- | 57802 | 45050
Benzenemethanol, 2-chloro-.alpha.,.alpha.-bis[4-(dimethylamino)phenyl]- | 57786 | 45051
1(3H)-Isobenzofuranone, 3,3-bis(4-hydroxy-3-methylphenyl)- | 57760 | 45052
Spiro[isobenzofuran-1(3H),9'-[9H]xanthen]-3-one, 4',5'-dibromo-3',6'-dihydroxy- | 57745 | 45053
Propanedioic acid, 2,2-dimethyl- | 57729 | 45054
Propane, 2-methyl-2-nitro- | 57711 | 45055
Propanoic acid, 2-hydroxy-2-methyl- | 57695 | 45056
Ethanesulfonic acid | 57687 | 45057
Methanesulfenyl chloride, trichloro- | 57661 | 45058
2-Butanamine, 2-methyl- | 57653 | 45059
Butane, 2-chloro-2-methyl- | 57646 | 45060
Antimony, dichlorotriphenyl- | 57620 | 45061
Stannane, tetramethyl- | 57612 | 45062
Lithium, (1,1-dimethylethyl)- | 57596 | 45063
Methane, dibromodichloro- | 57588 | 45064
Methane, tribromochloro- | 57562 | 45065
Guanidine, sulfate (2:1) | 57554 | 45066
Cyclopropane, methyl- | 57547 | 45067
Guanidine, acetate (1:1) | 57521 | 45068
Carbonic acid, compd. with guanidine (1:2) | 57513 | 45069
Thiocyanic acid, compd. with guanidine (1:1) | 57505 | 45070
Methanamine, N,N-dimethyl-, hydrochloride (1:1) | 57497 | 45071
Methane, 1,1'-tellurobis- | 57489 | 45072
Mercury, dimethyl- | 57471 | 45073
Methane, chlorofluoro- | 57463 | 45074
Ethene, iodo- | 57455 | 45075
Ethene, bromo- | 57448 | 45076
Hydroxylamine, O-methyl-, hydrochloride (1:1) | 57430 | 45077
Ethanamine, hydrobromide (1:1) | 57422 | 45078
Methane, fluoro- | 57414 | 45079
Methanamine, hydrochloride (1:1) | 57406 | 45080
1-Triacontanol | 57398 | 45081
Heptacosane | 57380 | 45082
Octadecane | 57372 | 45083
Octadecanoic acid, potassium salt (1:1) | 57364 | 45084
Hexadecanoic acid, ammonium salt (1:1) | 57356 | 45085
2-Tridecanone | 57349 | 45086
Octanoyl fluoride | 57323 | 45087
Oxepane | 57315 | 45088
Formic acid, strontium salt (2:1) | 57307 | 45089
Thiocyanic acid, lead(2+) salt (2:1) | 57281 | 45090
Thiocyanic acid, mercury(2+) salt (2:1) | 57273 | 45091
Butane, 1-isothiocyanato- | 57257 | 45092
1-Heptene | 57240 | 45093
1,3-Cyclohexadiene | 57224 | 45094
Ethane, 1-bromo-2-ethoxy- | 57216 | 45095
4-Pentenenitrile | 57208 | 45096
1,4-Hexadiene | 57182 | 45097
2-Hexene | 57174 | 45098
1-Hexene | 57158 | 45099
Boron, trifluoro(piperidine)-, (T-4)- | 57141 | 45100
Carbamic acid, butyl ester | 57133 | 45101
Carbonochloridic acid, butyl ester | 57125 | 45102
Heptane, 2-methyl- | 57109 | 45103
2-Propanone, 1-(acetyloxy)- | 57091 | 45104
Mercury cyanide (Hg(CN)2) | 57075 | 45105
Cadmium, diethyl- | 57067 | 45106
2-Butene, 1-chloro- | 57042 | 45107
1,4-Pentadiene | 57034 | 45108
4-Pentenoic acid | 57018 | 45109
2-Hexanone | 57000 | 45110
Hexane, 2-methyl- | 56994 | 45111
Pentanoic acid, butyl ester | 56986 | 45112
9-Octadecenoic acid (9Z)-, barium salt (2:1) | 56978 | 45113
Butanoic acid, 3-oxo-, butyl ester | 56952 | 45114
Benzene, iodo- | 56937 | 45115
Cyclohexene, 1-methyl- | 56929 | 45116
Cyclohexene, 3-methyl- | 56911 | 45117
Phenol, 3,5-dichloro- | 56895 | 45118
Acetamide, N-(3-ethoxyphenyl)- | 56887 | 45119
Phenol, 3-amino- | 56861 | 45120
Cyclohexanone, 3-methyl- | 56853 | 45121
Pyridine, 3,5-dimethyl- | 56838 | 45122
Phenol, 3-bromo- | 56820 | 45123
Benzene, 1-bromo-3-iodo- | 56804 | 45124
Benzene, 1-bromo-3-methyl- | 56796 | 45125
Acetamide, N-(aminothioxomethyl)- | 56770 | 45126
Acetamide, N-(aminocarbonyl)- | 56762 | 45127
Methanol, 1-bromo-, 1-acetate | 56747 | 45128
2-Butynoic acid | 56739 | 45129
Propanoic acid, 3-bromo- | 56721 | 45130
2-Butanone, 4-hydroxy- | 56713 | 45131
Butanal, 3-methyl- | 56705 | 45132
1-Propanaminium, 2-[(aminocarbonyl)oxy]-N,N,N-trimethyl-, chloride (1:1) | 56697 | 45133
2-Butanol, 2-methyl-, 2-carbamate | 56689 | 45134
Methanaminium, 1-carboxy-N,N,N-trimethyl-, chloride (1:1) | 56671 | 45135
Propane, 2-isothiocyanato-2-methyl- | 56663 | 45136
2-Pentanol, 2-methyl- | 56655 | 45137
Pentane, 2,2-dimethyl- | 56648 | 45138
Formic acid, potassium salt (1:1) | 56630 | 45139
Cyanic acid, potassium salt (1:1) | 56622 | 45140
1-Propene, 1-chloro- | 56614 | 45141
1,2-Butadiene | 56606 | 45142
2-Butene, (2Z)- | 56598 | 45143
1-Propene, 1-bromo- | 56580 | 45144
Acetic acid, 2-chloro-, butyl ester | 56572 | 45145
Propanoic acid, butyl ester | 56564 | 45146
2,4-Hexadienoic acid, potassium salt (1:1) | 56556 | 45147
3-Octanol | 56549 | 45148
Pyridine, 2,5-dimethyl- | 56531 | 45149
Cyclohexanone, 4-methyl- | 56523 | 45150
Cyclohexanol, 4-methyl- | 56515 | 45151
3-Heptanol | 56499 | 45152
Heptane, 3-methyl- | 56481 | 45153
2-Butenoic acid, 2-methylpropyl ester | 56465 | 45154
Butanoic acid, 3-methyl-, 2-methylpropyl ester | 56457 | 45155
4-Heptanol | 56432 | 45156
Heptane, 4-methyl- | 56424 | 45157
3-Hexanone | 56408 | 45158
1,3-Pentanediamine | 56390 | 45159
1-Pentanol, 3-methyl- | 56382 | 45160
1,4-Benzenedimethanol | 56366 | 45161
Benzenemethanol, 4-methyl- | 56358 | 45162
Benzene, 1-bromo-4-(bromomethyl)- | 56333 | 45163
Benzene, (2-bromoethoxy)- | 56325 | 45164
Benzene, 1-bromo-4-ethoxy- | 56317 | 45165
Benzaldehyde, 2-phenylhydrazone | 56291 | 45166
Benzene, 1,1'-(1,2-ethenediyl)bis- | 56275 | 45167
Diazene, 1,2-bis(4-ethoxyphenyl)- | 56267 | 45168
Acetamide, N-(3-methoxyphenyl)- | 56242 | 45169
Acetamide, N-(3-chlorophenyl)- | 56234 | 45170
Urea, N,N'-bis(4-nitrophenyl)- | 56218 | 45171
Benzenamine, N-phenyl-, sulfate (1:1) | 56192 | 45172
Benzoic acid, 3-(acetylamino)- | 56176 | 45173
Carbonic acid, lanthanum(3+) salt (3:2) | 56168 | 45174
Benzene, nitroso- | 56150 | 45175
4-Pyridinemethanol | 56143 | 45176
Benzene, 1-bromo-4-nitro- | 56127 | 45177
Benzoic acid, 4-bromo- | 56101 | 45178
Benzoyl chloride, 4-bromo- | 56093 | 45179
Benzene, 1-bromo-4-(1-methylethyl)- | 56077 | 45180
Benzoic acid, 3-methoxy- | 56069 | 45181
D-Glucitol, 4-O-.alpha.-D-glucopyranosyl- | 56044 | 45182
Benzene, 1-bromo-3-nitro- | 56028 | 45183
Benzoic acid, 3-bromo- | 56010 | 45184
1,3-Benzenedisulfonyl dichloride | 55996 | 45185
Benzenesulfonic acid, 3-hydroxy- | 55988 | 45186
Propanoic acid, 2-hydroxy-, 2-methylpropyl ester | 55962 | 45187
2-Propenoic acid, 2-methyl-, 1,1-dimethylethyl ester | 55954 | 45188
Pentanoic acid, 2-bromo- | 55947 | 45189
Benzene, 2,4-diisocyanato-1-methyl- | 55939 | 45190
Benzenediazonium, 4-(diethylamino)-2-ethoxy-, tetrafluoroborate(1-) (1:1) | 55913 | 45191
Benzene, 1-bromo-2,4-dinitro- | 55905 | 45192
Benzoic acid, 2-hydroxy-5-[2-(3-nitrophenyl)diazenyl]-, sodium salt (1:1) | 55897 | 45193
4-Imidazolidinone, 1-acetyl-2-thioxo- | 55889 | 45194
Carbonic acid, rubidium salt (1:2) | 55871 | 45195
Carbonic acid, potassium salt (1:2) | 55863 | 45196
1,2-Butanediol | 55855 | 45197
3-Pentanol | 55848 | 45198
Butanoic acid, 2-hydroxy-4-(methylthio)- | 55830 | 45199
Phenol, 2,5-dichloro- | 55822 | 45200
Benzenamine, 4-bromo-2-methyl- | 55814 | 45201
Benzene, 1-bromo-2,4-dimethyl- | 55806 | 45202
1,4-Benzenediol, 2-bromo- | 55798 | 45203
Benzenamine, 2-bromo-4-methyl- | 55780 | 45204
Pyridine, 2,3-dimethyl- | 55772 | 45205
Cyclohexanone, 2-methyl- | 55764 | 45206
Cyclohexanol, 2-methyl- | 55756 | 45207
Pyridine, 3,4-dimethyl- | 55749 | 45208
Benzene, 1-bromo-2-iodo- | 55731 | 45209
Benzene, 1,2-dibromo- | 55723 | 45210
Hexane, 3,4-dimethyl- | 55707 | 45211
2H-Benzimidazole-2-thione, 1,3-dihydro- | 55699 | 45212
Benzenemethanol, .alpha.-butyl- | 55673 | 45213
1,3-Butanedione, 4,4,4-trifluoro-1-(3-pyridinyl)- | 55665 | 45214
1-Butanone, 3-methyl-1-phenyl- | 55640 | 45215
1H-Benzimidazole, 5,6-dimethyl- | 55632 | 45216
Thiazolium, 3-[(4-amino-2-methyl-5-pyrimidinyl)methyl]-5-(2-hydroxyethyl)-4-methyl-, phosphate (1:1) | 55616 | 45217
Benzoic acid, 3-amino-, ethyl ester | 55608 | 45218
Benzoic acid, potassium salt (1:1) | 55590 | 45219
2,7-Naphthalenediol | 55574 | 45220
Naphthalene, 2,7-dimethyl- | 55566 | 45221
Phenothiazin-5-ium, 3,7-diamino-, chloride (1:1) | 55541 | 45222
Naphthalene, 2,6-dimethyl- | 55525 | 45223
Naphthalene, 2,3-dimethyl- | 55517 | 45224
Acetamide, N-(2-ethoxyphenyl)- | 55509 | 45225
2-Quinolinamine | 55483 | 45226
7-Quinolinol | 55475 | 45227
Naphthalene, 2-bromo- | 55459 | 45228
Glycine, N-acetyl-N-phenyl- | 55442 | 45229
Benzoic acid, 2-methoxy- | 55426 | 45230
Benzenamine, 2,6-diethyl- | 55400 | 45231
1,2-Ethanedione, 1,2-bis(4-fluorophenyl)- | 55392 | 45232
1,2-Propanedione, 1-phenyl- | 55376 | 45233
9(10H)-Acridinone | 55368 | 45234
8-Quinolinamine | 55343 | 45235
Benzene, 1-methoxy-2-methyl- | 55335 | 45236
Benzenamine, 2-ethyl- | 55319 | 45237
Benzoic acid, 2-hydroxy-, potassium salt (1:1) | 55301 | 45238
Ethanone, 1-(2-nitrophenyl)- | 55285 | 45239
Benzene, 1,2-bis(1-methylethyl)- | 55277 | 45240
Butanedioic acid, 2-sulfo-, 1,4-bis(2-ethylhexyl) ester, sodium salt (1:1) | 55251 | 45241
Phenol, 2,3,4,5-tetrabromo-6-methyl- | 55236 | 45242
Benzeneacetic acid, 2,4-dihydroxy- | 60509 | 45243
Acetamide, N-(2-hydroxyphenyl)- | 60491 | 45244
Benzeneacetic acid, 2-hydroxy- | 60475 | 45245
Benzene, 1-isocyanato-2-methyl- | 60467 | 45246
Benzenecarboperoxoic acid, 1,1-dimethylethyl ester | 60442 | 45247
Benzamide, 4-amino-N-[2-(diethylamino)ethyl]-, hydrochloride (1:1) | 60434 | 45248
1,2,3-Propanetriol, 1,2,3-tribenzoate | 60418 | 45249
Benzenemethanamine, N-methyl-N-phenyl- | 60392 | 45250
3-Pyridinecarboxylic acid, ethyl ester | 60376 | 45251
Benzenepropanenitrile, .beta.-oxo- | 60368 | 45252
Benzenamine, N-ethyl-N-methyl- | 60343 | 45253
Benzoic acid, hydrazide | 60335 | 45254
Benzamide, N-methyl- | 60327 | 45255
Benzeneacetonitrile, .alpha.-oxo- | 60301 | 45256
Benzaldehyde, 2-hydroxy-5-methyl- | 60293 | 45257
Phenol, 2-methoxy-, 1-acetate | 60277 | 45258
Benzaldehyde, 2-ethoxy- | 60269 | 45259
Benzenamine, N,N-diethyl-4-methyl- | 60244 | 45260
1,1'-Biphenyl, 4-methoxy- | 60228 | 45261
Acetamide, N,N'-[1,1'-biphenyl]-4,4'-diylbis- | 60210 | 45262
Benzenamine, N,N-dibutyl- | 60194 | 45263
Benzaldehyde, 4-(dipropylamino)- | 60186 | 45264
1,2,4-Benzenetriol, 1,2,4-triacetate | 60160 | 45265
Naphthalene, 2-phenyl- | 60145 | 45266
[1,1'-Biphenyl]-4,4'-diol, 3,3'-dimethyl- | 60137 | 45267
[1,1'-Biphenyl]-4,4'-diamine, 3,3'-dimethyl-, hydrochloride (1:2) | 60111 | 45268
Quinoline, 2-chloro- | 60103 | 45269
Quinoline, 6-chloro- | 60087 | 45270
Benzoic acid, 2-[(carboxymethyl)amino]- | 60061 | 45271
Benzenamine, N-methyl-2-nitro- | 60053 | 45272
Benzenemethanol, 2-methoxy- | 60038 | 45273
Benzene, 1-ethenyl-2-methoxy- | 60020 | 45274
Benzene, 1,2-bis(chloromethyl)- | 60004 | 45275
.beta.-D-Xylopyranoside, methyl | 59998 | 45276
Methanone, bis(4-methylphenyl)- | 59972 | 45277
Urea, N,N'-dimethyl-N,N'-diphenyl- | 59964 | 45278
Benzamide, N,N-dimethyl- | 59949 | 45279
Benzeneacetic acid, .alpha.-hydroxy-, (.alpha.R)- | 59931 | 45280
1-Propanone, 2-methyl-1-phenyl- | 59923 | 45281
Quinoline, 8-chloro- | 59915 | 45282
Quinoline, 8-methyl- | 59907 | 45283
Benzenamine, N,2-dimethyl- | 59899 | 45284
Benzonitrile, 2-hydroxy- | 59881 | 45285
Benzene, 1-chloro-2-(chloromethyl)- | 59873 | 45286
Benzene, 1-ethenyl-2-methyl- | 59865 | 45287
Benzene, 1-ethyl-2-methyl- | 59857 | 45288
2-Furancarboxylic acid, methyl ester | 59840 | 45289
2,4(1H,3H)-Pyrimidinedione, 5-nitro- | 59832 | 45290
Phenol, 5-chloro-2-nitro- | 59824 | 45291
Benzene, 2,4-dichloro-1-nitro- | 59816 | 45292
Benzoic acid, 2,4-dimethyl- | 59808 | 45293
Benzoic acid, 2-iodo-, methyl ester | 59790 | 45294
Benzoic acid, 2-chloro-, methyl ester | 59782 | 45295
Benzoic acid, 2-bromo-, methyl ester | 59774 | 45296
4H-3,1-Benzoxazin-4-one, 2-methyl- | 50104 | 45297
1,2,3-Benzenetriol, 1,2,3-triacetate | 50096 | 45298
1,2-Naphthalenedione | 50070 | 45299
1H-Purine-2,6-dione, 8-chloro-3,7-dihydro-1,3-dimethyl-, compd. with 2-(diphenylmethoxy)-N,N-dimethylethanamine (1:1) | 50054 | 45300
Benzenesulfonic acid, 4-[2-(4-hydroxy-1-naphthalenyl)diazenyl]-, sodium salt (1:1) | 50039 | 45301
Anthracene, 9,10-dibromo- | 50021 | 45302
1H-Imidazole, 4,5-dihydro-2-(1,2,3,4-tetrahydro-1-naphthalenyl)-, hydrochloride (1:1) | 50005 | 45303
8-Quinolinol, 5,7-dibromo- | 49981 | 45304
1,4-Phthalazinedione, 5-amino-2,3-dihydro- | 49973 | 45305
Cholest-5-en-3-ol (3.beta.)-, 3-butanoate | 49957 | 45306
2H-Pyran-2,4(3H)-dione, 3-acetyl-6-methyl- | 49940 | 45307
Acetamide, N,N-diphenyl- | 49916 | 45308
Benzene, 1,1',1''-methylidynetris- | 49908 | 45309
Magnesium, [(2E,7R,11R)-3,7,11,15-tetramethyl-2-hexadecenyl (3S,4S,21R)-9-ethenyl-14-ethyl-13-formyl-21-(methoxycarbonyl)-4,8,18-trimethyl-20-oxo-3-phorbinepropanoato(2-)-.kappa.N23,.kappa.N24,.kappa.N25,.kappa.N26]-, (SP-4-2)- | 49890 | 45310
1(3H)-Isobenzofuranone, 3,3-bis(4-hydroxyphenyl)-, sodium salt (1:2) | 49874 | 45311
Naphthacene, 5,6,11,12-tetraphenyl- | 49858 | 45312
Methane, trinitro- | 49833 | 45313
1,2-Ethanedisulfonic acid, 1,2-dihydroxy-, sodium salt (1:2) | 49817 | 45314
Cholest-5-ene, 3-bromo-, (3.beta.)- | 49791 | 45315
Iron, [ethanedioato(2-)-.kappa.O1,.kappa.O2]- | 49775 | 45316
Ethanedioic acid, barium salt (1:1) | 49767 | 45317
Propanoic acid, 2-hydroxy-, ammonium salt (1:1) | 49759 | 45318
Acetic acid, 2,2,2-trichloro-, ethyl ester | 49742 | 45319
Benzenesulfonic acid, 4-amino-, sodium salt (1:1) | 49726 | 45320
3-Cyclohexene-1-methanol, .alpha.,4-dimethyl-.alpha.-(4-methyl-3-penten-1-yl)-, (.alpha.R,1R)-rel- | 49718 | 45321
Benzene, (2-chloro-1,1-dimethylethyl)- | 49692 | 45322
Benzeneacetic acid, .alpha.-hydroxy-.alpha.-methyl- | 49684 | 45323
Bicyclo[3.1.1]hept-2-ene-2-methanol, 6,6-dimethyl- | 49668 | 45324
Benzothiazolium, 3-ethyl-2-[5-(3-ethyl-2(3H)-benzothiazolylidene)-1,3-pentadien-1-yl]-, iodide (1:1) | 49643 | 45325
1-Phenanthrenecarboxylic acid, 1,2,3,4,4a,4b,5,6,10,10a-decahydro-1,4a-dimethyl-7-(1-methylethyl)-, (1R,4aR,4bR,10aR)- | 49627 | 45326
Ethene, 1,1,2,2-tetraiodo- | 49619 | 45327
2,3-Butanediol | 49593 | 45328
1,3-Butadiene, 2,3-dimethyl- | 49585 | 45329
Carbonic acid, cobalt(2+) salt (1:1) | 49577 | 45330
Carbonic acid, barium salt (1:1) | 49551 | 45331
Carbamodithioic acid, ammonium salt (1:1) | 49544 | 45332
2-Butanamine, (2S)- | 49528 | 45333
Butane, 2-iodo- | 49510 | 45334
1-Propanethiol, 2-methyl- | 49502 | 45335
Propane, 1-iodo-2-methyl- | 49486 | 45336
Propane, 1-chloro-2-methyl- | 49478 | 45337
1-Propene, 2,3-dibromo- | 49452 | 45338
Glycine, sulfate (3:1) | 49445 | 45339
Bicyclo[3.1.0]hexan-2-one, 5-(1-methylethyl)- | 49437 | 45340
.alpha.-D-Glucopyranoside, .beta.-D-fructofuranosyl O-.alpha.-D-galactopyranosyl-(1.fwdarw.6)- | 49429 | 45341
Cyclotrisiloxane, 2,2,4,4,6,6-hexaphenyl- | 49411 | 45342
Phosphoric acid, trimethyl ester | 49403 | 45343
Sulfuric acid, monomethyl ester, sodium salt (1:1) | 49395 | 45344
1,2,3-Propanetricarboxylic acid, 2-hydroxy-, lead(2+) salt (2:3) | 49387 | 45345
Cyclohexaneacetic acid, .alpha.-ethyl-1-hydroxy- | 49379 | 45346
Bicyclo[2.2.1]heptan-2-ol, 1,3,3-trimethyl-, (1S,2S,4R)- | 49361 | 45347
Bicyclo[2.2.1]heptane, 2-methyl-3-methylene-2-(4-methyl-3-penten-1-yl)-, (1S,2R,4R)- | 49353 | 45348
1,3-Hexanedione, 4,4,5,5,6,6,6-heptafluoro-1-(2-thienyl)- | 54478 | 45349
1-Butene, 3,3-dimethyl- | 54452 | 45350
Methanesulfonyl fluoride | 54437 | 45351
Propane, 2-iodo-2-methyl- | 54429 | 45352
Acetyl fluoride | 54403 | 45353
1-Propene, 2-chloro- | 54395 | 45354
1-Propene, 2-bromo- | 54387 | 45355
Ethanamine, hydrochloride (1:1) | 54361 | 45356
1-Octacosanol | 54353 | 45357
2,6-Nonadienal, (2E,6Z)- | 54338 | 45358
Thiocyanic acid, zinc salt (2:1) | 54320 | 45359
1-Propene, 3,3'-oxybis- | 54304 | 45360
Formic acid, magnesium salt (2:1) | 54296 | 45361
Octane, 2-iodo- | 54288 | 45362
Acetic acid, zinc salt (2:1) | 54262 | 45363
1-Propene, 3-ethoxy- | 54254 | 45364
Ethanedial, 1,2-dioxime | 54247 | 45365
Propanoic acid, zinc salt (2:1) | 54239 | 45366
Butanoic acid, 2,3-dihydroxypropyl ester | 54221 | 45367
Zinc cyanide (Zn(CN)2) | 54213 | 45368
Zinc, diethyl- | 54205 | 45369
Nickel cyanide (Ni(CN)2) | 54197 | 45370
Magnesium, diethyl- | 54189 | 45371
Urea, N-2-propen-1-yl- | 54171 | 45372
Octanoic acid, zinc salt (2:1) | 54163 | 45373
10-Undecenoic acid, zinc salt (2:1) | 54155 | 45374
9-Octadecenoic acid (9Z)-, zinc salt (2:1) | 54148 | 45375
Zinc, (octadecanoato-.kappa.O)[(9Z)-9-octadecenoato-.kappa.O]- | 54130 | 45376
Octadecanoic acid, zinc salt (2:1) | 54122 | 45377
Octadecanoic acid, magnesium salt (2:1) | 54114 | 45378
2(1H)-Pyrimidinone | 54106 | 45379
Diimidotricarbonic diamide | 54098 | 45380
4(5H)-Thiazolone, 2-amino- | 54072 | 45381
Guanidine, N-nitro- | 54056 | 45382
2-Buten-1-ol, 3-methyl- | 54049 | 45383
Pyrimidine, 1,2,5,6-tetrahydro-2,2,4,6,6-pentamethyl- | 54023 | 45384
Cyclononasiloxane, octadecamethyl- | 54015 | 45385
Cyclooctasiloxane, hexadecamethyl- | 53983 | 45386
Thiocyanic acid, lithium salt (1:1) | 53967 | 45387
Thiocyanic acid, methyl ester | 53959 | 45388
Formic acid, lithium salt (1:1) | 53942 | 45389
1-Propene, 3-iodo- | 53926 | 45390
1-Propanamine, hydrochloride (1:1) | 53918 | 45391
Glycine, glycyl- | 53892 | 45392
Pentanoic acid, zinc salt (2:1) | 53884 | 45393
Carbonic acid, yttrium(3+) salt (3:2) | 53876 | 45394
1H-Imidazole, 2-heptadecyl-4,5-dihydro-, acetate (1:1) | 53850 | 45395
Benzoic acid, 4-(acetylamino)- | 53835 | 45396
Tyrosine | 53827 | 45397
Ethanamine, 2-chloro-N,N-bis(2-chloroethyl)- | 53801 | 45398
Ethanol, aluminum salt (3:1) | 53793 | 45399
Propanedinitrile, 2-[2-(3-chlorophenyl)hydrazinylidene]- | 53777 | 45400
Acetamide, 2-amino-N-phenyl- | 53769 | 45401
Hexadecanoic acid, 1,1',1''-(1,2,3-propanetriyl) ester | 53744 | 45402
Octadecanoic acid, iron(3+) salt (3:1) | 53728 | 45403
Ethanedioic acid, iron(3+) sodium salt (3:1:3) | 53702 | 45404
Benzoic acid, aluminum salt (3:1) | 53694 | 45405
2-Propanol, aluminum salt (3:1) | 53686 | 45406
Benzeneacetonitrile, 4-nitro- | 53660 | 45407
Benzaldehyde, 4-nitro- | 53652 | 45408
Benzoic acid, 4-amino-, sodium salt (1:1) | 53637 | 45409
1,3,5-Benzenetricarboxylic acid | 53611 | 45410
Phenol, 3-nitro- | 53603 | 45411
Phosphine, triethyl- | 53587 | 45412
Ethanamine, N,N-diethyl-, hydrochloride (1:1) | 53579 | 45413
Thiophene, 2-methyl- | 53561 | 45414
Propanoic acid, methyl ester | 53546 | 45415
1,2-Propanediol, 3-iodo- | 53538 | 45416
2,5-Cyclohexadiene-1,4-dione, 2-methyl- | 53512 | 45417
Benzene, 2-bromo-1,4-dimethyl- | 53504 | 45418
Ethanedioic acid, 1,2-dimethyl ester | 53488 | 45419
Benzene, 2,4-dichloro-1-methoxy- | 53470 | 45420
Benzoic acid, zinc salt (2:1) | 53462 | 45421
3-Pyridinecarboxylic acid, 1-methylethyl ester | 53447 | 45422
Benzoic acid, lithium salt (1:1) | 53439 | 45423
4,4'-Bipyridine | 53421 | 45424
2,8-Phenazinediamine, N8,N8,3-trimethyl-, hydrochloride (1:1) | 53413 | 45425
21H,23H-Porphine-2,18-dipropanoic acid, 7,12-diethenyl-3,8,13,17-tetramethyl- | 53405 | 45426
Benzoic acid, 2-hydroxy-, 2-carboxyphenyl ester | 53397 | 45427
Benzaldehyde, 2-nitro- | 53389 | 45428
Ethanone, 1,2-di-2-furanyl-2-hydroxy- | 53371 | 45429
Benzenamine, N-methyl-N-phenyl- | 53363 | 45430
Benzeneacetic acid, .alpha.-(hydroxymethyl)- | 53355 | 45431
1-Naphthalenamine, hydrochloride (1:1) | 53348 | 45432
Benzene, 1-(chloromethyl)-2-methyl- | 53330 | 45433
Benzoic acid, 2-hydroxy-, lithium salt (1:1) | 53322 | 45434
Acetamide, N-(2-nitrophenyl)- | 53314 | 45435
5-Isobenzofurancarboxylic acid, 1,3-dihydro-1,3-dioxo- | 53306 | 45436
Hypoiodous acid, I,I'-[2,2'-dimethyl-5,5'-bis(1-methylethyl)[1,1'-biphenyl]-4,4'-diyl] ester | 53298 | 45437
Ethanone, 1-(2-aminophenyl)- | 53272 | 45438
4-Thia-1-azabicyclo[3.2.0]heptane-2-carboxylic acid, 6-amino-3,3-dimethyl-7-oxo-, (2S,5R,6R)- | 53264 | 45439
1(3H)-Isobenzofuranone, 3-butylidene- | 53249 | 45440
Naphthalene, 1-isothiocyanato- | 53231 | 45441
3H-Pyrazol-3-one, 2,4-dihydro-5-methyl-4-nitro-2-(4-nitrophenyl)- | 53215 | 45442
1H-Isoindole-1,3(2H)-dione, 2-methyl- | 53199 | 45443
Quinolinium, 2-[(3,6-dimethyl-2-phenyl-4(3H)-pyrimidinylidene)methyl]-1-ethyl-, chloride (1:1) | 53181 | 45444
Cinchonan-9-ol, 6'-methoxy-, (8.alpha.,9R)-, sulfate (1:1) | 53165 | 45445
1-Propanamine, 3-(10,11-dihydro-5H-dibenzo[a,d]cyclohepten-5-ylidene)-N,N-dimethyl-, hydrochloride (1:1) | 53157 | 45446
Spiro[isobenzofuran-1(3H),9'-[9H]xanthen]-3-one, 4',5'-dibromo-3',6'-dihydroxy-2',7'-dinitro-, sodium salt (1:2) | 53124 | 45447
Nickel, [ethanedioato(2-)-.kappa.O1,.kappa.O2]- | 53108 | 45448
Propanoic acid, 2-hydroxy-, methyl ester | 53082 | 45449
Propanoic acid, 2-methyl-, methyl ester | 53074 | 45450
Benzenesulfonic acid, 4-[2-[4-(dimethylamino)phenyl]diazenyl]-, sodium salt (1:1) | 53058 | 45451
D-Fructose, 3-O-.alpha.-D-glucopyranosyl- | 53033 | 45452
Carbonic acid, magnesium salt (1:1) | 53025 | 45453
Bicyclo[3.1.0]hexan-3-one, 4-methyl-1-(1-methylethyl)-, (1S,4R,5R)- | 53009 | 45454
Bicyclo[3.1.0]hexan-2-ol, 2-methyl-5-(1-methylethyl)- | 52993 | 45455
2-Propanol, titanium(4+) salt (4:1) | 52977 | 45456
Ethanaminium, 2-hydroxy-N,N,N-trimethyl-, 2-hydroxy-1,2,3-propanetricarboxylate (3:1) | 52951 | 45457
1,2,3-Propanetricarboxylic acid, 2-hydroxy-, zinc salt (2:3) | 52936 | 45458
Cyclotrisiloxane, 2,4,6-trimethyl-2,4,6-triphenyl- | 52928 | 45459
Acetonitrile, 2,2,2-trichloro- | 52902 | 45460
Zinc, dimethyl- | 52894 | 45461
Dotriacontane | 52878 | 45462
Hexadecane | 52852 | 45463
9-Tetradecenoic acid, (9Z)- | 52845 | 45464
1,2-Propanediol, 3-(octadecyloxy)- | 52829 | 45465
9-Octadecenoic acid (9Z)-, ammonium salt (1:1) | 52811 | 45466
Butane, 1,1'-thiobis- | 52795 | 45467
9,12-Octadecadienoic acid (9Z,12Z)-, ethyl ester | 52787 | 45468
Formic acid, copper(2+) salt (2:1) | 52761 | 45469
Formic acid, cobalt(2+) salt (2:1) | 52753 | 45470
Nitrous acid, butyl ester | 52738 | 45471
Pentanedinitrile | 52720 | 45472
3-Hexen-1-ol | 52712 | 45473
Hexane, 1-chloro- | 52704 | 45474
Butane, 1,1'-thiobis[3-methyl- | 52696 | 45475
Butane, 1,1'-oxybis[3-methyl- | 52688 | 45476
1-Butanamine, 3-methyl-N-(3-methylbutyl)- | 52670 | 45477
Acetic acid, strontium salt (2:1) | 52662 | 45478
Acetic acid, cadmium salt (2:1) | 52654 | 45479
1-Butanol, 3-methyl-, 1-nitrate | 52647 | 45480
2-Heptanamine, 6-methyl- | 52639 | 45481
Acetic acid, barium salt (2:1) | 52621 | 45482
Pentane, 1-chloro- | 52613 | 45483
Pyridine, sulfate (1:1) | 52605 | 45484
2-Heptanol | 52597 | 45485
7-Octen-2-ol, 2-methyl-6-methylene- | 52589 | 45486
Carbamic acid, 2-methylpropyl ester | 52571 | 45487
Carbonochloridic acid, 2-methylpropyl ester | 52563 | 45488
Glycine, N-acetyl- | 52555 | 45489
2-Butynediamide | 52548 | 45490
Butanedioyl dichloride | 52530 | 45491
1,3-Cyclopentadiene | 52522 | 45492
Silane, diethyl- | 52514 | 45493
Thiocyanic acid, ethyl ester | 52506 | 45494
Methane, 1,1'-oxybis[1-chloro- | 52498 | 45495
Ethane, isothiocyanato- | 52480 | 45496
Cobalt cyanide (Co(CN)2) | 52472 | 45497
Propanenitrile, 3-chloro- | 52456 | 45498
1-Propene, 1,3-dichloro- | 52449 | 45499
Barium cyanide (Ba(CN)2) | 52423 | 45500
1,2-Ethanediol, 1-acetate | 52415 | 45501
Ethanol, 2-chloro-, 1-acetate | 52407 | 45502
Nitrous acid, 2-methylpropyl ester | 52399 | 45503
Pentanenitrile, 4-methyl- | 52373 | 45504
Carbonic acid, dibutyl ester | 52365 | 45505
Hexadecanoic acid, 2,3-dihydroxypropyl ester | 52340 | 45506
Hexadecanoic acid, calcium salt (2:1) | 52332 | 45507
Cyclohexane, chloro- | 52324 | 45508
Benzenamine, acetate (1:1) | 52308 | 45509
Benzenamine, hydrobromide (1:1) | 52290 | 45510
1,1-Ethanediol, 1,1-diacetate | 52282 | 45511
Pentanedioic acid, 3-oxo- | 52266 | 45512
1,3,5-Triazine-2,4-diamine, 6-methyl- | 52258 | 45513
Acetic acid, 2-chloro-, 1,1'-anhydride | 52233 | 45514
3-Heptanone, 5-methyl- | 52225 | 45515
1,3-Benzenediamine, sulfate (1:1) | 52209 | 45516
1,3-Benzenediamine, hydrochloride (1:2) | 52191 | 45517
1H-Pyrrole-2,5-dione | 52183 | 45518
Thioimidodicarbonic diamide ([(H2N)C(S)]2NH) | 52167 | 45519
Butanoic acid, 3-amino- | 52159 | 45520
Butanamide, 3-methyl- | 52134 | 45521
Nitrous acid, 1-methylethyl ester | 52126 | 45522
Butanamide | 52100 | 45523
Butane, 1,1-dichloro- | 52092 | 45524
1-Butanethiol, 3-methyl- | 52084 | 45525
Arsonous dichloride, As-(2-chloroethenyl)- | 52068 | 45526
1,10-Decanediaminium, N1,N1,N1,N10,N10,N10-hexamethyl-, bromide (1:2) | 52050 | 45527
Uranium, bis(acetato-.kappa.O)dioxo-, (T-4)- | 52035 | 45528
Cyclotrisiloxane, 2,2,4,4,6,6-hexamethyl- | 52027 | 45529
Heptasiloxane, 1,1,1,3,3,5,5,7,7,9,9,11,11,13,13,13-hexadecamethyl- | 52001 | 45530
2-Propanesulfonic acid, 2-hydroxy-, sodium salt (1:1) | 51987 | 45531
Acetic acid, 1,1-dimethylethyl ester | 51979 | 45532
Sulfuric acid, monoethyl ester | 51953 | 45533
Hydrazine, 1,2-dimethyl- | 51946 | 45534
Formic acid, ammonium salt (1:1) | 51920 | 45535
1,2-Ethanedithiol | 51912 | 45536
Ethene, 1,2-dichloro- | 51904 | 45537
Propane, 1-chloro- | 51896 | 45538
Ethanol, 2-bromo- | 51888 | 45539
Ethene, 1,2-dibromo- | 51870 | 45540
Propanoic acid, 2-methylpropyl ester | 51862 | 45541
Phenol, 4-iodo- | 51854 | 45542
Benzenamine, 4-iodo- | 51847 | 45543
Benzenamine, 4-methyl-, hydrochloride (1:1) | 51839 | 45544
Butanoic acid, pentyl ester | 51821 | 45545
Hexadecanoic acid, hexadecyl ester | 51813 | 45546
12-Tricosanone | 51805 | 45547
Hexanoic acid, pentyl ester | 51797 | 45548
Dodecanoic acid, 1,1'-(2-hydroxy-1,3-propanediyl) ester | 51789 | 45549
Carbonic acid, bis(2-methylpropyl) ester | 51771 | 45550
Butanoic acid, 2-methylpropyl ester | 51763 | 45551
Pentanoic acid, 4-oxo-, ethyl ester | 51755 | 45552
Pentanoic acid, ethyl ester | 51748 | 45553
Propanoic acid, 3-bromo-, ethyl ester | 51730 | 45554
Glycine, N,N-dimethyl-, hydrazide, hydrochloride (1:1) | 51722 | 45555
1,4-Benzenedimethanamine | 51714 | 45556
2-Propenoic acid, 3-(2-furanyl)- | 51706 | 45557
Mercury, chloro(4-methylphenyl)- | 51698 | 45558
Pyridine, 3-butyl- | 51680 | 45559
Benzene, (ethoxymethyl)- | 51672 | 45560
Acetamide, N-(4-chlorophenyl)- | 51656 | 45561
Benzene, (methoxymethyl)- | 51631 | 45562
Cyclohexanamine, N,N'-methanetetraylbis- | 51623 | 45563
Benzene, 1,1'-[thiobis(methylene)]bis- | 51615 | 45564
Benzene, pentyl- | 51599 | 45565
Diazenecarboxylic acid, 2-phenyl-, 2-phenylhydrazide | 51573 | 45566
1,4-Pentadien-3-one, 1,5-diphenyl- | 51565 | 45567
Benzenamine, 4,4'-(1,2-diazenediyl)bis- | 51540 | 45568
Carbamimidothioic acid, phenylmethyl ester, hydrochloride (1:1) | 51532 | 45569
Octanoic acid, 1,1',1''-(1,2,3-propanetriyl) ester | 51516 | 45570
Thiocyanic acid, aluminum salt (3:1) | 51508 | 45571
Ethanamine, 2-chloro-N-(2-chloroethyl)-N-ethyl- | 51482 | 45572
Acetamide, N-(3-methylphenyl)- | 51474 | 45573
Benzenamine, N-phenyl-, hydrochloride (1:1) | 51458 | 45574
1,4-Benzenediamine, N1-(4-aminophenyl)- | 51441 | 45575
L-Tyrosine, N-acetyl- | 51425 | 45576
Lanthanum, [.mu.-[ethanedioato(2-)-.kappa.O1,.kappa.O2':.kappa.O1',.kappa.O2]]bis[ethanedioato(2-)-.kappa.O1,.kappa.O2]di- | 51409 | 45577
Carbonic acid, cerium(3+) salt (3:2) | 51391 | 45578
Acetic acid, cerium(3+) salt (3:1) | 51383 | 45579
Benzenamine, 3-methoxy- | 51375 | 45580
Pyridine, 4-ethyl-2-methyl- | 51367 | 45581
Pyridine, 3-ethyl- | 51342 | 45582
Pyridine, 4-ethyl- | 51334 | 45583
Benzene, ethynyl- | 51326 | 45584
Benzoic acid, 4-(1-methylethyl)- | 51300 | 45585
1-Cyclohexene-1-methanol, 4-(1-methylethenyl)- | 51284 | 45586
Benzenesulfinic acid, 4-methyl- | 51276 | 45587
1,4-Benzenediamine, N1,N1-dimethyl-, sulfate (1:1) | 51250 | 45588
1,4-Benzenediamine, N1,N1-dimethyl-, hydrochloride (1:2) | 51243 | 45589
Ethanone, 2-bromo-1-(4-chlorophenyl)- | 51235 | 45590
4-Thiazolidinone, 5-[[4-(dimethylamino)phenyl]methylene]-2-thioxo- | 51219 | 45591
Benzoic acid, 3,5-diamino- | 51193 | 45592
Benzoic acid, 3-chloro- | 51185 | 45593
2-Piperidinecarboxylic acid | 51169 | 45594
Acetic acid, 2,2-dichloro-, ethyl ester | 51151 | 45595
Propanoic acid, 2-bromo-, ethyl ester | 51136 | 45596
D-arabino-Hexos-2-ulose, 1,2-bis(2-phenylhydrazone) | 51128 | 45597
1,2-Benzenediamine, N1-phenyl- | 51110 | 45598
Phenol, 2-methyl-4,6-dinitro- | 51102 | 45599
1H-Imidazole, 4,5-dihydro-2-methyl- | 51094 | 45600
Furan, 2-methyl- | 51086 | 45601
Carbonotrithioic acid, sodium salt (1:2) | 51078 | 45602
Carbonic acid, cesium salt (1:2) | 51060 | 45603
Carbonic acid, silver(1+) salt (1:2) | 51052 | 45604
Ethane, 1,1-dimethoxy- | 51045 | 45605
Thiourea, N,N'-dimethyl- | 51037 | 45606
Acetic acid, ion(1-), sodium, sodium salt (1:1:1) | 51029 | 45607
2-Propanone, 1,3-dichloro- | 51011 | 45608
1,3-Propanediol, 2-amino- | 51003 | 45609
Butane, 1-bromo-2-methyl-, (2S)- | 50997 | 45610
Butane, 1,2-dibromo- | 50989 | 45611
Carbonic acid, sodium salt (2:3) | 50971 | 45612
Hexadecanoic acid, 9,10,16-trihydroxy-, (9R,10S)-rel- | 50963 | 45613
2H-1,3,5-Thiadiazine-2-thione, tetrahydro-3,5-dimethyl- | 50955 | 45614
1,2,4-Benzenetriol | 50948 | 45615
Butanoic acid, 2-bromo-, ethyl ester | 50930 | 45616
D-erythro-Pentose, 2-deoxy- | 50922 | 45617
Cyclohexanone, 2-hydroxy- | 50914 | 45618
Phenol, 2-iodo- | 50906 | 45619
1,3-Benzodioxol-5-ol | 50898 | 45620
Acetic acid, 2-methylphenyl ester | 50880 | 45621
2-Piperidineethanol, 1-methyl- | 50864 | 45622
Benzoic acid, copper(2+) salt (2:1) | 50856 | 45623
Phenol, 2,6-dimethyl- | 55228 | 45624
Phenol, 2,3-dichloro- | 55210 | 45625
Phosphinic acid, P-[4-(dimethylamino)-2-methylphenyl]-, sodium salt (1:1) | 55194 | 45626
Naphthalene, 1,6-dimethyl- | 55178 | 45627
Naphthalene, 1,3-dimethyl- | 55160 | 45628
Acetamide, N-1-naphthalenyl- | 55145 | 45629
1H-Isoindole-1,3(2H)-dione, 2-(2-bromoethyl)- | 55137 | 45630
Benzenesulfonic acid, 4-[2-(4-hydroxy-1-naphthalenyl)diazenyl]- | 55111 | 45631
1,2-Ethanedione, 1,2-diphenyl-, 1-oxime, (1E)- | 55095 | 45632
Ethanone, 2-hydroxy-1,2-diphenyl-, 1-oxime, (1E)- | 55087 | 45633
Ethanone, 2-(acetyloxy)-1,2-diphenyl- | 55061 | 45634
Phenol, 2,4,6-trinitro-, potassium salt (1:1) | 55046 | 45635
1-Naphthalenesulfonic acid, 3,3'-[[1,1'-biphenyl]-4,4'-diylbis(2,1-diazenediyl)]bis[4-amino-, sodium salt (1:2) | 55038 | 45636
Phenol, 2,6-dinitro- | 55020 | 45637
Acetamide, N-methyl-N-(2-methylphenyl)- | 55012 | 45638
9,10-Anthracenedione, 2,7-dihydroxy- | 55004 | 45639
Naphthalene, 1,5-dimethyl- | 54999 | 45640
1,4-Naphthalenediol | 54981 | 45641
Naphthalene, 1,4-dimethyl- | 54973 | 45642
1H-Imidazole-4,5-dicarboxylic acid | 54965 | 45643
Benzoic acid, 2,4,6-trimethoxy- | 54957 | 45644
Piperazine, 1-[(4-chlorophenyl)phenylmethyl]-4-[(3-methylphenyl)methyl]- | 54940 | 45645
Methanaminium, N-[4-[[4-(dimethylamino)phenyl]phenylmethylene]-2,5-cyclohexadien-1-ylidene]-N-methyl-, chloride (1:1) | 54932 | 45646
Benzenamine, 4,4'-[(4-imino-2,5-cyclohexadien-1-ylidene)methylene]bis-, hydrochloride (1:1) | 54924 | 45647
Benzoic acid, 3,3'-[(3-carboxy-4-oxo-2,5-cyclohexadien-1-ylidene)methylene]bis[6-hydroxy-, ammonium salt (1:3) | 54916 | 45648
9,10-Anthracenedione, 1-fluoro- | 54890 | 45649
2-Naphthalenesulfonic acid, 1-hydroxy- | 54882 | 45650
3-Pentanone, 2,4-dimethyl- | 54866 | 45651
Pentane, 2,3,4-trimethyl- | 54858 | 45652
Acetic acid, 2-amino-2-oxo-, sodium salt (1:1) | 54833 | 45653
Pentane, 2,3-dimethyl- | 54817 | 45654
Bicyclo[3.1.1]hept-2-ene-2-carboxaldehyde, 6,6-dimethyl- | 54809 | 45655
Piperidine, 2,2,3,3,4,4,5,5,6,6-decafluoro-1-(1,1,2,2,2-pentafluoroethyl)- | 54783 | 45656
2-Butanone, 3-methyl- | 54767 | 45657
2-Butene, 2,3-dimethyl- | 54759 | 45658
Propanoyl bromide, 2-bromo- | 54742 | 45659
Carbonic acid, iron(2+) salt (1:1) | 54726 | 45660
Methane, bromonitro- | 54718 | 45661
Acetic acid, rubidium salt (1:1) | 54692 | 45662
Acetic acid, silver(1+) salt (1:1) | 54684 | 45663
1-Propene, 1,1-dichloro- | 54676 | 45664
1-Butene, 3-chloro- | 54650 | 45665
1-Propene, 3-chloro-2-methyl- | 54643 | 45666
1-Butene, 2-methyl- | 54635 | 45667
Aluminum, dichloroethyl- | 54619 | 45668
Hydrazinecarboxamide, hydrochloride (1:1) | 54601 | 45669
Sulfuric acid, monoethyl ester, potassium salt (1:1) | 54585 | 45670
Phosphorodithioic acid, S,S'-methylene O,O,O',O'-tetraethyl ester | 54577 | 45671
Acetic acid, 1,1',1'',1'''-tetraanhydride with silicic acid (H4SiO4) | 54551 | 45672
Platinate(2-), tetrakis(cyano-.kappa.C)-, barium (1:1), (SP-4-1)- | 54544 | 45673
Platinate(2-), tetrakis(cyano-.kappa.C)-, dipotassium, (SP-4-1)- | 54536 | 45674
Sulfuric acid, monomethyl ester, potassium salt (1:1) | 54510 | 45675
Pentane, 3,3-dimethyl- | 54502 | 45676
Pentane, 2,3,3-trimethyl- | 54486 | 45677
Benzoic acid, barium salt (2:1) | 50849 | 45678
Glycine, N-benzoyl-, sodium salt (1:1) | 50831 | 45679
1,3-Benzenediamine, 4-(2-phenyldiazenyl)-, hydrochloride (1:1) | 50815 | 45680
Benzeneacetaldehyde, .alpha.-oxo-, aldoxime | 50807 | 45681
2H-Pyran-6-carboxylic acid, 3,4-dihydro-2,2-dimethyl-4-oxo-, butyl ester | 50781 | 45682
Benzoic acid, silver(1+) salt (1:1) | 50765 | 45683
Benzeneacetonitrile, .alpha.-hydroxy- | 50757 | 45684
Ethanone, 2-chloro-1-phenyl- | 50740 | 45685
8-Azabicyclo[3.2.1]octan-3-one, 8-methyl- | 50732 | 45686
2-Naphthalenesulfonic acid, sodium salt (1:1) | 50716 | 45687
[1,1'-Biphenyl]-4,4'-diamine, hydrochloride (1:2) | 50690 | 45688
2H-1-Benzopyran-2-one, 6-(.beta.-D-glucopyranosyloxy)-7-hydroxy- | 50682 | 45689
Phenothiazin-5-ium, 3-amino-7-(dimethylamino)-, chloride (1:1) | 50666 | 45690
Phenol, 2-methoxy-4-(2-propen-1-yl)-, 1-benzoate | 50641 | 45691
Methanol, 1,1',1'',1''',1'''',1'''''-(1,3,5-triazine-2,4,6-triyltrinitrilo)hexakis- | 50633 | 45692
[1,1'-Biphenyl]-3,3',5,5'-tetrol | 50617 | 45693
2(1H)-Naphthalenone, 3,4-dihydro- | 50591 | 45694
Quinoline, hydrochloride (1:1) | 50583 | 45695
Benzoic acid, 4-hydroxy-3,5-dimethoxy- | 50567 | 45696
Hydrazine, 1,1-diphenyl- | 50559 | 45697
Hydrazine, 1,1-diphenyl-, hydrochloride (1:1) | 50534 | 45698
Benzene, 1,1'-ethylidenebis[4-methyl- | 50526 | 45699
2H-1-Benzopyran-2-one, 6,7-dihydroxy-4-methyl- | 50500 | 45700
1-Naphthalenethiol | 50484 | 45701
1(2H)-Naphthalenone, 3,4-dihydro- | 50476 | 45702
Benzene, 1-iodo-2-methoxy- | 50450 | 45703
Benzaldehyde, 2-amino- | 50443 | 45704
Benzonitrile, 2-methyl- | 50427 | 45705
Benzoic acid, 2-hydroxy-, ammonium salt (1:1) | 50419 | 45706
Phenol, 5-methyl-2-(1-methylethyl)-, 1-acetate | 50401 | 45707
D-Glucose, 4-O-.beta.-D-glucopyranosyl- | 50385 | 45708
Benzoic acid, 3,4-dinitro- | 50369 | 45709
Benzene, 1,2-dinitro- | 50344 | 45710
Benzamide, 2-methyl- | 50328 | 45711
Benzene, 1-methyl-2-(1-methylethyl)- | 50310 | 45712
2-Thiophenecarboxylic acid | 50294 | 45713
2-Furancarbonyl chloride | 50286 | 45714
Phenol, 2,4,6-trimethyl- | 50278 | 45715
Phenol, 3,4,5-trimethyl- | 50260 | 45716
Benzene, 1,2,3,5-tetramethyl- | 50252 | 45717
Phenol, 2,3,5,6-tetramethyl- | 50245 | 45718
Copper, bis(D-gluconato-.kappa.O1,.kappa.O2)- | 50237 | 45719
D-Gluconic acid, sodium salt (1:1) | 50229 | 45720
Galactaric acid | 50211 | 45721
D-Gluconic acid | 50203 | 45722
Butanedioic acid, 2,3-dihydroxy- (2R,3R)-, sodium salt (1:1) | 50195 | 45723
Phenol, 2,3,4-trimethyl- | 50187 | 45724
Butanedioic acid, 2,3-dibromo- | 50179 | 45725
Phenol, 2,3-dimethyl- | 50161 | 45726
Benzene, 1,2,3-trimethyl- | 50153 | 45727
1H-Indole-3-ethanol | 50146 | 45728
Benzoic acid, 2-hydroxy-, strontium salt (2:1) | 50138 | 45729
4H-1-Benzopyran-4-one, 2-phenyl- | 50120 | 45730
9H-Purin-6-amine, N-(2-furanylmethyl)- | 50112 | 45731
Methanedisulfonic acid | 48579 | 45732
Carbonochloridic acid, trichloromethyl ester | 48561 | 45733
Oxetane | 48553 | 45734
Azetidine | 48546 | 45735
2-Butyne | 48538 | 45736
5-Hepten-2-amine, N,6-dimethyl- | 48520 | 45737
1,3,7-Octatriene, 3,7-dimethyl- | 48512 | 45738
1,4-Dioxane-2,5-dione | 48504 | 45739
Butanoic acid, 4-hydroxy-, sodium salt (1:1) | 48496 | 45740
Cyclopentadecanone | 48488 | 45741
2-Pentadecanone, 6,10,14-trimethyl- | 48470 | 45742
1,3,6,10-Dodecatetraene, 3,7,11-trimethyl-, (3E,6E)- | 48454 | 45743
5-Nonanone | 48447 | 45744
Cyclooctanone | 48421 | 45745
6-Octenoic acid, 3,7-dimethyl- | 48413 | 45746
Cycloheptanone | 48397 | 45747
Mercury, (cyanoguanidinato-.kappa.N')methyl- | 48389 | 45748
Benzeneethanol, 4-hydroxy- | 48363 | 45749
3-Pyridineacetic acid | 48355 | 45750
Carbonochloridic acid, phenylmethyl ester | 48330 | 45751
Benzenepropanoic acid | 48322 | 45752
Benzeneacetonitrile, 3-fluoro- | 48306 | 45753
Acetic acid, 2,2,2-trifluoro-, phenyl ester | 48298 | 45754
3-Pyridinecarboxaldehyde | 48272 | 45755
2H-Pyran-5-carboxylic acid, 2-oxo- | 48264 | 45756
Cyclohexene, 4-methyl-1-(1-methylethyl)- | 48249 | 45757
2,6-Pyridinedicarboxylic acid | 48231 | 45758
4H-Pyran-2-carboxylic acid, 5-hydroxy-4-oxo- | 48215 | 45759
Phenol, 2-methyl-5-(1-methylethyl)- | 48207 | 45760
2,4,6-Cycloheptatrien-1-one, 2-hydroxy-4-(1-methylethyl)- | 48181 | 45761
Benzoic acid, 3,5-dimethyl- | 48165 | 45762
4-Piperidinecarboxylic acid | 48157 | 45763
Benzene, (dichlorofluoromethyl)- | 48132 | 45764
Bicyclo[2.2.1]hept-2-ene | 48124 | 45765
3-Thiophenecarboxaldehyde | 48116 | 45766
2-Butenedioic acid, 2-methyl-, (2E)- | 48090 | 45767
Butanedioic acid, 2-methyl- | 48082 | 45768
4H-Pyran-2,6-dicarboxylic acid, 3-hydroxy-4-oxo- | 48066 | 45769
Bicyclo[2.2.1]heptan-2-one | 48041 | 45770
Bicyclo[2.2.1]heptan-2-ol, (1R,2R,4S)-rel- | 48033 | 45771
1,3-Dioxolane, 2-methyl- | 48025 | 45772
Carbonic dihydrazide | 48009 | 45773
Phenol, 2,4,5-trimethyl- | 47985 | 45774
1,2-Benzenedithiol, 4-methyl- | 47977 | 45775
1,2-Benzenediamine, 4-methyl- | 47951 | 45776
Butanamide, N-(aminocarbonyl)-2-bromo-3-methyl- | 47944 | 45777
Imidazo[4,5-d]imidazole-2,5(1H,3H)-dione, tetrahydro- | 47928 | 45778
2-Benzofurancarboxylic acid | 47910 | 45779
1H-Indole, 2,3-dihydro- | 47894 | 45780
1H-Indene, 2,3-dihydro- | 47886 | 45781
Glycine, N-benzoyl- | 47860 | 45782
Cyclohexene, 4-(1,5-dimethyl-4-hexen-1-ylidene)-1-methyl- | 47852 | 45783
Diazene, 1,2-diphenyl-, 1-oxide | 47837 | 45784
2-Buten-1-one, 1-phenyl- | 47829 | 45785
1-Butanone, 1-phenyl- | 47811 | 45786
Benzamide, N-hydroxy- | 47803 | 45787
Benzene, 1,2-dimethoxy-4-methyl- | 47795 | 45788
Benzofuran, 4,5,6,7-tetrahydro-3,6-dimethyl- | 47787 | 45789
5H-Dibenz[b,f]azepine, 10,11-dihydro- | 47779 | 45790
2-Naphthalenamine, N,N-bis(2-chloroethyl)- | 47761 | 45791
1,3,5-Triazine, 2,4,6-triphenyl- | 47753 | 45792
Benzoic acid, 2-[2-[4-(dimethylamino)phenyl]diazenyl]- | 47746 | 45793
Naphthalene, decahydro-, trans- | 47738 | 45794
Naphthalene, decahydro-, cis- | 47720 | 45795
1,2-Cyclohexanedione, 1,2-dioxime | 47712 | 45796
2,2'-Bithiophene | 47704 | 45797
1,2-Ethanedione, 1,2-di-2-furanyl- | 47696 | 45798
Benzaldehyde, 3-ethoxy-2-hydroxy- | 47688 | 45799
Benzeneacetic acid, 4-chloro-.alpha.-hydroxy- | 47670 | 45800
Benzenamine, 4,4'-carbonimidoylbis[N,N-dimethyl- | 47662 | 45801
.beta.-D-Glucopyranose | 47654 | 45802
Benzenemethanol, .alpha.-[(1S)-1-aminoethyl]-, (.alpha.S)- | 47639 | 45803
Benzeneacetic acid, .alpha.-methyl- | 47621 | 45804
9H-Thioxanthen-9-one | 47613 | 45805
4H-1-Benzopyran-4-one, 2,3-dihydro- | 47597 | 45806
Quinoline, 4-methyl- | 47589 | 45807
2-Cyclohexen-1-one, 3-methyl-6-(1-methylethylidene)- | 47563 | 45808
2-Cyclohexen-1-ol, 3-methyl-6-(1-methylethyl)- | 47548 | 45809
2,5-Cyclohexadiene-1,4-dione, 2-methyl-5-(1-methylethyl)- | 47530 | 45810
Ethanone, 1-(2,5-dihydroxyphenyl)- | 47514 | 45811
Benzoic acid, 2,4,5-trimethoxy- | 47506 | 45812
2H-1-Benzopyran-6-ol, 3,4-dihydro-2,5,8-trimethyl-2-[(3E,7E)-4,8,12-trimethyl-3,7,11-tridecatrien-1-yl]-, (2R)- | 47498 | 45813
5-Azulenemethanol, 1,2,3,4,5,6,7,8-octahydro-.alpha.,.alpha.,3,8-tetramethyl-, (3S,5R,8S)- | 47464 | 45814
Azulene, 1,4-dimethyl-7-(1-methylethyl)- | 47456 | 45815
Benzene, 1-fluoro-2-(trichloromethyl)- | 47431 | 45816
Ribitol | 47415 | 45817
Phenol, 2,3,4,5-tetramethyl- | 47407 | 45818
1,2-Benzenediol, 3,4,5,6-tetrabromo- | 47381 | 45819
D-glycero-D-ido-Heptonic acid | 47373 | 45820
1,2-Benzenediol, 3-methyl- | 47357 | 45821
2-Butenoic acid, 2,3-dibromo-4-oxo-, (2Z)- | 47340 | 45822
1H-Pyrrole-3-propanoic acid, 5-(aminomethyl)-4-(carboxymethyl)- | 47324 | 45823
Benzaldehyde, 2,4,6-trimethyl- | 47308 | 45824
4H-1-Benzopyran-4-one, 2,3-dihydro-2-phenyl- | 47290 | 45825
Hydrazinecarbothioamide, 2-(1,2-dihydro-2-oxo-3H-indol-3-ylidene)- | 47274 | 45826
9H-Fluoren-9-one | 47266 | 45827
1H-Indene-1,3(2H)-dione, 2,2-dihydroxy- | 47241 | 45828
Benzene, 1-(chloromethyl)-2,3,4,5,6-pentamethyl- | 47225 | 45829
1H-Imidazole, 2,4,5-triphenyl- | 47217 | 45830
2-Naphthalenesulfonic acid, 8-hydroxy-5,7-dinitro- | 47191 | 45831
Glycine, N,N'-1,2-cyclohexanediylbis[N-(carboxymethyl)- | 47175 | 45832
Naphtho[1,2-b]furan-2,8(3H,4H)-dione, 3a,5,5a,9b-tetrahydro-3,5a,9-trimethyl-, (3S,3aS,5aS,9bS)- | 47159 | 45833
2,1,3-Benzoxadiazole, 1-oxide | 47142 | 45834
Ethanone, 1-(2,4,6-trihydroxyphenyl)- | 47126 | 45835
Benzoic acid, 2,4,6-trimethyl- | 47118 | 45836
4H-1-Benzopyran-4-one, 2-(2,4-dihydroxyphenyl)-3,5,7-trihydroxy- | 47092 | 45837
3H-Pyrazol-3-one, 1,2-dihydro-1,5-dimethyl-4-(1-methylethyl)-2-phenyl- | 47084 | 45838
1H,5H-Benzo[ij]quinolizine, 2,3,6,7-tetrahydro- | 47068 | 45839
2,4-Cyclopentadien-1-one, 2,3,4,5-tetraphenyl- | 47043 | 45840
1H-Purine-2,6-dione, 7-(2,3-dihydroxypropyl)-3,7-dihydro-1,3-dimethyl- | 47027 | 45841
9,10[1',2']-Benzenoanthracene, 9,10-dihydro- | 47001 | 45842
Phenazinium, 3,7-diamino-2,8-dimethyl-5-phenyl-, chloride (1:1) | 46995 | 45843
4H-Dibenzo[de,g]quinoline-2,9-diol, 5,6,6a,7-tetrahydro-1,10-dimethoxy-6-methyl-, (6aS)- | 46987 | 45844
1,4,9,10-Anthracenetetrol | 46979 | 45845
Benzo[h]benz[5,6]acridino[2,1,9,8-klmna]acridine-8,16-dione | 46961 | 45846
Dibenzo[a,o]perylene-7,16-dione | 46953 | 45847
Benz[b]indeno[1,2-d]pyran-9(6H)-one, 6a,7-dihydro-3,4,6a,10-tetrahydroxy- | 46946 | 45848
1,4-Methanoazulene, decahydro-4,8,8-trimethyl-9-methylene-, (1S,3aR,4S,8aS)- | 46938 | 45849
Naphthalene, 1,2,3,4-tetrahydro-1,1,6-trimethyl- | 46920 | 45850
Benz[b]indeno[1,2-d]pyran-3,6a,9,10(6H)-tetrol, 7,11b-dihydro-, (6aS,11bR)- | 46912 | 45851
Bicyclo[3.1.1]heptane, 2,6,6-trimethyl- | 46904 | 45852
Bicyclo[3.1.1]heptan-2-ol, 2,6,6-trimethyl- | 46896 | 45853
Benzenesulfonamide, N,N-dichloro-4-methyl- | 46888 | 45854
Benzenesulfonamide, N,N-dichloro- | 46870 | 45855
2-Naphthalenemethanol, 1,2,3,4,4a,5,6,8a-octahydro-.alpha.,.alpha.,4a,8-tetramethyl-, (2R,4aR,8aR)- | 46862 | 45856
2-Naphthalenemethanol, decahydro-.alpha.,.alpha.,4a-trimethyl-8-methylene-, (2R,4aR,8aS)- | 46854 | 45857
Tricyclo[6.3.1.02,5]dodecan-1-ol, 4,4,8-trimethyl-, (1R,2S,5R,8S)- | 46839 | 45858
1-Cyclohexene-1-acetaldehyde, 2,6,6-trimethyl- | 46813 | 45859
2-Cyclohexene-1-acetaldehyde, 2,6,6-trimethyl- | 46805 | 45860
Phenol, 4-(3,4-dihydro-2,2,4-trimethyl-2H-1-benzopyran-4-yl)- | 46797 | 45861
Ethanediamide | 46763 | 45862
Carbonic acid calcium salt (1:1) | 46755 | 45863
2-Propynoic acid | 46748 | 45864
1,6-Octadiene, 3-chloro-3,7-dimethyl- | 46722 | 45865
2-Cyclohexen-1-ol, 3,5,5-trimethyl- | 46714 | 45866
2-Oxabicyclo[2.2.2]octane, 1,3,3-trimethyl- | 46698 | 45867
.alpha.-D-Glucopyranoside, .beta.-D-fructofuranosyl O-.alpha.-D-galactopyranosyl-(1.fwdarw.6)-O-.alpha.-D-galactopyranosyl-(1.fwdarw.6)- | 46672 | 45868
1H-3a,7-Methanoazulene, 2,3,4,7,8,8a-hexahydro-3,6,8,8-tetramethyl-, (3R,3aS,7S,8aS)- | 46656 | 45869
3H-Naphtho[2,1-b]pyran-3-one, dodecahydro-4a,7,7,10a-tetramethyl-, (4aR,6aS,10aS,10bR)- | 46649 | 45870
Benzenemethanol, 4-amino-.alpha.,.alpha.-bis(4-aminophenyl)- | 46623 | 45871
3aH-Furo[2,3-b]indol-3a-ol, 8a-[(1S,2S,4S,5R)-5-ethenyl-1-azabicyclo[2.2.2]oct-2-yl]-2,3,8,8a-tetrahydro-, (3aR,8aS)- | 46607 | 45872
Bicyclo[2.2.1]heptan-2-one, 1,7,7-trimethyl-, (1R,4R)- | 46581 | 45873
Bicyclo[2.2.1]heptan-2-ol, 1,7,7-trimethyl-, (1S,2R,4S)- | 46565 | 45874
Methane, tribromonitro- | 46557 | 45875
Butane, 2,2,3-trimethyl- | 46532 | 45876
Propane, 2,2-dimethyl- | 46524 | 45877
Carbon oxide sulfide (COS) | 46508 | 45878
Thiocyanic acid | 46490 | 45879
Ethenone | 46482 | 45880
1,2-Propadiene | 46474 | 45881
Nitrous acid, pentyl ester | 46458 | 45882
Glycine, N-(aminocarbonyl)- | 46433 | 45883
Boron, trifluoro(tetrahydrofuran)-, (T-4)- | 46425 | 45884
Benzene, fluoro- | 46409 | 45885
2,4-Heptanedione, 1,1,1-trifluoro-6-methyl- | 46391 | 45886
2,4-Imidazolidinedione | 46375 | 45887
Guanidine, N-cyano- | 46367 | 45888
Propanoic acid, 3-fluoro- | 46359 | 45889
1-Propanaminium, 3-carboxy-2-hydroxy-N,N,N-trimethyl-, chloride (1:1) | 46334 | 45890
Propane, 1-chloro-1,1,3,3,3-pentafluoro- | 46326 | 45891
1-Propene, 1,1-dichloro-3,3,3-trifluoro- | 46300 | 45892
Propane, 3-chloro-1,1,1-trifluoro- | 46292 | 45893
Ethanedinitrile | 46284 | 45894
Ethanone, 1-(1-aziridinyl)- | 46268 | 45895
Benzene, 1-bromo-4-fluoro- | 46250 | 45896
Acetic acid, 2-fluoro-, ethyl ester | 46235 | 45897
Benzene, 1-fluoro-4-methoxy- | 46227 | 45898
Benzaldehyde, 4-fluoro- | 46219 | 45899
Benzene, 1-(bromomethyl)-4-fluoro- | 46201 | 45900
Benzenediazonium, 4-methyl-, tetrafluoroborate(1-) (1:1) | 46193 | 45901
Benzeneacetonitrile, 4-fluoro- | 46185 | 45902
1,6-Heptadiene-3,5-dione, 1,7-bis(4-hydroxy-3-methoxyphenyl)-, (1E,6E)- | 46177 | 45903
Phenol, 4-(3-hydroxy-1-propen-1-yl)-2-methoxy- | 46169 | 45904
Benzeneacetic acid, .alpha.-hydroxy-, 3,3,5-trimethylcyclohexyl ester | 46151 | 45905
Benzene, (trifluoromethoxy)- | 46144 | 45906
Benzaldehyde, 3-fluoro- | 46136 | 45907
Benzene, 1-(chloromethyl)-3-fluoro- | 46128 | 45908
Benzene, 1-(bromomethyl)-3-fluoro- | 46110 | 45909
Benzenediazonium, 3-chloro-, tetrafluoroborate(1-) (1:1) | 46102 | 45910
Benzenediazonium, 4-nitro-, tetrafluoroborate(1-) (1:1) | 46094 | 45911
Benzoic acid, 4-fluoro- | 46086 | 45912
Benzenediazonium, 2-methyl-4-nitro-, tetrafluoroborate(1-) (1:1) | 46078 | 45913
Benzene, 1-fluoro-2-methyl-4-nitro- | 46060 | 45914
Benzoic acid, 3-fluoro- | 46052 | 45915
Benzoyl fluoride | 46045 | 45916
Benzoic acid, 4-(trifluoromethyl)- | 46037 | 45917
Benzaldehyde, 4-(trifluoromethyl)- | 46011 | 45918
Benzonitrile, 4-(trifluoromethyl)- | 46003 | 45919
Benzenamine, 4-(trifluoromethyl)- | 45989 | 45920
Benzene, 1-iodo-4-(trifluoromethyl)- | 45971 | 45921
Benzaldehyde, 3-(trifluoromethyl)- | 45955 | 45922
2-Octanol, 1,1,1-trifluoro- | 45930 | 45923
3-Furanol, tetrahydro- | 45922 | 45924
2-Propanol, 1,3-difluoro- | 45914 | 45925
Benzeneacetic acid, 2-fluoro- | 45898 | 45926
Benzoic acid, 4-fluoro-, ethyl ester | 45880 | 45927
Benzeneacetic acid, 2,5-dihydroxy- | 45864 | 45928
Ethanone, 2-chloro-1,2-diphenyl- | 45849 | 45929
Benzene, (1,2,2-trifluoroethenyl)- | 45831 | 45930
Benzene, 2,4-difluoro-1-nitro- | 45815 | 45931
Benzene, 2-fluoro-4-methyl-1-nitro- | 45807 | 45932
Benzenamine, 4-chloro-2-(trifluoromethyl)- | 45781 | 45933
Benzene, 1-iodo-2-(trifluoromethyl)- | 45765 | 45934
4-Thiazolidinecarboxylic acid | 45757 | 45935
Isoleucine | 45732 | 45936
1H-Imidazole-1-ethanol, 2-methyl-5-nitro- | 45724 | 45937
Ethanone, 2-hydroxy-1,2-diphenyl-, oxime | 45708 | 45938
2-Naphthalenecarboxamide, 4-[2-[2-chloro-5-(trifluoromethyl)phenyl]diazenyl]-3-hydroxy-N-phenyl- | 45690 | 45939
2H-1,4-Benzodiazepin-2-one, 7-chloro-1,3-dihydro-1-methyl-5-phenyl- | 45674 | 45940
Methylium, triphenyl-, hexafluorophosphate(1-) (1:1) | 45666 | 45941
Methylium, triphenyl-, hexafluoroarsenate(1-) (1:1) | 45658 | 45942
Benzene, 1,2,3,4,5-pentafluoro-6-(trifluoromethyl)- | 45633 | 45943
Ethanone, 2,2,2-trifluoro-1-phenyl- | 45625 | 45944
Ethanol, 1-ethoxy-2,2,2-trifluoro- | 45609 | 45945
Ethanol, 2,2,2-trifluoro-, 1-(4-methylbenzenesulfonate) | 45583 | 45946
1-Cyclohexene-1-carboxaldehyde, 2,6,6-trimethyl- | 45575 | 45947
2-Cyclohexene-1-carboxaldehyde, 2,6,6-trimethyl- | 45567 | 45948
Propane, 1,1,1,2,3,3,3-heptafluoro- | 45542 | 45949
2-Propanone, 1,1,1,3,3-pentafluoro- | 45526 | 45950
Acetic acid, 2,2,2-trifluoro-, methyl ester | 45518 | 45951
2,3-Butanedione | 45492 | 45952
Propanoyl fluoride | 45484 | 45953
Acetic acid, 2,2,2-trifluoro-, 1,1',1''-(methylsilylidyne) ester | 45476 | 45954
Silane, trimethoxy(3,3,3-trifluoropropyl)- | 45450 | 45955
1-Butanaminium, N,N,N-tributyl-, fluoride (1:1) | 45435 | 45956
Benzene, 1,1',1''-(fluoromethylidyne)tris- | 45401 | 45958
Propanoic acid, 2,2,3,3,3-pentafluoro-, ethyl ester | 45393 | 45959
Methanesulfonic acid, 1,1,1-trifluoro-, ethyl ester | 45377 | 45960
2-Propenoic acid, 2,2,3,3,4,4,4-heptafluorobutyl ester | 45369 | 45961
Pentanedioic acid, 2,2,3,3,4,4-hexafluoro-, 1,5-diethyl ester | 45351 | 45962
1-Octanesulfonamide, 1,1,2,2,3,3,4,4,5,5,6,6,7,7,8,8,8-heptadecafluoro-N-2-propen-1-yl- | 45344 | 45963
2-Propenoic acid, 2-[ethyl[(1,1,2,2,3,3,4,4,5,5,6,6,7,7,8,8,8-heptadecafluorooctyl)sulfonyl]amino]ethyl ester | 45336 | 45964
Decane, 1,1,1,2,2,3,3,4,4,5,5,6,6,7,7,8,8,9,9,10,10-heneicosafluoro-10-iodo- | 45328 | 45965
1-Hexanesulfonyl fluoride, 1,1,2,2,3,3,4,4,5,5,6,6,6-tridecafluoro- | 45310 | 45966
Butane, 1,1,1,2,2,3,3,4,4-nonafluoro-4-iodo- | 45302 | 45967
Propane, 1-chloro-1,1,2,2,3,3,3-heptafluoro- | 45294 | 45968
Propane, 1-bromo-1,1,2,2,3,3,3-heptafluoro- | 45286 | 45969
Silane, dichloromethyl(1,1,2,2-tetrafluoroethyl)- | 45278 | 45970
Propanoic acid, 2,2,3,3,3-pentafluoro- | 45260 | 45971
1,1-Propanediol, 2,2,3,3,3-pentafluoro- | 45252 | 45972
Propanoyl fluoride, 2,2,3,3,3-pentafluoro- | 45245 | 45973
Propanoyl chloride, 2,2,3,3,3-pentafluoro- | 45237 | 45974
Propane, 2,3-dichloro-1,1,1,2,3-pentafluoro- | 45211 | 45975
1-Propanol, 2,2,3,3,3-pentafluoro- | 45195 | 45976
Propanenitrile, 2,2,3,3,3-pentafluoro- | 45187 | 45977
2-Propanone, 1,1,1-trifluoro- | 45161 | 45978
Methanesulfenyl chloride, trifluoro- | 45153 | 45979
Acetonitrile, 2-chloro-2,2-difluoro- | 45138 | 45980
Ethanol, 2,2,2-trifluoro-, sodium salt (1:1) | 45120 | 45981
Ethane, 1,1,1-trifluoro- | 45104 | 45982
Oxonium, trimethyl-, tetrafluoroborate(1-) (1:1) | 45096 | 45983
Thiirane | 45088 | 45984
Cyanamide | 45070 | 45985
Silicon carbide (SiC) | 45062 | 45986
Hexadecanoic acid, sodium salt (1:1) | 45047 | 45987
2-Propenoic acid, 2,2,2-trifluoroethyl ester | 45039 | 45988
Acetic acid, 2,2,2-trifluoro-, 1,1'-anhydride | 45013 | 45989
Ethene, (2,2,2-trifluoroethoxy)- | 45005 | 45990
6-Nonenamide, N-[(4-hydroxy-3-methoxyphenyl)methyl]-8-methyl-, (6E)- | 44982 | 45991
Benzonitrile, 3-fluoro- | 44966 | 45992
Benzoyl chloride, 4-fluoro- | 44958 | 45993
Benzenesulfonamide, N-[(1S)-3-chloro-2-oxo-1-(phenylmethyl)propyl]-4-methyl- | 44933 | 45994
Benzene, 1-fluoro-4-(trifluoromethyl)- | 44925 | 45995
Benzene, 1,3-bis(trifluoromethyl)- | 44909 | 45996
Benzene, 1-bromo-3-(trifluoromethyl)- | 44883 | 45997
Acetic acid, 2-chloro-2-fluoro-, ethyl ester | 44875 | 45998
2,4-Hexanedione, 1,1,1-trifluoro- | 44859 | 45999
Acetic acid, 2,2,2-trifluoro-, trimethylsilyl ester | 44842 | 46000
Benzenemethanol, 4-hydroxy-.alpha.-[1-[(1-methyl-2-phenoxyethyl)amino]ethyl]- | 44826 | 46001
Benzonitrile, 2-fluoro- | 44818 | 46002
Benzene, 2-chloro-1,3-dinitro-5-(trifluoromethyl)- | 44792 | 46003
Benzene, 1-fluoro-2-(trifluoromethyl)- | 44776 | 46004
Benzene, 1-bromo-2-(trifluoromethyl)- | 44768 | 46005
Benzene, 1,2,3,4,5-pentafluoro-6-methoxy- | 44743 | 46006
Acetic acid, 2,2-difluoro-, silver(1+) salt (1:1) | 44727 | 46007
Ethanethioic acid, 2,2,2-trifluoro-, S-ethyl ester | 44719 | 46008
Acetic acid, 2-chloro-2,2-difluoro-, ethyl ester | 44693 | 46009
Benzene, 1,1'-sulfonylbis[4-fluoro- | 44685 | 46010
Morpholine, 2,2,3,3,5,5,6,6-octafluoro-4-(trifluoromethyl)- | 44669 | 46011
1-Propene, 3,3,3-trifluoro-2-(trifluoromethyl)- | 44651 | 46012
Acetic acid, 2,2-difluoro- | 44644 | 46013
Benzene, 1,1',1''-(fluorosilylidyne)tris- | 44610 | 46014
Propanoic acid, 2,2,3,3,3-pentafluoro-, sodium salt (1:1) | 44602 | 46015
Propanoic acid, 2,2,3,3,3-pentafluoro-, methyl ester | 44586 | 46016
Butanedioic acid, 2,2,3,3-tetrafluoro-, 1,4-diethyl ester | 44560 | 46017
Butanedioic acid, 2,2,3,3-tetrafluoro- | 44552 | 46018
Pentanedioic acid, 2,2,3,3,4,4-hexafluoro- | 44537 | 46019
Hexanedioic acid, 2,2,3,3,4,4,5,5-octafluoro-, 1,6-diethyl ester | 44529 | 46020
Octanoic acid, 2,2,3,3,4,4,5,5,6,6,7,7,8,8,8-pentadecafluoro-, methyl ester | 44511 | 46021
1-Nonanol, 2,2,3,3,4,4,5,5,6,6,7,7,8,8,9,9-hexadecafluoro- | 44503 | 46022
2-Propenoic acid, 2-methyl-, 2-[ethyl[(1,1,2,2,3,3,4,4,5,5,6,6,7,7,8,8,8-heptadecafluorooctyl)sulfonyl]amino]ethyl ester | 44495 | 46023
Tetradecanoic acid, 2,2,3,3,4,4,5,5,6,6,7,7,8,8,9,9,10,10,11,11,12,12,13,13,14,14,14-heptacosafluoro- | 44487 | 46024
Nonanoic acid, 2,2,3,3,4,4,5,5,6,6,7,7,8,8,9,9,9-heptadecafluoro- | 44479 | 46025
1-Heptanesulfonic acid, 1,1,2,2,3,3,4,4,5,5,6,6,7,7,7-pentadecafluoro- | 44461 | 46026
Heptane, 1-bromo-1,1,2,2,3,3,4,4,5,5,6,6,7,7,7-pentadecafluoro- | 44453 | 46027
Heptanoic acid, 2,2,3,3,4,4,5,5,6,6,7,7,7-tridecafluoro- | 44446 | 46028
Heptanoyl fluoride, 2,2,3,3,4,4,5,5,6,6,7,7,7-tridecafluoro- | 44438 | 46029
1-Butanesulfonic acid, 1,1,2,2,3,3,4,4,4-nonafluoro- | 44412 | 46030
Silane, trichloro(1,1,2,2,3,3,4,4-octafluorobutyl)- | 44396 | 46031
Butanoic acid, 2,2,3,3,4,4,4-heptafluoro- | 44370 | 46032
Butanoyl chloride, 2,2,3,3,4,4,4-heptafluoro- | 44362 | 46033
Butanenitrile, 2,2,3,3,4,4,4-heptafluoro- | 44347 | 46034
Ethane, 1,1-dichloro-1,2,2,2-tetrafluoro- | 44321 | 46035
2-Propanol, 1,1,1-trifluoro- | 44313 | 46036
Silane, trifluoromethyl- | 44297 | 46037
Methanaminium, N,N,N-trimethyl-, fluoride (1:1) | 44289 | 46038
Borate(1-), bis(acetato-.kappa.O)difluoro-, hydrogen fluoride (1:2:1), (T-4)- | 44271 | 46039
Boron, trifluoro(methanol)-, (T-4)- | 44263 | 46040
Hexane, 1-fluoro- | 44255 | 46041
Acetic acid, nickel(2+) salt (2:1) | 44230 | 46042
Hexanoyl fluoride | 44222 | 46043
Cyclohexane, fluoro- | 44206 | 46044
Benzenamine, 3,5-difluoro- | 44198 | 46045
3-Penten-2-one, 1,1,1,5,5,5-hexafluoro-4-methyl- | 44172 | 46046
Acetic acid, 2-cyano- | 44164 | 46047
Ethanol, 2-fluoro- | 44149 | 46048
2-Butenedioic acid (2Z)-, sodium salt (1:2) | 44131 | 46049
Benzenamine, 4-fluoro- | 44115 | 46050
17,19-Dinoratis-15-ene-4,13,14-tricarboxylic acid, 16-(1-methylethyl)-, cyclic 13,14-anhydride, (4.alpha.,8.alpha.,12.alpha.,13R,14R)- | 49346 | 46051
Propanedioic acid, 2,2-diethyl- | 49338 | 46052
Benzeneacetic acid, 4-chloro-.alpha.-(4-chlorophenyl)-.alpha.-hydroxy-, ethyl ester | 49320 | 46053
Benzenemethanol, 4-(dimethylamino)-.alpha.-[4-(dimethylamino)phenyl]-.alpha.-phenyl- | 49312 | 46054
1(3H)-Isobenzofuranone, 3,3-bis(4-aminophenyl)- | 49304 | 46055
Methane, tetranitro- | 49288 | 46056
Tricyclo[2.2.1.02,6]heptane, 1,7,7-trimethyl- | 49262 | 46057
Bicyclo[2.2.1]heptan-2-ol, 1,7,7-trimethyl-, (1R,2S,4R)-rel- | 49247 | 46058
Octane, 1,1,1,2,2,3,3,4,4,5,5,6,6,7,7,8,8-heptadecafluoro-8-iodo- | 49239 | 46059
Butane, 2-bromo-2-methyl- | 49205 | 46060
Methane, tetraiodo- | 49197 | 46061
Propane, 2-bromo-2-methyl- | 49171 | 46062
Thionyl bromide | 49163 | 46063
Ethanethioic acid | 49155 | 46064
Acetyl bromide | 49130 | 46065
Guanidine, nitrate (1:1) | 49122 | 46066
Urea, hydrochloride (1:1) | 49114 | 46067
Carbon selenide (CSe2) | 49098 | 46068
Iodine cyanide (I(CN)) | 49080 | 46069
Cyanogen bromide ((CN)Br) | 49064 | 46070
Beryllium carbide (Be2C) | 49056 | 46071
Gold cyanide (Au(CN)) | 49049 | 46072
Argentate(1-), bis(cyano-.kappa.C)-, potassium (1:1) | 49023 | 46073
Methanamine, N-methyl-, hydrochloride (1:1) | 49015 | 46074
1-Hexacosanol | 49007 | 46075
9,12,15-Octadecatrien-1-ol, (9Z,12Z,15Z)- | 48983 | 46076
9,12-Octadecadien-1-ol, (9Z,12Z)- | 48975 | 46077
Eicosanoic acid | 48959 | 46078
Heptadecanoic acid | 48934 | 46079
1-Hexadecanaminium, N,N,N-trimethyl-, hydroxide (1:1) | 48926 | 46080
Propane, 1-isothiocyanato-3-(methylthio)- | 48900 | 46081
Acetic acid, 2,2'-dithiobis- | 48892 | 46082
1H-1,4-Diazepine, hexahydro- | 48876 | 46083
1,3-Dioxepane | 48868 | 46084
2-Hexenal | 48843 | 46085
Hexadecanedioic acid | 48835 | 46086
Octanedioic acid | 48819 | 46087
1-Hexadecen-3-ol, 3,7,11,15-tetramethyl- | 48801 | 46088
1-Propanol, 3-(methylthio)- | 48785 | 46089
1H-Imidazole, 4,5-dihydro- | 48777 | 46090
1,3-Propanediol | 48751 | 46091
2-Buten-1-ol, (2E)- | 48744 | 46092
1,3-Pentadiene | 48736 | 46093
18-Pentatriacontanone | 48710 | 46094
4-Pyridinamine | 48694 | 46095
2,5-Heptadien-4-one, 2,6-dimethyl- | 48686 | 46096
4,6(1H,5H)-Pyrimidinedione, dihydro-2-thioxo- | 48678 | 46097
1,3-Benzenediol, 5-methyl- | 48660 | 46098
2,4(1H,3H)-Pyrimidinedione, dihydro- | 48652 | 46099
Piperidine, 2,6-dimethyl- | 48645 | 46100
1,3-Cyclohexanedione | 48637 | 46101
4-Imidazolidinone, 2-thioxo- | 48629 | 46102
Butanoic acid, 3-methyl- | 48611 | 46103
2-Butene, 1-chloro-3-methyl- | 48603 | 46104
Cyclohexene, 3,3,5-trimethyl- | 48595 | 46105
1,3,2,4-Dioxadithiane, 2,2,4,4-tetraoxide | 48587 | 46106
Hexanoyl chloride | 38869 | 46107
Propanoic acid, octyl ester | 38851 | 46108
Carbamodithioic acid, N,N'-1,2-ethanediylbis-, sodium salt (1:2) | 38844 | 46109
Tetradecanamide, N-(2-hydroxyethyl)- | 38836 | 46110
Dodecanamide, N-(2-hydroxypropyl)- | 38828 | 46111
1,6,10-Dodecatrien-3-ol, 3,7,11-trimethyl-, (3S,6Z)- | 38810 | 46112
Glycine, N-methyl-N-(1-oxooctadecyl)- | 38802 | 46113
1,2-Hydrazinedicarbothioamide | 38786 | 46114
2-Butynedioic acid | 38778 | 46115
3-Hexyne-2,5-diol, 2,5-dimethyl- | 38752 | 46116
Cyclopentene | 38745 | 46117
Acetamide, N-(2-hydroxyethyl)- | 38729 | 46118
1,2-Ethanediamine, N1,N1,N2-trimethyl- | 38711 | 46119
Octadecanoic acid, 1,1'-[oxybis(2,1-ethanediyloxy-2,1-ethanediyl)] ester | 38695 | 46120
Heptanoic acid, 2-propen-1-yl ester | 38687 | 46121
9-Octadecenoic acid (9Z)-, calcium salt (2:1) | 38661 | 46122
9-Octadecenoic acid (9Z)-, 2-sulfoethyl ester, sodium salt (1:1) | 38646 | 46123
2(1H)-Pyridinone | 38620 | 46124
Benzenamine, hydrochloride (1:1) | 38612 | 46125
Carbamothioic acid, N-ethyl-, O-(1-methylethyl) ester | 38596 | 46126
Butanoic acid, 3-oxo-, ethyl ester | 38588 | 46127
5-Pyrimidinamine, 1,3-bis(2-ethylhexyl)hexahydro-5-methyl- | 38562 | 46128
Benzene, 1,3-diethyl- | 38554 | 46129
Morpholine, 2,6-dimethyl- | 38539 | 46130
4(1H)-Pyrimidinone, 2,3-dihydro-2-thioxo- | 38521 | 46131
Benzenamine, 3-chloro-, hydrochloride (1:1) | 38505 | 46132
4-Thiazolidinone, 2-thioxo- | 38497 | 46133
Propanedioic acid | 38471 | 46134
3-Penten-2-one, 4-methyl- | 38463 | 46135
Acetic acid ethyl ester | 38455 | 46136
Butanoyl chloride | 38430 | 46137
Butane, 1,1'-[(1-methylethylidene)bis(oxy)]bis- | 38422 | 46138
Phosphoric acid, (1E)-3-(dimethylamino)-1-methyl-3-oxo-1-propenyl dimethyl ester | 38406 | 46139
Phosphoric acid, bis(2-ethylhexyl) ester, sodium salt (1:1) | 38398 | 46140
Pentasiloxane, 1,1,1,3,3,5,5,7,7,9,9,9-dodecamethyl- | 38380 | 46141
2-Pentanethiol, 2,4,4-trimethyl- | 38364 | 46142
Formic acid, sodium salt (1:1) | 38349 | 46143
Ethanol, sodium salt (1:1) | 38331 | 46144
Ethanol, 2-amino- | 38315 | 46145
2-Oxiraneoctanoic acid, 3-octyl-, 2-ethylhexyl ester | 38307 | 46146
2-Propenoic acid, butyl ester | 38281 | 46147
Pyridazine, 3,6-dichloro- | 38273 | 46148
2,6-Octadienal, 3,7-dimethyl-, (2E)- | 38257 | 46149
7-Octenal, 3,7-dimethyl- | 38240 | 46150
9-Octadecenoic acid, 12-hydroxy-, methyl ester, (9Z,12R)- | 38224 | 46151
Octadecanoic acid, 12-hydroxy-, methyl ester | 38216 | 46152
Octadecanamide, N-[2-[(2-hydroxyethyl)amino]ethyl]- | 38190 | 46153
Dodecanoic acid, 2-(2-hydroxyethoxy)ethyl ester | 38182 | 46154
Hexanedioic acid, 1,6-bis(2-butoxyethyl) ester | 38166 | 46155
Hexanedioic acid, 1,6-bis[2-(2-butoxyethoxy)ethyl] ester | 38158 | 46156
Butanoic acid, 3,7-dimethyl-6-octen-1-yl ester | 38141 | 46157
Butanoic acid, 3,7-dimethyl-7-octen-1-yl ester | 38133 | 46158
6-Octen-1-ol, 3,7-dimethyl-, 1-propanoate | 38125 | 46159
9-Undecenal, 2,6,10-trimethyl- | 38117 | 46160
Propane, 2-fluoro-2-methyl- | 43398 | 46161
Methane, tribromofluoro- | 43372 | 46162
Carbonic difluoride | 43364 | 46163
Boron, trifluoro[oxybis[methane]]-, (T-4)- | 43356 | 46164
Ethane, 1,1'-thiobis- | 43331 | 46165
2-Propenoic acid, 2-methyl-, 2,2,2-trifluoroethyl ester | 43323 | 46166
Benzene, 1-fluoro-4-iodo- | 43307 | 46167
Benzene, 1-chloro-4-fluoro- | 43299 | 46168
Benzene, 1-fluoro-4-methyl- | 43281 | 46169
Benzene, 1-(chloromethyl)-4-fluoro- | 43265 | 46170
D-Histidine | 43257 | 46171
Acetamide, N-(4-fluoro-3-nitrophenyl)- | 43232 | 46172
Benzene, (fluoromethyl)- | 43224 | 46173
Benzene, 2-chloro-1-fluoro-4-nitro- | 43208 | 46174
Benzenesulfonyl chloride, 4-fluoro- | 43182 | 46175
Benzenesulfonyl fluoride, 3-nitro- | 43174 | 46176
D-Methionine | 43158 | 46177
D-Ornithine | 43141 | 46178
Benzene, 1-fluoro-2-iodo- | 43125 | 46179
Benzene, 1-chloro-2-fluoro- | 43117 | 46180
Benzenamine, 2-[(trifluoromethyl)thio]- | 43109 | 46181
Benzenemethanol, .alpha.-[(1S)-1-(methylamino)ethyl]-, hydrochloride (1:1), (.alpha.S)- | 43083 | 46182
5-Thiazolecarboxylic acid, 2-amino-4-(trifluoromethyl)-, ethyl ester | 43067 | 46183
D-Proline | 43059 | 46184
Benzene, 1-bromo-2,3,4,5,6-pentafluoro- | 43034 | 46185
1H-Indole-3-ethanamine, hydrochloride (1:1) | 43026 | 46186
Methylium, triphenyl-, tetrafluoroborate(1-) (1:1) | 43018 | 46187
1-Pentanamine, 1,1,2,2,3,3,4,4,5,5,5-undecafluoro-N,N-bis(1,1,2,2,3,3,4,4,5,5,5-undecafluoropentyl)- | 42994 | 46188
D-Alanine | 42978 | 46189
1-Propanol, 1-ethoxy-2,2,3,3,3-pentafluoro- | 42960 | 46190
Hexanedioic acid, 2,2,3,3,4,4,5,5-octafluoro- | 42945 | 46191
1-Pentanesulfonamide, 1,1,2,2,3,3,4,4,5,5,5-undecafluoro-N-2-propen-1-yl- | 42929 | 46192
Octanoic acid, 2,2,3,3,4,4,5,5,6,6,7,7,8,8,8-pentadecafluoro-, sodium salt (1:1) | 42911 | 46193
Octanoic acid, 2,2,3,3,4,4,5,5,6,6,7,7,8,8,8-pentadecafluoro-, silver(1+) salt (1:1) | 42903 | 46194
1-Decanesulfonic acid, 1,1,2,2,3,3,4,4,5,5,6,6,7,7,8,8,9,9,10,10,10-heneicosafluoro- | 42895 | 46195
Decanoic acid, 2,2,3,3,4,4,5,5,6,6,7,7,8,8,9,9,10,10,10-nonadecafluoro- | 42887 | 46196
1-Heptanesulfonyl fluoride, 1,1,2,2,3,3,4,4,5,5,6,6,7,7,7-pentadecafluoro- | 42879 | 46197
Octanoic acid, 2,2,3,3,4,4,5,5,6,6,7,7,8,8,8-pentadecafluoro- | 42861 | 46198
Octanoyl fluoride, 2,2,3,3,4,4,5,5,6,6,7,7,8,8,8-pentadecafluoro- | 42853 | 46199
Heptane, 1,1,1,2,2,3,3,4,4,5,5,6,6,7,7-pentadecafluoro-7-iodo- | 42846 | 46200
Butane, 2,2,3-trichloro-1,1,1,3,4,4,4-heptafluoro- | 42820 | 46201
Butanoyl fluoride, 2,2,3,3,4,4,4-heptafluoro- | 42812 | 46202
Cyclohexane, 1,1,2,2,3,3,4,5,5,6-decafluoro-4,6-bis(trifluoromethyl)- | 42796 | 46203
Methanesulfonyl fluoride, trifluoro- | 42770 | 46204
Methane, diazo- | 42762 | 46205
1,4-Butanediamine, N1-(3-aminopropyl)-, hydrochloride (1:3) | 42747 | 46206
Decanoic acid | 42739 | 46207
2(1H)-Pyrimidinethione, 6-amino- | 42713 | 46208
Phosphorothioic acid, O,O-diethyl O-[6-methyl-2-(1-methylethyl)-4-pyrimidinyl] ester | 42705 | 46209
Methanesulfonic acid, 1,1,1-trifluoro-, methyl ester | 42689 | 46210
Thiocyanic acid, potassium salt (1:1) | 42671 | 46211
Furan, 2,5-dihydro-2,5-dimethoxy- | 42655 | 46212
Piperidine, 1-(2-phenylethyl)- | 42648 | 46213
Urea, N,N'-bis(4-nitrophenyl)-, compd. with 4,6-dimethyl-2(1H)-pyrimidinone (1:1) | 42622 | 46214
Urea, N'-(3,4-dichlorophenyl)-N,N-dimethyl- | 42606 | 46215
Benzoyl fluoride, 4-(trifluoromethoxy)- | 42580 | 46216
Benzenemethanesulfonyl fluoride | 42572 | 46217
1,2-Benzenediol, 4-[1-hydroxy-2-(methylamino)ethyl]-, hydrochloride (1:1) | 42556 | 46218
Benzoyl chloride, 4-(trifluoromethyl)- | 42531 | 46219
Benzene, 1-isocyanato-3-(trifluoromethyl)- | 42523 | 46220
Benzonitrile, 2-chloro-5-(trifluoromethyl)- | 42507 | 46221
Benzene, 1,2-dichloro-4-(trifluoromethyl)- | 42499 | 46222
7-Silabicyclo[2.2.1]heptane | 42473 | 46223
Pentanedioic acid, 2-oxo- | 42465 | 46224
Leucine | 42440 | 46225
D-Leucine | 42432 | 46226
Benzene, 1,5-difluoro-2,4-dinitro- | 42416 | 46227
1,3-Butanedione, 4,4,4-trifluoro-1-(2-thienyl)- | 42390 | 46228
1,3-Butanedione, 4,4,4-trifluoro-1-(2-furanyl)- | 42382 | 46229
1,3-Benzodioxole-5-methanol, 5-acetate | 42366 | 46230
1,3-Butanedione, 4,4,4-trifluoro-1-phenyl- | 42341 | 46231
2H-Pyran, 2-butoxy-3,4-dihydro-4-phenyl- | 42333 | 46232
1,1'-Biphenyl, 2-fluoro- | 42317 | 46233
Naphthalene, 1-fluoro- | 42309 | 46234
9H-Purin-6-amine, sulfate (2:1) | 42283 | 46235
Benzoic acid, 3,5-dichloro-2-hydroxy- | 42267 | 46236
Benzene, 1-(dichloromethyl)-2-fluoro- | 42259 | 46237
Benzene, 2,4-dichloro-1-(trifluoromethyl)- | 42242 | 46238
Benzene, 1,4-dichloro-2-(trifluoromethyl)- | 42226 | 46239
Cyclohexane, 1,2,3,4,5,6-hexachloro-, (1.alpha.,2.alpha.,3.alpha.,4.beta.,5.alpha.,6.beta.)- | 42200 | 46240
Cyclohexane, 1,2,3,4,5,6-hexachloro-, (1.alpha.,2.beta.,3.alpha.,4.beta.,5.alpha.,6.beta.)- | 42192 | 46241
1,3-Isobenzofurandione, 5-fluoro- | 42176 | 46242
1H-Purine-2,6-dione, 3,9-dihydro-1,3-dimethyl-, compd. with 1,2-ethanediamine (2:1) | 42168 | 46243
2H-Benzo[a]quinolizine, 3-ethyl-1,3,4,6,7,11b-hexahydro-9,10-dimethoxy-2-[[(1R)-1,2,3,4-tetrahydro-6,7-dimethoxy-1-isoquinolinyl]methyl]-, hydrochloride (1:2), (2S,3R,11bS)- | 42150 | 46244
4H-Pyrazolo[3,4-d]pyrimidin-4-one, 1,5-dihydro- | 42143 | 46245
Phenol, 4-(dimethylamino)-3,5-dimethyl-, methylcarbamate (ester) | 42135 | 46246
2,4(1H,3H)-Pyrimidinedione, 5-bromo-6-methyl-3-(1-methylpropyl)- | 42127 | 46247
4H-Dibenzo[de,g]quinoline-10,11-diol, 5,6,6a,7-tetrahydro-6-methyl-, hydrochloride (1:1), (6aR)- | 42119 | 46248
1,3-Naphthalenedisulfonic acid, 6,6'-[(3,3'-dimethyl[1,1'-biphenyl]-4,4'-diyl)bis(2,1-diazenediyl)]bis[4-amino-5-hydroxy-, sodium salt (1:4) | 42101 | 46249
Estra-1,3,5(10)-triene-3,17-diol (17.beta.)-, 17-cyclopentanepropanoate | 42093 | 46250
D-Serine | 42085 | 46251
Cyclobutane, 1,1,2,2-tetrafluoro-3-(trimethylsilyl)- | 42077 | 46252
Morpholinium, 2,2'-[1,1'-biphenyl]-4,4'-diylbis[2-hydroxy-4,4-dimethyl-, bromide (1:2) | 42069 | 46253
Benzene, 1,1'-(difluorosilylene)bis- | 42051 | 46254
Benzene, 1,1'-sulfonylbis[4-fluoro-3-nitro- | 42044 | 46255
Phosphoric acid, diethyl 4-nitrophenyl ester | 42028 | 46256
1,4:5,8-Dimethanonaphthalene, 1,2,3,4,10,10-hexachloro-1,4,4a,5,8,8a-hexahydro-, (1.alpha.,4.alpha.,4a.beta.,5.alpha.,8.alpha.,8a.beta.)- | 42002 | 46257
2-Propenoic acid, 2,2,3,3,4,4,5,5,6,6,7,7,8,8,8-pentadecafluorooctyl ester | 41996 | 46258
Tetradecane, 1,1,1,2,2,3,3,4,4,5,5,6,6,7,7,8,8,9,9,10,10,11,11,12,12,13,13,14,14-nonacosafluoro-14-iodo- | 41962 | 46259
Dodecane, 1,1,1,2,2,3,3,4,4,5,5,6,6,7,7,8,8,9,9,10,10,11,11,12,12-pentacosafluoro-12-iodo- | 41954 | 46260
1-Decanesulfonyl fluoride, 1,1,2,2,3,3,4,4,5,5,6,6,7,7,8,8,9,9,10,10,10-heneicosafluoro- | 41939 | 46261
Octane, 1,1,1,2,2,3,3,4,4,5,5,6,6,7,7,8,8,8-octadecafluoro- | 41913 | 46262
Hexanoic acid, 2,2,3,3,4,4,5,5,6,6,6-undecafluoro- | 41897 | 46263
Naphthalene, 1,1,2,2,3,3,4,4,4a,5,5,6,6,7,7,8,8a-heptadecafluorodecahydro-8-(trifluoromethyl)- | 41871 | 46264
Ethane, 2,2-dichloro-1,1,1-trifluoro- | 41855 | 46265
Ethanol, 2,2,2-trichloro-, dihydrogen phosphate | 41830 | 46266
Hydrazine, 1,2-dimethyl-, hydrochloride (1:2) | 41822 | 46267
Benzeneacetic acid, 4-hydroxy-3-methoxy- | 41814 | 46268
Phenylalanine, 3-hydroxy-.alpha.-methyl- | 41798 | 46269
L-Histidine, .beta.-alanyl- | 41772 | 46270
Benzenediazonium, 4-sulfo-, inner salt | 41764 | 46271
Hydrazine, (2,5-dichlorophenyl)- | 41749 | 46272
Benzamide, N-hydroxy-N-phenyl- | 41723 | 46273
Butanedioic acid, 2,3-dihydroxy- (2R,3R)-, potassium sodium salt (1:1:1) | 41715 | 46274
Phthalazine, 1-hydrazinyl-, hydrochloride (1:1) | 41699 | 46275
[1,1'-Biphenyl]-3-carboxylic acid, 2-hydroxy- | 41673 | 46276
2,5-Cyclohexadiene-1,4-dione, 2-[(2E,6E,10E,14E,18E,22E,26E,30E,34E)-3,7,11,15,19,23,27,31,35,39-decamethyl-2,6,10,14,18,22,26,30,34,38-tetracontadecaen-1-yl]-5,6-dimethoxy-3-methyl- | 41665 | 46277
Phenol, 3-methyl-6-(1-methylethyl)-2,4-dinitro- | 41632 | 46278
Cholan-24-oic acid, 3,12-dihydroxy-, sodium salt (1:1), (3.alpha.,5.beta.,12.alpha.)- | 41616 | 46279
Serine | 41608 | 46280
Alanine | 41582 | 46281
Hydrazine, methyl-, sulfate (1:1) | 41566 | 46282
Thiocyanate | 41558 | 46283
Hydrazine | 41541 | 46284
Phosphorous acid, tris(2-ethylhexyl) ester | 41533 | 46285
Dodecanoic acid, 2-thiocyanatoethyl ester | 41517 | 46286
Hexanoic acid, 2-ethyl-, lead(2+) salt (2:1) | 41491 | 46287
Acetic acid, lead(2+) salt (2:1) | 41483 | 46288
9-Octadecenamide, (9Z)- | 41475 | 46289
9,12,15-Octadecatrienoic acid, methyl ester, (9Z,12Z,15Z)- | 41467 | 46290
Isoxazole, 3,5-dimethyl- | 41442 | 46291
Phosphoric acid, 1,2-dibromo-2,2-dichloroethyl dimethyl ester | 41426 | 46292
Benzene, 2-propen-1-yl- | 41400 | 46293
L-Tyrosine, 3,5-diiodo- | 41392 | 46294
Butanedioic acid, 2-oxo-, sodium salt (1:2) | 41384 | 46295
Phosphoramidothioic acid, (1-methylethyl)-, O-(2,4-dichlorophenyl) O-methyl ester | 41376 | 46296
Phosphorothioic acid, O,O-dimethyl O-(2,4,5-trichlorophenyl) ester | 41368 | 46297
Benzenemethanol, .alpha.-[(1S)-1-(methylamino)ethyl]-, (.alpha.R)- | 41350 | 46298
Iron, bis(D-gluconato-.kappa.O1,.kappa.O2)- | 41343 | 46299
D-Gluconic acid, calcium salt (2:1) | 41335 | 46300
D-Gluconic acid, potassium salt (1:1) | 41327 | 46301
Phenazinium, 5-methyl-, methyl sulfate (1:1) | 41319 | 46302
2H-Tetrazolium, 2,3,5-triphenyl-, chloride (1:1) | 41301 | 46303
2H-Tetrazolium, 3,3'-[1,1'-biphenyl]-4,4'-diylbis[2,5-diphenyl-, chloride (1:2) | 41293 | 46304
2H-Tetrazolium, 2-(4,5-dimethyl-2-thiazolyl)-3,5-diphenyl-, bromide (1:1) | 41285 | 46305
2H-Tetrazolium, 2,2'-(3,3'-dimethoxy[1,1'-biphenyl]-4,4'-diyl)bis[3-(4-nitrophenyl)-5-phenyl-, chloride (1:2) | 41277 | 46306
7H-Furo[3,2-g][1]benzopyran-7-one, 9-methoxy- | 41269 | 46307
Carbonic acid, potassium salt (1:1) | 41251 | 46308
Acetic acid, 2-oxo- | 41244 | 46309
Phosphoric acid, bis(2-ethylhexyl) ester | 41236 | 46310
Phosphorodithioic acid, O,O-diethyl S-[2-(ethylthio)ethyl] ester | 41210 | 46311
Phosphorodithioic acid, O,O-diethyl S-[(ethylthio)methyl] ester | 41202 | 46312
Phosphorothioic acid, O,O-diethyl O-2-pyrazinyl ester | 41186 | 46313
1,4,10,13-Tetraoxa-7,16-dithiacyclooctadecane | 41160 | 46314
1,4,7,10-Tetraoxacyclododecane | 41145 | 46315
Cyclododecane | 41137 | 46316
1,3,5-Trithiane | 41111 | 46317
Pyrazine | 41103 | 46318
Pyrimidine | 41095 | 46319
1H-1,2,4-Triazole | 41079 | 46320
Thiazole | 41061 | 46321
Isoxazole | 41046 | 46322
1H-Pyrazole | 41038 | 46323
Cyclopentane | 41020 | 46324
Thietane | 41004 | 46325
Cyclobutane | 40998 | 46326
13-Oxabicyclo[10.1.0]tridecane | 40980 | 46327
6-Oxabicyclo[3.1.0]hexane | 40964 | 46328
2,8,9-Trioxa-5-aza-1-silabicyclo[3.3.3]undecane | 40956 | 46329
Tricyclo[3.3.1.13,7]decane | 40931 | 46330
1,4-Diazabicyclo[2.2.2]octane | 40923 | 46331
1,3-Benzodioxole | 40907 | 46332
1,3,2-Benzodioxaborole | 40899 | 46333
2,1,3-Benzothiadiazole | 40873 | 46334
Benzofuran | 40865 | 46335
Acridine | 40840 | 46336
Dibenz[b,f][1,4]oxazepine | 40824 | 46337
4H-1,3-Benzodioxin | 40816 | 46338
Phthalazine | 40790 | 46339
11H-Benzo[b]fluorene | 40782 | 46340
12H-Benzo[a]phenothiazine | 40766 | 46341
Dibenz[a,j]acridine | 40741 | 46342
Triphenylene | 40725 | 46343
Acenaphthylene | 40717 | 46344
Fluoranthene | 40691 | 46345
Benzo[j]fluoranthene | 40675 | 46346
4H-Cyclopenta[def]phenanthrene | 40667 | 46347
Perylene | 40642 | 46348
Indeno[1,2,3-cd]pyrene | 40626 | 46349
Naphtho[1,2,3,4-def]chrysene | 40600 | 46350
Dibenzo[def,p]chrysene | 40584 | 46351
Coronene | 40568 | 46352
Dibenzo[b,def]chrysene | 40550 | 46353
Benzo[rst]pentaphene | 40543 | 46354
7,8,15,16-Tetraoxadispiro[5.2.5.2]hexadecane | 40535 | 46355
Spiro[1,3-benzodioxole-2,1'-cyclohexane] | 40527 | 46356
7,8,15,16,23,24-Hexaoxatrispiro[5.2.5.2.5.2]tetracosane | 40519 | 46357
7,12-Dioxaspiro[5.6]dodecane | 40501 | 46358
D-Arginine | 40493 | 46359
1-Propanol, 3-amino- | 40485 | 46360
Cyanamide, calcium salt (1:1) | 40477 | 46361
Ethene, 1,2-dichloro-, (1E)- | 40469 | 46362
Ethene, 1,2-dichloro-, (1Z)- | 40451 | 46363
Ethanethiol, 2-amino-, hydrochloride (1:1) | 40444 | 46364
Butanoic acid, sodium salt (1:1) | 40436 | 46365
Benzenamine, 4-ethoxy- | 40428 | 46366
Benzeneacetic acid, 4-hydroxy- | 40410 | 46367
Benzeneethanamine, hydrochloride (1:1) | 40402 | 46368
Benzenamine, 4-nitroso-N-phenyl- | 40394 | 46369
Benzenepropanoic acid, .alpha.-oxo- | 40386 | 46370
L-Arginine, N2-acetyl- | 40378 | 46371
3-Oxa-9-azoniatricyclo[3.3.1.02,4]nonane, 7-[(2S)-3-hydroxy-1-oxo-2-phenylpropoxy]-9,9-dimethyl-, bromide (1:1), (1.alpha.,2.beta.,4.beta.,5.alpha.,7.beta.)- | 40360 | 46372
2(3H)-Benzothiazolethione, zinc salt (2:1) | 40345 | 46373
Benzenemethanol, .alpha.-[(1R)-1-aminoethyl]-, hydrochloride (1:1), (.alpha.S)-rel- | 40329 | 46374
D-arabino-Hexose, 2-deoxy- | 40311 | 46375
4H-1-Benzopyran-4-one, 3-[[6-O-(6-deoxy-.alpha.-L-mannopyranosyl)-.beta.-D-glucopyranosyl]oxy]-2-(3,4-dihydroxyphenyl)-5,7-dihydroxy- | 40295 | 46376
Aziridine | 40279 | 46377
Potassium cyanide (K(CN)) | 40261 | 46378
Mercury, (acetato.kappa.O)(2-methoxyethyl)- | 40246 | 46379
Hexanedioic acid, 1,6-dinonyl ester | 40238 | 46380
3-Octanol, 3,6-dimethyl- | 40212 | 46381
Propanenitrile, 3-amino- | 40204 | 46382
Benzene, 1,3-dimethoxy- | 40188 | 46383
Benzeneethanol, .alpha.,.alpha.-dimethyl-, 1-acetate | 40170 | 46384
Propanal, 2-methyl-, oxime | 40154 | 46385
Butanedioic acid, sodium salt (1:2) | 40147 | 46386
6-Octen-1-ol, 3,7-dimethyl-, 1-acetate | 40121 | 46387
Benzene, 1,4-dimethoxy- | 40105 | 46388
1,2-Ethanediamine, N1,N1,N2,N2-tetraethyl- | 40097 | 46389
Urea, N'-(4-chlorophenyl)-N,N-dimethyl- | 40071 | 46390
1,2-Ethanediamine, N1,N2-diphenyl- | 40063 | 46391
Phosphorotrithious acid, tributyl ester | 40048 | 46392
Boric acid (H3BO3), triethyl ester | 40030 | 46393
Glycine, N-[2-[bis(carboxymethyl)amino]ethyl]-N-(2-hydroxyethyl)- | 40022 | 46394
Phenylalanine | 40006 | 46395
Phenol, 3-methoxy- | 39982 | 46396
Benzoic acid, 4-amino- | 39974 | 46397
Benzoic acid, 3,4,5-trihydroxy- | 39966 | 46398
Benzene, (dichloromethylsilyl)- | 39941 | 46399
Hexanoic acid, 2-ethyl- | 39925 | 46400
1,3-Benzenedisulfonic acid, 4,5-dihydroxy-, sodium salt (1:2) | 39917 | 46401
Methanesulfinic acid, 1-hydroxy-, sodium salt (1:1) | 39909 | 46402
2(3H)-Benzothiazolethione | 39883 | 46403
Benzenediazonium, 4-(diethylamino)-, chloride (1:1) | 39867 | 46404
Propanenitrile, 3-(ethylphenylamino)- | 39859 | 46405
L-Phenylalanine, 4-[bis(2-chloroethyl)amino]- | 39834 | 46406
1H-Benzimidazole, 2-(4-thiazolyl)- | 39826 | 46407
2(3H)-Furanone, 3-ethyldihydro-4-[(1-methyl-1H-imidazol-5-yl)methyl]-, (3S,4R)-, nitrate (1:1) | 39800 | 46408
Propanenitrile, 3-[ethyl(3-methylphenyl)amino]- | 39784 | 46409
1,2-Ethanediamine, N1-[(5-chloro-2-thienyl)methyl]-N2,N2-dimethyl-N1-2-pyridinyl-, 2-hydroxy-1,2,3-propanetricarboxylate (1:1) | 39776 | 46410
Benzaldehyde, 2-hydroxy-3-methoxy- | 39768 | 46411
Acetamide, N-[2-hydroxy-3-[2-(2-hydroxy-5-nitrophenyl)diazenyl]-5-methylphenyl]- | 39750 | 46412
2,7-Naphthalenedisulfonic acid, 4,5-dihydroxy- | 39743 | 46413
8-Quinolinol | 39735 | 46414
Carbamodithioic acid, N,N-diethyl-, sodium salt (1:1) | 39727 | 46415
2H-1-Benzopyran-6-ol, 3,4-dihydro-2,5,8-trimethyl-2-[(4R,8R)-4,8,12-trimethyltridecyl]-, (2R)-rel- | 39719 | 46416
Benzoic acid, 2-mercapto- | 39701 | 46417
L-Proline | 39693 | 46418
Carbamodithioic acid, N,N-diethyl- | 39685 | 46419
Benzenamine, 2,4,6-tribromo- | 39677 | 46420
Arabinose | 39669 | 46421
Butanedioic acid, 2,3-dihydroxy-, (2R,3S)-rel- | 39651 | 46422
Butanedioic acid, 2,3-dihydroxy-, (2S,3S)- | 39644 | 46423
Quinoline, 1,2-dihydro-2,2,4-trimethyl- | 39636 | 46424
Ethanedioic acid, 1,2-bis(2-cyclohexylidenehydrazide) | 44107 | 46425
Urea, N-(4-chlorophenyl)-N'-[4-chloro-3-(trifluoromethyl)phenyl]- | 44081 | 46426
Benzoyl fluoride, 4-(trifluoromethyl)- | 44065 | 46427
Benzenesulfonyl fluoride | 44057 | 46428
Oxonium, triethyl-, tetrafluoroborate(1-) (1:1) | 44040 | 46429
.beta.-D-Galactopyranoside, 1-methylethyl 1-thio- | 44032 | 46430
Acetic acid, 2-mercapto-, sodium salt (1:1) | 44016 | 46431
Benzenamine, 2,4-difluoro- | 43992 | 46432
Benzenamine, 3-chloro-4-fluoro- | 43984 | 46433
Phenol, 2-fluoro- | 43976 | 46434
2,2'-Bipyridine | 43950 | 46435
Ethanone, 1-(2,4-difluorophenyl)- | 43943 | 46436
Benzene, 1,2,3,4,5-pentafluoro- | 43927 | 46437
Cholan-24-oic acid, 3,7,12-trihydroxy-, sodium salt (1:1), (3.alpha.,5.beta.,7.alpha.,12.alpha.)- | 43901 | 46438
2-Butene, 1,1,1,2,3,4,4,4-octafluoro- | 43885 | 46439
2-Propanone, 1,1,3,3-tetrafluoro- | 43877 | 46440
Ethane, 1,1,2,2-tetrafluoro- | 43851 | 46441
Ethene, 1,1,2-trifluoro- | 43844 | 46442
Ethene, 2-bromo-1,1-difluoro- | 43836 | 46443
Silane, dimethoxymethyl(3,3,3-trifluoropropyl)- | 43810 | 46444
Methanesulfonic acid, 1,1,1-trifluoro-, 1,1'-anhydride | 43802 | 46445
2-Propenoic acid, 2,2,3,3,3-pentafluoropropyl ester | 43786 | 46446
Propanoic acid, 2,2,3,3,3-pentafluoro-, 1,1'-anhydride | 43760 | 46447
Butanoic acid, 2,2,3,3,4,4,4-heptafluoro-, ethyl ester | 43752 | 46448
1-Butanol, 1-ethoxy-2,2,3,3,4,4,4-heptafluoro- | 43745 | 46449
Butanoic acid, 2,2,3,3,4,4,4-heptafluoro-, methyl ester | 43737 | 46450
Cyclobutane, 1,3-dichloro-1,2,2,3,4,4-hexafluoro- | 43729 | 46451
1-Pentanol, 2,2,3,3,4,4,5,5-octafluoro- | 43711 | 46452
Hexadecane, 1,1,1,2,2,3,3,4,4,5,5,6,6,7,7,8,8,9,9,10,10,11,11,12,12,13,13,14,14,15,15,16,16-tritriacontafluoro-16-iodo- | 43703 | 46453
1-Hexanesulfonic acid, 1,1,2,2,3,3,4,4,5,5,6,6,6-tridecafluoro- | 43695 | 46454
Hexane, 1,1,1,2,2,3,3,4,4,5,5,6,6-tridecafluoro-6-iodo- | 43687 | 46455
Hexane, 1,1,1,2,2,3,3,4,4,5,5,6,6,6-tetradecafluoro- | 43679 | 46456
Hexanoyl fluoride, 2,2,3,3,4,4,5,5,6,6,6-undecafluoro- | 43661 | 46457
Butane, 1,1,1,2,2,3,3,4,4,4-decafluoro- | 43653 | 46458
Cyclohexanesulfonyl fluoride, 1,2,2,3,3,4,4,5,5,6,6-undecafluoro- | 43646 | 46459
Cyclohexane, 1,1,2,2,3,3,4,4,5,5,6-undecafluoro-6-(trifluoromethyl)- | 43638 | 46460
Ethanesulfonyl fluoride, 1,1,2,2,2-pentafluoro- | 43620 | 46461
Propanamide, 2,2,3,3,3-pentafluoro- | 43604 | 46462
Propane, 1,1,1,2,2-pentafluoro-3-iodo- | 43596 | 46463
Ethane, 1,1,1-trichloro-2,2,2-trifluoro- | 43570 | 46464
Ethane, 1,1,1,2,2-pentachloro-2-fluoro- | 43562 | 46465
Acetyl fluoride, 2,2,2-trifluoro- | 43547 | 46466
Ethane, 1,1,1,2,2-pentafluoro- | 43539 | 46467
Acetyl chloride, 2,2,2-trifluoro- | 43521 | 46468
Acetyl fluoride, 2-chloro-2,2-difluoro- | 43505 | 46469
Ethane, 1-chloro-1,1,2,2-tetrafluoro- | 43497 | 46470
Ethane, 1,2-dichloro-1,1,2-trifluoro- | 43471 | 46471
Ethane, 1,2,2-trichloro-1,1-difluoro- | 43463 | 46472
Ethane, 1,1,2,2-tetrachloro-1-fluoro- | 43455 | 46473
Ethane, 1-bromo-2-chloro-1,1,2-trifluoro- | 43430 | 46474
Ethane, 1,2-dibromo-1,1,2-trifluoro- | 43422 | 46475
Silane, difluorodimethyl- | 43406 | 46476
Copper, [29H,31H-phthalocyaninato(2-)-.kappa.N29,.kappa.N30,.kappa.N31,.kappa.N32]-, (SP-4-1)- | 39628 | 46477
Copper, [2-chloro-29H,31H-phthalocyaninato(2-)-.kappa.N29,.kappa.N30,.kappa.N31,.kappa.N32]-, (SP-4-2)- | 39610 | 46478
Benzoic acid, 2-[4-(1,1-dimethylethyl)benzoyl]- | 39602 | 46479
D-erythro-Hex-2-enonic acid, .gamma.-lactone, sodium salt (1:2) | 39594 | 46480
Riboflavin 5'-(trihydrogen diphosphate), P'.fwdarw.5'-ester with adenosine | 39578 | 46481
7-Oxabicyclo[2.2.1]heptane-2,3-dicarboxylic acid | 39560 | 46482
9,10-Anthracenedione, 1,5-diamino-4,8-dihydroxy- | 39545 | 46483
2-Anthracenesulfonic acid, 9,10-dihydro-1,4-dihydroxy-9,10-dioxo- | 39537 | 46484
Cholan-24-oic acid, 3,7,12-trioxo-, sodium salt, (5.beta.)- | 39511 | 46485
Benzenesulfonamide, 4-amino-N-2-pyridinyl- | 39495 | 46486
Acetamide, N-[(4-aminophenyl)sulfonyl]- | 39479 | 46487
Benzene, 1,1'-(chloromethylsilylene)bis- | 39461 | 46488
Ethanedioic acid | 39446 | 46489
Acetic acid, 2-fluoro- | 39420 | 46490
Acetamide, 2-iodo- | 39412 | 46491
1,6-Octadien-3-ol, 3,7-dimethyl-, 3-propanoate | 39404 | 46492
Carbamodithioic acid, N,N-dimethyl-, tetraanhydrosulfide with orthothioselenious acid | 39388 | 46493
Piperazine, 2-hydroxy-1,2,3-propanetricarboxylate (3:2) | 39362 | 46494
Arsonic acid, methyl-, disodium salt | 39354 | 46495
Phenol, 4,4'-(1,1-dioxido-3H-2,1-benzoxathiol-3-ylidene)bis- | 39339 | 46496
1,3,4-Metheno-2H-cyclobuta[cd]pentalen-2-one, 1,1a,3,3a,4,5,5,5a,5b,6-decachlorooctahydro- | 39313 | 46497
Sodium cyanide (Na(CN)) | 39305 | 46498
9-Octadecen-1-ol, (9Z)- | 39289 | 46499
1-Hexadecanamine | 39271 | 46500
1,6-Hexanediamine, N1-(6-aminohexyl)- | 39255 | 46501
Ethanol, 2-[2-(2-butoxyethoxy)ethoxy]- | 39248 | 46502
9-Octadecenoic acid (9Z)-, potassium salt (1:1) | 39222 | 46503
1-Hexanamine, N-hexyl- | 39214 | 46504
9-Undecenal | 39198 | 46505
Acetic acid, nonyl ester | 39180 | 46506
1-Nonanol | 39164 | 46507
Dodecanoic acid | 39156 | 46508
Carbamic acid, N-(6-aminohexyl)- | 39149 | 46509
1-Hexadecanol, 1-(hydrogen sulfate) | 39123 | 46510
Sulfuric acid, monodecyl ester | 39107 | 46511
Butane, 1,1'-oxybis- | 39099 | 46512
1-Octanamine, hydrochloride (1:1) | 39081 | 46513
Acetic acid, hexyl ester | 39065 | 46514
Hexadecanoic acid, 1-methylethyl ester | 39057 | 46515
Hexanedioic acid, compd. with piperazine (1:1) | 39032 | 46516
Sulfuric acid, monodecyl ester, sodium salt (1:1) | 39024 | 46517
1-Propanamine, N-propyl- | 39008 | 46518
2,4-Hexadienal, (2E,4E)- | 38992 | 46519
Heptane | 38984 | 46520
1-Hexanamine, hydrochloride (1:1) | 38976 | 46521
Heptanedioyl dichloride | 38968 | 46522
Dodecanamide, N-(2-hydroxyethyl)- | 38950 | 46523
9-Octadecenoic acid (9Z)-, butyl ester | 38943 | 46524
Octadecanoic acid, 2-hydroxypropyl ester | 38935 | 46525
Glycine, N-(carboxymethyl)- | 38927 | 46526
Acetic acid, magnesium salt (2:1) | 38919 | 46527
Acetic acid, copper(2+) salt (2:1) | 38901 | 46528
2H-Pyran, tetrahydro- | 38893 | 46529
Piperazine, hydrochloride (1:2) | 38885 | 46530
Hexanoic acid | 38877 | 46531
Benzenemethanaminium, N-dodecyl-N,N-dimethyl-, chloride (1:1) | 37341 | 46532
Sulfamic acid, N-cyclohexyl-, calcium salt (2:1) | 37333 | 46533
Sulfamic acid, N-cyclohexyl-, sodium salt (1:1) | 37325 | 46534
Phenol, sodium salt (1:1) | 37317 | 46535
Carbamodithioic acid, cyano-, disodium salt | 37309 | 46536
1-Cyclohexene-1-carboxaldehyde, 4-(1-methylethenyl)-, oxime | 37291 | 46537
Benzenamine, N,N-dimethyl-4-nitroso- | 37283 | 46538
Cyclohexanol, 1-methyl-4-(1-methylethenyl)- | 37275 | 46539
Cyclohexene, 1-methyl-4-(1-methylethenyl)- | 37267 | 46540
Mercurate(1-), (4-carboxylatophenyl)hydroxy-, sodium (1:1) | 37259 | 46541
Benzoic acid, 4-amino-, potassium salt (1:1) | 37242 | 46542
.beta.-D-Glucopyranoside, 2-(hydroxymethyl)phenyl | 37234 | 46543
Benzenesulfonic acid, 4-nitro- | 37226 | 46544
Benzoic acid, 4-(aminosulfonyl)- | 37218 | 46545
1-Hexadecanaminium, N,N,N-trimethyl-, 4-methylbenzenesulfonate (1:1) | 37200 | 46546
Benzenesulfonic acid, 3-hydrazinyl- | 37192 | 46547
Benzenesulfonic acid, 3-[2-(4-amino-3-methoxyphenyl)diazenyl]- | 37184 | 46548
Benzenaminium, N,N,N-trimethyl-, chloride (1:1) | 37168 | 46549
Propanoic acid, 2-hydroxy-, butyl ester | 37143 | 46550
L-Glutamic acid, hydrochloride (1:1) | 37135 | 46551
2-Propenoic acid, 2-(phosphonooxy)- | 37127 | 46552
Thiourea, N,N'-bis(2-methylphenyl)- | 37101 | 46553
L-Ascorbic acid, 6-hexadecanoate | 37085 | 46554
Benzoic acid, 2-chloro-5-(chlorosulfonyl)- | 37069 | 46555
Acetamide, 2-(diethylamino)-N-(2,6-dimethylphenyl)- | 37051 | 46556
1,3-Benzenedisulfonic acid, 4-amino- | 37036 | 46557
1,3-Benzenedisulfonic acid, 4,6-diamino- | 37028 | 46558
Benzenesulfonamide, 4-chloro-N-methyl-3-nitro- | 37002 | 46559
Cyclopentane, bromo- | 36988 | 46560
Carbamodithioic acid, methyl-, monopotassium salt | 36962 | 46561
Propanoic acid, sodium salt (1:1) | 36954 | 46562
1-Butanol, 2-methyl- | 36947 | 46563
Copper, bis(dimethylcarbamodithioato-.kappa.S,.kappa.S')-, (SP-4-1)- | 36921 | 46564
Ethanesulfonic acid, 2-[methyl[(9Z)-1-oxo-9-octadecen-1-yl]amino]-, sodium salt (1:1) | 36905 | 46565
1,3-Benzenediol, 4,6-dichloro- | 36897 | 46566
Glycine, N-methyl-N-(1-oxododecyl)-, sodium salt (1:1) | 36871 | 46567
.beta.-Alanine, N-[(2R)-2,4-dihydroxy-3,3-dimethyl-1-oxobutyl]-, calcium salt (2:1) | 36855 | 46568
Benzenethiol, 2-methyl- | 36830 | 46569
2-Propenoic acid, 2-cyano-, methyl ester | 36822 | 46570
Cyclopentanone, 2-heptyl- | 36806 | 46571
5-Thiazoleethanol, 4-methyl- | 36798 | 46572
2-Benzothiazolamine | 36772 | 46573
1H-Benzotriazole, 6-methyl- | 36764 | 46574
Phenol, 2-pentyl- | 36749 | 46575
Ethanol, 2-[(2-methylphenyl)amino]- | 36731 | 46576
Benzoic acid, butyl ester | 36715 | 46577
Hexanoic acid, 2-ethyl-, zinc salt (2:1) | 36707 | 46578
Hexanoic acid, 2-ethyl-, calcium salt (2:1) | 36681 | 46579
2,5-Pyridinedicarboxylic acid, dipropyl ester | 36665 | 46580
1,3-Benzenediol, 1-benzoate | 36640 | 46581
1-Triazene, 1,3-diphenyl- | 36632 | 46582
Carbamodithioic acid, N,N-dibutyl-, sodium salt (1:1) | 36616 | 46583
Decanamide, N,N-bis(2-hydroxyethyl)- | 36608 | 46584
Benzenamine, 4-[2-(2,4-dimethylphenyl)diazenyl]-2,5-dimethyl- | 36582 | 46585
Benzene, (1-methylpropyl)- | 36574 | 46586
2-Naphthalenamine, N-phenyl- | 36558 | 46587
Quinoline, 6-(1-methylethyl)- | 36533 | 46588
Benzene, 1,2,4-trimethoxy- | 36525 | 46589
2-Naphthalenesulfonic acid, 6-hydroxy-, sodium salt (1:1) | 36517 | 46590
Ethanone, 1-[1,1'-biphenyl]-4-yl-2-bromo- | 36509 | 46591
Ethanol, 2-[ethyl(4-nitrosophenyl)amino]- | 36491 | 46592
[1,1'-Biphenyl]-4-carboxylic acid, 4',4'''-(1,2-diazenediyl)bis-, sodium salt (1:2) | 36483 | 46593
1,1':4',1'':4'',1'''-Quaterphenyl | 36475 | 46594
Ethanone, 1-(4'-nitro[1,1'-biphenyl]-4-yl)- | 36467 | 46595
2-Naphthalenecarboxamide, 3-hydroxy-N-(3-nitrophenyl)- | 36459 | 46596
2-Naphthalenecarboxamide, 3-hydroxy-N-2-naphthalenyl- | 36442 | 46597
2-Naphthalenecarboxamide, N-(5-chloro-2-methylphenyl)-3-hydroxy- | 36434 | 46598
2-Naphthalenecarboxamide, 3-hydroxy-N-(2-methoxyphenyl)- | 36426 | 46599
2-Naphthalenecarboxamide, 3-hydroxy-N-(2-methylphenyl)- | 36418 | 46600
Benzamide, N,N'-(dithiodi-2,1-phenylene)bis- | 36400 | 46601
2-Naphthalenesulfonic acid, 7-hydroxy-, sodium salt (1:1) | 36392 | 46602
2-Naphthalenesulfonic acid, 6,7-dihydroxy-, sodium salt (1:1) | 36384 | 46603
2,7-Naphthalenedisulfonic acid, 3-hydroxy-, sodium salt (1:2) | 36368 | 46604
3,6-Acridinediamine, 2,7-dimethyl-, hydrochloride (1:1) | 36343 | 46605
Glycine, N-(carboxymethyl)-N-(2-hydroxyethyl)-, sodium salt (1:2) | 36327 | 46606
Benzenamine, N-hydroxy-N-nitroso-, ammonium salt (1:1) | 36301 | 46607
2-Naphthalenol | 36293 | 46608
Benzenesulfonic acid, 4-[(4-aminophenyl)amino]-3-nitro- | 36277 | 46609
Benzaldehyde, 2-methoxy- | 36251 | 46610
Benzene, 1,2-diethyl- | 36244 | 46611
Benzaldehyde, 4-hydroxy-3,5-dimethoxy- | 36228 | 46612
Benzenediazonium, 4-[ethyl(2-hydroxyethyl)amino]-, chloride (1:1) | 36210 | 46613
Methanone, (4-methylphenyl)phenyl- | 36194 | 46614
Benzene, 1-chloro-4-(chlorophenylmethyl)- | 36186 | 46615
Benzenemethanol, .alpha.-[(1S)-1-(methylamino)ethyl]-, (.alpha.R)-, sulfate (2:1) | 36160 | 46616
1H-Purine-2,6,8(3H)-trione, 7,9-dihydro-, sodium salt (1:2) | 36145 | 46617
Benzamide, N,N-diethyl-3-methyl- | 36137 | 46618
9-Acridinamine, hydrochloride (1:1) | 36129 | 46619
2,7-Naphthalenedisulfonic acid, 4-(acetylamino)-5-hydroxy- | 36095 | 46620
1-Naphthalenamine | 36087 | 46621
8-Quinolinol, 2-hydroxy-1,2,3-propanetricarboxylate (1:1) | 36061 | 46622
5-Azulenemethanol, 1,2,3,4,5,6,7,8-octahydro-.alpha.,.alpha.,3,8-tetramethyl-, 5-acetate, (3S,5R,8S)- | 36046 | 46623
Benzene, 2,4-dichloro-1-(dichloromethyl)- | 36038 | 46624
Benzenamine, 2-methoxy-5-methyl-4-nitro- | 36012 | 46625
Cyclohexanol, 5-methyl-2-(1-methylethyl)-, 1-(2-aminobenzoate) | 35998 | 46626
5-Isobenzofuransulfonic acid, 1,3-dihydro-1,3-dioxo- | 35980 | 46627
Benzoic acid, 2-hydroxy-3,5-diiodo- | 35964 | 46628
Benzoic acid, 3-amino-2,5-dichloro- | 35956 | 46629
Benzenesulfonic acid, 2,2'-(1,2-ethenediyl)bis[5-[[4,6-bis(phenylamino)-1,3,5-triazin-2-yl]amino]-, sodium salt (1:2) | 35931 | 46630
Benzenesulfonyl chloride, 2-methyl- | 35923 | 46631
Phenol, 2,4-dichloro-3,5-dimethyl- | 35907 | 46632
Benzenethiol, 2,3,4,5,6-pentachloro- | 35899 | 46633
1H-Indole-3-butanoic acid | 35873 | 46634
4,7-Methano-1H-inden-5-ol, 3a,4,5,6,7,7a-hexahydro- | 35865 | 46635
Peroxide, bis(2,4-dichlorobenzoyl) | 35840 | 46636
Benzoic acid, 4-amino-2-hydroxy-, sodium salt (1:1) | 35824 | 46637
Benzoic acid, 4-amino-2-hydroxy-, potassium salt (1:1) | 35816 | 46638
1H-Isoindole-1,3(2H)-dione, 3a,4,7,7a-tetrahydro-2-[(trichloromethyl)thio]- | 35790 | 46639
2-Naphthalenesulfonic acid, 4-hydroxy-7-[(4-nitrobenzoyl)amino]- | 35774 | 46640
1,3-Naphthalenediol | 35758 | 46641
1-Naphthaleneacetonitrile | 35741 | 46642
2-Naphthalenecarboxamide, 3-hydroxy-N-1-naphthalenyl- | 35733 | 46643
Benzoic acid, 2-[(1-naphthalenylamino)carbonyl]-, sodium salt (1:1) | 35725 | 46644
Dibenzothiophene | 35717 | 46645
Dibenzofuran | 35709 | 46646
Carbamic acid, N-(7-hydroxy-1-naphthalenyl)-, methyl ester | 35691 | 46647
3-Dibenzofurancarboxamide, N-(2,5-dimethoxyphenyl)-2-hydroxy- | 35683 | 46648
9H-Carbazole-3-carboxamide, N-(4-chlorophenyl)-2-hydroxy- | 35675 | 46649
1-Naphthalenesulfonic acid, 7-hydroxy- | 35667 | 46650
2-Naphthalenecarboxylic acid, 1-hydroxy-, phenyl ester | 35659 | 46651
1-Naphthalenol, 2-nitroso- | 35642 | 46652
Ethanesulfonic acid, 2-[cyclohexyl(1-oxohexadecyl)amino]-, sodium salt (1:1) | 35634 | 46653
2,7-Naphthalenedisulfonic acid, 4-[2-(2-arsonophenyl)diazenyl]-3-hydroxy- | 35626 | 46654
9H-Carbazol-3-amine, 9-ethyl- | 35618 | 46655
[1,1'-Biphenyl]-2-ol, sodium salt (1:1) | 35592 | 46656
2-Pyridinepropanamine, .gamma.-(4-chlorophenyl)-N,N-dimethyl- | 35584 | 46657
2-Pyridinepropanamine, N,N-dimethyl-.gamma.-phenyl-, (2Z)-2-butenedioate (1:1) | 35576 | 46658
Iron, [29H,31H-phthalocyaninato(2-)-.kappa.N29,.kappa.N30,.kappa.N31,.kappa.N32]-, (SP-4-1)- | 35550 | 46659
5'-Inosinic acid | 35543 | 46660
2-Naphthalenol, 1-nitroso- | 35527 | 46661
Phenol, 2,4,6-trinitro-, ammonium salt (1:1) | 35501 | 46662
Benzenamine, 2,4,6-trinitro-N-(2,4,6-trinitrophenyl)- | 35493 | 46663
1,2-Benzenedicarboxylic acid, 1-butyl ester | 35485 | 46664
3H-Pyrazol-3-one, 2-(2-ethylphenyl)-2,4-dihydro-5-methyl- | 35469 | 46665
Methanone, (2-hydroxy-4-methoxyphenyl)phenyl- | 35444 | 46666
Methanone, bis(2,4-dihydroxyphenyl)- | 35428 | 46667
Methanone, bis(2-hydroxy-4-methoxyphenyl)- | 35410 | 46668
Phenol, 2,3,4,5,6-pentachloro-, sodium salt (1:1) | 35394 | 46669
2H-Naphtho[1,2-d]triazole-5-sulfonic acid, 2-[4-[2-(4-nitro-2-sulfophenyl)ethenyl]-3-sulfophenyl]- | 35378 | 46670
1-Naphthalenamine, 4-(2-phenyldiazenyl)- | 35352 | 46671
1,2-Benzenedicarboxylic acid, 1,2-di-2-propen-1-yl ester | 35337 | 46672
1,2-Benzenedicarboxylic acid, 1,2-dipropyl ester | 35329 | 46673
9,10-Anthracenedione, 2,6-diamino- | 35303 | 46674
9,10-Anthracenedione, 2-chloro- | 35287 | 46675
2-Anthracenesulfonic acid, 9,10-dihydro-9,10-dioxo-, sodium salt (1:1) | 35279 | 46676
Cinchonan-9-ol, 6'-methoxy-, hydrochloride (1:1), (8.alpha.,9R)- | 35253 | 46677
Naphth[1,2-d][1,2,3]oxadiazole-5-sulfonic acid, 8-nitro- | 35238 | 46678
2-Naphthalenesulfonic acid, 1,2,3,4-tetrahydro-2-methyl-1,4-dioxo-, sodium salt (1:1) | 35212 | 46679
8-Quinolinol, 5-chloro-7-iodo- | 35196 | 46680
1-Naphthalenol, 4-amino-2-methyl-, hydrochloride (1:1) | 35188 | 46681
5,9,14,18-Anthrazinetetrone, 7,16-dichloro-6,15-dihydro- | 35162 | 46682
8-Quinolinol, 5-chloro- | 35147 | 46683
1,4-Naphthalenedione | 35139 | 46684
1-Naphthalenesulfonic acid, 4-amino-, sodium salt (1:1) | 35113 | 46685
Benz[cd]indol-2(1H)-one | 35105 | 46686
1-Naphthalenesulfonic acid, 6,8-bis(phenylamino)- | 35089 | 46687
1-Naphthalenesulfonic acid, 8-[(4-methylphenyl)amino]- | 35063 | 46688
Piperazine, 1-[(4-chlorophenyl)phenylmethyl]-4-[[4-(1,1-dimethylethyl)phenyl]methyl]-, hydrochloride (1:2) | 35048 | 46689
Benzenamine, 4,4'-(phenylmethylene)bis[N,N-dimethyl- | 35030 | 46690
7-Oxabicyclo[2.2.1]heptane-2,3-dicarboxylic acid, disodium salt | 35014 | 46691
Anthra[1,9-cd]pyrazol-6(2H)-one | 35006 | 46692
9,10-Anthracenedione, 1-(butylamino)- | 34983 | 46693
9,10-Anthracenedione, 1-hydroxy- | 34967 | 46694
Benzenesulfonamide, N-(6,8-dichloro-5-hydroxy-1-naphthalenyl)-4-methyl- | 34942 | 46695
9,10-Anthracenedione, 1-chloro-5-nitro- | 34934 | 46696
9,10-Anthracenedione, 1,8-dinitro- | 34926 | 46697
9,10-Anthracenedione, 1-chloro-2-methyl- | 34918 | 46698
Acetamide, N,N'-bis(9,10-dihydro-9,10-dioxo-1,5-anthracenediyl)bis- | 34900 | 46699
Benzamide, N,N'-[iminobis(9,10-dihydro-9,10-dioxo-5,1-anthracenediyl)]bis- | 34892 | 46700
9,10-Anthracenedione, 1,1'-[(7-oxo-7H-benz[de]anthracene-3,9-diyl)diimino]bis- | 34884 | 46701
Ethanaminium, N-[4-[[4-(diethylamino)phenyl](2,4-disulfophenyl)methylene]-2,5-cyclohexadien-1-ylidene]-N-ethyl-, inner salt, sodium salt (1:1) | 34876 | 46702
Anthra[2,1-d:6,5-d']bisthiazole-6,12-dione, 2,8-diphenyl- | 34868 | 46703
2H-1-Benzopyran-2-one, 4-hydroxy-3-(3-oxo-1-phenylbutyl)-, sodium salt (1:1) | 34850 | 46704
Pyrene | 34843 | 46705
2-Anthracenesulfonic acid, 1-amino-4-[(3-amino-4-sulfophenyl)amino]-9,10-dihydro-9,10-dioxo- | 34835 | 46706
2-Anthracenesulfonic acid, 1-amino-9,10-dihydro-4-[[(4-methylphenyl)sulfonyl]amino]-9,10-dioxo- | 34827 | 46707
1,4,5,8-Naphthalenetetracarboxylic acid | 34819 | 46708
9,10-Anthracenedione, 1,8-diamino-4,5-dihydroxy- | 34793 | 46709
9,10-Anthracenedione, 1,5-dihydroxy-4,8-dinitro- | 34777 | 46710
Benzamide, N-[4-[[5-(benzoylamino)-9,10-dihydro-9,10-dioxo-1-anthracenyl]amino]-9,10-dihydro-9,10-dioxo-1-anthracenyl]- | 34751 | 46711
9,10-Anthracenedione, 1,1'-iminobis[4-nitro- | 34744 | 46712
2,6-Anthracenedisulfonic acid, 4,8-diamino-9,10-dihydro-1,5-dihydroxy-9,10-dioxo- | 34728 | 46713
9,10-Anthracenedione, 1,4-diamino-2,3-dihydroxy- | 34702 | 46714
1H-Naphth[2,3-f]isoindole-1,3,5,10(2H)-tetrone, 4,11-diamino- | 34686 | 46715
Benzamide, N,N'-[iminobis(9,10-dihydro-9,10-dioxo-4,1-anthracenediyl)]bis- | 34660 | 46716
8,16-Pyranthrenedione | 34652 | 46717
Dibenzo[b,def]chrysene-7,14-dione | 34637 | 46718
Pyrene, 1,3,6,8-tetrabromo- | 34611 | 46719
Anthra[9,1,2-cde]benzo[rst]pentaphene-5,10-dione, 16-nitro- | 34603 | 46720
1-Anthracenesulfonic acid, 9,10-dihydro-9,10-dioxo-, sodium salt (1:1) | 34579 | 46721
Bicyclo[3.1.1]hept-2-ene-2-ethanol, 6,6-dimethyl-, 2-acetate | 34553 | 46722
Bicyclo[3.1.1]hept-2-ene-2-ethanol, 6,6-dimethyl- | 34546 | 46723
D-Streptamine, O-.beta.-D-mannopyranosyl-(1.fwdarw.4)-O-2-deoxy-2-(methylamino)-.alpha.-L-glucopyranosyl-(1.fwdarw.2)-O-5-deoxy-3-C-formyl-.alpha.-L-lyxofuranosyl-(1.fwdarw.4)-N,N'-bis(aminoiminomethyl)- | 34538 | 46724
Benzenesulfonic acid, 2,2'-(1,2-ethenediyl)bis[5-nitro- | 34512 | 46725
Phenol, 2,6-bis(1,1-dimethylethyl)-4-methyl- | 34496 | 46726
2,5-Pyrrolidinedione, 1-bromo- | 34470 | 46727
Carbamodithioic acid, N,N-dimethyl-, sodium salt (1:1) | 34462 | 46728
Ethanedioic acid, potassium salt (2:1) | 34447 | 46729
Ethanedioic acid, potassium salt (1:1) | 34439 | 46730
Bicyclo[3.1.1]heptane, 6,6-dimethyl-2-methylene- | 34421 | 46731
Benzenesulfonamide, 4-amino-N-(4-methyl-2-pyrimidinyl)- | 34405 | 46732
Benzenesulfonamide, 4-amino-N-phenyl- | 34397 | 46733
Benzenesulfonamide, 4-amino-N-(3,4-dimethyl-5-isoxazolyl)- | 34371 | 46734
Benzenemethanol, .alpha.-ethynyl-.alpha.-methyl- | 34355 | 46735
Benzenesulfonamide, N-chloro-4-methyl-, sodium salt (1:1) | 34348 | 46736
Benzenesulfonamide, 4-amino-N-(4-methyl-2-pyrimidinyl)-, sodium salt (1:1) | 34322 | 46737
Acetamide, N-[(4-aminophenyl)sulfonyl]-, sodium salt (1:1) | 34306 | 46738
Benzenesulfonamide, N-chloro-, sodium salt (1:1) | 34298 | 46739
Retinol, acetate | 34272 | 46740
1-Penten-3-one, 1-[(1R)-2,6,6-trimethyl-2-cyclohexen-1-yl]-, (1E)- | 34256 | 46741
3-Buten-2-one, 4-(2,6,6-trimethyl-2-cyclohexen-1-yl)-, (3E)- | 34249 | 46742
Butanedioic acid, 2-sulfo-, 1,4-bis(2-methylpropyl) ester, sodium salt (1:1) | 34223 | 46743
1-Phenanthrenemethanol, 1,2,3,4,4a,4b,5,6,7,9,10,10a-dodecahydro-1,4a-dimethyl-7-(1-methylethyl)- | 34215 | 46744
1-Phenanthrenecarboxylic acid, 1,2,3,4,4a,4b,5,6,10,10a-decahydro-1,4a-dimethyl-7-(1-methylethyl)-, methyl ester, (1R,4aR,4bR,10aR)- | 34207 | 46745
1-Phenanthrenecarboxylic acid, 1,2,3,4,4a,4b,5,6,7,9,10,10a-dodecahydro-1,4a-dimethyl-7-(1-methylethyl)-, 1,1'-[2,2-bis[[[[1,2,3,4,4a,4b,5,6,7,9,10,10a-dodecahydro-1,4a-dimethyl-7-(1-methylethyl)-1-phenanthrenyl]carbonyl]oxy]methyl]-1,3-propanediyl] ester | 34199 | 46746
1-Phenanthrenecarboxylic acid, 1,2,3,4,4a,4b,5,6,10,10a-decahydro-1,4a-dimethyl-7-(1-methylethyl)-, 1,1'-[2,2-bis[[[[(1R,4aR,4bR,10aR)-1,2,3,4,4a,4b,5,6,10,10a-decahydro-1,4a-dimethyl-7-(1-methylethyl)-1-phenanthrenyl]carbonyl]oxy]methyl]-1,3-propanediyl] ester, (1R,1'R,4aR,4'aR,4bR,4'bR,10aR,10'aR)- | 34181 | 46747
Propanoic acid, 2,2-dichloro-, sodium salt (1:1) | 34173 | 46748
Acetamide, N,N-dimethyl- | 34165 | 46749
Ethene, 1,1,2,2-tetrachloro- | 34157 | 46750
Propanoic acid, 2-oxo- | 34140 | 46751
Acetic acid, sodium salt (1:1) | 34132 | 46752
Acetic acid, potassium salt (1:1) | 34124 | 46753
2-Propanone, oxime | 34116 | 46754
2-Propanol, 1-chloro- | 34108 | 46755
1,3-Butadiene, 2-chloro- | 34090 | 46756
2-Propenenitrile, 2-methyl- | 34082 | 46757
Acetic acid, 2-mercapto-, compd. with 2-aminoethanol (1:1) | 34074 | 46758
Acetic acid, sodium salt (2:1) | 34066 | 46759
Sulfuric acid, mono(2-ethylhexyl) ester, sodium salt (1:1) | 34058 | 46760
1,6-Octadien-3-ol, 3,7-dimethyl-, (3R)- | 34041 | 46761
1,6-Octadien-3-ol, 3,7-dimethyl-, (3S)- | 34033 | 46762
5-Decyne-4,7-diol, 2,4,7,9-tetramethyl- | 34025 | 46763
Propane, 2,2-diethoxy- | 34017 | 46764
1-Propanesulfonic acid, 3-chloro-2-hydroxy-, sodium salt (1:1) | 34009 | 46765
Disiloxane, 1,1,3,3-tetramethyl-1,3-bis[3-(2-oxiranylmethoxy)propyl]- | 33985 | 46766
Phosphoric acid tributyl ester | 33977 | 46767
Phosphoric acid, tris(2-methylpropyl) ester | 33951 | 46768
Phosphorothioic acid, O,O,O-triethyl ester | 33944 | 46769
Phosphonic acid, P-(2-ethylhexyl)-, bis(2-ethylhexyl) ester | 33928 | 46770
Nonanoic acid, 1,1'-[2-ethyl-2-[[(1-oxononyl)oxy]methyl]-1,3-propanediyl] ester | 33902 | 46771
2,4,8,10-Tetraoxaspiro[5.5]undecane | 33894 | 46772
Cyclohexanol, 1-ethynyl-, 1-carbamate | 33886 | 46773
1,2,3-Propanetricarboxylic acid, 2-hydroxy-, silver(1+) salt (1:3) | 33860 | 46774
Thiophene, tetrahydro-, 1,1-dioxide | 33845 | 46775
1,3-Propanediol, 2,2-dimethyl- | 33837 | 46776
4a(4H)-Dibenzofurancarboxaldehyde, 1,5a,6,9,9a,9b-hexahydro- | 33829 | 46777
1,3-Propanediol, 2-(hydroxymethyl)-2-nitro- | 33803 | 46778
Benzeneethanol, .alpha.-[2-(dimethylamino)-1-methylethyl]-.alpha.-phenyl- | 33787 | 46779
Benzenebutanoic acid, 4-hydroxy-.gamma.-(4-hydroxyphenyl)-.gamma.-methyl- | 33779 | 46780
Gibb-3-ene-1,10-dicarboxylic acid, 2,4a,7-trihydroxy-1-methyl-8-methylene-, 1,4a-lactone, monopotassium salt, (1.alpha.,2.beta.,4a.alpha.,4b.beta.,10.beta.)- | 33753 | 46781
17,19-Dinoratis-15-ene-4,13,14-tricarboxylic acid, 16-(1-methylethyl)-, (4.alpha.,8.alpha.,12.alpha.,13R,14S)- | 33746 | 46782
Phenol, 4,4'-(1,1-dioxido-3H-2,1-benzoxathiol-3-ylidene)bis[2,5-dimethyl- | 33720 | 46783
Bicyclo[2.2.1]heptan-2-ol, 1,7,7-trimethyl-, 2-acetate, (1R,2R,4R)-rel- | 33704 | 46784
3,6-Methano-8H-1,5,7-trioxacyclopenta[ij]cycloprop[a]azulene-4,8(3H)-dione, hexahydro-2a-hydroxy-9-(1-hydroxy-1-methylethyl)-8b-methyl-, (1aR,2aR,3S,6R,6aS,8aS,8bR,9S)-, compd. with (1aR,2aR,3S,6R,6aS,8aS,8bR,9R)-hexahydro-2a-hydroxy-8b-methyl-9-(1-methylethenyl)-3,6-methano-8H-1,5,7-trioxacyclopenta[ij]cycloprop[a]azulene-4,8(3H)-dione (1:1) | 33688 | 46785
1,3-Cyclopentanedicarboxylic acid, 1,2,2-trimethyl-, (1R,3S)- | 33670 | 46786
Ethane, 1,2-dibromo-1,1,2,2-tetrafluoro- | 33654 | 46787
Silane, dichloroethenylmethyl- | 33647 | 46788
Arsinic acid, As,As-dimethyl-, sodium salt (1:1) | 33621 | 46789
Phosphonium, tetrakis(hydroxymethyl)-, chloride (1:1) | 33613 | 46790
Methane, dibromochloro- | 33597 | 46791
Urea, compd. with hydrogen peroxide (H2O2) (1:1) | 33589 | 46792
Methanol, sodium salt (1:1) | 33563 | 46793
Methanamine, N-methyl- | 33555 | 46794
Carbon dioxide | 33548 | 46795
1-Octadecanamine | 33530 | 46796
Octadecanamide | 33514 | 46797
Tetradecanal | 33506 | 46798
1-Dodecanamine | 33480 | 46799
1,4-Butanediamine, N1-(3-aminopropyl)- | 33472 | 46800
Decane | 33456 | 46801
Ethanol, 2-(2-butoxyethoxy)-, 1-acetate | 33449 | 46802
Octanal | 33423 | 46803
Octanenitrile | 33415 | 46804
1-Nonene | 33407 | 46805
Tetradecanoic acid, methyl ester | 33399 | 46806
1,6-Hexanediamine | 33381 | 46807
Octanoic acid | 33373 | 46808
Tetradecanoic acid, ethyl ester | 33365 | 46809
Carbonochloridic acid, C,C'-1,2-ethanediyl ester | 33357 | 46810
Hexanedioic acid | 33340 | 46811
1-Hexadecanaminium, N-ethyl-N,N-dimethyl-, bromide (1:1) | 33332 | 46812
2-Propen-1-amine, N-2-propen-1-yl- | 33324 | 46813
Nonanedioic acid | 33316 | 46814
Nonanedioyl dichloride | 33308 | 46815
2-Octanol | 33290 | 46816
Octadecanoic acid, butyl ester | 33282 | 46817
Octadecanoic acid, 2,3-dihydroxypropyl ester | 33274 | 46818
Acetic acid, 2,2'-thiobis- | 33266 | 46819
1-Butanol, 3-methyl-, 1-acetate | 33258 | 46820
1,4-Dioxane | 33241 | 46821
Acetic acid, butyl ester | 33233 | 46822
2-Propanol, 1-[(2-aminoethyl)amino]- | 33225 | 46823
1,2-Ethanediamine, N2-ethyl-N1,N1-dimethyl- | 33217 | 46824
2-Heptanamine | 33209 | 46825
Hexanedioic acid, 1,6-dioctyl ester | 33183 | 46826
1,2-Diazenedicarboxamide | 33175 | 46827
Pyrrolidine | 33159 | 46828
2-Butenal, (2E)- | 33142 | 46829
1,3-Propanediamine, N1,N3-dimethyl-N1-[3-(methylamino)propyl]- | 33126 | 46830
Oxacycloheptadec-8-en-2-one, (8Z)- | 33118 | 46831
1,3-Propanediamine, N1,N3-dimethyl-N1,N3-bis[3-(methylamino)propyl]- | 33092 | 46832
Hexanoic acid, ethyl ester | 33084 | 46833
Propanoic acid, 1,1'-anhydride | 33068 | 46834
Benzene, 1,3-diisocyanato- | 33050 | 46835
2,4-Pentanedione | 33035 | 46836
1-Butanol, 3-methyl- | 33027 | 46837
Ethanaminium, 2-hydrazinyl-N,N,N-trimethyl-2-oxo-, chloride (1:1) | 33001 | 46838
Acetic acid, 2-sulfo- | 32995 | 46839
2,6-Octadien-1-ol, 3,7-dimethyl-, 1-acetate, (2Z)- | 38109 | 46840
7-Octen-1-ol, 3,7-dimethyl-, 1-acetate | 38091 | 46841
3,5,9-Undecatrien-2-one, 6,10-dimethyl- | 38083 | 46842
7-Octen-1-ol, 3,7-dimethyl-, 1-formate | 38075 | 46843
9-Octadecenoic acid, 12-hydroxy-, 2,3-dihydroxypropyl ester, (9Z,12R)- | 38067 | 46844
Urea, N,N'-bis(methoxymethyl)- | 38059 | 46845
2-Butenedioic acid (2Z)-, 1,4-diethyl ester | 38042 | 46846
Hexanedioic acid, 1,6-bis(2-methylpropyl) ester | 38034 | 46847
Butanedioic acid, 1,4-dibutyl ester | 38026 | 46848
2-Butenedioic acid (2E)-, 1,4-bis(2-ethylhexyl) ester | 38018 | 46849
2-Butenedioic acid (2E)-, iron(2+) salt (1:1) | 38000 | 46850
Butanedioic acid, calcium salt (1:1) | 37986 | 46851
Urea, N,N'-bis(hydroxymethyl)- | 37978 | 46852
Carbonodithioic acid, O-(1-methylethyl) ester, sodium salt (1:1) | 37960 | 46853
Carbonodithioic acid, O-ethyl ester, sodium salt (1:1) | 37945 | 46854
Carbonodithioic acid, O-ethyl ester, potassium salt (1:1) | 37937 | 46855
Ethanol, 2-[2-(diethylamino)ethoxy]- | 37911 | 46856
1,4-Pentanediamine, N1,N1-diethyl- | 37903 | 46857
Cyclopentanepropanoic acid | 37887 | 46858
Pyridine, 5-ethenyl-2-methyl- | 37879 | 46859
Benzenemethanamine, 4-fluoro- | 37861 | 46860
Pyridinium, 1-hexadecyl-, bromide (1:1) | 37846 | 46861
Phenol, 4-(1,1,3,3-tetramethylbutyl)- | 37820 | 46862
Sulfurous acid, 2-chloroethyl 2-[4-(1,1-dimethylethyl)phenoxy]-1-methylethyl ester | 37804 | 46863
Benzeneacetonitrile, 4-chloro- | 37796 | 46864
Acetamide, N-[4-(2-chloroacetyl)phenyl]- | 37770 | 46865
Acetic acid, trichloro-, compd. with N'-(4-chlorophenyl)-N,N-dimethylurea (1:1) | 37762 | 46866
Acetic acid, 4-methylphenyl ester | 37754 | 46867
Benzeneacetonitrile | 37739 | 46868
1,2-Ethanediamine, N1,N2-bis(phenylmethyl)- | 37721 | 46869
Butanoic acid, 3-methyl-, 2-phenylethyl ester | 37705 | 46870
Decanedioic acid, 1,10-bis(phenylmethyl) ester | 37689 | 46871
Carbonic dihydrazide, 2,2'-diphenyl- | 37671 | 46872
Acetic acid, phenylmethyl ester | 37655 | 46873
2-Propenoic acid, 3-phenyl-, (2E)- | 37648 | 46874
Ethanol, 2,2',2'',2'''-(1,2-ethanediyldinitrilo)tetrakis- | 37622 | 46875
9-Octadecenoic acid, 12-(acetyloxy)-, butyl ester, (9Z,12R)- | 37614 | 46876
9-Octadecenoic acid, 12-(acetyloxy)-, methyl ester, (9Z,12R)- | 37606 | 46877
Octadecanoic acid, 9-(sulfooxy)-, 1-methyl ester, sodium salt (1:1) | 37572 | 46878
Glycine, N-(2-hydroxyethyl)-N-[2-[(1-oxooctadecyl)amino]ethyl]- | 37556 | 46879
2-Propanol, 1,1'-[[2-[(2-hydroxyethyl)(2-hydroxypropyl)amino]ethyl]imino]bis- | 37549 | 46880
4-Undecanol, 7-ethyl-2-methyl-, 4-(hydrogen sulfate), sodium salt (1:1) | 37523 | 46881
Ethanol, 2,2'-(ethylimino)bis- | 37515 | 46882
Benzene, 1,1'-thiobis- | 37499 | 46883
1,4-Benzenediamine, N1,N4-bis(1-ethyl-3-methylpentyl)- | 37473 | 46884
Benzenamine, 4-phenoxy- | 37465 | 46885
Octadecanoic acid, 12-hydroxy-, 1,1',1''-(1,2,3-propanetriyl) ester | 37440 | 46886
Cerium, [.mu.-[ethanedioato(2-)-.kappa.O1,.kappa.O2':.kappa.O1',.kappa.O2]]bis[ethanedioato(2-)-.kappa.O1,.kappa.O2]di- | 37432 | 46887
Glycine, N,N-bis(2-hydroxyethyl)-, sodium salt (1:1) | 37424 | 46888
1,3,5-Triazine-2,4-diamine, 6-chloro-N2,N4-bis(1-methylethyl)- | 37416 | 46889
Benzamide, 4-nitro-N-(3-nitrophenyl)- | 37390 | 46890
Glycine, N,N-bis(carboxymethyl)- | 37374 | 46891
Acetic acid, aluminum salt (3:1) | 37366 | 46892
Benzenemethanaminium, N,N-dimethyl-N-tetradecyl-, chloride (1:1) | 37358 | 46893
1-Octene | 27755 | 46894
Octane | 27748 | 46895
Octanoyl chloride | 27730 | 46896
Octadecanoic acid, ethenyl ester | 27722 | 46897
9-Octadecenoic acid (9Z)-, ethyl ester | 27714 | 46898
Octadecanoic acid, ethyl ester | 27706 | 46899
Octadecanoic acid, 2-hydroxyethyl ester | 27698 | 46900
9-Octadecenoic acid (9Z)-, propyl ester | 27680 | 46901
9-Octadecenamide, N-(2-hydroxyethyl)-, (9Z)- | 27672 | 46902
Octadecanamide, N-(2-hydroxyethyl)- | 27664 | 46903
Dodecanoic acid, 2-bromo- | 27656 | 46904
1,2-Ethanediol, 1,2-diacetate | 27649 | 46905
Carbamodithioic acid, 1,2-ethanediylbis- | 27631 | 46906
2-Butyne-1,4-diamine, N1,N1,N4,N4-tetramethyl- | 27623 | 46907
2-Butene-1,4-diamine, N1,N1,N4,N4-tetramethyl-, (2E)- | 27615 | 46908
1,4-Butanediamine, N1,N1,N4,N4-tetramethyl- | 27607 | 46909
Hexanedioyl dichloride | 27599 | 46910
1H-Azepine, hexahydro- | 27581 | 46911
Propane, 1,1'-thiobis- | 27565 | 46912
Ethanol, 2,2'-oxybis- | 27557 | 46913
Ethane, 1,1'-oxybis[2-chloro- | 27532 | 46914
Propane, 1,1'-oxybis- | 27524 | 46915
Ethanol, 2,2'-iminobis- | 27516 | 46916
1,2-Ethanediamine, N1-(2-aminoethyl)- | 27490 | 46917
1,2-Ethanediamine, N1-propyl- | 27482 | 46918
1,2-Ethanediamine, N1-ethyl-N2-methyl- | 27474 | 46919
Butane, 1-(ethenyloxy)- | 27458 | 46920
1,3-Propanediamine, N1,N3-dimethyl- | 27441 | 46921
Pentanedial | 27425 | 46922
1,5-Pentanediol | 27417 | 46923
2,4-Hexadien-1-ol | 27409 | 46924
1-Hexanamine | 27383 | 46925
Hexane, 1-bromo- | 27375 | 46926
Pentane, 1,5-dibromo- | 27367 | 46927
Ethanol, 2,2'-[1,2-ethanediylbis(oxy)]bis-, 1,1'-diacetate | 27342 | 46928
Decanedioyl dichloride | 27326 | 46929
1,6-Hexanediamine, N1,N1,N6,N6-tetramethyl- | 27318 | 46930
Heptanedioic acid | 27292 | 46931
Ethanol, 2-ethoxy-, 1-acetate | 27284 | 46932
2-Octanone | 27268 | 46933
2-Octynoic acid, methyl ester | 27250 | 46934
9-Octadecenoic acid (9Z)-, 2-methoxyethyl ester | 27235 | 46935
9-Octadecenamide, N-(3-aminopropyl)-, (9Z)- | 27227 | 46936
Hexadecanoic acid, butyl ester | 27201 | 46937
9-Octadecenamide, N-(2-hydroxypropyl)-, (9Z)- | 27193 | 46938
2,6,10,14,18,22-Tetracosahexaene, 2,6,10,15,19,23-hexamethyl-, (6E,10E,14E,18E)- | 27177 | 46939
Acetic acid, 2,2'-oxybis- | 27151 | 46940
2-Propanol, 1,1'-iminobis- | 27136 | 46941
1-Propanamine, 2-methyl-N-(2-methylpropyl)- | 27128 | 46942
Pentanedioic acid | 27102 | 46943
5-Hepten-2-one, 6-methyl- | 27094 | 46944
1,3,5-Triazine, hexahydro- | 27078 | 46945
Piperidine | 27060 | 46946
1,3,5-Trioxane | 27052 | 46947
2H-Pyran, 3,4-dihydro- | 27045 | 46948
Pyridine | 27037 | 46949
Piperazine | 27029 | 46950
Ethanedithioamide, N1,N2-dicyclohexyl- | 32235 | 46951
Propanoyl chloride, 2-phenoxy- | 32227 | 46952
9-Octadecenoic acid (9Z)-, 1,1',1''-(1,2,3-propanetriyl) ester | 32201 | 46953
Benzeneacetic acid, 3-methylphenyl ester | 32185 | 46954
2-Propanol, 1,1',1''-nitrilotris- | 32177 | 46955
Benzenemethanaminium, N-hexadecyl-N,N-dimethyl-, chloride (1:1) | 32151 | 46956
2-Pentenedioic acid, 3-[(dimethoxyphosphinyl)oxy]-, dimethyl ester | 32136 | 46957
Benzenemethanaminium, N,N,N-trimethyl-, salt with methanol (1:1) | 32110 | 46958
Ethanamine, 2,2-dimethoxy-N-methyl- | 32102 | 46959
Benzaldehyde, 4-(1-methylethyl)- | 32086 | 46960
Ethanone, 1-(4-methylphenyl)- | 32060 | 46961
Benzoic acid, 4-methoxy-, methyl ester | 32052 | 46962
1-Propanone, 1-(4-methoxyphenyl)- | 32045 | 46963
Ethanol, 2,2'-[(1-methylethyl)imino]bis- | 32029 | 46964
1,3-Benzenedicarboxylic acid | 32003 | 46965
Benzoyl chloride, 3-nitro- | 31997 | 46966
Phenol, 2-amino-5-nitro- | 31971 | 46967
Benzenamine, 2-chloro-4-nitro- | 31963 | 46968
1,3,5-Triazine, hexahydro-1,3,5-trinitro- | 31948 | 46969
Butanedioic acid, [(dimethoxyphosphinothioyl)thio]-, diethyl ester | 31922 | 46970
Benzenamine, N,N,3-trimethyl- | 31906 | 46971
Ethanone, 1-(3-hydroxyphenyl)- | 31898 | 46972
Benzenecarbodithioic acid | 31872 | 46973
2-Thiazolamine, 5-nitro- | 31864 | 46974
Benzenesulfonyl chloride, 4,4'-oxybis- | 31849 | 46975
Benzenesulfonyl chloride, 4-(acetylamino)- | 31823 | 46976
Benzenesulfonic acid, 4-(dimethylamino)- | 31815 | 46977
Benzenesulfonic acid, 4-amino- | 31807 | 46978
Benzoic acid, 3-sulfo- | 31781 | 46979
Benzenesulfonyl chloride, 3-nitro- | 31765 | 46980
Benzenamine, 2-chloro-5-(trifluoromethyl)- | 31757 | 46981
Benzoic acid, 3,5-disulfo- | 31740 | 46982
Benzenesulfonic acid, 3-amino- | 31732 | 46983
Bicyclo[2.2.1]hepta-2,5-diene | 31724 | 46984
Phosphorous acid, trimethyl ester | 31716 | 46985
Ethanamine, N,N-diethyl- | 31708 | 46986
Boric acid (H3BO3), trimethyl ester | 31690 | 46987
2-Oxiranecarboxylic acid, 3-phenyl-, ethyl ester | 31682 | 46988
Benzoic acid, 4-hydroxy-3-methoxy- | 31674 | 46989
Benzaldehyde, 4-hydroxy-3-methoxy- | 31666 | 46990
Benzaldehyde, 3-ethoxy-4-hydroxy- | 31658 | 46991
1,3-Benzenedisulfonamide, 4-amino-6-chloro- | 31641 | 46992
Cyclopropanecarboxylic acid, 3-[(1E)-3-methoxy-2-methyl-3-oxo-1-propen-1-yl]-2,2-dimethyl-, (1S)-2-methyl-4-oxo-3-(2Z)-2,4-pentadien-1-yl-2-cyclopenten-1-yl ester, (1R,3R)- | 31633 | 46993
Benzenamine, 5-chloro-2-(4-chlorophenoxy)- | 31625 | 46994
Cyclopropanecarboxylic acid, 2,2-dimethyl-3-(2-methyl-1-propenyl)-, (1S)-2-methyl-4-oxo-3-(2Z)-2,4-pentadienyl-2-cyclopenten-1-yl ester, (1R,3R)- | 31617 | 46995
Arsonic acid, As-(4-hydroxy-3-nitrophenyl)- | 31609 | 46996
Benzenesulfonic acid, 4-chloro-3-nitro- | 31591 | 46997
Benzene, 1-methyl-2,4-dinitro- | 31575 | 46998
1,2-Ethanediamine, N1,N1-bis(1-methylethyl)- | 31559 | 46999
1,3-Benzenedisulfonic acid, 4-methyl- | 31542 | 47000
Phenol, 2-(1,1-dimethylethyl)-4-methoxy- | 31526 | 47001
Pyrrolidine, 1-methyl- | 31500 | 47002
2-Imidazolidinone | 31492 | 47003
Cyclopentanone | 31484 | 47004
Ethanedithioamide, N1,N2-bis(2-hydroxyethyl)- | 31468 | 47005
Piperazine, 1,2,4-trimethyl- | 31450 | 47006
Benzene, 1,2,4-trichloro- | 31435 | 47007
1,2-Benzenediol | 31427 | 47008
Ethanedithioamide, N1,N2-dimethyl- | 31419 | 47009
Benzothiazole, 2-methyl- | 31393 | 47010
Bicyclo[2.2.1]hept-5-ene-2-carboxylic acid | 31385 | 47011
Benzenamine, 2-methoxy-5-methyl- | 31369 | 47012
Phenol, 2,2'-[1,3-propanediylbis(nitrilomethylidyne)]bis- | 31351 | 47013
Phenol, 2-[(dimethylamino)methyl]- | 31336 | 47014
1,3-Benzodioxole, 5-[2-(octylsulfinyl)propyl]- | 31328 | 47015
1,3-Benzodioxole, 5-(1-propen-1-yl)- | 31302 | 47016
Ethanol, 2,2'-[1,2-ethanediylbis(oxy)]bis-, 1,1'-dibenzoate | 31286 | 47017
Ethanol, 2,2'-oxybis-, 1,1'-dibenzoate | 31278 | 47018
2(3H)-Benzothiazolethione, 6-ethoxy- | 31252 | 47019
Benzoic acid, phenylmethyl ester | 31237 | 47020
Benzoic acid, 2-methylpropyl ester | 31229 | 47021
1,3-Propanedione, 1,3-diphenyl- | 31203 | 47022
Benzenemethanol, .alpha.-methyl-, 1-propanoate | 31195 | 47023
Octadecanamide, N-(2-aminoethyl)-N-(2-hydroxyethyl)- | 31179 | 47024
Phenol, 3-(ethylamino)-4-methyl- | 31153 | 47025
Propanoic acid, 2-(2,4-dichlorophenoxy)- | 31146 | 47026
Benzamide, 3-amino-4-methoxy-N-phenyl- | 31138 | 47027
8-Azabicyclo[3.2.1]octan-3-ol, 8-methyl-, (3-endo)- | 31112 | 47028
Benzeneacetic acid, 2-methoxy-4-(1-propen-1-yl)phenyl ester | 31096 | 47029
Acetic acid, 2-(2-naphthalenyloxy)- | 31088 | 47030
Benzaldehyde, 4-(diethylamino)- | 31062 | 47031
Benzeneethanamine, 3,4-dimethoxy- | 31054 | 47032
Quinoline, 1,2,3,4-tetrahydro-6-methoxy- | 31039 | 47033
Benzaldehyde, 3,4-dimethoxy- | 31021 | 47034
Benzene, 2-methoxy-1-(phenylmethoxy)-4-(1-propen-1-yl)- | 31005 | 47035
Benzamide, N-(4-amino-2,5-diethoxyphenyl)- | 30981 | 47036
Propanenitrile, 3-[ethyl(4-formyl-3-methylphenyl)amino]- | 30973 | 47037
Benzenemethanamine, N-ethyl-N-(3-methylphenyl)- | 30957 | 47038
2,2'-Biquinoline | 30932 | 47039
[1,1'-Biphenyl]-4,4'-diamine, 3,3'-dimethoxy- | 30924 | 47040
2H-1-Benzopyran-2-one, 3,4-dihydro- | 30916 | 47041
Acetamide, N-(4-methoxy-2-nitrophenyl)- | 30908 | 47042
Benzoic acid, 2,2'-dithiobis- | 30890 | 47043
2-Naphthalenesulfonic acid, 5-amino- | 30882 | 47044
2-Naphthalenesulfonic acid, 7-[(4-aminobenzoyl)amino]-4-hydroxy- | 30874 | 47045
Acetamide, N,N'-(4-nitro-1,3-phenylene)bis- | 30866 | 47046
Benzenamine, 2-nitro-N-phenyl- | 30858 | 47047
Benzenesulfonic acid, 5-amino-2-[2-[4-(4,5-dihydro-3-methyl-5-oxo-1H-pyrazol-1-yl)-2-sulfophenyl]ethenyl]- | 30841 | 47048
Benzenesulfonic acid, 5-amino-2-[2-(4-nitro-2-sulfophenyl)ethenyl]- | 30833 | 47049
Benzenesulfonic acid, 5-amino-2-[(4-aminophenyl)amino]- | 30825 | 47050
Benzoic acid, 2-(methylamino)- | 30817 | 47051
Benzoic acid, 2-formyl- | 30809 | 47052
Isoquinoline | 30791 | 47053
Acetamide, N-(4-aminophenyl)-N-methyl- | 30775 | 47054
Methanone, diphenyl- | 30767 | 47055
Benzenemethanol, 4-(dimethylamino)-.alpha.-[4-(dimethylamino)phenyl]- | 30742 | 47056
Benzenemethanol, 4-chloro-.alpha.-phenyl- | 30734 | 47057
Ethanone, 2-hydroxy-1,2-bis(4-methoxyphenyl)- | 30718 | 47058
1,2-Propanedione, 1-phenyl-, 2-oxime | 30700 | 47059
Benzeneacetic acid, .alpha.-ethyl-, ethyl ester | 30684 | 47060
2-Naphthalenesulfonic acid, 4-hydroxy-7-(phenylamino)- | 30668 | 47061
Carbamic acid, dimethyl-, 3-methyl-1-(1-methylethyl)-1H-pyrazol-5-yl ester | 30643 | 47062
Benzoic acid, 2-hydroxy-, methyl ester | 30635 | 47063
Phenol, 4-methyl-2-nitro- | 30619 | 47064
Benzenamine, 4-methyl-3-nitro- | 30601 | 47065
Benzene, 1-methoxy-2,4-dinitro- | 30585 | 47066
Benzene, 1,4-diethoxy-2-nitro- | 30569 | 47067
Benzoic acid, 2-(ethylamino)-5-sulfo- | 30551 | 47068
Benzenesulfonic acid, 3-(4,5-dihydro-3-methyl-5-oxo-1H-pyrazol-1-yl)- | 30536 | 47069
2H-1-Benzopyran-6-ol, 3,4-dihydro-2,8-dimethyl-2-[(4R,8R)-4,8,12-trimethyltridecyl]-, (2R)- | 30510 | 47070
Benzene, 1-methoxy-4-methyl-2-nitro- | 30502 | 47071
1,2-Benzenedicarboxylic acid, 1,2-ditridecyl ester | 30486 | 47072
Benzene, 2-methyl-1,3,5-trinitro- | 30460 | 47073
Benzoic acid, 2-amino- | 30445 | 47074
Benzoic acid, 2-chloro- | 30437 | 47075
Benzenesulfonic acid, 2,5-dichloro-4-hydrazinyl- | 30411 | 47076
Benzenesulfonic acid, 2,2'-thiobis[5-amino- | 30395 | 47077
Phenol, 2,4,6-tribromo- | 30379 | 47078
2,4,6(1H,3H,5H)-Pyrimidinetrione, 5-amino- | 30361 | 47079
2,5-Cyclohexadiene-1,4-dione, 2,3,5,6-tetrachloro- | 30353 | 47080
Benzenethiol, 2,6-dimethyl- | 30338 | 47081
4H-Pyran-4-one, 3-hydroxy-2-methyl- | 30320 | 47082
Bicyclo[7.2.0]undec-4-ene, 4,11,11-trimethyl-8-methylene-, (1R,4Z,9S)- | 30304 | 47083
Benzoic acid, 2-hydroxy-, 2-ethylhexyl ester | 30288 | 47084
Benzoic acid, 2-hydroxy-, phenylmethyl ester | 30270 | 47085
Benzoic acid, 2-hydroxy-, phenyl ester | 30254 | 47086
2,4-Imidazolidinedione, 1,3-dichloro-5,5-dimethyl- | 30247 | 47087
2-Naphthalenesulfonic acid, 7-[(3-aminobenzoyl)amino]-4-hydroxy- | 30221 | 47088
1H-Pyrazole-3-carboxylic acid, 4,5-dihydro-5-oxo-1-(4-sulfophenyl)- | 30205 | 47089
1-Naphthalenamine, N-ethyl- | 30189 | 47090
Benzoic acid, 3,4,5-trimethoxy- | 30171 | 47091
1,3-Naphthalenedisulfonic acid, 7-hydroxy- | 30155 | 47092
1H-Isoindole-1,3(2H)-dione, 2-(hydroxymethyl)- | 30130 | 47093
2-Naphthalenesulfonic acid, 5-amino-6-ethoxy- | 30122 | 47094
2-Naphthalenesulfonic acid, 5-amino-8-[(4-hydroxyphenyl)amino]- | 30114 | 47095
Copper, [2,9,16,23-tetranitro-29H,31H-phthalocyaninato(2-)-.kappa.N29,.kappa.N30,.kappa.N31,.kappa.N32]-, (SP-4-1)- | 30106 | 47096
1H-Indole, 2,3-dihydro-1,3,3-trimethyl-2-methylene- | 30098 | 47097
Cinchonan-9-ol, (9S)- | 30080 | 47098
Benzenesulfonic acid, 4-(4,5-dihydro-3-methyl-5-oxo-1H-pyrazol-1-yl)-3-methyl- | 30072 | 47099
Benzoic acid, 2-(3-amino-4-chlorobenzoyl)- | 30064 | 47100
1,3,6-Naphthalenetrisulfonic acid, 7-amino- | 30056 | 47101
Guanosine | 30049 | 47102
Methanone, (2-hydroxyphenyl)phenyl- | 30031 | 47103
6-Azulenol, 1,2,3,3a,4,5,6,8a-octahydro-4,8-dimethyl-2-(1-methylethylidene)-, 6-acetate | 30023 | 47104
Benzenethiol, 2,3,4,5,6-pentachloro-, zinc salt (2:1) | 30015 | 47105
Acetamide, N-(2-hydroxy-1-naphthalenyl)- | 30007 | 47106
Quinolinium, 2-[2-[4-(dimethylamino)phenyl]ethenyl]-1-ethyl-, iodide (1:1) | 29991 | 47107
1,5-Naphthalenedisulfonic acid, 3-nitro- | 29975 | 47108
1,2-Benzenedicarboxylic acid, 1,2-dioctyl ester | 29967 | 47109
1,2-Benzenedicarboxylic acid, 1,2-bis(2-methoxyethyl) ester | 29942 | 47110
1,4-Naphthalenedione, 2,3-dichloro- | 29926 | 47111
9,10-Anthracenedione, 2-amino- | 29918 | 47112
Naphth[2,1-d]-1,2,3-oxadiazole-5-sulfonic acid | 29892 | 47113
1,5-Naphthalenedisulfonic acid, 2-amino- | 29884 | 47114
1-Naphthalenesulfonic acid, 5-hydroxy- | 29868 | 47115
2H-1-Benzopyran-2-one, 3-[1-(2-furanyl)-3-oxobutyl]-4-hydroxy- | 29843 | 47116
2,7-Naphthalenedisulfonic acid, 4-[2-(4-amino-5-methoxy-2-methylphenyl)diazenyl]-5-[(phenylsulfonyl)oxy]- | 29827 | 47117
1,3,6-Naphthalenetrisulfonic acid, 8-amino- | 29801 | 47118
Benzeneacetic acid, .alpha.-phenyl- | 29785 | 47119
1,3-Naphthalenedisulfonic acid, 7-hydroxy-8-[2-[4'-[2-(4-hydroxyphenyl)diazenyl]-3,3'-dimethyl[1,1'-biphenyl]-4-yl]diazenyl]- | 29769 | 47120
1-Naphthalenesulfonic acid, 8-hydroxy- | 29744 | 47121
Benzene, 1,2,4,5-tetrachloro-3-nitro- | 29736 | 47122
9,10-Anthracenedione, 1,5-dihydroxy- | 29710 | 47123
9,10-Anthracenedione, 1,8-dihydroxy- | 29694 | 47124
1,3-Isobenzofurandione, 4,5,6,7-tetrachloro- | 29686 | 47125
Benzamide, N-(5-amino-9,10-dihydro-9,10-dioxo-1-anthracenyl)- | 29660 | 47126
Benzamide, N-(5-chloro-9,10-dihydro-9,10-dioxo-1-anthracenyl)- | 29652 | 47127
[4,4'-Bi-7H-benz[de]anthracene]-7,7'-dione | 29629 | 47128
9,10-Anthracenedione, 1-amino-2-bromo-4-hydroxy- | 29603 | 47129
9,10-Anthracenedione, 1,5-bis(2,4-dinitrophenoxy)-4,8-dinitro- | 29587 | 47130
9,10-Anthracenedione, 1,4-bis[(2,4,6-trimethylphenyl)amino]- | 29561 | 47131
1H-Indene, 2,3-dihydro-1,1,3,3,5-pentamethyl-4,6-dinitro- | 29538 | 47132
1-Naphthalenesulfonic acid, 4-amino-3-hydroxy- | 29512 | 47133
Acetic acid, 2,2-dichloro-, methyl ester | 29504 | 47134
2-Propanol, 1,1'-[(1-methylethylidene)bis(4,1-phenyleneoxy)]bis- | 29488 | 47135
Retinal | 29462 | 47136
1,3-Cyclohexadiene-1-carboxaldehyde, 2,6,6-trimethyl- | 29454 | 47137
2,4-Imidazolidinedione, 1-(hydroxymethyl)-5,5-dimethyl- | 29447 | 47138
Phosphorous acid, tris(1-methylethyl) ester | 29421 | 47139
1-Propene, 1,1,2,3,3,3-hexafluoro- | 29405 | 47140
Ethene, 1,1,2,2-tetrafluoro- | 29397 | 47141
1-Propene, 2-methoxy- | 29389 | 47142
2-Propanone, 1-hydroxy- | 29371 | 47143
Propanal, 2-methyl-2-(methylthio)-, O-[(methylamino)carbonyl]oxime | 29363 | 47144
Cyclohexanol, 3,3,5-trimethyl- | 29355 | 47145
1,6-Octadien-3-ol, 3,7-dimethyl-, 3-formate | 29348 | 47146
Phosphonic acid, P-ethenyl-, bis(2-chloroethyl) ester | 29330 | 47147
Ethanol, 2-chloro-, 1,1',1''-phosphate | 29322 | 47148
1,6-Octadien-3-ol, 3,7-dimethyl-, 3-acetate | 29314 | 47149
Phosphorothioic acid, O-[4-(aminosulfonyl)phenyl] O,O-dimethyl ester | 29306 | 47150
Phosphorothioic acid, O,O-diethyl O-[4-(methylsulfinyl)phenyl] ester | 29298 | 47151
Phosphoric acid, methyl diphenyl ester | 29280 | 47152
Phosphoric acid, triphenyl ester | 29272 | 47153
1,3-Propanediol, 2-butyl-2-ethyl- | 29264 | 47154
Octadecanoic acid, 1,1'-[2,2-bis[[(1-oxooctadecyl)oxy]methyl]-1,3-propanediyl] ester | 29256 | 47155
Silicic acid (H4SiO4), tetrakis(2-ethylhexyl) ester | 29249 | 47156
Propane, 1,1,1-triethoxy- | 29231 | 47157
1,3-Propanediol, 2,2-bis(hydroxymethyl)- | 29223 | 47158
2-Penten-1-ol, 5-[(1R,3R,6S)-2,3-dimethyltricyclo[2.2.1.02,6]hept-3-yl]-2-methyl-, (2Z)- | 29215 | 47159
1,3-Propanediol, 2-amino-2-ethyl- | 29207 | 47160
1,3-Propanediol, 2-amino-2-methyl- | 29199 | 47161
Phenol, 4,4'-(1,1-dioxido-3H-2,1-benzoxathiol-3-ylidene)bis[2-bromo-6-methyl- | 29173 | 47162
Benzenemethanol, 4-chloro-.alpha.-(4-chlorophenyl)-.alpha.-(trichloromethyl)- | 29157 | 47163
6,9-Methano-2,4,3-benzodioxathiepin, 6,7,8,9,10,10-hexachloro-1,5,5a,6,9,9a-hexahydro-, 3-oxide | 29132 | 47164
Bicyclo[2.2.1]hept-5-ene-2,3-dicarboxylic acid, 1,4,5,6,7,7-hexachloro- | 29124 | 47165
Phosphorodiamidic fluoride, tetramethyl- | 29108 | 47166
2-Butanone, 3-hydroxy-3-methyl- | 29082 | 47167
Silane, trichloroethyl- | 29074 | 47168
3-Butyn-2-ol, 2-methyl- | 29058 | 47169
3-Buten-2-ol, 2-methyl- | 29041 | 47170
1-Propene, 2-methyl- | 29025 | 47171
Methane, 1,1'-oxybis- | 29017 | 47172
1-Propene | 29009 | 47173
Pyridine, 2-(2-methoxyethyl)- | 28985 | 47174
Acetic acid, 2-phenylhydrazide | 28977 | 47175
Benzeneacetic acid, sodium salt (1:1) | 28951 | 47176
Benzoic acid, 4-hydroxy-, sodium salt (1:1) | 28944 | 47177
21H-Biline-8,12-dipropanoic acid, 3,18-diethenyl-1,19,22,24-tetrahydro-2,7,13,17-tetramethyl-1,19-dioxo- | 28910 | 47178
2-Pyridinepropanamine, .gamma.-(4-chlorophenyl)-N,N-dimethyl-, (2Z)-2-butenedioate (1:1) | 28894 | 47179
4,7-Methano-1H-isoindole-1,3(2H)-dione, 2-(2-ethylhexyl)-3a,4,7,7a-tetrahydro- | 28878 | 47180
1-Octadecanamine, N-octadecyl- | 28852 | 47181
5,8,11,14,17-Pentaoxaheneicosane | 28845 | 47182
Eicosane | 28829 | 47183
1-Octadecanol | 28811 | 47184
9-Octadecen-1-amine, (9Z)- | 28795 | 47185
Octadecane, 1-bromo- | 28787 | 47186
13-Docosenoic acid, (13Z)- | 28761 | 47187
Docosanoic acid | 28753 | 47188
Hexadecane, 1-bromo- | 28738 | 47189
9-Octadecenoic acid (9Z)- | 28720 | 47190
Octadecanoyl chloride | 28704 | 47191
Butane, 1,1'-[oxybis(2,1-ethanediyloxy)]bis- | 28688 | 47192
1-Tetradecanol | 28670 | 47193
1-Tridecanol | 28654 | 47194
1-Hexadecanamine, N,N-dimethyl- | 28647 | 47195
Acetic acid, dodecyl ester | 28621 | 47196
Tetradecanoyl chloride | 28613 | 47197
9,12-Octadecadienoic acid (9Z,12Z)-, methyl ester | 28605 | 47198
9-Octadecenoic acid (9Z)-, methyl ester | 28597 | 47199
Octadecanoic acid, methyl ester | 28589 | 47200
Ethanol, 2,2'-[oxybis(2,1-ethanediyloxy)]bis- | 28571 | 47201
Ethanol, 2-[2-(hexyloxy)ethoxy]- | 28563 | 47202
Hexane, 1,1'-oxybis- | 28555 | 47203
1,2-Ethanediamine, N1-(2-aminoethyl)-N2-[2-[(2-aminoethyl)amino]ethyl]- | 28548 | 47204
Thiocyanic acid, 2-(2-butoxyethoxy)ethyl ester | 28530 | 47205
Ethanaminium, 2-hydroxy-N,N,N-trimethyl-, hydroxide (1:1) | 32979 | 47206
Formamide, N-methyl- | 32961 | 47207
1,6-Octadiene, 7-methyl-3-methylene- | 32946 | 47208
1,2-Propanediol, 3-(2-propen-1-yloxy)- | 32938 | 47209
3,6-Pyridazinedione, 1,2-dihydro- | 32920 | 47210
1,4-Benzenediol | 32904 | 47211
Phenol, 4-amino- | 32896 | 47212
Nonanoic acid, ethyl ester | 32888 | 47213
Octadecanamide, N,N'-1,2-ethanediylbis[12-hydroxy- | 32862 | 47214
Butanoic acid, 4,4'-dioxybis[4-oxo- | 32847 | 47215
4-Nonanone, 2,6,8-trimethyl- | 32821 | 47216
4-Nonanol, 2,6,8-trimethyl- | 32813 | 47217
1,2-Ethanediamine, N2-[2-(diethylamino)ethyl]-N1,N1-diethyl- | 32797 | 47218
Benzaldehyde, 4-methoxy- | 32789 | 47219
Benzene, 1-chloro-4-(methylthio)- | 32763 | 47220
Benzaldehyde, 4-hydroxy- | 32755 | 47221
Propanedinitrile, 2-(ethoxymethylene)- | 32730 | 47222
Hexanal, 2-ethyl- | 32722 | 47223
Heptane, 3-(chloromethyl)- | 32714 | 47224
Benzene, tridecyl- | 32698 | 47225
4-Morpholinepropanamine | 32672 | 47226
Ethanol, 2-phenoxy- | 32664 | 47227
Benzenepropanol | 32649 | 47228
1,4-Piperazinediethanol | 32631 | 47229
Phenol, 4-butoxy- | 32615 | 47230
Benzenemethanol, 4-methoxy-, 1-formate | 32607 | 47231
Glycine, N-(4-hydroxyphenyl)- | 32581 | 47232
Acetamide, N-(4-formylphenyl)- | 32573 | 47233
2-Propanone, 1-(4-methoxyphenyl)- | 32565 | 47234
Butanamide, N-(4-ethoxyphenyl)-3-oxo- | 32557 | 47235
Acetamide, N-(4-aminophenyl)- | 32540 | 47236
Acetic acid, phenyl ester | 32532 | 47237
Benzeneacetaldehyde | 32524 | 47238
1,2-Ethanediamine, N1,N2-bis(phenylmethyl)-, acetate (1:2) | 32516 | 47239
Benzenepropanol, 1-propanoate | 32508 | 47240
Benzene, [(3-methylbutoxy)methyl]- | 32490 | 47241
Benzenepropanol, 1-acetate | 32482 | 47242
Benzene, 1,1'-[ethylidenebis(oxy-2,1-ethanediyl)]bis- | 32474 | 47243
Propanoic acid, 2-phenylethyl ester | 32466 | 47244
2-Propenoic acid, 3-phenyl-, 3-phenyl-2-propen-1-yl ester | 32458 | 47245
2-Propenoic acid, 3-phenyl-, 3-phenylpropyl ester | 32441 | 47246
2-Propenoic acid, 3-phenyl-, 2-methylpropyl ester | 32433 | 47247
Hydrazine, 1,2-diphenyl- | 32425 | 47248
Ethanedithioamide, N1,N2-bis(phenylmethyl)- | 32417 | 47249
Decanedioic acid, 1,10-bis(2-ethylhexyl) ester | 32391 | 47250
Acetic acid, 2-phenoxy- | 32375 | 47251
3-Buten-2-one, 4-phenyl- | 32367 | 47252
Octadecanoic acid, 9-(sulfooxy)-, 1-butyl ester | 32342 | 47253
Phosphorous acid, triethyl ester | 32334 | 47254
2-Butanone, 4-(4-hydroxy-3-methoxyphenyl)- | 32318 | 47255
Acetic acid, 3-methylphenyl ester | 32300 | 47256
Benzeneacetic acid, butyl ester | 32284 | 47257
Heptanal, 2-(phenylmethylene)- | 32268 | 47258
Benzenamine, N-phenyl- | 32250 | 47259
1-Dodecanethiol | 28522 | 47260
Dodecanal | 28514 | 47261
1-Dodecanol | 28506 | 47262
Dodecane, 1-chloro- | 28498 | 47263
Ethanol, 2-[2-(2-ethoxyethoxy)ethoxy]- | 28480 | 47264
2,5,8,11-Tetraoxadodecane | 28472 | 47265
1,10-Decanediol | 28464 | 47266
10-Undecenal | 28456 | 47267
Undecanal | 28449 | 47268
10-Undecen-1-ol | 28431 | 47269
1-Undecanol | 28423 | 47270
1-Dodecene | 28415 | 47271
Dodecane | 28407 | 47272
10-Undecenoic acid | 28381 | 47273
Undecanoic acid | 28373 | 47274
Ethanol, 2-[2-(2-methoxyethoxy)ethoxy]- | 28357 | 47275
Ethanol, 2-(2-butoxyethoxy)- | 28340 | 47276
Ethanol, 2-[2-(3-aminopropoxy)ethoxy]- | 28332 | 47277
Decanal | 28316 | 47278
1-Decanol | 28308 | 47279
Decane, 1-bromo- | 28290 | 47280
Ethane, 1,2-bis(2-chloroethoxy)- | 28274 | 47281
Ethanol, 2-(hexyloxy)- | 28266 | 47282
Formic acid, heptyl ester | 28241 | 47283
2-Butyne-1,4-diamine, N1,N4-diethyl- | 28233 | 47284
1-Nonanamine | 28217 | 47285
10-Undecen-1-ol, 1-acetate | 28209 | 47286
Acetic acid, decyl ester | 28183 | 47287
Dodecanoyl chloride | 28175 | 47288
Acetic acid, octyl ester | 28159 | 47289
Decanoyl chloride | 28142 | 47290
2-Undecanone | 28134 | 47291
Octadecanoic acid, 1-methylethyl ester | 28118 | 47292
Acetic acid, heptyl ester | 28092 | 47293
Nonanoic acid | 28084 | 47294
1-Octadecanaminium, N,N,N-trimethyl-, chloride (1:1) | 28068 | 47295
1-Hexadecanaminium, N,N,N-trimethyl-, chloride (1:1) | 28050 | 47296
Propanenitrile, 3,3'-thiobis- | 28035 | 47297
Ethanamine, 2-methoxy-N-(2-methoxyethyl)- | 28019 | 47298
Propanenitrile, 3,3'-iminobis- | 28001 | 47299
1-Butanamine, N-butyl- | 27995 | 47300
Ethanol, 2-(2-ethoxyethoxy)- | 27979 | 47301
1-Octanethiol | 27961 | 47302
1-Octanol | 27953 | 47303
Octane, 1-chloro- | 27938 | 47304
Nonane | 27920 | 47305
Dodecanoic acid, methyl ester | 27904 | 47306
10-Undecenoic acid, methyl ester | 27896 | 47307
2-Nonenoic acid, methyl ester | 27870 | 47308
1,5-Cyclooctadiene | 27862 | 47309
Ethanol, 2-butoxy- | 27847 | 47310
Ethanol, 2-(butylamino)- | 27839 | 47311
1,2-Ethanediamine, N1,N2-diethyl- | 27821 | 47312
Heptanal | 27805 | 47313
1-Heptanol | 27797 | 47314
1-Heptanamine | 27771 | 47315
2-Octene | 27763 | 47316
Ethene, ethoxy- | 26260 | 47317
Ethanamine, N-ethyl- | 26245 | 47318
Methanol, magnesium salt (2:1) | 26237 | 47319
Methane, dimethoxy- | 26229 | 47320
Ethanol, 2-methoxy- | 26211 | 47321
Ethanamine, 2-methoxy- | 26203 | 47322
Ethanol, 2-hydrazinyl- | 26195 | 47323
Ethanol, 2-(methylamino)- | 26187 | 47324
Acetonitrile, 2-(methyleneamino)- | 26179 | 47325
1,2-Ethanediamine, N1-methyl- | 26161 | 47326
1,3-Propanedithiol | 26153 | 47327
1-Butanethiol | 26146 | 47328
Propanenitrile, 3-hydroxy- | 26138 | 47329
Propanedinitrile | 26120 | 47330
1,3-Propanediamine | 26112 | 47331
3-Butenenitrile | 26104 | 47332
Butanenitrile | 26096 | 47333
1-Butanamine | 26088 | 47334
Lithium, butyl- | 26070 | 47335
Propane, 1-bromo-3-chloro- | 26062 | 47336
Butane, 1-chloro- | 26054 | 47337
2-Pentene | 26047 | 47338
1-Pentene | 26039 | 47339
Pentane | 26021 | 47340
Butane, 1-bromo- | 26013 | 47341
Propane, 1,3-dibromo- | 26005 | 47342
Boron, trifluoro[1,1'-oxybis[ethane]]-, (T-4)- | 25999 | 47343
Carbonochloridic acid, propyl ester | 25981 | 47344
Acetic acid, propyl ester | 25973 | 47345
Ethanol, 2-(1-methylethoxy)- | 25965 | 47346
Thiourea, N-2-propen-1-yl- | 25940 | 47347
Ethanol, 2-[(1-methylethyl)amino]- | 25932 | 47348
Propane, 1-(ethenyloxy)-2-methyl- | 25916 | 47349
Pentanoic acid | 25908 | 47350
3-Hexyn-2-ol | 25890 | 47351
Thiourea, N,N'-dibutyl- | 25874 | 47352
Hexanedioic acid, 1,6-bis(2-ethoxyethyl) ester | 25866 | 47353
10-Undecenoic acid, butyl ester | 25841 | 47354
Octadecanoic acid, 2-butoxyethyl ester | 25825 | 47355
Dodecanoic acid, 2-butoxyethyl ester | 25817 | 47356
Nonanoic acid, 8-methylnonyl ester | 25791 | 47357
Nonanedioic acid, 1,9-dihexyl ester | 25783 | 47358
Oxacycloheptadecan-2-one | 25767 | 47359
1-Tetrazene-1-carboximidic acid, 4-(aminoiminomethyl)-, 2-nitrosohydrazide | 25742 | 47360
Heptanoic acid, 3-methylbutyl ester | 25734 | 47361
Butanoic acid, butyl ester | 25718 | 47362
Butanoic acid, 3-methyl-, (2E)-3,7-dimethyl-2,6-octadien-1-yl ester | 25700 | 47363
2-Propenoic acid, 2-methyl-, 1,1'-[oxybis(2,1-ethanediyloxy-2,1-ethanediyl)] ester | 25684 | 47364
Propanoic acid, 2-methyl-, octyl ester | 25668 | 47365
Propaneperoxoic acid, 2-methyl-, 1,1-dimethylethyl ester | 25650 | 47366
Pyridine, 2-chloro- | 25635 | 47367
Pyrazine, 2-methyl- | 25627 | 47368
Pyridine, 2-methyl- | 25601 | 47369
Piperidine, 2-methyl- | 25593 | 47370
Pyridine, 2-bromo- | 25585 | 47371
Piperazine, 1-methyl- | 25569 | 47372
3-Pyridinol | 25551 | 47373
Pyridine, 3-methyl- | 25544 | 47374
4(1H)-Pyridinone | 25528 | 47375
Phenol | 25510 | 47376
Cyclohexanol | 25494 | 47377
Cyclohexanamine | 25486 | 47378
Benzene, chloro- | 25478 | 47379
Benzene, methyl- | 25452 | 47380
Cyclohexane, methyl- | 25445 | 47381
Benzene, bromo- | 25437 | 47382
2-Pentanol, 4-methyl-, 2-acetate | 25411 | 47383
4-Heptanone, 2,6-dimethyl- | 25403 | 47384
1,3,5-Triazine-2,4,6(1H,3H,5H)-trione | 25387 | 47385
2(1H)-Pyrimidinone, 4,6-dimethyl- | 25379 | 47386
1,3,5-Triazine-2,4,6-triamine | 25361 | 47387
1,3,5-Triazine, 2,4,6-trichloro- | 25353 | 47388
Pyridine, 2,4,6-trimethyl- | 25346 | 47389
1,3,5-Triazine, hexahydro-1,3,5-trimethyl- | 25338 | 47390
1,3,5-Benzenetriol | 25320 | 47391
1,3,5-Benzenetriamine | 25312 | 47392
1,3-Benzenediamine, 5-methyl- | 25304 | 47393
Benzene, 1,3,5-trichloro- | 25296 | 47394
Benzenamine, 3,5-dimethyl- | 25288 | 47395
Phenol, 3,5-dimethyl- | 25270 | 47396
Benzene, 1,3,5-trimethyl- | 25262 | 47397
2-Propanol, 1-methoxy-, 2-acetate | 25254 | 47398
Butanoic acid, 3-methyl-, ethyl ester | 25247 | 47399
Hexanedioic acid, 1,6-bis(1-methylheptyl) ester | 25239 | 47400
1,3,5,7-Tetroxocane, 2,4,6,8-tetramethyl- | 25221 | 47401
Propane, 2,2'-oxybis[1-chloro- | 25213 | 47402
Propanedioic acid, 1,3-dimethyl ester | 25205 | 47403
1,3-Benzenediol, 1,3-diacetate | 25197 | 47404
2H-Pyran-2,6(3H)-dione, dihydro- | 25189 | 47405
Pyrazine, 2,6-dimethyl- | 25171 | 47406
Piperazine, 2,6-dimethyl- | 25163 | 47407
Pyridine, 2,4-dimethyl- | 25148 | 47408
1,3-Benzenediol | 25130 | 47409
Benzenamine, 3-methyl- | 25114 | 47410
Phenol, 3-chloro- | 25106 | 47411
Benzene, 1-chloro-3-methyl- | 25080 | 47412
Benzenethiol, 3-methyl- | 25072 | 47413
Phenol, 3-methyl- | 25064 | 47414
Benzene, 1-bromo-3-chloro- | 25049 | 47415
Benzene, 1,3-dibromo- | 25031 | 47416
2,5-Furandione | 25015 | 47417
2,5-Furandione, dihydro- | 25007 | 47418
3H-Pyrazol-3-one, 2,4-dihydro-5-methyl- | 24984 | 47419
Acetic acid, 1,1'-anhydride | 24976 | 47420
1-Propen-2-ol, 2-acetate | 24950 | 47421
Acetic acid, 1-methylethyl ester | 24943 | 47422
Propane, 2,2'-oxybis- | 24935 | 47423
2-Propanamine, N-(1-methylethyl)- | 24919 | 47424
2-Propanol, 1-(dimethylamino)- | 24901 | 47425
Propanediamide | 24885 | 47426
Butanoyl chloride, 3-methyl- | 24877 | 47427
2-Pentanone, 4-methyl- | 24851 | 47428
2-Pentanamine, 4-methyl- | 24844 | 47429
Pentane, 2,4-dimethyl- | 24836 | 47430
Propane, 1-nitro- | 24810 | 47431
Ethanol, 2-(dimethylamino)- | 24802 | 47432
Ethanamine, 2-chloro-N,N-dimethyl- | 24786 | 47433
2-Propanol, 1-methoxy- | 24778 | 47434
Propanoic acid, 3-mercapto- | 24752 | 47435
.beta.-Alanine | 24745 | 47436
Propanoic acid, 3-chloro- | 24737 | 47437
Acetamide, 2-cyano- | 24711 | 47438
Butanal, 3-hydroxy- | 24703 | 47439
2-Pentanone | 24687 | 47440
2-Butenal, 3-methyl- | 24679 | 47441
1-Butanamine, 3-methyl- | 24661 | 47442
Pentane, 2-methyl- | 24646 | 47443
Butane, 1-bromo-3-methyl- | 24638 | 47444
Butane, 1,3-dibromo- | 24612 | 47445
Octanal, 7-hydroxy-3,7-dimethyl- | 24604 | 47446
1,7-Octanediol, 3,7-dimethyl- | 24596 | 47447
Ethaneperoxoic acid, 1,1-dimethylethyl ester | 24570 | 47448
2-Pentanone, 4-methoxy-4-methyl- | 24562 | 47449
1-Octadecanaminium, N,N-dimethyl-N-octadecyl-, chloride (1:1) | 24547 | 47450
Acetic acid, 2-chloro-, 1,1-dimethylethyl ester | 24521 | 47451
2-Propenamide, N-(1,1-dimethylethyl)- | 24513 | 47452
1-Propanesulfonic acid, 3-chloro-2-hydroxy- | 24505 | 47453
Phosphorodithioic acid, O,O-bis(1-methylethyl) ester | 24497 | 47454
Phosphorodithioic acid, O,O-bis(1-methylpropyl) ester | 24489 | 47455
1-Hexyn-3-ol, 3,5-dimethyl- | 24471 | 47456
Undecasiloxane, tetracosamethyl- | 24463 | 47457
Hexasiloxane, 1,1,1,3,3,5,5,7,7,9,9,11,11,11-tetradecamethyl- | 24455 | 47458
Trisiloxane, 1,1,1,3,3,5,5,5-octamethyl- | 24448 | 47459
Cycloheptasiloxane, tetradecamethyl- | 24430 | 47460
Diphosphoric acid, tetraethyl ester | 24422 | 47461
Propane, 2,2'-thiobis[2-methyl- | 24414 | 47462
Disiloxane, 1,1,1,3,3,3-hexamethyl- | 24406 | 47463
2-Pentanamine, 2,4,4-trimethyl- | 24398 | 47464
Phosphonofluoridic acid, P-methyl-, 1-methylethyl ester | 24380 | 47465
Methanaminium, 1-carboxy-N,N,N-trimethyl-, inner salt | 24372 | 47466
2,4-Pentanediol, 2-methyl- | 24364 | 47467
2-Pentene, 2,4,4-trimethyl- | 24356 | 47468
Silane, trichloro-2-propen-1-yl- | 24331 | 47469
Ethanesulfonic acid, 2-hydroxy- | 24323 | 47470
Formic acid, methyl ester | 24307 | 47471
Methane, chloromethoxy- | 24299 | 47472
Acetaldehyde, oxime | 24281 | 47473
Ethanedial | 24265 | 47474
1,2-Ethanediol | 24257 | 47475
2-Propyn-1-ol | 24232 | 47476
2-Propen-1-ol | 24224 | 47477
Acetonitrile, 2-hydroxy- | 24216 | 47478
Acetonitrile, 2-chloro- | 24190 | 47479
2-Propenenitrile | 24182 | 47480
Propanenitrile | 24174 | 47481
1-Propanamine | 24158 | 47482
Ethanamine, 2-bromo- | 24141 | 47483
Ethanol, 2-chloro- | 24125 | 47484
Ethane, 1,2-dichloro- | 24117 | 47485
1-Propene, 3-chloro- | 24109 | 47486
Ethane, 1-bromo-2-chloro- | 24091 | 47487
2-Propenal | 24075 | 47488
2-Butene | 24067 | 47489
1,3-Butadiene | 24042 | 47490
1-Butene | 24034 | 47491
Butane | 24026 | 47492
1-Propene, 3-bromo- | 24000 | 47493
Propane, 1-bromo- | 23994 | 47494
Ethane, 1,2-dibromo- | 23986 | 47495
2-Propenoic acid, 2-methyl-, 2-oxiranylmethyl ester | 23960 | 47496
2-Propenoic acid, 2-oxiranylmethyl ester | 23952 | 47497
Oxirane, 2-ethyl- | 23937 | 47498
7-Oxabicyclo[4.1.0]heptane, 3-(2-oxiranyl)- | 23929 | 47499
7-Oxabicyclo[4.1.0]heptane, 3-ethenyl- | 23911 | 47500
2-Oxiraneoctanoic acid, 3-octyl-, butyl ester | 23895 | 47501
Carbonochloridic acid, C,C'-(oxydi-2,1-ethanediyl) ester | 23879 | 47502
2-Propenoic acid, 2-ethoxyethyl ester | 23861 | 47503
5-Heptenal, 2,6-dimethyl- | 23846 | 47504
2-Propenoic acid, 2-cyanoethyl ester | 23838 | 47505
1,2,6-Hexanetriol | 23812 | 47506
3-Octanone | 23804 | 47507
1,2-Ethanediamine, N1,N2-diethyl-N1,N2-dimethyl- | 23788 | 47508
Butanedioic acid, 1,4-dimethyl ester | 23770 | 47509
1,2-Ethanediamine, N1-ethyl-N1,N2,N2-trimethyl- | 23762 | 47510
2-Propenoic acid, 2-methylpropyl ester | 23754 | 47511
Pentanoic acid, 5-amino-4-oxo- | 23747 | 47512
Piperazine, 1,4-dimethyl- | 23739 | 47513
2,5-Piperazinedione | 23721 | 47514
Piperazine, 2,5-dimethyl- | 23713 | 47515
Benzenethiol, 4-chloro- | 23705 | 47516
Benzenethiol, 4-bromo- | 23697 | 47517
4-Piperidinol, 1-methyl- | 23689 | 47518
2,5-Cyclohexadiene-1,4-dione | 23671 | 47519
1,4-Benzenediamine | 23663 | 47520
Benzenamine, 4-methyl- | 23655 | 47521
Phenol, 4-chloro- | 23648 | 47522
Benzenamine, 4-chloro- | 23630 | 47523
Benzene, 1,4-dichloro- | 23622 | 47524
Benzenethiol, 4-methyl- | 23614 | 47525
Phenol, 4-methyl- | 23606 | 47526
Benzene, 1-chloro-4-methyl- | 23598 | 47527
Benzene, 1,4-dimethyl- | 23580 | 47528
Phenol, 4-bromo- | 23572 | 47529
Benzenamine, 4-bromo- | 23564 | 47530
Benzene, 1-bromo-4-chloro- | 23556 | 47531
Benzene, 1-bromo-4-methyl- | 23549 | 47532
Benzene, 1,4-dibromo- | 23531 | 47533
3-Heptanone | 23515 | 47534
2,5-Cyclohexadiene-1,4-dione, compd. with 1,4-benzenediol (1:1) | 23507 | 47535
Octanoic acid, ethyl ester | 23481 | 47536
Butanoic acid, 1,1'-anhydride | 23473 | 47537
Butanoic acid, (2E)-3,7-dimethyl-2,6-octadien-1-yl ester | 23457 | 47538
Butanoic acid, 3-methylbutyl ester | 23440 | 47539
2,6-Octadien-1-ol, 3,7-dimethyl-, (2Z)- | 23424 | 47540
2,6-Octadien-1-ol, 3,7-dimethyl-, (2E)- | 23416 | 47541
6-Octen-1-ol, 3,7-dimethyl- | 23390 | 47542
1-Octanol, 3,7-dimethyl- | 23382 | 47543
Hexanedioic acid, 1,6-dipropyl ester | 23366 | 47544
Dodecanoic acid, butyl ester | 23358 | 47545
9-Octadecenamide, 12-hydroxy-N-(2-hydroxyethyl)-, (9Z,12R)- | 23333 | 47546
Octadecanoic acid, 12-hydroxy- | 23317 | 47547
Dodecanoic acid, 2-ethoxyethyl ester | 23309 | 47548
Octadecanoic acid, 2-(2-hydroxyethoxy)ethyl ester | 23283 | 47549
Dodecanamide, N-[2-[(2-hydroxyethyl)amino]ethyl]- | 23267 | 47550
Dodecanoic acid, 26-hydroxy-3,6,9,12,15,18,21,24-octaoxahexacos-1-yl ester | 23259 | 47551
Nonanoic acid, 1,1'-[1,2-ethanediylbis(oxy-2,1-ethanediyl)] ester | 23234 | 47552
Nonanoic acid, 1,1'-(oxydi-2,1-ethanediyl) ester | 23218 | 47553
Hexanedioic acid, 1,6-bis(2-methoxyethyl) ester | 23200 | 47554
Hexanedioic acid, 1,6-didecyl ester | 23184 | 47555
1,2-Ethanediamine, N1,N2-diethyl-N1-[2-(ethylamino)ethyl]- | 23168 | 47556
2,6-Octadien-1-ol, 3,7-dimethyl-, 1-propanoate, (2Z)- | 23150 | 47557
Undecanal, 2,6,10-trimethyl- | 23135 | 47558
2,6-Octadien-1-ol, 3,7-dimethyl-, 1-acetate, (2E)- | 23127 | 47559
6-Octen-1-ol, 3,7-dimethyl-, 1-formate | 23101 | 47560
1,3-Propanediamine, N1-(3-aminopropyl)-N1-methyl- | 23085 | 47561
Propane, 1,1'-[ethylidenebis(oxy)]bis- | 23077 | 47562
Thiourea, N-(2-hydroxyethyl)-N'-2-propen-1-yl- | 23069 | 47563
Hexanoic acid, 2-methylpropyl ester | 23044 | 47564
1,2-Ethanediamine, N1,N2-dimethyl-N1,N2-bis[2-(methylamino)ethyl]- | 23036 | 47565
2-Butenedioic acid (2Z)-, 1,4-dibutyl ester | 23010 | 47566
Peroxide, bis(1-oxododecyl) | 22996 | 47567
1-Butanol, 3-methyl-, 1-propanoate | 22988 | 47568
Butanoic acid, propyl ester | 22962 | 47569
Thioperoxydicarbonic acid ([(HO)C(S)]2S2), C,C'-bis(1-methylethyl) ester | 22954 | 47570
9-Octadecenoic acid (9Z)-, 1,1'-(1-methyl-1,2-ethanediyl) ester | 22939 | 47571
2H-Azepin-2-one, hexahydro- | 22921 | 47572
Ethanol, 2,2'-(methylimino)bis- | 22913 | 47573
Carbonic acid, diethyl ester | 22905 | 47574
Ethane, 1,1-diethoxy- | 22897 | 47575
Acetic acid, 2-cyano-, ethyl ester | 22889 | 47576
Thiourea, N,N'-diethyl- | 22871 | 47577
Butanoic acid, ethyl ester | 22863 | 47578
Propanedioic acid, 1,3-diethyl ester | 22855 | 47579
2-Butenedioic acid (2Z)-, 1,4-bis(1,3-dimethylbutyl) ester | 22848 | 47580
Pentanedioic acid, 3-oxo-, 1,5-diethyl ester | 22830 | 47581
Acetic acid, 2-chloro-, 1-methylethyl ester | 22822 | 47582
Acetic acid, 1-methylpropyl ester | 22814 | 47583
Butanoic acid, 3-oxo-, methyl ester | 22806 | 47584
2-Pentanone, 4-methyl-, oxime | 22798 | 47585
Pentanoic acid, 3-methyl- | 22780 | 47586
Carbamic acid, N-methyl-, ethyl ester | 22772 | 47587
Acetic acid, 2-chloro-, ethyl ester | 22764 | 47588
Propanoic acid, ethenyl ester | 22756 | 47589
Propanoic acid, ethyl ester | 22749 | 47590
Acetic acid, 2-bromo-, ethyl ester | 22731 | 47591
Acetic acid, 2-cyano-, methyl ester | 22723 | 47592
1-Hexyn-3-ol | 22707 | 47593
1-Pentanol, 2-methyl- | 22699 | 47594
1H-Imidazole, 2-heptadecyl-4,5-dihydro- | 22673 | 47595
2(3H)-Furanone, dihydro-5-propyl- | 22665 | 47596
2-Butene-1,4-diamine, N1,N1,N4,N4-tetraethyl-, (2E)- | 22640 | 47597
2-Propenoic acid, 2-methyl-, 2-(diethylamino)ethyl ester | 22632 | 47598
Benzene, 1,4-dinitroso- | 22616 | 47599
2,5-Cyclohexadiene-1,4-dione, 1,4-dioxime | 22608 | 47600
1,4-Cyclohexanedimethanol | 22582 | 47601
Benzonitrile, 4-formyl- | 22574 | 47602
Benzene, 1,4-diethyl- | 22558 | 47603
1,2-Ethanediamine, N1,N1,N2-triethyl- | 22541 | 47604
2-Furanpropanoic acid, 2-methylpropyl ester | 22525 | 47605
1,2-Ethanediamine, N1,N1,N2-triethyl-N2-methyl- | 22517 | 47606
Benzenamine, 4-(methylthio)- | 22491 | 47607
Benzenamine, 4-methoxy- | 22483 | 47608
Benzene, 1-bromo-4-methoxy- | 22467 | 47609
Phenol, 4-nitroso- | 22459 | 47610
Piperidine, 5-ethyl-2-methyl- | 22434 | 47611
Benzaldehyde, 4-chloro- | 22426 | 47612
Benzenemethanamine, 4-chloro- | 22400 | 47613
Benzonitrile, 4-methyl- | 22392 | 47614
Benzenemethanamine, 4-methyl- | 22384 | 47615
Benzene, 1-(chloromethyl)-4-methyl- | 22368 | 47616
1,2-Ethanediamine, N1,N1-diethyl-N2-methyl- | 22343 | 47617
1,3-Propanediamine, N1,N1-diethyl- | 22335 | 47618
1-Hexanol, 2-ethyl- | 22327 | 47619
1-Hexanamine, 2-ethyl- | 22319 | 47620
Benzene, decyl- | 22293 | 47621
1,3-Propanediamine, N1,N3-diphenyl- | 22277 | 47622
Ethanol, 2-(2-phenoxyethoxy)- | 22269 | 47623
Benzene, 1,1'-[1,2-ethanediylbis(oxy)]bis- | 22244 | 47624
2-Propen-1-ol, 3-phenyl-, 1-formate | 22236 | 47625
Ethanol, 2-[(phenylmethyl)amino]- | 22210 | 47626
Formic acid, 2-phenylethyl ester | 22202 | 47627
Mercury, (9-octadecenoato-.kappa.O)phenyl- | 22186 | 47628
Formic acid, phenylmethyl ester | 22178 | 47629
2-Propen-1-ol, 3-phenyl- | 22152 | 47630
Benzenepropanal | 22145 | 47631
2(3H)-Furanone, 5-butyldihydro- | 22129 | 47632
Benzene, 1,4-diisocyanato- | 22111 | 47633
Benzene, 1-methoxy-4-(1-propen-1-yl)- | 22095 | 47634
Benzene, 1-methoxy-4-propyl- | 22087 | 47635
Phenol, 4-dodecyl- | 22079 | 47636
Benzenamine, 4-dodecyl- | 22061 | 47637
Benzene, 1-dodecyl-4-methyl- | 22053 | 47638
Phenol, 4-nonyl- | 22046 | 47639
Ethanol, 2-[2-(4-methylphenoxy)ethoxy]- | 22038 | 47640
Ethanol, 2,2'-[1,4-phenylenebis(oxy)]bis- | 22020 | 47641
Benzene, 1,4-dibutoxy- | 22012 | 47642
Benzeneethanol, 4-nitro-, 1-acetate | 22004 | 47643
2-Propenoic acid, 3-(4-methoxyphenyl)-, 2-ethoxyethyl ester | 21998 | 47644
Benzoyl chloride, 4-(2-phenyldiazenyl)- | 21980 | 47645
Benzenesulfonic acid, 4-[2-(4-aminophenyl)diazenyl]- | 21972 | 47646
Benzenemethanol, 4-methoxy-, 1-acetate | 21964 | 47647
2-Butanone, 4-(4-methoxyphenyl)- | 21956 | 47648
1-Piperazineethanamine, N,N,4-trimethyl- | 21949 | 47649
Benzenesulfonic acid, 4-methyl- | 21931 | 47650
Benzenamine, 4-butyl- | 21923 | 47651
Benzene, 1-chloro-4-isocyanato- | 21915 | 47652
Benzeneethanol, 4-amino- | 21899 | 47653
Benzeneacetaldehyde, 4-methyl- | 21881 | 47654
Benzeneacetic acid, 4-nitro- | 21865 | 47655
Benzeneacetic acid, 4-methoxy- | 21857 | 47656
Dodecanamide, N-(4-hydroxyphenyl)- | 21832 | 47657
Cyclohexene | 27011 | 47658
Cyclohexane | 27003 | 47659
Disulfide, diethyl | 26997 | 47660
Ethanol, 2-ethoxy- | 26989 | 47661
Propane, 1-isocyanato- | 26971 | 47662
Ethanol, 2-(ethylthio)- | 26963 | 47663
Ethanamine, 2-ethoxy- | 26955 | 47664
Ethene, (2-chloroethoxy)- | 26948 | 47665
Formic acid, propyl ester | 26930 | 47666
Ethanol, 2-(ethylamino)- | 26922 | 47667
1,2-Ethanediamine, N1-ethyl- | 26914 | 47668
Ethane, 1,2-dimethoxy- | 26906 | 47669
1,2-Ethanediamine, N1,N2-dimethyl- | 26898 | 47670
Butanal, oxime | 26880 | 47671
1-Butanamine, N-methyl- | 26872 | 47672
Propanenitrile, 3-methoxy- | 26864 | 47673
1-Pentanethiol | 26856 | 47674
2-Butyne-1,4-diol | 26849 | 47675
2-Butene-1,4-diol | 26831 | 47676
1,4-Butanediol | 26823 | 47677
Pentanal | 26815 | 47678
Butanedinitrile | 26807 | 47679
1,4-Butanediamine | 26799 | 47680
Pentanenitrile | 26781 | 47681
1-Pentanamine | 26773 | 47682
Butane, 1,4-dichloro- | 26757 | 47683
Hexane | 26740 | 47684
Pentane, 1-bromo- | 26732 | 47685
Boron, trihydro(pyridine)-, (T-4)- | 26716 | 47686
Ethanol, 2-methoxy-, 1-acetate | 26708 | 47687
Propanenitrile, 3-(1-methylethoxy)- | 26690 | 47688
1-Butanol, 3-methyl-, 1-formate | 26674 | 47689
2,4-Hexadienoic acid, (2E,4E)- | 26666 | 47690
Decanoic acid, methyl ester | 26641 | 47691
Undecanal, 2-methyl- | 26633 | 47692
Butanoic acid, octyl ester | 26617 | 47693
Decanoic acid, ethyl ester | 26609 | 47694
Hexadecanoic acid, 2-methylpropyl ester | 26583 | 47695
Hexanedioic acid, 1,6-dihexyl ester | 26575 | 47696
Octadecanamide, N,N'-1,2-ethanediylbis- | 26559 | 47697
Tetradecanoic acid, 1-methylethyl ester | 26534 | 47698
2-Propenamide, N,N'-methylenebis- | 26526 | 47699
Peroxide, diacetyl | 26500 | 47700
1,2-Hydrazinedicarboxamide | 26492 | 47701
Acetic acid, 2-methylpropyl ester | 26476 | 47702
1,2-Ethanediamine, N1,N1,N2,N2-tetramethyl- | 26468 | 47703
2-Butenedioic acid (2Z)- | 26443 | 47704
Butanedioic acid | 26435 | 47705
2,5-Hexanedione | 26419 | 47706
2-Hexanone, 5-methyl- | 26401 | 47707
Sulfuric acid, monooctyl ester | 26393 | 47708
Disulfide, bis(1,1-dimethylethyl) | 26377 | 47709
2,5-Hexanediol, 2,5-dimethyl- | 26351 | 47710
Thiophene | 26344 | 47711
Furan | 26328 | 47712
Furan, tetrahydro- | 26310 | 47713
1H-Pyrrole | 26302 | 47714
Nitrous acid, ethyl ester | 26286 | 47715
Formic acid, ethyl ester | 26278 | 47716
2,5-Furandione, 3-chloro- | 16543 | 47717
1,4-Dioxane-2,5-dione, 3,6-dimethyl- | 16527 | 47718
Phenol, 2,4,5-trichloro- | 16519 | 47719
Benzene, 1,2,4,5-tetrachloro- | 16501 | 47720
Benzene, 1,2,4,5-tetramethyl- | 16493 | 47721
Ethanedioic acid, 1,2-diethyl ester | 16485 | 47722
1,3-Benzenediol, 4-chloro- | 16477 | 47723
Phenol, 2,5-dimethyl- | 16469 | 47724
Phenol, 2-amino-4-chloro- | 16451 | 47725
Phenol, 2-amino-4-methyl- | 16444 | 47726
1,2-Benzenediamine, 4-chloro- | 16436 | 47727
Benzenamine, 2,5-dichloro- | 16428 | 47728
1,3-Benzenediamine, 4-methyl- | 16410 | 47729
Benzenamine, 5-chloro-2-methyl- | 16402 | 47730
Benzenamine, 2,5-dimethyl- | 16394 | 47731
Phenol, 3,4-dichloro- | 16386 | 47732
Benzenamine, 3,4-dichloro- | 16378 | 47733
Benzene, 1,2-dichloro-4-methyl- | 16360 | 47734
Benzenamine, 3-chloro-4-methyl- | 16352 | 47735
Benzene, 2,4-dichloro-1-methyl- | 16345 | 47736
Benzene, 2-chloro-1,4-dimethyl- | 16337 | 47737
1,4-Benzenediol, 2-methyl- | 16329 | 47738
1,4-Benzenediamine, 2-methyl- | 16311 | 47739
Benzenamine, 4-chloro-2-methyl- | 16303 | 47740
Benzenamine, 2,4-dimethyl- | 16295 | 47741
Phenol, 3,4-dimethyl- | 16287 | 47742
Benzene, 1,2,4-trimethyl- | 16261 | 47743
1,4-Dioxane, 2,3-dichloro- | 16253 | 47744
Phenol, 2-chloro- | 16238 | 47745
Phenol, 2-bromo- | 16220 | 47746
1,2-Benzenediamine | 16204 | 47747
Benzenamine, 2-methyl- | 16196 | 47748
Benzene, 1-fluoro-2-methyl- | 16188 | 47749
Benzene, 1,2-dichloro- | 16162 | 47750
Benzene, 1-chloro-2-methyl- | 16154 | 47751
Phenol, 2-methyl- | 16147 | 47752
Benzene, 1-bromo-2-methyl- | 16121 | 47753
2,3-Butanedione, 2,3-dioxime | 16113 | 47754
2-Propenoic acid, bicyclo[2.2.1]hept-5-en-2-ylmethyl ester | 16097 | 47755
1H-Imidazole-1-ethanol, 2-(8-heptadecen-1-yl)-4,5-dihydro- | 16089 | 47756
Urea, N,N'-bis[(2-benzothiazolylthio)methyl]- | 16063 | 47757
Benzothiazole, 2-(4-morpholinyldithio)- | 16048 | 47758
2-Benzothiazolesulfenamide, N-(1,1-dimethylethyl)- | 16030 | 47759
2-Benzothiazolesulfenamide, N,N-bis(1-methylethyl)- | 16014 | 47760
2(3H)-Benzoxazolone, 5-chloro- | 15990 | 47761
2-Benzothiazolamine, 6-chloro- | 15982 | 47762
2H-Benzimidazol-2-one, 5-amino-1,3-dihydro- | 15974 | 47763
Benzoxazole, 2-methyl- | 15958 | 47764
1H-Imidazole-1-ethanol, 2-heptadecyl-4,5-dihydro- | 15933 | 47765
Benzothiazole | 15925 | 47766
1H-Benzotriazole | 15909 | 47767
1H-Indene | 15891 | 47768
Butanoic acid, 2-ethyl-, 1,1'-[1,2-ethanediylbis(oxy-2,1-ethanediyl)] ester | 15875 | 47769
Benzenamine, 5-chloro-2-methoxy- | 15859 | 47770
Benzaldehyde, 2,4-dihydroxy- | 15842 | 47771
Benzenemethanamine, N-(1-methylethyl)- | 21071 | 47772
2-Propenoyl chloride, 3-phenyl- | 21055 | 47773
1-Dodecanamine, N,N-didodecyl- | 21048 | 47774
Phosphorous acid, tributyl ester | 21022 | 47775
1,3-Propanediamine, N1,N1-dibutyl- | 21006 | 47776
1-Butanamine, N,N-dibutyl- | 20990 | 47777
1,2-Ethanediamine, N1,N1,N2,N2-tetrapentyl- | 20974 | 47778
Ethanol, 2,2'-(butylimino)bis- | 20966 | 47779
Benzothiazole, 2-(4-morpholinylthio)- | 20941 | 47780
1,2,3-Propanetriol, 1,2,3-triacetate | 20933 | 47781
Ethanol, 2,2',2''-nitrilotris- | 20917 | 47782
2-Propen-1-amine, N,N-di-2-propen-1-yl- | 20909 | 47783
Aluminum, tripropyl- | 20883 | 47784
Benzenamine, 4-[2-(2,4-dimethylphenyl)diazenyl]-2-methyl- | 20875 | 47785
Benzenamine, 2,5-dimethoxy- | 20859 | 47786
Methanediamine, N,N,N',N'-tetraethyl- | 20834 | 47787
Propane, 1,1,3,3-tetramethoxy- | 20826 | 47788
Benzenemethanamine, 3,4-dichloro- | 20800 | 47789
Benzenemethanamine, 3,4-dimethyl- | 20792 | 47790
Benzene, 4-(chloromethyl)-1,2-dimethyl- | 20776 | 47791
Methanesulfonic acid, 1-[(3-methylphenyl)amino]- | 20768 | 47792
Ethanol, 2,2'-[1,3-phenylenebis(oxy)]bis- | 20743 | 47793
Benzene, 1,2-dichloro-4-isocyanato- | 20735 | 47794
1,3-Benzenediol, 1-acetate | 20719 | 47795
Acetamide, N-(3-aminophenyl)- | 20701 | 47796
Benzene, 1,3,5-triethyl- | 20685 | 47797
Boroxin, 2,4,6-trimethoxy- | 20677 | 47798
Benzeneacetic acid, 2-phenylethyl ester | 20651 | 47799
Benzeneacetic acid, 3-methylbutyl ester | 20644 | 47800
Benzeneacetic acid, (4-methoxyphenyl)methyl ester | 20628 | 47801
Benzeneacetic acid, 2-methylpropyl ester | 20602 | 47802
1,2-Ethanediamine, N1,N2-dimethyl-N1-(phenylmethyl)- | 20594 | 47803
Thiourea, N,N'-diphenyl- | 20578 | 47804
Urea, N,N'-diphenyl- | 20560 | 47805
Benzenemethanamine, N-methyl-N-(phenylmethyl)- | 20545 | 47806
Butanamide, 3-oxo-N-phenyl- | 20529 | 47807
Carbamic acid, N-phenyl-, ethyl ester | 20511 | 47808
Benzeneacetic acid, ethyl ester | 20495 | 47809
1,4-Benzenediamine, N1,N4-bis(1-methylpropyl)- | 20487 | 47810
Butanamide, N-(4-chlorophenyl)-3-oxo- | 20461 | 47811
Butanamide, N-(4-hydroxyphenyl)- | 20453 | 47812
Oxirane, 2,2'-[1,3-phenylenebis(oxymethylene)]bis- | 20446 | 47813
1,4-Benzenediamine, N1-cyclohexyl-N4-phenyl- | 20438 | 47814
Octanal, 2-(phenylmethylene)- | 20420 | 47815
1-Heptanol, 2-(phenylmethylene)- | 20412 | 47816
Benzene, 1,1'-oxybis- | 20404 | 47817
Cyclohexanamine, N-cyclohexyl- | 20396 | 47818
Pyridine, 2-(phenylmethyl)- | 20388 | 47819
Benzene, 1,1'-methylenebis- | 20370 | 47820
Benzenamine, 4,4'-oxybis- | 20362 | 47821
Benzenamine, 4-(4-chlorophenoxy)- | 20354 | 47822
Benzenamine, 4,4'-methylenebis- | 20347 | 47823
Benzene, 1,1'-methylenebis[4-chloro- | 20339 | 47824
Benzenamine, N-phenyl-4-(2-phenyldiazenyl)- | 20321 | 47825
Phenol, 4-[[4-(phenylamino)phenyl]amino]- | 20313 | 47826
Benzenamine, 4-(1-methylethoxy)-N-phenyl- | 20305 | 47827
Benzenamine, 4-methoxy-N-(4-methoxyphenyl)- | 20289 | 47828
Benzenediazonium, 4-[(4-methoxyphenyl)amino]-, chloride (1:1) | 20271 | 47829
Benzene, 1,1'-methylenebis[4-isocyanato- | 20263 | 47830
Carbamic acid, N,N'-(methylenedi-4,1-phenylene)bis-, C,C'-diphenyl ester | 20248 | 47831
Benzene, 1,1'-oxybis[4-nitro- | 20222 | 47832
Benzenamine, 4,4'-methylenebis[N,N-dimethyl- | 20214 | 47833
Benzenesulfonic acid, 4-(phenylamino)- | 20198 | 47834
Benzene, 1-bromo-4-phenoxy- | 20172 | 47835
1,4-Benzenediamine, N1-phenyl- | 20164 | 47836
Phenol, 4-(phenylmethyl)- | 20156 | 47837
Benzoic acid, 5-[2-(4-aminophenyl)diazenyl]-2-hydroxy- | 20131 | 47838
1,3-Dioxolane, 2-(phenylmethyl)- | 20115 | 47839
Benzene, (2,2-dimethoxyethyl)- | 20107 | 47840
Urea, N,N-dimethyl-N'-phenyl- | 20081 | 47841
Benzeneacetic acid, methyl ester | 20073 | 47842
2,5-Cyclohexadien-1-one, 2,6-dichloro-4-(chloroimino)- | 20057 | 47843
1,3,5-Triazine, 2,4,6-tris(2-propen-1-yloxy)- | 20040 | 47844
9-Octadecenoic acid, 12-(acetyloxy)-, 1,1',1''-(1,2,3-propanetriyl) ester, (9Z,9'Z,9''Z,12R,12'R,12''R)- | 20032 | 47845
Carbamic acid, (3-chlorophenyl)-, 4-chloro-2-butynyl ester | 20016 | 47846
Benzamide, 3-nitro-N-(3-nitrophenyl)- | 19992 | 47847
Urea, N-(4-chlorophenyl)-N'-(3,4-dichlorophenyl)- | 19976 | 47848
2,5-Cyclohexadien-1-one, 4-[(4-amino-3-methylphenyl)imino]- | 19950 | 47849
Benzenamine, 4,4'-methylenebis[2-chloro- | 19943 | 47850
Benzenesulfonic acid, 3-[(ethylphenylamino)methyl]- | 19927 | 47851
Acetic acid, 2-[(3-aminophenyl)amino]-2-oxo- | 19901 | 47852
Ethanol, 2-[bis(phenylmethyl)amino]- | 19893 | 47853
Phosphorous acid, triphenyl ester | 19877 | 47854
Aluminum, tris(2-methylpropyl)- | 19851 | 47855
1,3,5,7-Tetraazatricyclo[3.3.1.13,7]decane | 19844 | 47856
Benzenesulfonamide, 4-methyl-N-[4-(phenylamino)phenyl]- | 19828 | 47857
Sulfamic acid, N-cyclohexyl- | 19802 | 47858
Benzenemethanesulfonic acid | 19794 | 47859
Benzeneethanol, .alpha.,.alpha.-dimethyl- | 19786 | 47860
Benzene, 1-methoxy-3-methyl- | 19760 | 47861
Benzenemethanamine, 3-fluoro- | 19745 | 47862
Benzenemethanamine, 3-methyl- | 19737 | 47863
1,3-Dioxolane-4-methanol, 2,2-dimethyl- | 19711 | 47864
1-Azabicyclo[2.2.2]octane | 19703 | 47865
Piperidine, 1-nitroso- | 19695 | 47866
Morpholine, 4-ethyl- | 19687 | 47867
Pyridine, 2-ethyl- | 19679 | 47868
2-Pyridinecarbonitrile | 19661 | 47869
Pyridine, 2-ethenyl- | 19653 | 47870
Benzene, (methylthio)- | 19646 | 47871
Phenol, potassium salt (1:1) | 19638 | 47872
Benzene, methoxy- | 19620 | 47873
Benzenamine, N-hydroxy- | 19612 | 47874
Cyclohexanone, oxime | 19604 | 47875
Hydrazine, phenyl- | 19596 | 47876
Benzenamine, N-methyl- | 19588 | 47877
Cyclohexanamine, N-methyl- | 19570 | 47878
Magnesium, chlorophenyl- | 19562 | 47879
Magnesium, bromophenyl- | 19554 | 47880
Mercury, hydroxyphenyl- | 19547 | 47881
3-Pyridinemethanol | 19539 | 47882
3-Pyridinecarbonitrile | 19521 | 47883
Benzenemethanethiol | 19513 | 47884
Benzaldehyde | 19505 | 47885
Benzenemethanol | 19497 | 47886
3-Cyclohexene-1-carboxaldehyde | 19489 | 47887
Cyclohexanemethanol | 19471 | 47888
Benzonitrile | 19455 | 47889
Benzenemethanamine | 19448 | 47890
Pyridine, 4-ethenyl- | 19422 | 47891
Benzene, ethenyl- | 19414 | 47892
Cyclohexene, 4-ethenyl- | 19398 | 47893
Benzene, (bromomethyl)- | 19380 | 47894
Ethanol, 2-(diethylamino)- | 19372 | 47895
Disulfide, bis(4-nitrophenyl) | 19356 | 47896
Benzene, 1-isocyanato-4-nitro- | 19331 | 47897
Benzeneethanol, 4-nitro- | 19323 | 47898
Benzene, 1,4-dinitro- | 19307 | 47899
1,4-Benzenediamine, N1,N1,N4,N4-tetramethyl- | 19281 | 47900
1,4-Benzenedicarboxylic acid | 19273 | 47901
1,4-Benzenedicarbonyl dichloride | 19265 | 47902
Benzene, 1,4-bis(1-methylethyl)- | 19257 | 47903
Benzene, 1-methoxy-4-nitro- | 19240 | 47904
Hydrazine, (4-nitrophenyl)- | 19232 | 47905
Benzenamine, N-methyl-4-nitro- | 19224 | 47906
Benzene, 1-(chloromethyl)-4-nitro- | 19216 | 47907
Benzene, 1-ethyl-4-nitro- | 19208 | 47908
Benzene, 1-(bromomethyl)-4-nitro- | 19190 | 47909
Benzaldehyde, 4-(dimethylamino)- | 19182 | 47910
Benzoic acid, 4-methoxy- | 19174 | 47911
Benzoyl chloride, 4-methoxy- | 19166 | 47912
Ethanone, 1-(4-methoxyphenyl)- | 19158 | 47913
Benzenediazonium, 4-nitro-, chloride (1:1) | 19141 | 47914
Benzenediazonium, 4-(dimethylamino)-, chloride (1:1) | 19133 | 47915
Benzenesulfinic acid, 4-chloro- | 19125 | 47916
Phenol, 4-nitro- | 19117 | 47917
Benzenamine, 4-nitro- | 19109 | 47918
Benzene, 1-chloro-4-nitro- | 19091 | 47919
1,4-Benzenediamine, N1,N1-dimethyl- | 19075 | 47920
Benzenamine, N,N,4-trimethyl- | 19067 | 47921
Benzoic acid, 4-methyl- | 19042 | 47922
Ethanone, 1-(4-hydroxyphenyl)- | 19034 | 47923
Ethanone, 1-(4-chlorophenyl)- | 19018 | 47924
Ethanone, 1-(4-bromophenyl)- | 19000 | 47925
Benzene, 1-methyl-4-(1-methylethyl)- | 18986 | 47926
1,3-Cyclohexadiene, 1-methyl-4-(1-methylethyl)- | 18978 | 47927
1,3-Cyclohexadiene, 2-methyl-5-(1-methylethyl)- | 18952 | 47928
Cyclohexane, 1-methyl-4-(1-methylethyl)- | 18945 | 47929
Benzoic acid, 4-nitro-, ethyl ester | 18929 | 47930
Benzoic acid, 4-methyl-, methyl ester | 18903 | 47931
Ethanone, 2-bromo-1-(4-bromophenyl)- | 18895 | 47932
Phenol, 4-(1-methylpropyl)- | 18879 | 47933
.beta.-Alanine, N-(2-carboxyethyl)-N-nitro- | 18861 | 47934
Benzene, 1,3-dinitro- | 18846 | 47935
1,3-Benzenedicarbonyl dichloride | 18820 | 47936
Benzene, 1,3-bis(1-methylethyl)- | 18812 | 47937
Benzoic acid, 2-chloro-4-nitro- | 18796 | 47938
Benzenamine, 2-methoxy-5-nitro- | 18788 | 47939
1,2-Benzenediamine, 4-nitro- | 18762 | 47940
Benzene, 1,2-dichloro-4-nitro- | 18747 | 47941
Benzenamine, 2-methyl-4-nitro- | 18739 | 47942
2-Cyclohexen-1-one, 2-methyl-5-(1-methylethenyl)- | 18713 | 47943
Benzoic acid, 4-hydroxy-3-nitro-, methyl ester | 18697 | 47944
Benzene, 1,3,5-trinitro- | 18671 | 47945
Benzoic acid, 3,5-dinitro- | 18663 | 47946
1,3-Benzenedicarboxylic acid, 5-amino- | 18648 | 47947
Benzenamine, 2,6-dichloro-4-nitro- | 18630 | 47948
Phenol, 2,6-dibromo-4-nitro- | 18614 | 47949
1,3-Benzenedicarboxylic acid, 5-amino-, 1,3-dimethyl ester | 18606 | 47950
Benzoic acid, 3,4,5-trihydroxy-, methyl ester | 18580 | 47951
.alpha.-D-Glucopyranoside, .alpha.-D-glucopyranosyl | 18564 | 47952
1,2,3-Propanetricarboxylic acid | 18549 | 47953
Benzene, 1,3-dimethyl-5-nitro- | 18531 | 47954
Benzoic acid, 3,5-dihydroxy- | 18515 | 47955
Benzenamine, 3-nitro- | 18507 | 47956
Phenol, 3-(dimethylamino)- | 18481 | 47957
Benzoic acid, 3-hydroxy- | 18473 | 47958
Benzoic acid, 3-methyl- | 18457 | 47959
Ethanone, 1-(3-aminophenyl)- | 18440 | 47960
2-Pyridinecarboxylic acid | 18424 | 47961
2-Pyrazinecarboxamide | 18416 | 47962
Cyclohexanamine, N,N-dimethyl- | 18390 | 47963
3-Pyridinecarboxamide | 18382 | 47964
Cyclohexanecarboxylic acid | 18366 | 47965
Benzoyl chloride | 18358 | 47966
Ethanone, 1-phenyl- | 18333 | 47967
Benzenemethanol, .alpha.-methyl- | 18325 | 47968
Benzene, (1-methylethyl)- | 18309 | 47969
Boronic acid, B-phenyl- | 18291 | 47970
L-Proline, 5-oxo- | 18283 | 47971
Benzenesulfonyl chloride, 4-nitro- | 18267 | 47972
Benzoic acid, 4-(1,1-dimethylethyl)- | 18259 | 47973
Benzenesulfonic acid, 4-ethyl- | 18234 | 47974
Benzenesulfonic acid, 4-chloro- | 18218 | 47975
Benzenesulfonamide, 4-chloro- | 18200 | 47976
Benzenesulfonyl chloride, 4-iodo- | 18184 | 47977
Benzenesulfonyl chloride, 4-chloro- | 18176 | 47978
Benzenesulfonyl chloride, 4-bromo- | 18150 | 47979
Benzene, 1-chloro-4-(methylsulfonyl)- | 18143 | 47980
3-Cyclohexene-1-methanol, .alpha.,.alpha.,4-trimethyl- | 18127 | 47981
Cyclohexanone, 4-(1,1-dimethylethyl)- | 18101 | 47982
Cyclohexanol, 4-(1,1-dimethylethyl)- | 18093 | 47983
Arsonic acid, As-(4-aminophenyl)- | 18077 | 47984
Hydroperoxide, 1-methyl-1-[4-(1-methylethyl)phenyl]ethyl | 18069 | 47985
1,3-Benzenedisulfonic acid | 18051 | 47986
Benzenesulfonic acid, 3-nitro- | 18044 | 47987
Benzene, 1-nitro-3-(trifluoromethyl)- | 18036 | 47988
1,4-Benzenedisulfonic acid, 2-amino- | 18028 | 47989
Benzoic acid, 2-amino-4-sulfo- | 18010 | 47990
Benzenesulfonic acid, 3-amino-4-methoxy- | 18002 | 47991
Benzenesulfonic acid, 3-amino-4-hydroxy- | 17996 | 47992
Benzenesulfonic acid, 3-amino-4-chloro- | 17988 | 47993
Benzenesulfonic acid, 4-amino-3-chloro- | 17970 | 47994
Benzenesulfonic acid, 3-chloro-4-methyl- | 17962 | 47995
Benzenesulfonic acid, 4-amino-3-methyl- | 17954 | 47996
Benzenesulfonamide, 3-amino-4-hydroxy- | 17947 | 47997
Benzenesulfonyl chloride, 3,4-dichloro- | 17939 | 47998
Phenol, 2-amino-4-(methylsulfonyl)- | 17921 | 47999
1,2-Benzenediol, 4-(1,1-dimethylethyl)- | 17913 | 48000
Phenol, 2-chloro-4-(1,1-dimethylethyl)- | 17905 | 48001
Benzenesulfonic acid, 3,5-diamino-4-methyl- | 17889 | 48002
Benzene, 5-(1,1-dimethylethyl)-1,2,3-trimethyl- | 17871 | 48003
Benzenesulfonamide, 3-amino- | 17855 | 48004
Benzenamine, 3-(trifluoromethyl)- | 17830 | 48005
Benzene, 1-chloro-3-(trifluoromethyl)- | 17822 | 48006
Cyclohexane, (trichlorosilyl)- | 17806 | 48007
Benzenesulfonic acid | 17798 | 48008
Benzenesulfonyl chloride | 17772 | 48009
Benzene, (trifluoromethyl)- | 17764 | 48010
Benzene, (1,1-dimethylethyl)- | 17749 | 48011
Arsonic acid, As-phenyl- | 17731 | 48012
2-Thiophenecarboxaldehyde | 17715 | 48013
2-Furanmethanethiol | 17707 | 48014
2-Furanmethanol | 17681 | 48015
2-Furanmethanol, tetrahydro- | 17673 | 48016
Butanal, 2-ethyl- | 17657 | 48017
1-Butanol, 2-ethyl- | 17640 | 48018
Borane, triethyl- | 17632 | 48019
Methanethioamide, 1,1'-tetrathiobis[N,N-dimethyl- | 17616 | 48020
2-Propenoic acid, 2-methyl-, 1,1'-(1,2-ethanediyl) ester | 17608 | 48021
2-Propenoic acid, 2-methyl-, butyl ester | 17582 | 48022
Propanoic acid, 2-methyl-, 2-methylpropyl ester | 17566 | 48023
1,3-Butanediamine, N1,N1,N3,N3-tetramethyl- | 17558 | 48024
Glycine, N-methyl-N-(1-oxododecyl)- | 17533 | 48025
Thioperoxydicarbonic diamide ([(H2N)C(S)]2S2), N,N,N',N'-tetraethyl- | 17525 | 48026
Propanoic acid, 2-hydroxy-, 1,1'-anhydride | 17509 | 48027
Propanoic acid, 2-methyl-, 1,1'-anhydride | 17491 | 48028
Butanedioic acid, 2-methylene- | 17475 | 48029
Propanoic acid, 2-hydroxy-, ethyl ester | 17467 | 48030
Propanoic acid, 2-methyl-, ethyl ester | 17442 | 48031
Pentanoic acid, 2-methyl- | 17434 | 48032
Urea, N-(2,5-dioxo-4-imidazolidinyl)- | 17418 | 48033
Benzenamine, 2-methyl-4-[2-(2-methylphenyl)diazenyl]- | 17400 | 48034
Phenol, 2-methoxy-4-(2-propen-1-yl)- | 17384 | 48035
Benzenamine, 2-methoxy-4-nitro- | 17376 | 48036
Benzenamine, 5-chloro-2,4-dimethoxy- | 17350 | 48037
Phenol, 2-[(dimethylamino)methyl]-4-(1,1-dimethylethyl)- | 17335 | 48038
2-Cyclohexen-1-ol, 2-methyl-5-(1-methylethenyl)-, 1-acetate | 17327 | 48039
Guanidine, N,N'-bis(2-methylphenyl)- | 17301 | 48040
Butanamide, N-(2,4-dimethylphenyl)-3-oxo- | 17293 | 48041
Benzenepropanal, .alpha.-methyl-4-(1-methylethyl)- | 21816 | 48042
Acetic acid, 2-[(4-nitrophenyl)amino]-2-oxo- | 21808 | 48043
Acetic acid, 2-[(4-aminophenyl)amino]-2-oxo- | 21782 | 48044
Acetamide, N-(4-methylphenyl)- | 21766 | 48045
Acetamide, N-(4-bromophenyl)- | 21758 | 48046
Thiourea, N-phenyl- | 21733 | 48047
Acetamide, N-phenyl- | 21725 | 48048
Benzeneacetic acid | 21709 | 48049
Benzeneacetamide | 21691 | 48050
2-Propanone, 1-phenyl- | 21675 | 48051
2-Propanone, 1-cyclohexyl- | 21667 | 48052
2H-Pyran, 2-ethoxy-3,4-dihydro- | 21642 | 48053
2-Pyridineethanol | 21634 | 48054
Benzene, ethoxy- | 21626 | 48055
Benzene, isocyanato- | 21600 | 48056
Formamide, N-phenyl- | 21592 | 48057
Benzenemethanamine, N-methyl- | 21576 | 48058
Benzene, propyl- | 21568 | 48059
Benzene, (2-bromoethyl)- | 21543 | 48060
Butanoic acid, 3-phenyl-2-propen-1-yl ester | 21535 | 48061
Propanoic acid, 2-methyl-, 3-phenyl-2-propen-1-yl ester | 21519 | 48062
Propanoic acid, 2-methyl-, 3-phenylpropyl ester | 21501 | 48063
1,2-Ethanediamine, N1,N1-dimethyl-N2-(phenylmethyl)- | 21485 | 48064
2-Propen-1-ol, 3-phenyl-, 1-acetate | 21477 | 48065
Butanoic acid, 2-phenylethyl ester | 21451 | 48066
Benzenemethanamine, N-(phenylmethyl)- | 21436 | 48067
Propanoic acid, 2-methyl-, 2-phenylethyl ester | 21428 | 48068
Acetic acid, 2-[(phenylmethyl)thio]- | 21402 | 48069
Acetic acid, 2-phenylethyl ester | 21394 | 48070
Butanoic acid, 3-methyl-, phenylmethyl ester | 21378 | 48071
Butanoic acid, phenylmethyl ester | 21360 | 48072
Morpholine, 4,4'-dithiobis- | 21345 | 48073
Diazene, 1,2-diphenyl- | 21337 | 48074
Pyridine, 4-(2-phenylethenyl)- | 21311 | 48075
Benzene, 1,1'-(1E)-1,2-ethenediylbis- | 21303 | 48076
Propanoic acid, 2-methyl-, phenylmethyl ester | 21287 | 48077
Mercury, phenyl(propanoato-.kappa.O)- | 21279 | 48078
2-Propenoic acid, 3-phenyl-, methyl ester | 21261 | 48079
Benzenepropanoic acid, methyl ester | 21253 | 48080
Nonanedioic acid, 1,9-bis(2-ethylhexyl) ester | 21246 | 48081
Hexanedioic acid, 1,6-bis(2-ethylhexyl) ester | 21238 | 48082
4-Undecanol, 7-ethyl-2-methyl- | 21220 | 48083
Disulfide, bis(4-methylphenyl) | 21212 | 48084
Phenol, 4-[2-(4-aminophenyl)diazenyl]- | 21204 | 48085
Phenol, 4-(phenylmethoxy)- | 21196 | 48086
Phenol, 4-[(phenylmethyl)amino]- | 21188 | 48087
1-Penten-3-one, 1-(4-methoxyphenyl)-4-methyl- | 21170 | 48088
2-Propenoic acid, 2-ethylhexyl ester | 21162 | 48089
Acetic acid, 2-ethylhexyl ester | 21154 | 48090
Benzenepropanol, .alpha.,.alpha.-dimethyl-, 1-acetate | 21147 | 48091
Methanesulfonic acid, 1-(phenylamino)- | 21139 | 48092
Benzenepropanol, .alpha.,.alpha.-dimethyl- | 21121 | 48093
Hydrazinecarboxamide, 2-phenyl- | 21113 | 48094
2-Propanone, 2-phenylhydrazone | 21105 | 48095
2-Propanol, 1-(cyclohexylamino)- | 21089 | 48096
Benzenesulfonic acid, 3-amino-4-[(4-aminophenyl)amino]- | 17277 | 48097
.alpha.-D-Glucopyranoside, methyl | 17251 | 48098
1,3-Benzenediol, 4,4'-thiobis- | 17244 | 48099
Phenol, 2,2'-thiobis[4-chloro- | 17236 | 48100
Phenol, 2,2'-methylenebis[4-chloro- | 17228 | 48101
Phenol, 2,2'-thiobis[4,6-dichloro- | 17210 | 48102
1,2-Ethanediamine, N1,N1,N2-tris(1-methylethyl)- | 17202 | 48103
Benzenesulfonamide, 4-chloro-3-nitro- | 17194 | 48104
Benzenesulfonyl chloride, 4-chloro-3-nitro- | 17186 | 48105
Benzene, 1-chloro-4-(methylsulfonyl)-2-nitro- | 17178 | 48106
Benzenesulfonic acid, 4-methyl-3-nitro- | 17160 | 48107
Benzoic acid, 2-hydroxy-5-sulfo- | 17152 | 48108
Benzoic acid, 5-(aminosulfonyl)-2-chloro- | 17145 | 48109
Benzenamine, 2,4-dinitro- | 17137 | 48110
Benzene, 1-chloro-2,4-dinitro- | 17129 | 48111
Benzoic acid, 4-chloro-3-nitro- | 17111 | 48112
Benzoic acid, 4-methyl-3-nitro- | 17103 | 48113
Benzoic acid, 2-hydroxy-5-nitro- | 17095 | 48114
Benzenamine, 4-methoxy-2-nitro- | 17087 | 48115
Ethanol, 2-[bis(1-methylethyl)amino]- | 17061 | 48116
1,3-Benzenedisulfonic acid, 4-hydroxy- | 17046 | 48117
Phenol, 2,4-bis(1,1-dimethylethyl)- | 17038 | 48118
Benzenamine, 2-(methylsulfonyl)-4-nitro- | 17012 | 48119
Phenol, 2-(1,1-dimethylethyl)-4-ethyl- | 16998 | 48120
Phenol, 4,4'-thiobis[2-(1,1-dimethylethyl)-5-methyl- | 16980 | 48121
Phenol, 4,4'-thiobis[2-(1,1-dimethylethyl)-6-methyl- | 16964 | 48122
Benzenesulfonamide, N,N,4-trimethyl-3-nitro- | 16949 | 48123
1-Undecanaminium, 1-carboxy-N,N,N-trimethyl-, inner salt | 16923 | 48124
1H-Pyrrole, 1-methyl- | 16915 | 48125
2-Thiazolamine | 16899 | 48126
1,3-Dioxolan-2-one | 16881 | 48127
Furan, tetrahydro-2-methyl- | 16865 | 48128
2-Imidazolidinethione | 16857 | 48129
Cyclopentanol | 16832 | 48130
Cyclopentane, methyl- | 16824 | 48131
Acetic acid, 2-hydroxy-, methyl ester | 16816 | 48132
2-Propenoic acid, methyl ester | 16790 | 48133
Acetic acid, 2-bromo-, methyl ester | 16782 | 48134
2-Butanone, oxime | 16766 | 48135
1,2-Propanediol, 3-mercapto- | 16758 | 48136
2-Propanone, 1,3-dihydroxy- | 16741 | 48137
2-Propanol, 1,3-dichloro- | 16725 | 48138
3-Pentanone | 16717 | 48139
2-Propanol, 1,3-dibromo- | 16709 | 48140
1-Propene, 1,2,3-trichloro- | 16683 | 48141
Propane, 1,2,3-trichloro- | 16675 | 48142
Propanenitrile, 3-amino-2-methyl- | 16659 | 48143
1-Butanamine, 2-methyl- | 16642 | 48144
Pentane, 3-methyl- | 16634 | 48145
Propane, 1,2-dibromo-3-chloro- | 16618 | 48146
Propane, 1,2,3-tribromo- | 16600 | 48147
Oxirane, 2-phenyl- | 16584 | 48148
7-Oxabicyclo[4.1.0]heptane, 1-methyl-4-(2-methyl-2-oxiranyl)- | 16576 | 48149
2,3-Heptanedione | 16550 | 48150
Acetic acid, (2,4,5-trichlorophenoxy)-, butyl ester | 15081 | 48151
Acetic acid, 2-[(4-chloro-2,5-dimethylphenyl)thio]- | 15073 | 48152
Propanoic acid, 2-(2,4,5-trichlorophenoxy)- | 15057 | 48153
Acetamide, 2-chloro-N,N-di-2-propen-1-yl- | 15040 | 48154
Imidodicarbonimidic diamide, N-(2-methylphenyl)- | 15024 | 48155
Propanoic acid, 2-(4-chloro-2-methylphenoxy)- | 15008 | 48156
Glycine, N-(carboxymethyl)-N-(2-hydroxyethyl)- | 14993 | 48157
3-Pyridinecarboxylic acid, methyl ester | 14977 | 48158
Benzoic acid, methyl ester | 14969 | 48159
1-Propanone, 1-phenyl- | 14944 | 48160
Benzeneacetaldehyde, .alpha.-methyl- | 14936 | 48161
Phenol, 2-methoxy-4-methyl- | 14910 | 48162
Benzenamine, 4-chloro-2-methoxy- | 14902 | 48163
Benzenemethanamine, 2,5-dimethyl- | 14894 | 48164
Phenol, 4-(2-naphthalenylamino)- | 14878 | 48165
Propanoic acid, 2-hydroxy-, 2-naphthalenyl ester | 14852 | 48166
Benzeneacetic acid, 3,4-dimethoxy- | 14845 | 48167
Quinoline, 2,7-dimethyl- | 14837 | 48168
Benzenediazonium, 5-chloro-2-methoxy-, chloride (1:1) | 14829 | 48169
Phenol, 2-methoxy-4-(1-propen-1-yl)-, 1-acetate | 14811 | 48170
Phenol, 2-methoxy-4-(2-propen-1-yl)-, 1-acetate | 14803 | 48171
Acetamide, N-(2-methoxy-4-nitrophenyl)- | 14795 | 48172
Acetamide, N-(2-methoxyphenyl)- | 14787 | 48173
Benzeneacetic acid, 2-methoxy- | 14779 | 48174
Isoquinolinium, 2-dodecyl-, bromide (1:1) | 14761 | 48175
Acetic acid, 2-(2-naphthalenylthio)- | 14753 | 48176
Quinoline, 2-(2-methylpropyl)- | 14746 | 48177
Naphthalene, 2-ethoxy- | 14738 | 48178
Benzene, 1,2-dimethoxy-4-(1-propen-1-yl)- | 14720 | 48179
Benzene, 1,2-dimethoxy-4-(2-propen-1-yl)- | 14712 | 48180
1,2-Propanediol, 3-(2-methoxyphenoxy)- | 14704 | 48181
Methanesulfonic acid, 1-[(2-methoxyphenyl)amino]- | 14696 | 48182
2-Quinolinecarboxylic acid | 14670 | 48183
2-Naphthalenecarboxylic acid | 14662 | 48184
Benzoic acid, 3,4-dimethoxy- | 14647 | 48185
1,4-Benzenediamine, N1,N1-diethyl- | 14639 | 48186
Benzenemethanol, 3,4-dimethoxy- | 14613 | 48187
Benzaldehyde, 2,5-dimethoxy- | 14605 | 48188
2-Naphthalenesulfonic acid, 6-amino- | 14589 | 48189
6-Quinolinamine, N,N,2-trimethyl- | 14571 | 48190
1,1':4',1''-Terphenyl | 14555 | 48191
[1,1'-Biphenyl]-4-carboxylic acid | 14530 | 48192
Ethanone, 1-[1,1'-biphenyl]-4-yl- | 14522 | 48193
[1,1'-Biphenyl]-4,4'-diol | 14506 | 48194
[1,1'-Biphenyl]-4,4'-diamine | 14498 | 48195
Thianthrene | 14472 | 48196
10H-Phenothiazine | 14464 | 48197
Phenazine | 14449 | 48198
2-Naphthalenecarboxamide, 3-hydroxy-N-(2-hydroxyethyl)- | 14431 | 48199
2-Naphthalenecarboxamide, N-(4-chlorophenyl)-3-hydroxy- | 14415 | 48200
2-Naphthalenecarboxamide, N-(4-chloro-2-methylphenyl)-3-hydroxy- | 14399 | 48201
2-Naphthalenecarboxamide, N-(2,4-dimethylphenyl)-3-hydroxy- | 14381 | 48202
2-Naphthalenecarboxamide, N-(2,5-dimethoxyphenyl)-3-hydroxy- | 14365 | 48203
Oxazole, 2,5-diphenyl- | 14340 | 48204
[1,1'-Biphenyl]-4-ol | 14324 | 48205
[1,1'-Bicyclohexyl]-4-one | 14316 | 48206
1,1'-Biphenyl, 4-bromo- | 14290 | 48207
Ethanol, 2-[(4-aminophenyl)ethylamino]- | 14282 | 48208
3,6-Acridinediamine | 14266 | 48209
Benzenesulfonic acid, 4-[(ethylphenylamino)methyl]- | 14258 | 48210
Benzenediazonium, 4-[ethyl(phenylmethyl)amino]-, chloride (1:1) | 14233 | 48211
Methanediol, 1-(5-nitro-2-furanyl)-, 1,1-diacetate | 14217 | 48212
Piperazine, 1-phenyl- | 14209 | 48213
1,1'-Biphenyl | 14183 | 48214
1,1'-Bicyclohexyl | 14175 | 48215
Benzenamine, N-(2-chloroethyl)-N-ethyl- | 14159 | 48216
2H-1-Benzopyran-2-one, 6-methyl- | 14142 | 48217
2,3-Naphthalenediol | 14126 | 48218
3-Pyrazolidinone, 1-phenyl- | 14118 | 48219
2-Naphthalenesulfonic acid, 7-hydroxy- | 14092 | 48220
Benzenamine, 4-(6-methyl-2-benzothiazolyl)- | 14076 | 48221
5H-Pyrimido[4,5-d]thiazolo[3,2-a]pyrimidine-8-ethanol, 2,7-dimethyl- | 14068 | 48222
Phenothiazin-5-ium, 3-amino-7-(dimethylamino)-2-methyl-, chloride (1:1) | 14043 | 48223
10H-Phenothiazine, 2-(trifluoromethyl)- | 14035 | 48224
Methanediamine, 1-phenyl-N,N'-bis(phenylmethylene)- | 14027 | 48225
2,7-Naphthalenedisulfonic acid, 3-amino- | 14019 | 48226
2-Naphthalenesulfonic acid, 6,7-dihydroxy- | 14001 | 48227
3,6-Acridinediamine, 2,7-dimethyl- | 13995 | 48228
Naphthacene | 13987 | 48229
1,4-Benzenedipropanamide, N1,N4-bis(5-chloro-2,4-dimethoxyphenyl)-.beta.1,.beta.4-dioxo- | 13979 | 48230
Benzenamine, N,N-diethyl-3-methoxy- | 13961 | 48231
Benzenepropanamide, 3-amino-N-(2-methoxyphenyl)-.beta.-oxo- | 13953 | 48232
Benzenepropanamide, N-(2-methoxyphenyl)-.beta.-oxo- | 13946 | 48233
Butanamide, N-(2-methoxyphenyl)-3-oxo- | 13938 | 48234
Benzaldehyde, 4-(diethylamino)-2-methyl- | 13920 | 48235
2(3H)-Furanone, 3-ethyldihydro-4-[(1-methyl-1H-imidazol-5-yl)methyl]-, (3S,4R)- | 13912 | 48236
Ethanamine, N,N-dimethyl-2-[2-(phenylmethyl)phenoxy]- | 13904 | 48237
1,2-Propanediol, 3-[ethyl(3-methylphenyl)amino]- | 13896 | 48238
Methanesulfonamide, N-[2-[(4-amino-3-methylphenyl)ethylamino]ethyl]- | 13870 | 48239
1,1':3',1''-Terphenyl | 13862 | 48240
[1,1'-Biphenyl]-4-ol, 3-chloro- | 13847 | 48241
Benzenesulfonic acid, 2-amino-5-(6-methyl-2-benzothiazolyl)- | 13821 | 48242
Ethanol, 2,2'-[(3-chlorophenyl)imino]bis- | 13813 | 48243
Benzenesulfonic acid, 3-[[ethyl(3-methylphenyl)amino]methyl]- | 13797 | 48244
Butanamide, N,N'-(3,3'-dimethyl[1,1'-biphenyl]-4,4'-diyl)bis[3-oxo- | 13771 | 48245
[1,1'-Biphenyl]-4,4'-diamine, 3,3'-dichloro- | 13755 | 48246
1,1'-Biphenyl, 4,4'-diisocyanato-3,3'-dimethoxy- | 13748 | 48247
[1,1'-Biphenyl]-4,4'-bis(diazonium), 3,3'-dimethoxy-, chloride (1:2) | 13722 | 48248
Benzene, [2-(dimethoxymethyl)-1-hepten-1-yl]- | 13706 | 48249
1,3,5-Triazine, hexahydro-1,3,5-triphenyl- | 13680 | 48250
1,3,5-Triazine-2,4,6-triamine, N2,N2-di-2-propen-1-yl- | 13672 | 48251
Benzenemethanamine, N-phenyl-N-(phenylmethyl)- | 13656 | 48252
Phenol, 3-(diethylamino)- | 13631 | 48253
Benzenamine, N,N-diethyl-3-methyl- | 13623 | 48254
Cyclohexanamine, N,N-diethyl- | 13607 | 48255
2H-1-Benzopyran-2-one | 13599 | 48256
Quinoline, 6-methyl- | 13573 | 48257
Quinoline, 1,2,3,4-tetrahydro-6-methyl- | 13565 | 48258
2-Naphthalenamine | 13540 | 48259
Naphthalene, 2-chloro- | 13532 | 48260
1H-Indole-2,3-dione | 13516 | 48261
1H-Indole, 2,3-dimethyl- | 13508 | 48262
Benzoic acid, 2,4-dimethoxy- | 13482 | 48263
Benzoic acid, 2-[[2-methyl-3-[4-(1-methylethyl)phenyl]propylidene]amino]-, methyl ester | 13466 | 48264
Acetamide, N-butyl-N-phenyl- | 13458 | 48265
Benzene, 1-chloro-2,5-diethoxy-4-nitro- | 13433 | 48266
Benzoic acid, 2-(phenylamino)- | 13425 | 48267
Benzoic acid, 2-[[(3-amino-4-hydroxyphenyl)sulfonyl]amino]- | 13409 | 48268
Benzenesulfonic acid, 5-amino-2-(phenylamino)- | 13383 | 48269
Benzenesulfonic acid, 2-formyl- | 13367 | 48270
Benzene, 1-methoxy-2-nitro- | 13359 | 48271
Isoquinoline, 1,2,3,4-tetrahydro- | 13334 | 48272
Naphthalene | 13326 | 48273
Naphthalene, decahydro- | 13300 | 48274
Benzene, 1,2-dimethoxy- | 13292 | 48275
Benzene, 1,2-bis(bromomethyl)- | 13276 | 48276
Phenol, 2,6-dimethoxy- | 13268 | 48277
Benzene, 1,3-diisocyanato-2-methyl- | 13243 | 48278
Benzene, 2-bromo-1,3,5-triethyl- | 13235 | 48279
1,3-Benzenedimethanol, 2-hydroxy-5-methyl- | 13227 | 48280
Methanone, phenyl-2-pyridinyl- | 13219 | 48281
Benzenemethanol, .alpha.-phenyl- | 13201 | 48282
Benzene, 1,1'-(chloromethylene)bis- | 13193 | 48283
Methanone, bis(4-chlorophenyl)- | 13185 | 48284
Methanone, bis[4-(dimethylamino)phenyl]- | 13177 | 48285
Methanone, bis[4-(diethylamino)phenyl]- | 13169 | 48286
1-Piperazinecarboxamide, N,N-diethyl-4-methyl- | 13151 | 48287
Benzene, (2,2-dimethoxy-1-methylethyl)- | 13144 | 48288
Benzenemethanol, .alpha.-[(1S)-1-(methylamino)ethyl]-, (.alpha.S)- | 13136 | 48289
Benzenemethanol, .alpha.-[(1R)-1-(methylamino)ethyl]-, (.alpha.S)-rel- | 13128 | 48290
D-Gluconic acid, .delta.-lactone | 13110 | 48291
Phenol, 2,4,6-tris[(dimethylamino)methyl]- | 13102 | 48292
Phenol, 2,6-bis[[3-(1,1-dimethylethyl)-2-hydroxy-5-methylphenyl]methyl]-4-methyl- | 13094 | 48293
Phenol, 2,2'-thiobis[6-(1,1-dimethylethyl)-4-methyl- | 13086 | 48294
Benzaldehyde, 3,5-dichloro-2-hydroxy- | 13060 | 48295
2-Naphthalenesulfonic acid, 6-amino-4-hydroxy- | 13052 | 48296
9H-Xanthen-9-one | 13037 | 48297
9(10H)-Anthracenone | 13011 | 48298
[1,1'-Biphenyl]-2-ol | 13003 | 48299
[1,1'-Biphenyl]-2-amine | 12989 | 48300
2,7-Naphthalenedisulfonic acid, 3-amino-5-hydroxy- | 12971 | 48301
3H-Pyrazol-3-one, 2-(3-aminophenyl)-2,4-dihydro-5-methyl- | 12955 | 48302
1-Naphthalenamine, N-phenyl- | 12930 | 48303
Benzeneacetic acid, .alpha.-ethyl- | 12922 | 48304
2,7-Naphthalenedisulfonic acid, 4-amino-5-hydroxy- | 12906 | 48305
1,2,3-Benzotriazin-4(3H)-one | 12880 | 48306
1-Naphthalenol | 12872 | 48307
Naphthalene, 1-chloro- | 12856 | 48308
Naphthalene, 1-methyl- | 12849 | 48309
Phenol, 2-methoxy- | 12823 | 48310
Benzenamine, 2-methoxy- | 12815 | 48311
Benzaldehyde, 2-hydroxy- | 12799 | 48312
Benzenemethanol, 2-hydroxy- | 12781 | 48313
Benzenemethanamine, 2-fluoro- | 12765 | 48314
Benzaldehyde, 2-chloro- | 12757 | 48315
Benzenemethanol, 2-methyl- | 12732 | 48316
3-Cyclohexene-1-carboxaldehyde, 6-methyl- | 12724 | 48317
Acetic acid, 2,2-dimethoxy-, methyl ester | 12708 | 48318
6-Azulenol, 1,2,3,3a,4,5,6,8a-octahydro-4,8-dimethyl-2-(1-methylethylidene)- | 12690 | 48319
Benzoic acid, 2,4-dihydroxy- | 12674 | 48320
Ethanone, 1-(2,4-dihydroxyphenyl)- | 12666 | 48321
Cyclohexanone, 5-methyl-2-(1-methylethylidene)-, (5R)- | 12641 | 48322
2-Cyclohexen-1-one, 3-methyl-6-(1-methylethyl)- | 12633 | 48323
Cyclohexanol, 5-methyl-2-(1-methylethenyl)-, (1R,2S,5R)- | 12617 | 48324
Benzoyl chloride, 2,4-dichloro- | 12591 | 48325
Ethanone, 1-(2,4-dimethylphenyl)- | 12583 | 48326
Benzoic acid, 2-methyl-, methyl ester | 12567 | 48327
Benzene, 1,2,4-trichloro-5-nitro- | 12559 | 48328
D-erythro-Hex-2-enonic acid, .gamma.-lactone | 12534 | 48329
Phenol, 4-chloro-2-nitro- | 12526 | 48330
Benzenamine, 4-methyl-2-nitro- | 12500 | 48331
Benzene, 1-chloro-4-methyl-2-nitro- | 12484 | 48332
Benzene, 4-chloro-1-methyl-2-nitro- | 12476 | 48333
Benzoic acid, 5-amino-2-hydroxy- | 12450 | 48334
Benzoic acid, 5-amino-2-chloro- | 12435 | 48335
Benzoic acid, 2-(acetylamino)- | 12427 | 48336
Benzeneacetic acid, 2-carboxy- | 12419 | 48337
Benzoic acid, 2-(ethylamino)- | 12401 | 48338
Cyclohexanol, 5-methyl-2-(1-methylethyl)-, 1-acetate, (1R,2S,5R)-rel- | 12393 | 48339
Butanoic acid, 3-methyl-, (1R,2S,5R)-5-methyl-2-(1-methylethyl)cyclohexyl ester, rel- | 12385 | 48340
Benzoic acid, 2-hydroxy-, (1R,2S,5R)-5-methyl-2-(1-methylethyl)cyclohexyl ester, rel- | 12377 | 48341
Benzoic acid, 2-[(7-hydroxy-3,7-dimethyloctylidene)amino]-, methyl ester | 12369 | 48342
Benzoic acid, 4-methoxy-3-nitro- | 12351 | 48343
1H-Isoindole-1,3(2H)-dione, 5-nitro- | 12344 | 48344
Benzene, 1,4-dimethoxy-2-nitro- | 12336 | 48345
Carbamodithioic acid, N,N-dimethyl-, 2,4-dinitrophenyl ester | 12328 | 48346
Benzenesulfonic acid, 4-(4,5-dihydro-3-methyl-5-oxo-1H-pyrazol-1-yl)- | 12310 | 48347
1H-Pyrazole-3-carboxylic acid, 4,5-dihydro-5-oxo-1-phenyl-, ethyl ester | 12302 | 48348
1H,3H-Benzo[1,2-c:4,5-c']difuran-1,3,5,7-tetrone | 12294 | 48349
Benzene, 1,4-dibutoxy-2-chloro-5-nitro- | 12286 | 48350
Benzenesulfonamide, 3-(4,5-dihydro-3-methyl-5-oxo-1H-pyrazol-1-yl)- | 12278 | 48351
1H-Pyrazole-3-carboxylic acid, 4,5-dihydro-1-(3-nitrophenyl)-5-oxo- | 12252 | 48352
1H-Pyrazole-3-carboxylic acid, 1-(3-aminophenyl)-4,5-dihydro-5-oxo- | 12245 | 48353
2,4-Imidazolidinedione, 5-phenyl- | 12229 | 48354
1,2-Benzenedicarboxylic acid, 1-(2-ethylhexyl) 2-(8-methylnonyl) ester | 12203 | 48355
1,2-Benzenedicarboxylic acid, 4-sulfo- | 12195 | 48356
1,2,4,5-Benzenetetracarboxylic acid | 12179 | 48357
Benzenesulfonic acid, 2,4-dinitro- | 12153 | 48358
1,2-Benzenedicarboxylic acid | 12138 | 48359
4-Cyclohexene-1,2-dicarboxylic acid | 12120 | 48360
1,2-Benzenedicarboxamide | 12104 | 48361
Benzenesulfonic acid, 4-methyl-3,5-dinitro- | 12088 | 48362
Benzene, 2-chloro-1,3,5-trinitro- | 12062 | 48363
Phenol, 4-chloro-2,6-dinitro- | 12054 | 48364
Azulene, 1,2,3,4,5,6,7,8-octahydro-1,4-dimethyl-7-(1-methylethylidene)-, (1S,4S)- | 12039 | 48365
Benzenesulfonic acid, 4-chloro-3-(4,5-dihydro-3-methyl-5-oxo-1H-pyrazol-1-yl)- | 12013 | 48366
Benzenamine, 2-nitro- | 11999 | 48367
Benzene, 1-chloro-2-nitro- | 11981 | 48368
Phenol, 2-(1-methylethyl)- | 11965 | 48369
Benzamide, 2-amino- | 11957 | 48370
Benzene, 1-chloro-2-(dichloromethyl)- | 11932 | 48371
Benzoic acid, 2-bromo- | 11924 | 48372
Benzenesulfonic acid, 2,4-diamino- | 11908 | 48373
Benzenesulfonic acid, 2-amino-4-methyl- | 11890 | 48374
Phenol, 2-(1,1-dimethylethyl)-5-methyl- | 11874 | 48375
1,4-Benzenediol, 2,5-bis(1,1-dimethylethyl)- | 11866 | 48376
Benzenesulfonic acid, 2-amino-5-chloro-4-methyl- | 11841 | 48377
Benzenesulfonic acid, 2-amino-4-chloro-5-methyl- | 11825 | 48378
Benzenesulfonic acid, 4-amino-2,5-dichloro- | 11817 | 48379
Benzenesulfonic acid, 2-amino-5-methyl- | 11791 | 48380
Benzenesulfonic acid, 2,5-dichloro- | 11775 | 48381
Cyclohexanol, 2-(1,1-dimethylethyl)-, 1-acetate | 11767 | 48382
1,3-Benzenedisulfonic acid, 4-formyl- | 11742 | 48383
Phenol, 3-(1,1-dimethylethyl)-4-methoxy- | 11726 | 48384
Phenol, 4-nitro-3-(trifluoromethyl)- | 11718 | 48385
Phenol, 4-[(dimethylamino)methyl]-2,6-bis(1,1-dimethylethyl)- | 11692 | 48386
Phenol, 2,2'-methylenebis[6-(1,1-dimethylethyl)-4-ethyl- | 11676 | 48387
Benzenesulfonic acid, 3-amino-5-chloro-2-hydroxy- | 11668 | 48388
Benzenesulfonic acid, 2-amino-3,5-dimethyl- | 11650 | 48389
Benzenesulfonic acid, 2-amino- | 11643 | 48390
Benzenesulfonic acid, 2-methyl- | 11635 | 48391
Benzenesulfonamide, 2-methyl- | 11627 | 48392
Phenol, 2-(1,1-dimethylethyl)- | 11619 | 48393
Benzenamine, 2-(trifluoromethyl)- | 11601 | 48394
Benzene, 1-chloro-2-(trifluoromethyl)- | 11593 | 48395
Ethanone, 1-(2-thienyl)- | 11585 | 48396
2-Furancarboxylic acid | 11577 | 48397
2-Pyrrolidinone, 1-ethenyl- | 11569 | 48398
Carbamic chloride, N,N-diethyl- | 11551 | 48399
Butanoic acid, 2-ethyl- | 11544 | 48400
Phenol, 2,4,6-trichloro- | 11536 | 48401
Benzenamine, 2,4,6-trimethyl- | 11528 | 48402
Phenol, 4-chloro-3,5-dimethyl- | 11510 | 48403
Xylitol | 11502 | 48404
Butanedioic acid, 2,3-dihydroxy- (2R,3R)-, 1,4-dibutyl ester | 11494 | 48405
Butanedioic acid, 2,3-dihydroxy- (2R,3R)-, 1,4-diethyl ester | 11486 | 48406
myo-Inositol | 11460 | 48407
2,5-Cyclohexadiene-1,4-dione, 2,5-dichloro-3,6-dihydroxy- | 11452 | 48408
Phenol, 2,3,4,5,6-pentachloro- | 11437 | 48409
Cyclohexane, 1,2,3,4,5-pentabromo-6-chloro- | 11411 | 48410
Benzene, 1,2,3,4,5-pentabromo-6-methyl- | 11403 | 48411
L-Sorbose | 11387 | 48412
Mannitol | 11379 | 48413
Butanedioic acid, 2,3-dihydroxy- (2R,3R)- | 11353 | 48414
1,3-Butadiene, 1,1,2,3,4,4-hexachloro- | 11346 | 48415
1,2,3-Benzenetriol | 11320 | 48416
Phenol, 2,6-dichloro- | 11312 | 48417
Benzenamine, 2,6-dimethyl- | 11296 | 48418
Benzene, 1,2,3-trichloro- | 11288 | 48419
Benzenamine, 3-chloro-2-methyl- | 11270 | 48420
2-Butenoic acid, 2,3-dichloro-4-oxo-, (2Z)- | 11254 | 48421
1H-Indole-3-methanamine, N,N-dimethyl- | 11247 | 48422
Bicyclo[7.2.0]undec-4-ene, 4,11,11-trimethyl-8-methylene-, (1R,4E,9S)- | 11221 | 48423
2,4,5,6(1H,3H)-Pyrimidinetetrone, 5-oxime | 11205 | 48424
D-Glucitol, 1,4:3,6-dianhydro-, 2,5-dinitrate | 11197 | 48425
2-Propen-1-ol, 3-phenyl-, 1-(2-aminobenzoate) | 11171 | 48426
Benzoic acid, 2-amino-, ethyl ester | 11155 | 48427
Benzoic acid, 2-methyl-, ethyl ester | 11148 | 48428
Benzoic acid, 2-hydroxy-, 3-methylbutyl ester | 11122 | 48429
Benzoic acid, 2-hydroxy-, 2-methylpropyl ester | 11114 | 48430
Benzamide, 2-hydroxy-N-phenyl- | 11098 | 48431
Benzamide, 5-bromo-N-(4-bromophenyl)-2-hydroxy- | 11072 | 48432
Benzamide, 3,5-dibromo-N-(4-bromophenyl)-2-hydroxy- | 11064 | 48433
2H-1-Benzopyran-2-one, 7-ethoxy-4-methyl- | 11056 | 48434
2-Naphthalenesulfonic acid, 7-amino-4-hydroxy- | 11031 | 48435
Quinoline, 4,7-dichloro- | 11015 | 48436
2(1H)-Quinolinone, 4-hydroxy- | 10991 | 48437
5H-Tetrazole-5-thione, 1,2-dihydro-1-phenyl- | 10983 | 48438
Thiourea, N-1-naphthalenyl- | 10967 | 48439
1-Naphthaleneacetic acid | 10959 | 48440
Naphthalene, 1-isocyanato- | 10934 | 48441
Benzaldehyde, 3,4,5-trimethoxy- | 10926 | 48442
9H-Carbazole | 10900 | 48443
9H-Fluorene | 10892 | 48444
1,9-Thianthrenedicarboxylic acid | 10876 | 48445
1,3-Naphthalenedisulfonic acid, 7-amino- | 10850 | 48446
1-Naphthalenesulfonic acid, 7-amino-3-hydroxy- | 10835 | 48447
Naphthalene, 1-nitro- | 10827 | 48448
1-Naphthalenamine, N,N-dimethyl- | 10819 | 48449
1-Naphthalenecarboxylic acid | 10801 | 48450
1-Naphthalenecarbonitrile | 10793 | 48451
Naphthalene, 1-(chloromethyl)- | 10785 | 48452
Phosphorodithioic acid, O,O-dimethyl S-[(4-oxo-1,2,3-benzotriazin-3(4H)-yl)methyl] ester | 10777 | 48453
Benzenamine, 2-chloro-N,N-diethyl-4-nitro- | 10769 | 48454
2-Naphthalenecarboxylic acid, 1-hydroxy- | 10751 | 48455
2-Naphthalenesulfonic acid, 5-amino-6-methoxy- | 10744 | 48456
Acridinium, 3,6-diamino-10-methyl-, chloride (1:1) | 10736 | 48457
9H-Thioxanthen-9-one, 2-chloro- | 10728 | 48458
2-Naphthalenesulfonic acid, 6-amino-5-[2-(2-hydroxy-4-nitrophenyl)diazenyl]- | 10710 | 48459
Benzenamine, N-nitroso-N-phenyl- | 10702 | 48460
Benzeneacetonitrile, .alpha.-phenyl- | 10694 | 48461
Benzene, 2,4-dichloro-1-(chloromethyl)- | 15826 | 48462
Benzenemethanamine, 2,4-dimethyl- | 15818 | 48463
1,3-Hexanediol, 2-ethyl- | 15792 | 48464
Phenol, 2,2'-[1,2-ethanediylbis(nitrilomethylidyne)]bis- | 15784 | 48465
Phenol, 2,2'-[(1-methyl-1,2-ethanediyl)bis(nitrilomethylidyne)]bis- | 15768 | 48466
1-Piperidinepropanol, 2-methyl- | 15743 | 48467
Ethanol, 2-[(2-chlorophenyl)amino]- | 15735 | 48468
Benzenamine, 2,5-diethoxy- | 15719 | 48469
Butanoic acid, 4-(2,4-dichlorophenoxy)- | 15701 | 48470
Butanoic acid, 4-(4-chloro-2-methylphenoxy)- | 15693 | 48471
Acetic acid, (2,4-dichlorophenoxy)-, butyl ester | 15685 | 48472
Acetic acid, (2,4-dichlorophenoxy)-, 1-methylpropyl ester | 15677 | 48473
Acetic acid, 2-[(4-chloro-2-methylphenyl)thio]- | 15669 | 48474
Acetic acid, 2-(2,4-dichlorophenoxy)- | 15651 | 48475
Acetic acid, 2-(4-chloro-2-methylphenoxy)- | 15644 | 48476
Phenol, 2-ethoxy- | 15636 | 48477
Benzenamine, 2-ethoxy- | 15628 | 48478
Formamide, N-(2-methylphenyl)- | 15610 | 48479
Benzenamine, N-ethyl-2-methyl- | 15602 | 48480
Benzaldehyde, 2-hydroxy-, oxime | 15594 | 48481
Cyclohexanone, 2-(2-propen-1-yl)- | 15586 | 48482
Cyclohexanone, 2-propyl- | 15578 | 48483
Benzenemethanamine, 2-chloro-N-methyl- | 15560 | 48484
2,4-Pentadien-1-one, 5-(1,3-benzodioxol-5-yl)-1-(1-piperidinyl)-, (2E,4E)- | 15552 | 48485
1,4-Cyclohexanedicarboxylic acid, 1,4-dimethyl ester | 15545 | 48486
1,3-Benzodioxole, 5-(2-propen-1-yl)- | 15537 | 48487
1,3-Benzodioxole, 5-propyl- | 15529 | 48488
Methanesulfonic acid, 1-[(2-methylphenyl)amino]- | 15511 | 48489
1,3-Benzodioxole-5-carboxylic acid | 15503 | 48490
Benzoic acid, octyl ester | 15487 | 48491
Benzoic acid, 2-phenylethyl ester | 15461 | 48492
1-Butanol, 3-methyl-, 1-benzoate | 15453 | 48493
2-Propen-1-one, 1,3-diphenyl- | 15438 | 48494
Peroxide, dibenzoyl | 15420 | 48495
1,2-Ethanediol, 1-benzoate | 15404 | 48496
Benzoic acid, 4-(butylamino)-, ethyl ester | 15396 | 48497
Benzoic acid, 4-methoxy-, ethyl ester | 15370 | 48498
Benzoic acid, 4-hydroxy-, butyl ester | 15354 | 48499
Benzoic acid, 4-amino-, butyl ester | 15347 | 48500
Benzoic acid, 4-hydroxy-, phenylmethyl ester | 15321 | 48501
Peroxide, bis(4-chlorobenzoyl) | 15313 | 48502
Benzoic acid, 4-hydroxy-, propyl ester | 15297 | 48503
Benzoic acid, 4-amino-, ethyl ester | 15271 | 48504
Phenol, 4-(1-methylbutyl)- | 15263 | 48505
Hexanoic acid, 2-ethyl-, ethenyl ester | 15248 | 48506
Benzenepropanoic acid, .beta.-oxo-, ethyl ester | 15230 | 48507
Benzoic acid, phenyl ester | 15214 | 48508
Benzamide, N-phenyl- | 15206 | 48509
1,4-Benzenedipropanoic acid, .beta.1,.beta.4-dioxo-, 1,4-diethyl ester | 15180 | 48510
1,3-Butanedione, 1-phenyl- | 15164 | 48511
Ethanol, 2-(methylphenylamino)- | 15156 | 48512
6-Benzothiazolecarboxylic acid, 2-amino- | 15131 | 48513
2H-Benzimidazol-2-one, 1,3-dihydro-5-nitro- | 15123 | 48514
Octadecanamide, N,N-bis(2-hydroxyethyl)- | 15107 | 48515
Boron, (N,N-dimethylmethanamine)trihydro-, (T-4)- | 5413 | 48516
Oxirane | 5405 | 48517
Cyclopropane | 5389 | 48518
Methane, 1,1'-thiobis- | 5371 | 48519
Formaldehyde, oxime | 5363 | 48520
Carbon disulfide | 5348 | 48521
Formamide | 5330 | 48522
Methane, diiodo- | 5322 | 48523
Methane, dichloro- | 5306 | 48524
Ethanethiol | 5298 | 48525
Acetaldehyde | 5280 | 48526
Acetonitrile | 5272 | 48527
Ethanamine | 5264 | 48528
Ethane, iodo- | 5256 | 48529
Ethene, fluoro- | 5249 | 48530
Ethene, chloro- | 5231 | 48531
Ethane, chloro- | 5223 | 48532
1-Propyne | 5215 | 48533
Propane | 5207 | 48534
Methane, bromochloro- | 5199 | 48535
Ethane, bromo- | 5181 | 48536
Methane, dibromo- | 5173 | 48537
Boron, trihydro(N-methylmethanamine)-, (T-4)- | 5165 | 48538
Methanethiol | 5157 | 48539
Hydrocyanic acid | 5140 | 48540
Methanamine | 5132 | 48541
Methane, iodo- | 5124 | 48542
Methane, chloro- | 5116 | 48543
Ethyne | 5108 | 48544
Ethene | 5090 | 48545
Ethane | 5082 | 48546
Methane, bromo- | 5074 | 48547
Methane | 5066 | 48548
L-Arginine | 5058 | 48549
1,3-Benzenediol, 4-[2-(4-nitrophenyl)diazenyl]- | 5041 | 48550
1,4-Benzenediamine, N1,N4-diphenyl- | 5033 | 48551
Benzoic acid, 4-chloro- | 5025 | 48552
Acetamide, 2-(diethylamino)-N-(2,6-dimethylphenyl)-, hydrochloride (1:1) | 5017 | 48553
L-Isoleucine | 4994 | 48554
9H-Purin-6-amine | 4986 | 48555
2,7-Naphthalenedisulfonic acid, 3,3'-[(3,3'-dimethyl[1,1'-biphenyl]-4,4'-diyl)bis(2,1-diazenediyl)]bis[5-amino-4-hydroxy-, sodium salt (1:4) | 4960 | 48556
Benzene, 1,1'-(2,2-dichloroethylidene)bis[4-ethyl- | 4952 | 48557
Benzene, 1,1'-(2,2-dichloroethylidene)bis[4-chloro- | 4937 | 48558
9,10-Anthracenedione, 1,2-dihydroxy- | 4929 | 48559
Benzene, 1,1'-(2,2,2-trichloroethylidene)bis[4-methoxy- | 4903 | 48560
2,7:3,6-Dimethanonaphth[2,3-b]oxirene, 3,4,5,6,9,9-hexachloro-1a,2,2a,3,6,6a,7,7a-octahydro-, (1aR,2R,2aR,3R,6S,6aS,7S,7aS)-rel- | 4887 | 48561
L-Valine | 4861 | 48562
Propanoic acid, 2-hydroxy-, sodium salt (1:1) | 4853 | 48563
Benzenesulfonamide, 4-amino-N-2-thiazolyl- | 4846 | 48564
Ethanaminium, N,N,N-triethyl-, bromide (1:1) | 4838 | 48565
Benzenesulfonic acid, 3,3'-(4,5,6,7-tetrabromo-3-oxo-1(3H)-isobenzofuranylidene)bis[6-hydroxy-, disodium salt | 4820 | 48566
Ethane, 1,1,1-trichloro- | 4796 | 48567
Carbonate, hydrogen | 4788 | 48568
Acetic acid, cobalt(2+) salt (2:1) | 4770 | 48569
1,4-Butanediamine, N1,N4-bis(3-aminopropyl)- | 4762 | 48570
1-Pentanol | 4747 | 48571
1-Butanol | 4739 | 48572
2(1H)-Pyrimidinone, 6-amino- | 4721 | 48573
1-Propanol | 4713 | 48574
1-Propanone, 1-(4-hydroxyphenyl)- | 4697 | 48575
1,4-Cyclohexadiene-1,2-dicarbonitrile, 4,5-dichloro-3,6-dioxo- | 9928 | 48576
Benzenesulfonic acid, 2,5-dichloro-4-(4,5-dihydro-3-methyl-5-oxo-1H-pyrazol-1-yl)- | 9910 | 48577
9,10-Anthracenedione, 2-methyl- | 9902 | 48578
9,10-Anthracenedione, 2-ethyl- | 9894 | 48579
2,6-Anthracenedisulfonic acid, 9,10-dihydro-9,10-dioxo- | 9886 | 48580
2-Anthracenesulfonic acid, 9,10-dihydro-9,10-dioxo- | 9860 | 48581
9,10-Anthracenedione, 2-amino-3-chloro- | 9845 | 48582
Naphth[1,2-d][1,2,3]oxadiazole-5-sulfonic acid | 9837 | 48583
1,1':2',1''-Terphenyl | 9811 | 48584
Riboflavin | 9795 | 48585
[1,1'-Biphenyl]-2,2'-disulfonic acid, 4,4'-diamino-5,5'-dimethyl- | 9779 | 48586
Methanone, 1,1'-(1,5-naphthalenediyl)bis[1-phenyl- | 9753 | 48587
8-Quinolinol, 5,7-diiodo- | 9738 | 48588
1,4-Naphthalenedione, 2-hydroxy- | 9720 | 48589
Benzene, 1-(1,1-dimethylethyl)-2-methoxy-4-methyl-3,5-dinitro- | 9704 | 48590
1-Naphthalenesulfonic acid, 4-amino-5-hydroxy- | 9688 | 48591
1,5-Naphthalenediol | 9662 | 48592
1-Naphthalenol, 5-amino- | 9654 | 48593
Cholan-24-oic acid, 3,12-dihydroxy-, (3.alpha.,5.beta.,12.alpha.)- | 9639 | 48594
Benzene, 1-chloro-2-methyl-3-nitro- | 9613 | 48595
Benzene, 1,2-dimethyl-3-nitro- | 9605 | 48596
Benzaldehyde, 2,6-dichloro- | 9589 | 48597
1H-Inden-1-one, 2,3-dihydro- | 9563 | 48598
Acenaphthylene, 1,2-dihydro- | 9555 | 48599
Benzoic acid, 2,4,6-trihydroxy- | 9530 | 48600
1H-Indene-1,3(2H)-dione, 2-(2,2-dimethyl-1-oxopropyl)- | 9522 | 48601
2,7-Naphthalenedisulfonic acid, 4-amino-5-[(phenylsulfonyl)oxy]- | 9506 | 48602
Propanedioic acid, 2-phenyl-, 1,3-diethyl ester | 9480 | 48603
3H-Pyrazol-3-one, 4-amino-1,2-dihydro-1,5-dimethyl-2-phenyl- | 9464 | 48604
Carbamic chloride, N,N-diphenyl- | 9456 | 48605
Benzenamine, 4,4'-(phenylmethylene)bis[2-methyl- | 9431 | 48606
Ethanone, 1-[2-(1,1-dimethylethyl)-4,6-dimethylphenyl]- | 9415 | 48607
1-Naphthalenesulfonic acid, 8-(phenylamino)- | 9407 | 48608
1,3-Benzenediol, 2,4,6-trinitro- | 9381 | 48609
1H-Indene-1,3(2H)-dione, 2-(diphenylacetyl)- | 9365 | 48610
1-Anthracenesulfonic acid, 9,10-dihydro-5-nitro-9,10-dioxo- | 9340 | 48611
1,8-Anthracenedisulfonic acid, 9,10-dihydro-9,10-dioxo- | 9324 | 48612
9,10-Anthracenedione, 1,5-dichloro- | 9308 | 48613
9,10-Anthracenedione, 1-chloro- | 9282 | 48614
9,10-Anthracenedione, 1,8-dichloro- | 9274 | 48615
9,10-Anthracenedione, 1-methoxy- | 9258 | 48616
9,10-Anthracenedione, 1-(methylamino)- | 9241 | 48617
Acetamide, N,N'-(9,10-dihydro-9,10-dioxo-1,8-anthracenediyl)bis- | 9225 | 48618
9,10-Anthracenedione, 1-nitro- | 9209 | 48619
1-Naphthalenesulfonic acid, 5-[(4-hydroxyphenyl)amino]-8-(phenylamino)- | 9183 | 48620
9,10-Anthracenedione, 1-amino-2-methyl- | 9175 | 48621
9,10-Anthracenedione, 2-amino-1-chloro- | 9167 | 48622
2-Anthracenecarboxylic acid, 1-amino-9,10-dihydro-9,10-dioxo- | 9159 | 48623
9,10-Anthracenedione, 1,1'-iminobis- | 9142 | 48624
9,10-Anthracenedione, 1,5-diphenoxy- | 9134 | 48625
9,10-Anthracenedione, 1,5-bis[(4-methylphenyl)amino]- | 9126 | 48626
Benzamide, N,N'-(9,10-dihydro-9,10-dioxo-1,5-anthracenediyl)bis- | 9118 | 48627
9,10-Anthracenedione, 1,8-diphenoxy- | 9100 | 48628
9,10-Anthracenedione, 1,8-bis[(4-methylphenyl)amino]- | 9092 | 48629
7H-Benz[de]anthracen-7-one | 9084 | 48630
7H-Benz[de]anthracen-7-one, 3,9-dibromo- | 9076 | 48631
7H-Benz[de]anthracen-7-one, 3-bromo- | 9068 | 48632
9,10-Anthracenedione, 1-[(7-oxo-7H-benz[de]anthracen-3-yl)amino]- | 9043 | 48633
Benzoic acid, 2-[bis(4-hydroxyphenyl)methyl]- | 9035 | 48634
1H,3H-Naphtho[1,8-cd]pyran-1,3-dione, 6-bromo- | 9019 | 48635
1H,3H-Naphtho[1,8-cd]pyran-1,3-dione | 8995 | 48636
1H-Benz[de]isoquinoline-1,3(2H)-dione | 8987 | 48637
Benzoic acid, 2,2'-[(9,10-dihydro-9,10-dioxo-1,5-anthracenediyl)diimino]bis- | 8961 | 48638
Naphth[2,3-c]acridine-5,8,14(13H)-trione, 6-amino- | 8946 | 48639
2-Anthracenesulfonic acid, 1-amino-4-[(4-amino-3-sulfophenyl)amino]-9,10-dihydro-9,10-dioxo- | 8920 | 48640
9,10-Anthracenedione, 1,4-dihydroxy- | 8904 | 48641
9,10-Anthracenedione, 1,2,5,8-tetrahydroxy- | 8888 | 48642
9,10-Anthracenedione, 1,4,5,8-tetrachloro- | 8862 | 48643
9,10-Anthracenedione, 2-chloro-1,4-dihydroxy- | 8847 | 48644
9,10-Anthracenedione, 1-amino-2,4-dibromo- | 8821 | 48645
9,10-Anthracenedione, 1-hydroxy-4-[(4-methylphenyl)amino]- | 8813 | 48646
Benzamide, N-(4-chloro-9,10-dihydro-9,10-dioxo-1-anthracenyl)- | 8797 | 48647
9,10-Anthracenedione, 1,4-diamino-2,3-dichloro- | 8771 | 48648
3H-Naphtho[1,2,3-de]quinoline-2,7-dione, 3-methyl-6-[(4-methylphenyl)amino]- | 8755 | 48649
Anthra[2,1,9-def:6,5,10-d'e'f']diisoquinoline-1,3,8,10(2H,9H)-tetrone | 8730 | 48650
[2]Benzopyrano[6,5,4-def][2]benzopyran-1,3,6,8-tetrone | 8714 | 48651
Cholan-24-oic acid, 3,7,12-trihydroxy-, (3.alpha.,5.beta.,7.alpha.,12.alpha.)- | 8698 | 48652
Cholan-24-oic acid, 3,7,12-trioxo-, (5.beta.)- | 8672 | 48653
Benzene, 1,3-dimethyl-2-nitro- | 8656 | 48654
Benzene, 1,3-dichloro-2-(dichloromethyl)- | 8649 | 48655
Benzene, 1-(1,1-dimethylethyl)-3,5-dimethyl-2,4,6-trinitro- | 8623 | 48656
Butanamide, 2,4-dihydroxy-N-(3-hydroxypropyl)-3,3-dimethyl-, (2R)- | 8607 | 48657
Benzenemethanesulfonic acid, .alpha.-hydroxy-4-methoxy- | 8599 | 48658
Benzenesulfonamide, 2-amino-N-ethyl-N-phenyl- | 8573 | 48659
1,2-Benzisothiazol-3(2H)-one, 1,1-dioxide | 8557 | 48660
2-Naphthalenesulfonic acid, 1-amino- | 8540 | 48661
1H-Indene, 2,3-dihydro-1,1,3,3,5-pentamethyl- | 8524 | 48662
Naphthalene, 6-ethyl-1,2,3,4-tetrahydro-1,1,4,4-tetramethyl- | 8508 | 48663
2-Cyclopenten-1-one, 2-hydroxy-3-methyl- | 8490 | 48664
Threonine | 8474 | 48665
2-Propenoic acid, 2-methyl-, methyl ester | 8458 | 48666
2-Butenoic acid, 2-methyl-, (2E)- | 8441 | 48667
Bicyclo[3.1.1]hept-2-ene, 2,6,6-trimethyl- | 8425 | 48668
Benzenepropanal, 4-(1,1-dimethylethyl)-.alpha.-methyl- | 8417 | 48669
Cyclohexanemethanol, 4-hydroxy-.alpha.,.alpha.,4-trimethyl- | 8409 | 48670
Cyclohexanemethanamine, 4-amino-.alpha.,.alpha.,4-trimethyl- | 8391 | 48671
Benzenesulfonic acid, 4,4'-oxybis-, 1,1'-dihydrazide | 8383 | 48672
8-Azoniabicyclo[3.2.1]octane, 3-[(2-hydroxy-2-phenylacetyl)oxy]-8,8-dimethyl-, bromide (1:1), (3-endo)- | 8375 | 48673
Benzenesulfonic acid, 4-methyl-, methyl ester | 8367 | 48674
Phenol, 4-(1,1-dimethylpropyl)- | 8359 | 48675
Peroxide, bis(1-methyl-1-phenylethyl) | 8342 | 48676
Benzenesulfonic acid, propyl ester | 8334 | 48677
Ethanol, 2-chloro-, 1-(4-methylbenzenesulfonate) | 8326 | 48678
Benzenesulfonic acid, 4-methyl-, ethyl ester | 8318 | 48679
Benzenesulfonamide, N-ethyl-4-methyl- | 8300 | 48680
Benzenesulfonamide, N-cyclohexyl-4-methyl- | 8292 | 48681
3-Cyclohexene-1-methanol, .alpha.,.alpha.,4-trimethyl-, 1-propanoate | 8284 | 48682
3-Cyclohexene-1-methanol, .alpha.,.alpha.,4-trimethyl-, 1-acetate | 8276 | 48683
Cyclohexanemethanol, .alpha.,.alpha.,4-trimethyl-, 1-acetate | 8268 | 48684
Benzenesulfonamide, 3-amino-4-hydroxy-N-methyl- | 8250 | 48685
Benzenesulfonamide, 3-amino-N-butyl-4-methoxy- | 8243 | 48686
Benzenesulfonamide, 3-amino-4-hydroxy-N-phenyl- | 8227 | 48687
Benzenesulfonic acid, methyl ester | 8201 | 48688
Benzenesulfonic acid, hydrazide | 8193 | 48689
Benzoic acid, 4-[(dichloroamino)sulfonyl]- | 8177 | 48690
Benzenesulfonamide, N,4-dimethyl-N-nitroso- | 8169 | 48691
Phenol, 4,4'-sulfonylbis- | 8144 | 48692
Benzene, 1,1'-sulfonylbis[4-chloro- | 8128 | 48693
Phenol, 4,4'-(1-methylethylidene)bis- | 8110 | 48694
Benzene, 1-chloro-4-(phenylsulfonyl)- | 8094 | 48695
Phenol, 4,4'-(1-methylethylidene)bis[2-methyl- | 8078 | 48696
Phenol, 4,4'-(1-methylethylidene)bis[2-(1,1-dimethylethyl)- | 8060 | 48697
Phenol, 4,4'-(1-methylethylidene)bis[2,6-dibromo- | 8045 | 48698
3-Buten-2-one, 3-methyl-4-(2,6,6-trimethyl-1-cyclohexen-1-yl)- | 8029 | 48699
Benzenesulfonamide, 2-methyl-5-nitro-N-phenyl- | 8011 | 48700
1,6-Heptadien-3-one, 1-(2,6,6-trimethyl-2-cyclohexen-1-yl)- | 7997 | 48701
3-Buten-2-one, 4-(2,2-dimethyl-6-methylenecyclohexyl)- | 7971 | 48702
1,4-Benzenediol, 2,5-bis(1,1-dimethylpropyl)- | 7963 | 48703
3-Buten-2-one, 4-(2,5,6,6-tetramethyl-1-cyclohexen-1-yl)- | 7948 | 48704
3-Buten-2-one, 4-(2,2,3-trimethyl-6-methylenecyclohexyl)- | 7922 | 48705
Benzenesulfonamide, 2-amino-N,N,4-trimethyl- | 7914 | 48706
Piperidine, 1,2,2,6,6-pentamethyl- | 7898 | 48707
Propane, 2-nitro- | 7872 | 48708
Carbamic chloride, N,N-dimethyl- | 7864 | 48709
Propanoic acid, 2-mercapto- | 7849 | 48710
2-Propenoic acid, 2-methyl- | 7831 | 48711
Ethanedithioamide | 7823 | 48712
Ethene, 1-chloro-1,2,2-trifluoro- | 7807 | 48713
Ethanedioyl dichloride | 7799 | 48714
Ethane, 1,1,2,2-tetrachloro- | 7773 | 48715
Propanoic acid, 2-hydroxy-, (2S)- | 7765 | 48716
Propanoyl chloride, 2-methyl- | 7740 | 48717
Butane, 2,3-dimethyl- | 7732 | 48718
Ethene, 1,1,2,2-tetrabromo- | 7724 | 48719
Ethane, nitro- | 7708 | 48720
Carbonochloridic acid, methyl ester | 7690 | 48721
Ethaneperoxoic acid | 7682 | 48722
Acetic acid, methyl ester | 7674 | 48723
Hydrazinecarbothioamide | 7666 | 48724
Acetamide, N-methyl- | 7658 | 48725
Acetamide, N-bromo- | 7641 | 48726
Acetic acid, 2-hydroxy- | 7633 | 48727
Acetic acid, 2-chloro- | 7625 | 48728
2-Propenoic acid | 7617 | 48729
Propanoic acid | 7609 | 48730
Acetic acid, 2-bromo- | 7591 | 48731
Acetamide, 2-chloro- | 7583 | 48732
2-Propenamide | 7575 | 48733
Propanamide | 7567 | 48734
Acetyl chloride, 2-chloro- | 7559 | 48735
Propanoyl chloride | 7542 | 48736
Acetaldehyde, 2,2-dichloro- | 7534 | 48737
Ethene, 1,1,2-trichloro- | 7526 | 48738
Ethane, 1,1,2-trichloro- | 7518 | 48739
Propane, 1,1-dichloro- | 7500 | 48740
Propanal, 2-oxo- | 7492 | 48741
Propanenitrile, 2-hydroxy- | 7484 | 48742
2-Propanol, 1-amino- | 7476 | 48743
2-Propanone, 1-chloro- | 7468 | 48744
3-Buten-2-one | 7450 | 48745
2-Butanone | 7443 | 48746
2-Butanol | 7435 | 48747
1,2-Propanediamine | 7427 | 48748
1-Propene, 2,3-dichloro- | 7401 | 48749
Propane, 1,2-dichloro- | 7393 | 48750
2-Propenal, 2-methyl- | 7377 | 48751
Propanal, 2-methyl- | 7369 | 48752
1-Propanol, 2-methyl- | 7351 | 48753
1-Propanamine, 2-methyl- | 7336 | 48754
1,3-Butadiene, 2-methyl- | 7328 | 48755
Butane, 2-methyl- | 7310 | 48756
Butane, 2-bromo- | 7294 | 48757
Propane, 1,2-dibromo- | 7286 | 48758
Ethanaminium, 2-hydroxy-N,N,N-trimethyl-, carbonate (1:1) | 7260 | 48759
Oxetane, 3,3-bis(chloromethyl)- | 7252 | 48760
3-Octanol, 3,7-dimethyl- | 7237 | 48761
Propanenitrile, 2,2'-(1,2-diazenediyl)bis[2-methyl- | 7229 | 48762
Peroxide, 1,1'-(1,1,4,4-tetramethyl-1,4-butanediyl)bis[2-(1,1-dimethylethyl) | 7203 | 48763
2-Cyclohexen-1-one, 3,5,5-trimethyl- | 7187 | 48764
Phosphorothioic acid, S-[2-(diethylamino)ethyl] O,O-diethyl ester | 7179 | 48765
Phosphine oxide, trioctyl- | 7153 | 48766
Phosphorotrithioic acid, S,S,S-tributyl ester | 7146 | 48767
1-Propanol, 2,3-dichloro-, 1,1',1''-phosphate | 7120 | 48768
Phosphoric acid, triethyl ester | 7104 | 48769
Ethane, 1,1,1-triethoxy- | 7096 | 48770
2-Propenoic acid, 3-phenyl-, 1-ethenyl-1,5-dimethyl-4-hexen-1-yl ester | 7070 | 48771
Butanoic acid, 1-ethenyl-1,5-dimethyl-4-hexen-1-yl ester | 7062 | 48772
Phosphorodithioic acid, S,S'-1,4-dioxane-2,3-diyl O,O,O',O'-tetraethyl ester | 7047 | 48773
Phosphoric acid, tris(4-methylphenyl) ester | 7021 | 48774
Cyclohexanol, 1-ethynyl- | 7005 | 48775
1,3-Propanediol, 2-methyl-2-propyl- | 6999 | 48776
Octadecanoic acid, 3-hydroxy-2,2-bis(hydroxymethyl)propyl ester | 6973 | 48777
9-Octadecenoic acid, 12-hydroxy-, 3-hydroxy-2,2-bis(hydroxymethyl)propyl ester, (9Z,12R)- | 6965 | 48778
1,3,2-Oxathiastannolan-5-one, 2,2-dibutyl- | 6940 | 48779
Decanoic acid, 1,1'-[2-ethyl-2-[[(1-oxodecyl)oxy]methyl]-1,3-propanediyl] ester | 6924 | 48780
Pentanoic acid, 1,1'-[2-ethyl-2-[[(1-oxopentyl)oxy]methyl]-1,3-propanediyl] ester | 6908 | 48781
Silicic acid (H4SiO4), tetrakis(2-ethylbutyl) ester | 6890 | 48782
Silicic acid (H4SiO4), tetraethyl ester | 6874 | 48783
Silane, triethoxyethyl- | 6858 | 48784
6H-1,3,2-Oxathiastannin-6-one, 2,2-dibutyldihydro- | 6841 | 48785
Plumbane, tetraethyl- | 6825 | 48786
1,3-Propanediol, 2-ethyl-2-(hydroxymethyl)- | 6817 | 48787
1,2,3-Propanetricarboxylic acid, 2-hydroxy-, 1,2,3-tributyl ester | 6791 | 48788
1,2,3-Propanetricarboxylic acid, 2-hydroxy-, 1,2,3-triethyl ester | 6783 | 48789
1,2,3-Propanetricarboxylic acid, 2-hydroxy- | 6775 | 48790
Ethanaminium, 2-hydroxy-N,N,N-trimethyl-, 2-hydroxy-1,2,3-propanetricarboxylate (1:1) | 6767 | 48791
1,2,3-Propanetricarboxylic acid, 2-(acetyloxy)-, 1,2,3-tributyl ester | 6759 | 48792
1,2,3-Propanetricarboxylic acid, 2-(acetyloxy)-, 1,2,3-triethyl ester | 6742 | 48793
1,3-Propanediol, 2-amino-2-(hydroxymethyl)- | 6734 | 48794
1,3-Propanediol, 2-(hydroxymethyl)-2-methyl- | 6726 | 48795
2-Oxiranecarboxylic acid, 3-methyl-3-phenyl-, ethyl ester | 6718 | 48796
Phosphoramidocyanidic acid, N,N-dimethyl-, ethyl ester | 6700 | 48797
Thiophene, 2,5-dihydro-, 1,1-dioxide | 6692 | 48798
Sulfuric acid, dimethyl ester | 6684 | 48799
Propane, 2,2-dimethoxy- | 6676 | 48800
1-Pentyn-3-ol, 3-methyl- | 6668 | 48801
3-Pentanol, 3-methyl- | 6650 | 48802
4,7-Methano-1H-indene, 3a,4,7,7a-tetrahydro- | 6643 | 48803
2,4-Imidazolidinedione, 5,5-dimethyl- | 6635 | 48804
Propanoic acid, 2-methyl-, 3-hydroxy-2,2,4-trimethylpentyl ester | 6619 | 48805
Butanamide, N-[(acetylamino)carbonyl]-2-bromo-2-ethyl- | 6601 | 48806
Cyclotetrasiloxane, 2,4,6,8-tetramethyl-2,4,6,8-tetraphenyl- | 6585 | 48807
Phenol, 2,4-dimethyl-6-(1-methylcyclohexyl)- | 6569 | 48808
1H-3a,7-Methanoazulen-6-ol, octahydro-3,6,8,8-tetramethyl-, 6-acetate, (3R,3aS,6R,7R,8aS)- | 6544 | 48809
Urs-12-en-28-oic acid, 3-hydroxy-, (3.beta.)- | 6528 | 48810
2,4-Imidazolidinedione, 1,3-dibromo-5,5-dimethyl- | 6502 | 48811
1,3-Cyclopentadiene, 1,2,3,4,5,5-hexachloro- | 6494 | 48812
Propanedioic acid, 2,2-diethyl-, 1,3-diethyl ester | 6478 | 48813
1(3H)-Isobenzofuranone, 3,3-bis(4-hydroxyphenyl)- | 6452 | 48814
1,1'-Spirobi[1H-indene]-5,5',6,6'-tetrol, 2,2',3,3'-tetrahydro-3,3,3',3'-tetramethyl- | 6445 | 48815
Benzeneacetic acid, .alpha.-hydroxy-.alpha.-phenyl- | 6429 | 48816
Stannane, hydroxytriphenyl- | 6403 | 48817
Benzenemethanol, .alpha.,.alpha.-diphenyl- | 6387 | 48818
Benzene, 1,1',1''-(chloromethylidyne)tris- | 6379 | 48819
Propanedioic acid, 2-ethyl-2-phenyl-, 1,3-diethyl ester | 6353 | 48820
Phenol, 4,4'-(1,1-dioxido-3H-2,1-benzoxathiol-3-ylidene)bis[5-methyl-2-(1-methylethyl)- | 6338 | 48821
Phenol, 4,4'-(1,1-dioxido-3H-2,1-benzoxathiol-3-ylidene)bis[2-bromo-3-methyl-6-(1-methylethyl)- | 6312 | 48822
Phenazasiline, 5-ethyl-5,10-dihydro-10,10-diphenyl- | 6296 | 48823
Bicyclo[2.2.1]heptan-2-ol, 1,7,7-trimethyl-, 2-acetate, (1R,2S,4R)-rel- | 6270 | 48824
1-Propanol, 2-methyl-2-nitro- | 6254 | 48825
1-Propanol, 2,2,3,3-tetrafluoro- | 6247 | 48826
Pregna-1,4-diene-3,20-dione, 9-fluoro-11,21-dihydroxy-16,17-[(1-methylethylidene)bis(oxy)]-, (11.beta.,16.alpha.)- | 6221 | 48827
Bicyclo[2.2.1]heptan-2-one, 1,7,7-trimethyl- | 6205 | 48828
Propane, 1,2,3-trichloro-1,1,2,3,3-pentafluoro- | 6189 | 48829
Ethane, 1,1,1,2,2,2-hexafluoro- | 6171 | 48830
Ethane, 1,2-dichloro-1,1,2,2-tetrafluoro- | 6155 | 48831
Ethane, 1,1,2-trichloro-1,2,2-trifluoro- | 6148 | 48832
9H-Carbazole, 9-ethyl- | 10686 | 48833
1,1'-Biphenyl, 2-methoxy- | 10678 | 48834
2-Pyridinepropanamine, .gamma.-(4-bromophenyl)-N,N-dimethyl- | 10660 | 48835
11H-Benzo[a]carbazole-3-carboxamide, 2-hydroxy-N-(4-methoxyphenyl)- | 10645 | 48836
Morpholine, 4-(2,5-dibutoxy-4-nitrophenyl)- | 10629 | 48837
1,1'-Biphenyl, 2-nitro- | 10611 | 48838
[1,1'-Biphenyl]-2-ol, 3-chloro- | 10595 | 48839
Benzoic acid, 2-(methylamino)-, methyl ester | 10587 | 48840
2-Naphthalenol, 1-[2-(2-pyridinyl)diazenyl]- | 10561 | 48841
2-Naphthalenol, 1-[2-[2-methyl-4-[2-(2-methylphenyl)diazenyl]phenyl]diazenyl]- | 10546 | 48842
1,6-Naphthalenedisulfonic acid, 4-amino- | 10520 | 48843
1,7-Naphthalenedisulfonic acid, 4-amino- | 10512 | 48844
1,2-Benzenedicarboxylic acid, 1-(2-butoxy-2-oxoethyl) 2-butyl ester | 10496 | 48845
1,2-Benzenedicarboxylic acid, 1-butyl 2-(phenylmethyl) ester | 10470 | 48846
2-Naphthalenesulfonic acid, 8-amino-5-[2-(4-aminophenyl)diazenyl]- | 10462 | 48847
Benzoic acid, 2-(4-chlorobenzoyl)- | 10439 | 48848
Benzoic acid, 2-(4-methylbenzoyl)- | 10421 | 48849
Benzoic acid, 2-benzoyl- | 10405 | 48850
1-Naphthalenesulfonic acid | 10389 | 48851
1-Naphthalenesulfonyl chloride | 10371 | 48852
1,3-Isobenzofurandione | 10355 | 48853
1,3-Isobenzofurandione, 3a,4,7,7a-tetrahydro- | 10348 | 48854
1H-Isoindole-1,3(2H)-dione | 10322 | 48855
1H-Isoindole-1,3(2H)-dione, 3a,4,7,7a-tetrahydro- | 10314 | 48856
Benzeneacetic acid, 2,3,6-trichloro- | 10306 | 48857
Methanone, (2-chlorophenyl)(4-chlorophenyl)- | 10280 | 48858
Naphth[1,2-d]oxazole, 2-methyl- | 10264 | 48859
2-Naphthalenol, 8-amino-5-(2-phenyldiazenyl)- | 10256 | 48860
1-Naphthaleneacetic acid, 2-methyl- | 10231 | 48861
Benzo[f]quinoline, 3-methyl- | 10215 | 48862
Acetamide, N-(2-methoxy-1-naphthalenyl)- | 10207 | 48863
Dipyrido[1,2-a:2',1'-c]pyrazinediium, 6,7-dihydro-, dibromide | 10181 | 48864
1,5-Naphthalenedisulfonic acid, 3-[2-(4-amino-2-methylphenyl)diazenyl]- | 10165 | 48865
Naphth[1,2-d][1,2,3]oxadiazole-5-sulfonic acid, 7-nitro- | 10140 | 48866
5-Quinolinesulfonic acid, 8-hydroxy- | 10124 | 48867
1-Naphthalenesulfonic acid, 4-hydroxy- | 10116 | 48868
1-Naphthalenol, 4-methoxy- | 10090 | 48869
Acetaldehyde, 2-(1,3-dihydro-1,3,3-trimethyl-2H-indol-2-ylidene)- | 10082 | 48870
1,2-Benzenedicarboxylic acid, 1-butyl 2-octyl ester | 10066 | 48871
1,2-Benzenedicarboxylic acid, 1,2-dinonyl ester | 10041 | 48872
1,2-Benzenedicarboxylic acid, 1,2-dibutyl ester | 10025 | 48873
1,2-Benzenedicarboxylic acid, 1,2-bis(2-hydroxyethyl) ester | 10017 | 48874
1,2-Benzenedicarboxylic acid, 2-ethoxy-2-oxoethyl-, ethyl ester | 10009 | 48875
1,2-Benzenedicarboxylic acid, 1,2-bis(2-methylpropyl) ester | 9993 | 48876
1,2-Benzenedicarboxylic acid, 1,2-diethyl ester | 9985 | 48877
9,10-Anthracenedione | 9977 | 48878
1,2-Benzenedicarboxylic acid, 1-butyl 2-cyclohexyl ester | 9969 | 48879
1,2-Benzenedicarboxylic acid, 1,2-diphenyl ester | 9951 | 48880
1,2-Benzenedicarboxylic acid, 1,2-dicyclohexyl ester | 9944 | 48881
9,10-Anthracenedione, 2,6-dihydroxy- | 9936 | 48882
Ethane, 1,1,1,2-tetrachloro-2,2-difluoro- | 6122 | 48883
2,3-Butanediol, 2,3-dimethyl- | 6114 | 48884
Acetic acid, 2,2,2-trifluoro- | 6098 | 48885
Acetic acid, 2-chloro-2,2-difluoro- | 6080 | 48886
Acetyl chloride, 2,2,2-trichloro- | 6064 | 48887
Ethane, 1,1,1,2,2-pentachloro- | 6056 | 48888
Propanoic acid, 2,2-dimethyl- | 6031 | 48889
2-Butanone, 3,3-dimethyl- | 6023 | 48890
Acetic acid, 2,2,2-tribromo- | 6015 | 48891
Silane, trichloroethenyl- | 6007 | 48892
Hydroperoxide, 1,1-dimethylethyl | 5991 | 48893
Acetaldehyde, 2,2,2-trifluoro- | 5983 | 48894
Ethanol, 2,2,2-trifluoro- | 5975 | 48895
Ethane, 2-chloro-1,1,1-trifluoro- | 5967 | 48896
Acetaldehyde, 2,2,2-trichloro- | 5959 | 48897
Propanenitrile, 2-hydroxy-2-methyl- | 5942 | 48898
2-Butanol, 2-methyl- | 5934 | 48899
1-Propanol, 2,2-dimethyl- | 5926 | 48900
Butane, 2,2-dimethyl- | 5918 | 48901
Ethane, 1,2-dibromo-1,1-dichloro- | 5900 | 48902
Ethanol, 2,2,2-tribromo- | 5892 | 48903
Silane, trichloromethyl- | 5884 | 48904
Silane, dichlorodimethyl- | 5876 | 48905
Silane, chlorotrimethyl- | 5868 | 48906
Silane, tetramethyl- | 5850 | 48907
Methanesulfonic acid | 5843 | 48908
Plumbane, tetramethyl- | 5835 | 48909
Methane, tetrafluoro- | 5827 | 48910
Methane, chlorotrifluoro- | 5819 | 48911
Methane, dichlorodifluoro- | 5801 | 48912
Methanethiol, trichloro- | 5793 | 48913
Ethane, 1-chloro-1,1-difluoro- | 5777 | 48914
2-Propanethiol, 2-methyl- | 5769 | 48915
2-Propanamine, 2-methyl- | 5744 | 48916
Methane, bromotrifluoro- | 5736 | 48917
Methane, dibromodifluoro- | 5710 | 48918
Arsinic acid, As,As-dimethyl- | 5702 | 48919
Methanaminium, N,N,N-trimethyl-, hydroxide (1:1) | 5694 | 48920
Methanaminium, N,N,N-trimethyl-, chloride (1:1) | 5678 | 48921
Oxirane, 2-methyl- | 5660 | 48922
Silane, dichloromethyl- | 5645 | 48923
Methane, nitro- | 5637 | 48924
Methane, triiodo- | 5611 | 48925
Methane, trifluoro- | 5603 | 48926
Methane, chlorodifluoro- | 5595 | 48927
Methane, dichlorofluoro- | 5579 | 48928
Ethene, 1,1-difluoro- | 5561 | 48929
Ethane, 1,1-difluoro- | 5553 | 48930
Ethene, 1,1-dichloro- | 5538 | 48931
Ethane, 1,1-dichloro- | 5520 | 48932
2-Propanethiol | 5512 | 48933
Propane, 2-iodo- | 5496 | 48934
Propane, 2-chloro- | 5488 | 48935
Methane, bromodichloro- | 5462 | 48936
Propane, 2-bromo- | 5454 | 48937
Methane, tribromo- | 5447 | 48938
Boron, (ethanamine)trifluoro-, (T-4)- | 5421 | 48939
Hydrazine, 1,1-dimethyl- | 2469 | 48940
Urea | 2451 | 48941
Octadecanoic acid | 2436 | 48942
Hexadecanoic acid | 2428 | 48943
1-Propene, 3-isothiocyanato- | 2402 | 48944
2-Propanone, 1-hydroxy-3-(phosphonooxy)- | 2394 | 48945
Glycine, N-(aminoiminomethyl)-N-methyl- | 2378 | 48946
Benzenemethanaminium, N,N,N-trimethyl-, chloride (1:1) | 2352 | 48947
1H-Imidazole-5-ethanamine, hydrochloride (1:2) | 2345 | 48948
L-Lysine | 2329 | 48949
L-Glutamic acid | 2311 | 48950
L-Aspartic acid | 2295 | 48951
Propanal, 2,3-dihydroxy- | 2287 | 48952
1,2,3-Propanetriol | 2279 | 48953
D-Glucose, 6-(dihydrogen phosphate) | 2253 | 48954
Tryptophan, 5-hydroxy- | 2238 | 48955
Benz[a]anthracene | 2212 | 48956
Cinchonan-9-ol, 6'-methoxy-, (9S)- | 2204 | 48957
Benz[j]aceanthrylene, 1,2-dihydro-3-methyl- | 2188 | 48958
L-Serine | 2170 | 48959
Glycine | 2154 | 48960
Phosphorothioic acid, O,O-diethyl O-(4-nitrophenyl) ester | 2147 | 48961
Stannane, (acetyloxy)tributyl- | 2121 | 48962
Ethanaminium, N,N,N-triethyl-, chloride (1:1) | 2105 | 48963
Disiloxane, 1,1,3,3-tetramethyl-1,3-diphenyl- | 2097 | 48964
Methane, tetrachloro- | 2071 | 48965
1,3-Propanediamine, N1-(3-aminopropyl)- | 2063 | 48966
Ethanamine, 2,2'-dithiobis-, hydrochloride (1:2) | 2055 | 48967
Carbamimidothioic acid, 2-aminoethyl ester, hydrobromide (1:2) | 2030 | 48968
4(3H)-Pyrimidinone, 2-amino-6-hydroxy- | 2022 | 48969
4(3H)-Pyrimidinone, 2,6-diamino- | 2014 | 48970
4(1H)-Pyrimidinone, 2,3-dihydro-6-methyl-2-thioxo- | 1990 | 48971
Phosphorofluoridic acid, bis(1-methylethyl) ester | 1982 | 48972
Benzenamine, N,N-dimethyl-4-[2-(3-methylphenyl)diazenyl]- | 1966 | 48973
Mercury, (nitrato-.kappa.O)phenyl- | 1958 | 48974
1,2,3-Propanetriol, 1,2,3-trinitrate | 1941 | 48975
Imidodicarbonimidic diamide, N-phenyl-, hydrochloride (1:1) | 1933 | 48976
Phenol, 4-(methylamino)-, sulfate (2:1) | 1925 | 48977
Benzeneacetic acid, .alpha.-(hydroxymethyl)- (3-endo)-8-methyl-8-azabicyclo[3.2.1]oct-3-yl ester, sulfate (2:1) | 1917 | 48978
Phosphorothioic acid, O,O-dimethyl O-[3-methyl-4-(methylthio)phenyl] ester | 1909 | 48979
4-Pyridinecarboxylic acid | 1891 | 48980
Benzamide | 1883 | 48981
Ethanamine, N-ethyl-N-nitroso- | 1875 | 48982
Benzeneacetic acid, .alpha.,4-dihydroxy-3-methoxy- | 1867 | 48983
L-Tyrosine, O-(4-hydroxy-3,5-diiodophenyl)-3,5-diiodo-, sodium salt (1:1) | 1859 | 48984
5H-Tetrazolo[1,5-a]azepine, 6,7,8,9-tetrahydro- | 1842 | 48985
3-Pyridinecarboxylic acid, sodium salt (1:1) | 1834 | 48986
4-Pyridinecarboxylic acid, hydrazide | 1826 | 48987
2(3H)-Furanone, 3-ethyldihydro-4-[(1-methyl-1H-imidazol-5-yl)methyl]-, hydrochloride (1:1), (3S,4R)- | 1818 | 48988
Mercurate(1-), ethyl[2-(mercapto-.kappa.S)benzoato(2-)-.kappa.O]-, sodium (1:1) | 1800 | 48989
L-Glutamic acid, N-[4-[[(2,4-diamino-6-pteridinyl)methyl]amino]benzoyl]- | 1792 | 48990
4-Pyridinecarboxaldehyde, 3-hydroxy-2-methyl-5-[(phosphonooxy)methyl]- | 1784 | 48991
Uridine, 2'-deoxy-5-iodo- | 1776 | 48992
Benzoic acid, 2-hydroxy-, sodium salt (1:1) | 1743 | 48993
Benzenesulfonamide, 4-methyl- | 4671 | 48994
Lysine, hydrochloride (1:1) | 4663 | 48995
L-Asparagine | 4648 | 48996
Benzene, 1-fluoro-2,4-dinitro- | 4630 | 48997
L-Ornithine | 4614 | 48998
Guanidine, N-methyl-N'-nitro-N-nitroso- | 4606 | 48999
Propanoic acid, 3-bromo-2-oxo-, ethyl ester | 4598 | 49000
Ethanone, 2-bromo-1-phenyl- | 4572 | 49001
1H-Purine-2,6-dione, 3,9-dihydro- | 4556 | 49002
D-Glucose, 4-O-.alpha.-D-glucopyranosyl- | 4549 | 49003
Benzoic acid, 2-hydroxy- | 4523 | 49004
D-Mannitol | 4515 | 49005
6H-Purin-6-one, 1,9-dihydro- | 4499 | 49006
2,5-Cyclohexadiene-1,4-dione, 2,3,5-tris(1-aziridinyl)- | 4473 | 49007
Benzenesulfonamide, 4-amino-N-2-pyrimidinyl- | 4457 | 49008
Benzenesulfonamide, 4-methyl-N-phenyl- | 4440 | 49009
Vitamin B12 | 4424 | 49010
Formamide, N,N-dimethyl- | 4416 | 49011
Acetic acid, 2-mercapto- | 4408 | 49012
Ethanaminium, N,N,N-triethyl-, iodide (1:1) | 4390 | 49013
Benzenaminium, N,N,N-triethyl-3-hydroxy-, iodide (1:1) | 4374 | 49014
Cyclohexanol, 3-[(2E)-2-[(1R,3aS,7aR)-1-[(1R)-1,5-dimethylhexyl]octahydro-7a-methyl-4H-inden-4-ylidene]ethylidene]-4-methylene-, (1S,3Z)- | 4366 | 49015
[1,1'-Bicyclohexyl]-1-carboxylic acid, 2-(diethylamino)ethyl ester, hydrochloride (1:1) | 4358 | 49016
Ethane, 1,1,1,2,2,2-hexachloro- | 4341 | 49017
Methane, 1,1'-sulfonylbis- | 4333 | 49018
Methane, 1,1'-sulfinylbis- | 4325 | 49019
Methane, trichloro- | 4317 | 49020
2-Propanone | 4309 | 49021
2-Propanol | 4291 | 49022
Methanol | 4283 | 49023
2,4,6(1H,3H,5H)-Pyrimidinetrione | 4275 | 49024
1H-Pyrazole, 3,5-dimethyl- | 4267 | 49025
Ethanaminium, 2-hydroxy-N,N,N-trimethyl-, chloride (1:1) | 4259 | 49026
2-Furancarboxaldehyde, 5-(hydroxymethyl)- | 4242 | 49027
2-Oxazolidinone, 3-[[(5-nitro-2-furanyl)methylene]amino]- | 4234 | 49028
Glycine, N,N-bis[2-[bis(carboxymethyl)amino]ethyl]- | 4226 | 49029
6,9-Dioxa-3,12-diazatetradecanedioic acid, 3,12-bis(carboxymethyl)- | 4218 | 49030
Homocysteine, S-ethyl- | 4200 | 49031
Formamide, N,N'-[dithiobis[2-(2-hydroxyethyl)-1-methyl-2,1-ethenediyl]]bis[N-[(4-amino-2-methyl-5-pyrimidinyl)methyl]- | 4184 | 49032
Thiazolium, 3-[(4-amino-2-methyl-5-pyrimidinyl)methyl]-5-(2-hydroxyethyl)-4-methyl- chloride (1:1), hydrochloride (1:1) | 4168 | 49033
2,6-Piperidinedione, 4-[(2R)-2-[(1S,3S,5S)-3,5-dimethyl-2-oxocyclohexyl]-2-hydroxyethyl]- | 4143 | 49034
2H-1-Benzopyran-2-one, 3,3'-methylenebis[4-hydroxy- | 4127 | 49035
1,10-Phenanthroline | 4101 | 49036
Methanesulfonic acid, methyl ester | 4093 | 49037
Hexanal | 4085 | 49038
2,4(1H,3H)-Pyrimidinedione | 4069 | 49039
Benzoic acid | 4044 | 49040
L-Methionine, N-acetyl- | 4036 | 49041
3,6-Acridinediamine, N3,N3,N6,N6-tetramethyl-, hydrochloride (1:1) | 4010 | 49042
Benzoic acid, 4-amino-2-hydroxy- | 4002 | 49043
Cytidine | 3988 | 49044
Pyridine, 3-[(2S)-1-methyl-2-pyrrolidinyl]-, sulfate (2:1) | 3962 | 49045
4-Pyridinecarboxaldehyde, 3-hydroxy-5-(hydroxymethyl)-2-methyl-, hydrochloride (1:1) | 3947 | 49046
Yohimban-16-carboxylic acid, 17-hydroxy-, methyl ester, hydrochloride (1:1), (16.alpha.,17.alpha.)- | 3939 | 49047
Benzenesulfonamide, N-[(butylamino)carbonyl]-4-methyl- | 3913 | 49048
Acetic acid, 2-iodo- | 3897 | 49049
Sulfuric acid, diethyl ester | 3889 | 49050
2,6-Piperidinedione, 4-ethyl-4-methyl- | 3871 | 49051
Methanaminium, N,N,N-trimethyl-, bromide (1:1) | 3855 | 49052
Formic acid | 3830 | 49053
Ethanol | 3822 | 49054
Urea, N-phenyl- | 3814 | 49055
Benzeneethanamine | 3806 | 49056
Phenol, 3-(1-methylethyl)-, methylcarbamate | 3780 | 49057
Benzenesulfonamide, 4-amino- | 3764 | 49058
L-Methionine | 3756 | 49059
5'-Cytidylic acid | 3731 | 49060
1-Naphthalenol, 1-(N-methylcarbamate) | 3723 | 49061
Methanamine, N-methyl-N-nitroso- | 3707 | 49062
Acetic acid, 2-fluoro-, sodium salt (1:1) | 3699 | 49063
Alanine, 2-methyl- | 3673 | 49064
Ethanethioamide | 3657 | 49065
Acetic acid, calcium salt (2:1) | 3640 | 49066
Benzenamine | 3632 | 49067
Methanesulfonic acid, ethyl ester | 3616 | 49068
Ethanaminium, 2-hydroxy-N,N,N-trimethyl- | 3608 | 49069
Acetamide, N-(4-ethoxyphenyl)- | 3590 | 49070
Mercury, (acetato-.kappa.O)phenyl- | 3582 | 49071
1,2-Benzenediol, 4-(2-aminoethyl)-, hydrochloride (1:1) | 3566 | 49072
Benzoic acid, 4-nitro- | 3558 | 49073
L-Leucine | 3541 | 49074
1H-1,2,4-Triazol-5-amine | 3533 | 49075
Glycine, N-(4-aminobenzoyl)- | 3525 | 49076
Benzenemethanol, 3-hydroxy-.alpha.-[(methylamino)methyl]-, hydrochloride (1:1), (.alpha.R)- | 3517 | 49077
Phenothiazin-5-ium, 3,7-bis(dimethylamino)-, chloride (1:1) | 3509 | 49078
1-Naphthaleneacetic acid, sodium salt (1:1) | 3491 | 49079
2H-Indol-2-one, 1-ethyl-1,3-dihydro- | 3483 | 49080
Isoquinoline, 1-[(3,4-dimethoxyphenyl)methyl]-6,7-dimethoxy-, hydrochloride (1:1) | 3475 | 49081
5'-Adenylic acid | 3467 | 49082
Cinchonan-9-ol, 6'-methoxy-, hydrochloride (1:2), (8.alpha.,9R)- | 3459 | 49083
Adenosine, cyclic 3',5'-(hydrogen phosphate) | 3442 | 49084
3H-Pyrazol-3-one, 1,2-dihydro-1,5-dimethyl-2-phenyl- | 3434 | 49085
2,7:3,6-Dimethanonaphth[2,3-b]oxirene, 3,4,5,6,9,9-hexachloro-1a,2,2a,3,6,6a,7,7a-octahydro-, (1aR,2R,2aS,3S,6R,6aR,7S,7aS)-rel- | 3426 | 49086
2H-Imidazole-2-thione, 1,3-dihydro-1-methyl- | 3418 | 49087
Strychnidin-10-one, sulfate (2:1) | 3392 | 49088
Acetamide | 3384 | 49089
Hydrazine, methyl- | 3376 | 49090
Hexanoic acid, 6-amino- | 3350 | 49091
Ethanaminium, 2-(acetyloxy)-N,N,N-trimethyl-, chloride (1:1) | 3343 | 49092
Ethane, 1,1'-oxybis- | 3335 | 49093
4H-Imidazol-4-one, 2-amino-1,5-dihydro-1-methyl- | 3327 | 49094
Ethanol, 2-mercapto- | 3301 | 49095
Phenol, 4-(2-aminoethyl)-, hydrochloride (1:1) | 3293 | 49096
Benzeneethanol | 3277 | 49097
Benzenamine, N,N-dimethyl-4-(2-phenyldiazenyl)- | 3269 | 49098
Benzenamine, 4-(2-phenyldiazenyl)- | 3244 | 49099
Glycine, N,N'-1,2-ethanediylbis[N-(carboxymethyl)- | 3228 | 49100
1H-Imidazole, 4,5-dihydro-2-(phenylmethyl)-, hydrochloride (1:1) | 3210 | 49101
Morpholine, 4-nitroso- | 3194 | 49102
Hydrazine, phenyl-, hydrochloride (1:1) | 3186 | 49103
Mercurate(1-), (4-carboxylatophenyl)chloro-, hydrogen | 3160 | 49104
3-Pyridinecarboxylic acid | 3152 | 49105
.alpha.-D-Glucopyranose, 1-(dihydrogen phosphate) | 3137 | 49106
Methionine | 3111 | 49107
Phenol, 4-chloro-3-methyl- | 3103 | 49108
Thiazolium, 3-[(4-amino-2-methyl-5-pyrimidinyl)methyl]-5-(2-hydroxyethyl)-4-methyl- chloride (1:1) | 3087 | 49109
1,2-Ethanediamine, N1-[(4-methoxyphenyl)methyl]-N2,N2-dimethyl-N1-2-pyridinyl-, (2Z)-2-butenedioate (1:1) | 3061 | 49110
L-Glutamic acid, N-[4-[[(2-amino-3,4-dihydro-4-oxo-6-pteridinyl)methyl]amino]benzoyl]- | 3046 | 49111
D-Galactose | 3038 | 49112
L-Glutamic acid, N-[4-[[(2,4-diamino-6-pteridinyl)methyl]methylamino]benzoyl]- | 3012 | 49113
D-Streptamine, O-3-amino-3-deoxy-.alpha.-D-glucopyranosyl-(1.fwdarw.6)-O-[6-amino-6-deoxy-.alpha.-D-glucopyranosyl-(1.fwdarw.4)]-2-deoxy- | 2998 | 49114
Uridine | 2972 | 49115
2H-1,2,4-Benzothiadiazine-7-sulfonamide, 6-chloro-, 1,1-dioxide | 2956 | 49116
Phenol, 2,3,4,6-tetrachloro- | 2931 | 49117
Cyclohexane, 1,2,3,4,5,6-hexachloro-, (1.alpha.,2.alpha.,3.beta.,4.alpha.,5.alpha.,6.beta.)- | 2923 | 49118
1H-Thieno[3,4-d]imidazole-4-pentanoic acid, hexahydro-2-oxo-, (3aS,4S,6aR)- | 2907 | 49119
Ethanamine, 2-(diphenylmethoxy)-N,N-dimethyl- | 2899 | 49120
Benzene, 1,1',1''-(1-ethenyl-2-ylidene)tris- | 2881 | 49121
Inosine | 2857 | 49122
Adenosine | 2840 | 49123
3,4-Pyridinedimethanol, 5-hydroxy-6-methyl-, hydrochloride (1:1) | 2824 | 49124
1H-Purine-2,6-dione, 3,9-dihydro-1,3-dimethyl- | 2816 | 49125
10H-Phenothiazine-10-ethanamine, N,N,.alpha.-trimethyl-, hydrochloride (1:1) | 2790 | 49126
Androst-4-en-3-one, 17-hydroxy-, (17.beta.)- | 2774 | 49127
3H-Pyrazol-3-one, 4-(dimethylamino)-1,2-dihydro-1,5-dimethyl-2-phenyl- | 2758 | 49128
1H-Purine-2,6-dione, 3,7-dihydro-1,3,7-trimethyl- | 2741 | 49129
D-Streptamine, O-2-deoxy-2-(methylamino)-.alpha.-L-glucopyranosyl-(1.fwdarw.2)-O-5-deoxy-3-C-formyl-.alpha.-L-lyxofuranosyl-(1.fwdarw.4)-N,N'-bis(aminoiminomethyl)- | 2725 | 49130
Cholest-5-en-3-ol (3.beta.)- | 2717 | 49131
Androst-4-en-3-one, 17-(1-oxopropoxy)-, (17.beta.)- | 2709 | 49132
Pregn-4-ene-3,20-dione | 2691 | 49133
4,7-Methano-1H-indene, 1,2,4,5,6,7,8,8-octachloro-2,3,3a,4,7,7a-hexahydro- | 2683 | 49134
2,3-Butanedione, 2-oxime | 2675 | 49135
Benzenesulfonamide, 4-amino-N-(4,6-dimethyl-2-pyrimidinyl)- | 2667 | 49136
Benzenesulfonamide, 4-amino-N-(aminoiminomethyl)- | 2659 | 49137
Benzoic acid, 4-[(dipropylamino)sulfonyl]- | 2642 | 49138
Benzoic acid, 2-hydroxy-, compd. with (3aS,8aR)-1,2,3,3a,8,8a-hexahydro-1,3a,8-trimethylpyrrolo[2,3-b]indol-5-yl N-methylcarbamate (1:1) | 2634 | 49139
19-Norpregna-1,3,5(10)-trien-20-yne-3,17-diol, (17.alpha.)- | 2626 | 49140
2-Naphthacenecarboxamide, 7-chloro-4-(dimethylamino)-1,4,4a,5,5a,6,11,12a-octahydro-3,6,10,12,12a-pentahydroxy-6-methyl-1,11-dioxo-, (4S,4aS,5aS,6S,12aS)- | 2618 | 49141
2-Oxetanone | 2600 | 49142
Hydrazinecarboxamide | 2592 | 49143
1,2-Propanediol | 2584 | 49144
.alpha.-D-Glucopyranoside, .beta.-D-fructofuranosyl | 2568 | 49145
Pyrrolo[2,3-b]indol-5-ol, 1,2,3,3a,8,8a-hexahydro-1,3a,8-trimethyl-, 5-(N-methylcarbamate), (3aS,8aR)- | 2543 | 49146
2,4-Imidazolidinedione, 5,5-diphenyl- | 2535 | 49147
Aziridine, 1,1'-(phenylphosphinylidene)bis[2-methyl- | 2527 | 49148
Benzeneacetic acid, .alpha.-hydroxy-.alpha.-phenyl-, 2-(diethylamino)ethyl ester, hydrochloride (1:1) | 2501 | 49149
Strychnidin-10-one | 2485 | 49150
Tryptophan | 1735 | 49151
Acetamide, N-9H-fluoren-2-yl- | 1719 | 49152
1H-Indole-3-acetic acid, 1-(4-chlorobenzoyl)-5-methoxy-2-methyl- | 1701 | 49153
Dibenz[a,h]anthracene | 1685 | 49154
Adenosine 5'-(trihydrogen diphosphate), 2'-(dihydrogen phosphate), P'.fwdarw.5'-ester with 3-(aminocarbonyl)-1-.beta.-D-ribofuranosylpyridinium, inner salt | 1669 | 49155
Estra-1,3,5(10)-trien-17-one, 3-hydroxy- | 1644 | 49156
L-Cysteine | 1628 | 49157
8-Azoniabicyclo[3.2.1]octane, 3-(3-hydroxy-1-oxo-2-phenylpropoxy)-8,8-dimethyl-, (3-endo)-, nitrate (1:1) | 1602 | 49158
Phosphonic acid, (2,2,2-trichloro-1-hydroxyethyl)-, dimethyl ester | 1586 | 49159
Cyclopentanecarboxylic acid, 1-amino- | 1578 | 49160
Pregn-4-en-18-al, 11,21-dihydroxy-3,20-dioxo-, (11.beta.)- | 1552 | 49161
Ethanaminium, N,N,N-trimethyl-, iodide (1:1) | 1537 | 49162
Ethanaminium, 2-[(aminocarbonyl)oxy]-N,N,N-trimethyl-, chloride (1:1) | 1529 | 49163
Methanediamine, N,N,N',N'-tetramethyl- | 1503 | 49164
Carbamic acid, ethyl ester | 1495 | 49165
Phenol, 4-amino-, hydrochloride (1:1) | 1487 | 49166
Ethanamine, 2-chloro-N-(2-chloroethyl)-N-methyl- | 1461 | 49167
1H-Imidazole-4-ethanamine, phosphate (1:2) | 1453 | 49168
Acetamide, N-(4-methoxyphenyl)- | 1446 | 49169
Benzeneethanamine, .alpha.-methyl-, (.alpha.S)- | 1420 | 49170
Benzeneethanamine, N,.alpha.-dimethyl-, hydrochloride (1:1), (.alpha.S)- | 1412 | 49171
Benzeneacetic acid, .alpha.-(hydroxymethyl)- (3-endo)-8-methyl-8-azabicyclo[3.2.1]oct-3-yl ester | 1396 | 49172
L-Tyrosine, O-(4-hydroxy-3,5-diiodophenyl)-3,5-diiodo- | 1370 | 49173
1H-Imidazole-5-ethanamine | 1354 | 49174
Benzoic acid, 3,4-dichloro- | 1347 | 49175
L-Proline, 4-hydroxy-, (4R)- | 1321 | 49176
Phenol, 2,4-dinitro- | 1313 | 49177
2,4(1H,3H)-Pyrimidinedione, 5-bromo- | 1297 | 49178
1H-Benzimidazole | 1289 | 49179
1,3-Benzodioxole, 5-[[2-(2-butoxyethoxy)ethoxy]methyl]-6-propyl- | 1263 | 49180
Benzenemethanol, .alpha.-[(1S)-1-(methylamino)ethyl]-, hydrochloride (1:1), (.alpha.R)- | 1248 | 49181
Thymidine | 1230 | 49182
L-Ascorbic acid | 1214 | 49183
Benzoic acid, 2-(acetyloxy)- | 1198 | 49184
2,4,5,6(1H,3H)-Pyrimidinetetrone | 1180 | 49185
D-Ribose | 1164 | 49186
Yohimban-16-carboxylic acid, 11,17-dimethoxy-18-[(3,4,5-trimethoxybenzoyl)oxy]-, methyl ester, (3.beta.,16.beta.,17.alpha.,18.beta.,20.alpha.)- | 1156 | 49187
2-Propanaminium, N-methyl-N-(1-methylethyl)-N-[2-[(9H-xanthen-9-ylcarbonyl)oxy]ethyl]-, bromide (1:1) | 1131 | 49188
3,5-Pyrazolidinedione, 4-butyl-1,2-diphenyl- | 1123 | 49189
Benzo[a]pyrene | 1115 | 49190
Benzene, 1,1'-(2,2,2-trichloroethylidene)bis[4-chloro- | 1107 | 49191
Estra-1,3,5(10)-triene-3,17-diol (17.beta.)- | 1099 | 49192
Pregna-1,4-diene-3,20-dione, 11,17,21-trihydroxy-, (11.beta.)- | 1081 | 49193
Pregn-4-ene-3,20-dione, 11,17,21-trihydroxy-, (11.beta.)- | 1073 | 49194
Propanoic acid, 2-hydroxy- | 1065 | 49195
2H-1,3,2-Oxazaphosphorin-2-amine, N,N-bis(2-chloroethyl)tetrahydro-, 2-oxide | 1057 | 49196
Cyclohexanol, 4-methylene-3-[(2E)-2-[(1R,3aS,7aR)-octahydro-7a-methyl-1-[(1R,2E,4R)-1,4,5-trimethyl-2-hexen-1-yl]-4H-inden-4-ylidene]ethylidene]-, (1S,3Z)- | 1040 | 49197
Azirino[2',3':3,4]pyrrolo[1,2-a]indole-4,7-dione, 6-amino-8-[[(aminocarbonyl)oxy]methyl]-1,1a,2,8,8a,8b-hexahydro-8a-methoxy-5-methyl-, (1aS,8S,8aR,8bS)- | 1032 | 49198
Pregna-1,4-diene-3,20-dione, 9-fluoro-11,17,21-trihydroxy-16-methyl-, (11.beta.,16.alpha.)- | 1024 | 49199
Guanidine, hydrochloride (1:1) | 1016 | 49200
Formaldehyde | 1008 | 49201
Butanedioic acid, 2-methylene-, polymer with ethyl 2-propenoate and methyl 2-methyl-2-propenoate, ammonium salt | 364505 | 49202
2-Propenoic acid, 2-methyl-, polymer with butyl 2-propenoate, 1,1'-[2-ethyl-2-[[(1-oxo-2-propen-1-yl)oxy]methyl]-1,3-propanediyl] di-2-propenoate, ethyl 2-propenoate, methyl 2-methyl-2-propenoate and 2-propenoic acid | 364497 | 49203
2-Propenoic acid, 2-methyl-, polymer with butyl 2-propenoate, ethyl 2-propenoate, N-(hydroxymethyl)-2-propenamide and 2-propenenitrile | 364489 | 49204
Butanedioic acid, 2-methylene-, polymer with ethyl 2-propenoate, ammonium salt | 364471 | 49205
2-Propenoic acid, 2-methyl-, polymer with butyl 2-propenoate, ethyl 2-propenoate, methyl 2-propenoate and 2-propenoic acid, ammonium salt | 364463 | 49206
2-Propenoic acid, 2-methyl-, polymer with butyl 2-propenoate, ethyl 2-propenoate, methyl 2-propenoate and 2-propenoic acid | 364455 | 49207
Butanedioic acid, 2-methylene-, polymer with butyl 2-propenoate, ethyl 2-propenoate, N-(hydroxymethyl)-2-propenamide and methyl 2-methyl-2-propenoate | 364448 | 49208
Butanedioic acid, 2-methylene-, polymer with butyl 2-propenoate, ethyl 2-propenoate, N-(hydroxymethyl)-2-propenamide and 2-propenenitrile | 364430 | 49209
2-Propenoic acid, 2-methyl-, polymer with butyl 2-propenoate, ethenylbenzene, N-(hydroxymethyl)-2-propenamide and 2-propenenitrile | 364422 | 49210
2-Propenoic acid, 2-methyl-, polymer with butyl 2-propenoate, ethyl 2-propenoate and N-(hydroxymethyl)-2-propenamide, ammonium salt | 364414 | 49211
2-Propenoic acid, 2-methyl-, polymer with butyl 2-propenoate, ethyl 2-propenoate and N-(hydroxymethyl)-2-propenamide | 364406 | 49212
2-Propenoic acid, ethyl ester, polymer with ethenyl acetate, N-(hydroxymethyl)-2-propenamide, 2-propenamide and 2-propenenitrile | 364398 | 49213
2-Propenoic acid, polymer with butyl 2-propenoate, N-(hydroxymethyl)-2-propenamide and N-(1,1,3,3-tetramethylbutyl)-2-propenamide | 364380 | 49214
2-Propenoic acid, 2-methyl-, 2-sulfoethyl ester, polymer with butyl 2-propenoate, ethyl 2-propenoate, N-(hydroxymethyl)-2-propenamide and 2-propenoic acid | 364372 | 49215
2-Propenoic acid, 2-methyl-, polymer with N-(hydroxymethyl)-2-propenamide and 2-propenoic acid, sodium salt | 364364 | 49216
2-Propenoic acid, 2-methyl-, polymer with N-(hydroxymethyl)-2-propenamide and 2-propenoic acid | 364356 | 49217
2-Propenoic acid, 2-methyl-, 2-sulfoethyl ester, polymer with butyl 2-propenoate, ethyl 2-propenoate and N-(hydroxymethyl)-2-propenamide | 364349 | 49218
Butanedioic acid, 2-methylene-, polymer with ethyl 2-propenoate, methyl 2-propenoate and 2-methyl-2-propenoic acid, ammonium salt | 364331 | 49219
Butanedioic acid, 2-methylene-, polymer with ethyl 2-propenoate, methyl 2-propenoate and 2-methyl-2-propenoic acid | 364323 | 49220
Benzenediazonium, 4-[bis(phenylmethyl)amino]-2-ethoxy-, (T-4)-tetrachlorozincate(2-) (2:1) | 364315 | 49221
Hexanedioic acid, polymer with 2,2-bis(hydroxymethyl)-1,3-propanediol and 2,2'-oxybis[ethanol] | 364059 | 49222
Formaldehyde, polymer with 4,4'-(1-methylethylidene)bis[phenol] and 2-methylphenol | 363887 | 49223
2,6-Octadiene-1-sulfonic acid, 1-hydroxy-3,7-dimethyl-, sodium salt (1:1) | 363879 | 49224
FireMaster FF 1 | 363770 | 49225
Formaldehyde, polymer with 1,3-benzenediol and 4-(1,1,3,3-tetramethylbutyl)phenol | 363762 | 49226
2H-Pyran-2-one, 5-butyl-5-ethyltetrahydro- | 363754 | 49227
Nickel, (2-propanol)[[2,2'-(thio-.kappa.S)bis[4-(1,1,3,3-tetramethylbutyl)phenolato-.kappa.O]](2-)]- | 363747 | 49228
Benzenediazonium, 2-chloro-4-(diethylamino)-, (T-4)-tetrachlorozincate(2-) (2:1) | 363739 | 49229
Phenol, 4,4'-(1,1-dioxido-3H-2,1-benzoxathiol-3-ylidene)bis[2,6-dibromo-3-methyl-, sodium salt (1:1) | 363721 | 49230
Phenol, 4,4'-(1,1-dioxido-3H-2,1-benzoxathiol-3-ylidene)bis[3-methyl-5-(1-methylethyl)-, sodium salt (1:1) | 363713 | 49231
Phenol, 4,4'-(1,1-dioxido-3H-2,1-benzoxathiol-3-ylidene)bis[3-methyl-, sodium salt (1:1) | 363705 | 49232
1,3-Benzenedicarboxylic acid, polymer with decanoic acid, 1,3-dihydro-1,3-dioxo-5-isobenzofurancarboxylic acid, 2,2-dimethyl-1,3-propanediol and octanoic acid | 363697 | 49233
1,4-Butanediol, polymer with 1,3-diisocyanatomethylbenzene, .alpha.-hydro-.omega.-hydroxypoly[oxy(methyl-1,2-ethanediyl)] and .alpha.-hydro-.omega.-hydroxypoly[oxy(methyl-1,2-ethanediyl)] ether with 2-ethyl-2-(hydroxymethyl)-1,3-propanediol (3:1) | 363689 | 49234
Heptanoic acid, 1,1'-[2,2-bis(hydroxymethyl)-1,3-propanediyl] ester | 363671 | 49235
Butanedioic acid, 2-hydroxy-, 1,4-bis(16-methylheptadecyl) ester | 363663 | 49236
Butanedioic acid, 2,3-dihydroxy- (2R,3R)-, 1,4-bis(16-methylheptadecyl) ester | 363655 | 49237
2,5-Pyrrolidinedione, 3-(dodecen-1-yl)-1-[(9Z)-1-oxo-9-octadecen-1-yl]- | 363648 | 49238
Phosphoric acid, mono(2-ethylhexyl) ester, compd. with tert-dodecanamine (1:?) | 363630 | 49239
Phosphonic acid, dimethyl ester, compd. with tert-dodecanamine (1:1) | 363622 | 49240
Hydrazinecarboximidamide, N(or 2)-[(2-hydroxyphenyl)methylene]- | 363614 | 49241
Heptanoic acid, ester with 2,2-bis(hydroxymethyl)-1,3-propanediol phosphate | 363275 | 49242
9-Octadecenoic acid (9Z)-, ester with 2-ethyl-2-(hydroxymethyl)-1,3-propanediol nonanoate | 363226 | 49243
Butanoic acid, 4-(tert-dodecylamino)-2(or 3)-octadecen-1-yl-4-oxo-, compd. with tert-dodecanamine (1:1) | 363192 | 49244
Heptanoic acid, ester with 2-ethyl-2-(hydroxymethyl)-1,3-propanediol pentanoate | 363184 | 49245
Ethanethiol, 2,2'-[1,2-ethanediylbis(oxy)]bis-, polymer with 1,1'-(diisocyanatomethylene)bis[benzene], ethenyldiethoxymethylsilane, .alpha.-hydro-.omega.-hydroxypoly[oxy(methyl-1,2-ethanediyl)], .alpha.,.alpha.',.alpha.''-1,2,3-propanetriyltris[.omega.-hydroxypoly[oxy(methyl-1,2-ethanediyl)]] and 2-propen-1-ol | 356782 | 49246
Ethanethiol, 2,2'-[1,2-ethanediylbis(oxy)]bis-, polymer with 1,1'-(diisocyanatomethylene)bis[benzene], ethenylethoxydimethylsilane, .alpha.-hydro-.omega.-hydroxypoly[oxy(methyl-1,2-ethanediyl)], .alpha.,.alpha.',.alpha.''-1,2,3-propanetriyltris[.omega.-hydroxypoly[oxy(methyl-1,2-ethanediyl)]] and 2-propen-1-ol | 356774 | 49247
Ethanethiol, 2,2'-oxybis-, polymer with 1,1'-(diisocyanatomethylene)bis[benzene], ethenyldiethoxymethylsilane, .alpha.-hydro-.omega.-hydroxypoly[oxy(methyl-1,2-ethanediyl)], .alpha.,.alpha.',.alpha.''-1,2,3-propanetriyltris[.omega.-hydroxypoly[oxy(methyl-1,2-ethanediyl)]] and 2-propen-1-ol | 356766 | 49248
Ethanethiol, 2,2'-thiobis-, polymer with ethenyldiethoxymethylsilane, .alpha.-hydro-.omega.-hydroxypoly[oxy(methyl-1,2-ethanediyl)], 1,1'-methylenebis[4-isocyanatocyclohexane], .alpha.,.alpha.',.alpha.''-1,2,3-propanetriyltris[.omega.-hydroxypoly[oxy(methyl-1,2-ethanediyl)]] and 2-propen-1-ol | 356758 | 49249
Ethanethiol, 2,2'-thiobis-, polymer with ethenylethoxydimethylsilane, .alpha.-hydro-.omega.-hydroxypoly[oxy(methyl-1,2-ethanediyl)], 1,1'-methylenebis[4-isocyanatocyclohexane], .alpha.,.alpha.',.alpha.''-1,2,3-propanetriyltris[.omega.-hydroxypoly[oxy(methyl-1,2-ethanediyl)]] and 2-propen-1-ol | 356741 | 49250
Ethanethiol, 2,2'-[1,2-ethanediylbis(oxy)]bis-, polymer with ethenyldiethoxymethylsilane, .alpha.-hydro-.omega.-hydroxypoly[oxy(methyl-1,2-ethanediyl)], 1,1'-methylenebis[4-isocyanatocyclohexane], .alpha.,.alpha.',.alpha.''-1,2,3-propanetriyltris[.omega.-hydroxypoly[oxy(methyl-1,2-ethanediyl)]] and 2-propen-1-ol | 356733 | 49251
Ethanethiol, 2,2'-[1,2-ethanediylbis(oxy)]bis-, polymer with ethenylethoxydimethylsilane, .alpha.-hydro-.omega.-hydroxypoly[oxy(methyl-1,2-ethanediyl)], 1,1'-methylenebis[4-isocyanatocyclohexane], .alpha.,.alpha.',.alpha.''-1,2,3-propanetriyltris[.omega.-hydroxypoly[oxy(methyl-1,2-ethanediyl)]] and 2-propen-1-ol | 356725 | 49252
Ethanethiol, 2,2'-oxybis-, polymer with ethenyldiethoxymethylsilane, .alpha.-hydro-.omega.-hydroxypoly[oxy(methyl-1,2-ethanediyl)], 1,1'-methylenebis[4-isocyanatocyclohexane], .alpha.,.alpha.',.alpha.''-1,2,3-propanetriyltris[.omega.-hydroxypoly[oxy(methyl-1,2-ethanediyl)]] and 2-propen-1-ol | 356717 | 49253
Ethanethiol, 2,2'-oxybis-, polymer with ethenylethoxydimethylsilane, .alpha.-hydro-.omega.-hydroxypoly[oxy(methyl-1,2-ethanediyl)], 1,1'-methylenebis[4-isocyanatocyclohexane], .alpha.,.alpha.',.alpha.''-1,2,3-propanetriyltris[.omega.-hydroxypoly[oxy(methyl-1,2-ethanediyl)]] and 2-propen-1-ol | 356709 | 49254
2-Propen-1-ol, polymer with 1,1'-(diisocyanatomethylene)bis[benzene], dimethoxymethylsilane, .alpha.-hydro-.omega.-hydroxypoly[oxy(methyl-1,2-ethanediyl)] and .alpha.,.alpha.',.alpha.''-1,2,3-propanetriyltris[.omega.-hydroxypoly[oxy(methyl-1,2-ethanediyl)]] | 356691 | 49255
2-Propen-1-ol, polymer with 1,1'-(diisocyanatomethylene)bis[benzene], 2,2'-[1,2-ethanediylbis(oxy)]bis[ethanethiol], .alpha.-hydro-.omega.-hydroxypoly[oxy(methyl-1,2-ethanediyl)] and .alpha.,.alpha.',.alpha.''-1,2,3-propanetriyltris[.omega.-hydroxypoly[oxy(methyl-1,2-ethanediyl)]] | 356683 | 49256
2-Propen-1-ol, polymer with 1,1'-(diisocyanatomethylene)bis[benzene], .alpha.-hydro-.omega.-hydroxypoly[oxy(methyl-1,2-ethanediyl)], 2,2'-oxybis[ethanethiol] and .alpha.,.alpha.',.alpha.''-1,2,3-propanetriyltris[.omega.-hydroxypoly[oxy(methyl-1,2-ethanediyl)]] | 356675 | 49257
2-Propen-1-ol, polymer with 1,1'-(diisocyanatomethylene)bis[benzene], .alpha.-hydro-.omega.-hydroxypoly[oxy(methyl-1,2-ethanediyl)], .alpha.,.alpha.',.alpha.''-1,2,3-propanetriyltris[.omega.-hydroxypoly[oxy(methyl-1,2-ethanediyl)]] and 2,2'-thiobis[ethanethiol] | 356667 | 49258
Ethanethiol, 2,2'-[1,2-ethanediylbis(oxy)]bis-, polymer with ethenyldiethoxymethylsilane, .alpha.-hydro-.omega.-hydroxypoly[oxy(methyl-1,2-ethanediyl)], 5-isocyanato-1-(isocyanatomethyl)-1,3,3-trimethylcyclohexane, .alpha.,.alpha.',.alpha.''-1,2,3-propanetriyltris[.omega.-hydroxypoly[oxy(methyl-1,2-ethanediyl)]] and 2-propen-1-ol | 356659 | 49259
Ethanethiol, 2,2'-oxybis-, polymer with ethenyldiethoxymethylsilane, .alpha.-hydro-.omega.-hydroxypoly[oxy(methyl-1,2-ethanediyl)], 5-isocyanato-1-(isocyanatomethyl)-1,3,3-trimethylcyclohexane, .alpha.,.alpha.',.alpha.''-1,2,3-propanetriyltris[.omega.-hydroxypoly[oxy(methyl-1,2-ethanediyl)]] and 2-propen-1-ol | 356642 | 49260
Ethanethiol, 2,2'-thiobis-, polymer with 1,1'-(diisocyanatomethylene)bis[benzene], ethenylethoxydimethylsilane, .alpha.-hydro-.omega.-hydroxypoly[oxy(methyl-1,2-ethanediyl)], .alpha.,.alpha.',.alpha.''-1,2,3-propanetriyltris[.omega.-hydroxypoly[oxy(methyl-1,2-ethanediyl)]] and 2-propen-1-ol | 356634 | 49261
Ethanethiol, 2,2'-oxybis-, polymer with 1,1'-(diisocyanatomethylene)bis[benzene], ethenylethoxydimethylsilane, .alpha.-hydro-.omega.-hydroxypoly[oxy(methyl-1,2-ethanediyl)], .alpha.,.alpha.',.alpha.''-1,2,3-propanetriyltris[.omega.-hydroxypoly[oxy(methyl-1,2-ethanediyl)]] and 2-propen-1-ol | 356626 | 49262
Ethanethiol, 2,2'-thiobis-, polymer with ethenyldiethoxymethylsilane, .alpha.-hydro-.omega.-hydroxypoly[oxy(methyl-1,2-ethanediyl)], 5-isocyanato-1-(isocyanatomethyl)-1,3,3-trimethylcyclohexane, .alpha.,.alpha.',.alpha.''-1,2,3-propanetriyltris[.omega.-hydroxypoly[oxy(methyl-1,2-ethanediyl)]] and 2-propen-1-ol | 356618 | 49263
2-Propen-1-ol, polymer with 1,1'-(diisocyanatomethylene)bis[benzene], ethoxydimethylsilane, .alpha.-hydro-.omega.-hydroxypoly[oxy(methyl-1,2-ethanediyl)] and .alpha.,.alpha.',.alpha.''-1,2,3-propanetriyltris[.omega.-hydroxypoly[oxy(methyl-1,2-ethanediyl)]] | 356600 | 49264
2-Propen-1-ol, polymer with dimethoxymethylsilane, .alpha.-hydro-.omega.-hydroxypoly[oxy(methyl-1,2-ethanediyl)], 5-isocyanato-1-(isocyanatomethyl)-1,3,3-trimethylcyclohexane and .alpha.,.alpha.',.alpha.''-1,2,3-propanetriyltris[.omega.-hydroxypoly[oxy(methyl-1,2-ethanediyl)]] | 356592 | 49265
2-Propen-1-ol, polymer with ethoxydimethylsilane, .alpha.-hydro-.omega.-hydroxypoly[oxy(methyl-1,2-ethanediyl)], 5-isocyanato-1-(isocyanatomethyl)-1,3,3-trimethylcyclohexane and .alpha.,.alpha.',.alpha.''-1,2,3-propanetriyltris[.omega.-hydroxypoly[oxy(methyl-1,2-ethanediyl)]] | 356584 | 49266
2-Propen-1-ol, polymer with 2,2'-[1,2-ethanediylbis(oxy)]bis[ethanethiol], .alpha.-hydro-.omega.-hydroxypoly[oxy(methyl-1,2-ethanediyl)], 5-isocyanato-1-(isocyanatomethyl)-1,3,3-trimethylcyclohexane and .alpha.,.alpha.',.alpha.''-1,2,3-propanetriyltris[.omega.-hydroxypoly[oxy(methyl-1,2-ethanediyl)]] | 356576 | 49267
2-Propen-1-ol, polymer with .alpha.-hydro-.omega.-hydroxypoly[oxy(methyl-1,2-ethanediyl)], 5-isocyanato-1-(isocyanatomethyl)-1,3,3-trimethylcyclohexane, 2,2'-oxybis[ethanethiol] and .alpha.,.alpha.',.alpha.''-1,2,3-propanetriyltris[.omega.-hydroxypoly[oxy(methyl-1,2-ethanediyl)]] | 356568 | 49268
2-Propen-1-ol, polymer with .alpha.-hydro-.omega.-hydroxypoly[oxy(methyl-1,2-ethanediyl)], 5-isocyanato-1-(isocyanatomethyl)-1,3,3-trimethylcyclohexane, .alpha.,.alpha.',.alpha.''-1,2,3-propanetriyltris[.omega.-hydroxypoly[oxy(methyl-1,2-ethanediyl)]] and 2,2'-thiobis[ethanethiol] | 356550 | 49269
Ethanethiol, 2,2'-oxybis-, polymer with ethenylethoxydimethylsilane, .alpha.-hydro-.omega.-hydroxypoly[oxy(methyl-1,2-ethanediyl)], 5-isocyanato-1-(isocyanatomethyl)-1,3,3-trimethylcyclohexane, .alpha.,.alpha.',.alpha.''-1,2,3-propanetriyltris[.omega.-hydroxypoly[oxy(methyl-1,2-ethanediyl)]] and 2-propen-1-ol | 356543 | 49270
Ethanethiol, 2,2'-thiobis-, polymer with ethenylethoxydimethylsilane, .alpha.-hydro-.omega.-hydroxypoly[oxy(methyl-1,2-ethanediyl)], 5-isocyanato-1-(isocyanatomethyl)-1,3,3-trimethylcyclohexane, .alpha.,.alpha.',.alpha.''-1,2,3-propanetriyltris[.omega.-hydroxypoly[oxy(methyl-1,2-ethanediyl)]] and 2-propen-1-ol | 356535 | 49271
2-Propen-1-ol, polymer with dimethoxymethylsilane, .alpha.-hydro-.omega.-hydroxypoly(oxy-1,4-butanediyl) and 1,1'-methylenebis[4-isocyanatocyclohexane] | 356527 | 49272
2-Propen-1-ol, polymer with ethoxydimethylsilane, .alpha.-hydro-.omega.-hydroxypoly(oxy-1,4-butanediyl) and 1,1'-methylenebis[4-isocyanatocyclohexane] | 356519 | 49273
2-Propen-1-ol, polymer with .alpha.-hydro-.omega.-hydroxypoly(oxy-1,4-butanediyl), 1,1'-methylenebis[4-isocyanatocyclohexane] and 2,2'-thiobis[ethanethiol] | 356501 | 49274
2-Propen-1-ol, polymer with 2,2'-[1,2-ethanediylbis(oxy)]bis[ethanethiol], .alpha.-hydro-.omega.-hydroxypoly(oxy-1,4-butanediyl) and 1,1'-methylenebis[4-isocyanatocyclohexane] | 356493 | 49275
2-Propen-1-ol, polymer with .alpha.-hydro-.omega.-hydroxypoly(oxy-1,4-butanediyl), 1,1'-methylenebis[4-isocyanatocyclohexane] and 2,2'-oxybis[ethanethiol] | 356485 | 49276
2-Propen-1-ol, polymer with 1,1'-(diisocyanatomethylene)bis[benzene], ethenyldiethoxymethylsilane, .alpha.-hydro-.omega.-hydroxypoly(oxy-1,4-butanediyl) and 2,2'-thiobis[ethanethiol] | 356477 | 49277
2-Propen-1-ol, polymer with 1,1'-(diisocyanatomethylene)bis[benzene], 2,2'-[1,2-ethanediylbis(oxy)]bis[ethanethiol], ethenyldiethoxymethylsilane and .alpha.-hydro-.omega.-hydroxypoly(oxy-1,4-butanediyl) | 356469 | 49278
2-Propen-1-ol, polymer with 1,1'-(diisocyanatomethylene)bis[benzene], 2,2'-[1,2-ethanediylbis(oxy)]bis[ethanethiol], ethenylethoxydimethylsilane and .alpha.-hydro-.omega.-hydroxypoly(oxy-1,4-butanediyl) | 356451 | 49279
2-Propen-1-ol, polymer with 1,1'-(diisocyanatomethylene)bis[benzene], ethenyldiethoxymethylsilane, .alpha.-hydro-.omega.-hydroxypoly(oxy-1,4-butanediyl) and 2,2'-oxybis[ethanethiol] | 356444 | 49280
2-Propen-1-ol, polymer with ethenyldiethoxymethylsilane, .alpha.-hydro-.omega.-hydroxypoly(oxy-1,4-butanediyl), 1,1'-methylenebis[4-isocyanatocyclohexane] and 2,2'-thiobis[ethanethiol] | 356436 | 49281
2-Propen-1-ol, polymer with ethenylethoxydimethylsilane, .alpha.-hydro-.omega.-hydroxypoly(oxy-1,4-butanediyl), 1,1'-methylenebis[4-isocyanatocyclohexane] and 2,2'-thiobis[ethanethiol] | 356428 | 49282
2-Propen-1-ol, polymer with 2,2'-[1,2-ethanediylbis(oxy)]bis[ethanethiol], ethenyldiethoxymethylsilane, .alpha.-hydro-.omega.-hydroxypoly(oxy-1,4-butanediyl) and 1,1'-methylenebis[4-isocyanatocyclohexane] | 356410 | 49283
2-Propen-1-ol, polymer with 2,2'-[1,2-ethanediylbis(oxy)]bis[ethanethiol], ethenylethoxydimethylsilane, .alpha.-hydro-.omega.-hydroxypoly(oxy-1,4-butanediyl) and 1,1'-methylenebis[4-isocyanatocyclohexane] | 356402 | 49284
2-Propen-1-ol, polymer with ethenyldiethoxymethylsilane, .alpha.-hydro-.omega.-hydroxypoly(oxy-1,4-butanediyl), 1,1'-methylenebis[4-isocyanatocyclohexane] and 2,2'-oxybis[ethanethiol] | 356394 | 49285
2-Propen-1-ol, polymer with ethenylethoxydimethylsilane, .alpha.-hydro-.omega.-hydroxypoly(oxy-1,4-butanediyl), 1,1'-methylenebis[4-isocyanatocyclohexane] and 2,2'-oxybis[ethanethiol] | 356386 | 49286
2-Propen-1-ol, polymer with 1,1'-(diisocyanatomethylene)bis[benzene], dimethoxymethylsilane and .alpha.-hydro-.omega.-hydroxypoly(oxy-1,4-butanediyl) | 356378 | 49287
2-Propen-1-ol, polymer with dimethoxymethylsilane, .alpha.-hydro-.omega.-hydroxypoly(oxy-1,4-butanediyl) and 5-isocyanato-1-(isocyanatomethyl)-1,3,3-trimethylcyclohexane | 356360 | 49288
2-Propen-1-ol, polymer with ethoxydimethylsilane, .alpha.-hydro-.omega.-hydroxypoly(oxy-1,4-butanediyl) and 5-isocyanato-1-(isocyanatomethyl)-1,3,3-trimethylcyclohexane | 356352 | 49289
1,4-Cyclohexanedicarboxylic acid, 1,4-dimethyl ester, polymer with 1,4-cyclohexanedimethanol, 1,2-ethanediol and .alpha.-hydro-.omega.-hydroxypoly[oxy(methyl-1,2-ethanediyl)] | 350835 | 49290
1-Naphthalenol, 5-amino-, sulfate (2:1) | 350827 | 49291
Acetamide, N-[2-[2-(2-bromo-4,6-dinitrophenyl)diazenyl]-4-methoxy-5-[(1-methylpentyl)amino]phenyl]- | 350801 | 49292
Acetamide, N-[2-[2-(2,6-dicyano-4-nitrophenyl)diazenyl]-5-[[2-(2-ethoxyethoxy)ethyl]ethylamino]phenyl]- | 350793 | 49293
2-Naphthalenecarboxamide, 4-[2-(4-chloro-2-methylphenyl)diazenyl]-N-(2-ethoxyphenyl)-3-hydroxy- | 350785 | 49294
Hexanedioic acid, polymer with 1,4-butanediol, 1,6-hexanediol and 1,1'-methylenebis[isocyanatobenzene] | 350777 | 49295
Benzenemethanaminium, ar-ethenyl-N,N,N-trimethyl-, chloride (1:1), polymer with diethenylbenzene and 2-propenenitrile | 350769 | 49296
2-Propenoic acid, methyl ester, polymer with (chloromethyl)ethenylbenzene, diethenylbenzene and 1,1'-[oxybis(2,1-ethanediyloxy)]bis[ethene] | 350751 | 49297
2-Propenoic acid, polymer with diethenylbenzene, ar-ethenyl-N,N-dimethylbenzenemethanamine hydrochloride (1:1), 1,1'-[oxybis(2,1-ethanediyloxy)]bis[ethene] and sodium 2-propenoate (1:1) | 350744 | 49298
1,2-Benzenedicarboxylic acid, 3(or 4)-sulfo-, 1-[1-methyl-2-[(2-methyl-1-oxo-2-propen-1-yl)oxy]ethyl] ester, polymer with butyl 2-methyl-2-propenoate, butyl 2-propenoate, methyl 2-methyl-2-propenoate and 2-methyl-2-propenoic acid | 350736 | 49299
Benzenemethanamine, ar-ethenyl-N,N-dimethyl-, polymer with diethenylbenzene and ar-ethenyl-N,N-dimethylbenzenemethanamine N-oxide | 350728 | 49300
2-Propenoic acid, 2-methyl-, 1,1'-[2-ethyl-2-[[(2-methyl-1-oxo-2-propen-1-yl)oxy]methyl]-1,3-propanediyl] ester, polymer with diethenylbenzene and ar-ethenyl-N,N-dimethylbenzenemethanamine | 350710 | 49301
2-Propenoic acid, 2-methyl-, 1,1'-[2-ethyl-2-[[(2-methyl-1-oxo-2-propen-1-yl)oxy]methyl]-1,3-propanediyl] ester, polymer with diethenylbenzene and ar-ethenyl-N,N-dimethylbenzenemethanamine N-oxide | 350702 | 49302
2-Propenamide, N-[3-(dimethylamino)propyl]-, polymer with diethenylbenzene and 1,1'-[oxybis(2,1-ethanediyloxy)]bis[ethene] | 350694 | 49303
2-Propenoic acid, 2-methyl-, polymer with butyl 2-propenoate, 2-(dimethylamino)ethyl 2-methyl-2-propenoate and methyl 2-methyl-2-propenoate | 350686 | 49304
Butanedioic acid, 2-methylene-, polymer with butyl 2-propenoate, ethenyl acetate and 2-propenoic acid | 350678 | 49305
Butanedioic acid, 2-methylene-, polymer with ethyl 2-propenoate, N-(hydroxymethyl)-2-propenamide, methyl 2-methyl-2-propenoate and 2-propenamide | 350660 | 49306
Butanedioic acid, 2-methylene-, polymer with butyl 2-propenoate, ethenylbenzene and 2-methyl-2-propenoic acid | 350652 | 49307
2-Oxiranemethanaminium, N,N-dimethyl-N-[2-[(2-methyl-1-oxo-2-propen-1-yl)oxy]ethyl]-, chloride (1:1), polymer with ethyl 2-propenoate and 2-propenenitrile | 350645 | 49308
Butanedioic acid, 2-methylene-, polymer with butyl 2-propenoate, ethyl 2-propenoate and 6-(4-penten-1-yl)-1,3,5-triazine-2,4-diamine | 350637 | 49309
1,3-Benzenedicarboxylic acid, 1,3-dimethyl ester, polymer with 1,4-butanediol, 1,4-dimethyl 1,4-benzenedicarboxylate and 1,6-hexanediol | 350629 | 49310
2H-Azepin-2-one, hexahydro-, polymer with 1,2-ethanediol and 5-isocyanato-1-(isocyanatomethyl)-1,3,3-trimethylcyclohexane | 350611 | 49311
1,3-Benzenedicarboxylic acid, polymer with 2-(chloromethyl)oxirane, 2-ethyl-2-(hydroxymethyl)-1,3-propanediol, hexanedioic acid, 4,4'-(1-methylethylidene)bis[phenol] and 1,2-propanediol | 350603 | 49312
Thiazole, 2,5-dihydro-4,5-dimethyl-2-(2-methylpropyl)- | 350595 | 49313
1,2-Propanedione, 1-phenyl-, 2-[O-(ethoxycarbonyl)oxime] | 350587 | 49314
1H-Isoindol-1-one, 3,3'-[(2-chloro-1,4-phenylene)dinitrilo]bis[4,5,6,7-tetrachloro-2,3-dihydro- | 350579 | 49315
Phenol, 2,4-diamino-6-methyl-, hydrochloride (1:?) | 350561 | 49316
Benzene, 1-chloro-2,5-bis(1-methylethoxy)-4-nitro- | 350553 | 49317
Formaldehyde, polymer with 1,3-benzenediol, [1,1'-biphenyl]-ar,ar'-diol and [1,1'-biphenyl]triol | 350546 | 49318
Acetylglucosaminidase, endo- | 350538 | 49319
[1,1'-Biphenyl]-4-carbonitrile, 4'-undecyl- | 350520 | 49320
Butanedioic acid, 2-methylene-, polymer with butyl 2-propenoate, 2-methyl-2-propenoic acid and 2-propenenitrile | 350512 | 49321
2-Oxiranemethanaminium, N,N-dimethyl-N-[2-[(2-methyl-1-oxo-2-propen-1-yl)oxy]ethyl]-, chloride (1:1), polymer with butyl 2-propenoate, ethenylbenzene and 2-propenenitrile | 350504 | 49322
Dodecanoic acid, 2-(2-hydroxyethoxy)ethyl ester, potassium salt (1:1) | 350496 | 49323
1,2-Benzenedicarboxylic acid, 1-[1-methyl-2-[(2-methyl-1-oxo-2-propen-1-yl)oxy]ethyl] ester | 350488 | 49324
Carbamodithioic acid, N,N-dimethyl-, compd. with N,N-diethylethanamine (1:1) | 350470 | 49325
Phosphoric acid, monomethyl ester, compd. with 4-tert-dodecylbenzenamine (1:2) | 350462 | 49326
2-Propenoic acid, polymer with ethenyl acetate, ethyl 2-propenoate and 2,5-furandione | 350454 | 49327
Pyridine, 2-ethenyl-, polymer with ethene, 1,4-hexadiene and 1-propene | 350447 | 49328
2-Propenoic acid, polymer with ethyl 2-propenoate and 6-(4-penten-1-yl)-1,3,5-triazine-2,4-diamine | 350439 | 49329
2-Propenoic acid, polymer with ethyl 2-propenoate, N-(hydroxymethyl)-2-propenamide, 2-propenamide and 2-propenenitrile | 350421 | 49330
2-Propenoic acid, 2-methyl-, ethyl ester, polymer with 1-ethenyl-2-methylbenzene, ethyl 2-propenoate and methyl 2-methyl-2-propenoate | 350413 | 49331
2-Oxiranemethanaminium, N,N-dimethyl-N-[2-[(2-methyl-1-oxo-2-propen-1-yl)oxy]ethyl]-, chloride (1:1), polymer with ethyl 2-propenoate and methyl 2-methyl-2-propenoate | 350405 | 49332
2-Oxiranemethanaminium, N,N-dimethyl-N-[2-[(2-methyl-1-oxo-2-propen-1-yl)oxy]ethyl]-, chloride (1:1), polymer with methyl 2-propenoate | 350397 | 49333
2-Propenoic acid, 2-methyl-, polymer with ethyl 2-propenoate and 6-(4-penten-1-yl)-1,3,5-triazine-2,4-diamine | 350389 | 49334
Butanedioic acid, 2-methylene-, polymer with ethenylbenzene, ethyl 2-propenoate and 2-propenoic acid | 350371 | 49335
2-Propenoic acid, 2-methyl-, polymer with dodecyl 2-methyl-2-propenoate, ethenylbenzene, pentadecyl 2-methyl-2-propenoate, tetradecyl 2-methyl-2-propenoate and tridecyl 2-methyl-2-propenoate | 350363 | 49336
2-Propenoic acid, 2-methyl-, polymer with 2-[(1,1-dimethylethyl)amino]ethyl 2-methyl-2-propenoate, 2-methylpropyl 2-methyl-2-propenoate and rel-(1R,2R,4R)-1,7,7-trimethylbicyclo[2.2.1]hept-2-yl 2-methyl-2-propenoate | 350355 | 49337
2-Propenoic acid, 2-methyl-, methyl ester, polymer with 1-ethenyl-2-pyrrolidinone and 2-propenamide | 350348 | 49338
2-Propenoic acid, 2-methyl-, 2-propen-1-yl ester, polymer with 1,3-butadiene, butyl 2-propenoate, ethenylbenzene, ethyl 2-propenoate and 2-propenenitrile | 350330 | 49339
2-Propenoic acid, polymer with butyl 2-propenoate and 6-(4-penten-1-yl)-1,3,5-triazine-2,4-diamine | 350322 | 49340
2-Propenoic acid, 2-methyl-, polymer with ethyl 2-methyl-2-propenoate and methyl 2-propenoate | 350314 | 49341
Benzoxazole, 2-[4-[2-[4-(3-methyl-1,2,4-oxadiazol-5-yl)phenyl]ethenyl]phenyl]- | 342873 | 49342
2-Propenoic acid, 2-ethylhexyl ester, polymer with (1,1-dimethylethyl)ethenylbenzene and ethenylbenzene | 342865 | 49343
Phosphoric acid, monomethyl ester, compd. with 2-aminoethanol (1:2) | 342857 | 49344
2-Anthracenecarboxylic acid, 1-amino-9,10-dihydro-4-[(4-methylphenyl)amino]-9,10-dioxo-, methyl ester | 342840 | 49345
Poly[oxy(methyl-1,2-ethanediyl)], .alpha.,.alpha.',.alpha.''-1,2,3-propanetriyltris[.omega.-(2-aminomethylethoxy)- | 342832 | 49346
1,1'-Biphenyl, 4-methyl-4'-pentyl- | 342824 | 49347
Benzoic acid, 4-butyl-, 1,1'-(2-methyl-1,4-phenylene) ester | 342816 | 49348
Decanal, 2-ethylidene- | 342808 | 49349
2-Hexanol, 2-[2-(1,1-dimethylethyl)diazenyl]-5-methyl- | 342790 | 49350
Hexanedioic acid, polymer with 1,2-ethanediol, ethenylbenzene, 2,5-furandione, 1,3-isobenzofurandione and 2,2'-oxybis[ethanol] | 342782 | 49351
2-Propenoic acid, 2-methyl-, polymer with ethenylbenzene, ethyl 2-propenoate, methyl 2-methyl-2-propenoate and N-[(2-methylpropoxy)methyl]-2-propenamide | 342774 | 49352
Poly[oxy(methyl-1,2-ethanediyl)], .alpha.-hydro-.omega.-hydroxy-, polymer with 1,3-diisocyanato-2-methylbenzene and 2,4-diisocyanato-1-methylbenzene | 342766 | 49353
1,3-Benzenedicarboxylic acid, 1,3-dimethyl ester, polymer with 1,4-butanediol, 1,4-dimethyl 1,4-benzenedicarboxylate, 2-methyloxirane and oxirane | 342758 | 49354
1,4-Benzenedicarboxylic acid, 1,4-dimethyl ester, polymer with 1,4-butanediol, 2-methyloxirane and oxirane | 342741 | 49355
Hexacosene | 342733 | 49356
Ethanethioic acid, S-(3-chloro-2-methyl-3-oxopropyl) ester | 342725 | 49357
Benzene, ethyl(phenylethyl)- | 342717 | 49358
Benzoic acid, 5-[2-[4-[6-[2-(7-amino-1-hydroxy-3-sulfo-2-naphthalenyl)diazenyl]-1H-benzimidazol-2-yl]phenyl]diazenyl]-2-hydroxy-, sodium salt (1:2) | 342709 | 49359
Sulfurous acid, sodium salt (1:1), polymer with formaldehyde and 1,3,5-triazine-2,4,6-triamine | 342691 | 49360
Poly(oxy-1,4-butanediyl), .alpha.-hydro-.omega.-hydroxy-, polymer with .alpha.-hydro-.omega.-hydroxypoly[oxy(methyl-1,2-ethanediyl)] and 1,1'-methylenebis[4-isocyanatobenzene] | 342683 | 49361
Poly(oxy-1,4-butanediyl), .alpha.-hydro-.omega.-hydroxy-, polymer with 1,3-diisocyanato-2-methylbenzene, 2,4-diisocyanato-1-methylbenzene and .alpha.-hydro-.omega.-hydroxypoly[oxy(methyl-1,2-ethanediyl)] | 342675 | 49362
Octanoyl chloride, 2-chloro- | 342667 | 49363
Peroxide, acetyl (octadecyloxy)carbonyl | 342659 | 49364
1,4-Butanediol, polymer with .alpha.-hydro-.omega.-hydroxypoly(oxy-1,2-ethanediyl), 1,1'-methylenebis[4-isocyanatobenzene], 2-methyloxirane and oxirane | 342642 | 49365
1,3-Propanediol, 2,2-bis(bromomethyl)-, polymer with .alpha.-hydro-.omega.-hydroxypoly[oxy(methyl-1,2-ethanediyl)] and 1,1'-methylenebis[4-isocyanatobenzene] | 342634 | 49366
2-Propenoic acid, 2-methyl-, polymer with butyl 2-methyl-2-propenoate, 2-ethylhexyl 2-propenoate, 2-hydroxyethyl 2-methyl-2-propenoate and methyl 2-methyl-2-propenoate | 342626 | 49367
Poly(oxy-1,2-ethanediyl), .alpha.-(2-chloroethyl)-.omega.-(octylphenoxy)- | 342618 | 49368
Poly(oxy-1,4-butanediyl), .alpha.-hydro-.omega.-hydroxy-, polymer with 1,3-diisocyanato-2-methylbenzene and 2,4-diisocyanato-1-methylbenzene | 342600 | 49369
Butanedioic acid, 2-methylene-, polymer with 1,3-butadiene, diethenylbenzene and ethenylbenzene | 342592 | 49370
Ethanol, 2,2'-[1,2-phenylenebis(oxy)]bis-, polymer with .alpha.-hydro-.omega.-hydroxypoly(oxy-1,4-butanediyl) and 1,1'-methylenebis[4-isocyanatobenzene] | 342584 | 49371
Poly(oxy-1,2-ethanediyl), .alpha.-(dinonylphenyl)-.omega.-hydroxy-, phosphate, barium salt | 342576 | 49372
1H-Imidazolium, 1-ethyl-2-heptadecyl-4,5-dihydro-1-[2-[(1-oxooctadecyl)amino]ethyl]-, ethyl sulfate (1:1) | 342543 | 49373
Poly(oxy-1,2-ethanediyl), .omega.-hydroxy-.omega.'-(sulfooxy)-.alpha.,.alpha.'-[(dodecylethyliminio)di-2,1-ethanediyl]bis-, ethyl sulfate, sodium salt (1:1:1) | 342535 | 49374
2-Propenoic acid, 2-carboxyethyl ester, polymer with 1,3-butadiene, ethenylbenzene and 2-hydroxyethyl 2-propenoate | 342527 | 49375
Ethanol, 2-[(1-methylethyl)amino]-, compd. with .alpha.-dodecyl-.omega.-hydroxypoly(oxy-1,2-ethanediyl) phosphate | 342519 | 49376
3a,7-Methano-3aH-cyclopentacycloocten-3-ol, decahydro-1,1,7-trimethyl- | 342378 | 49377
1(3H)-Isobenzofuranone, 3-(2-methylpropylidene)-, (3E)- | 305920 | 49378
Benzene, [2-(3-methylbutoxy)ethyl]- | 305912 | 49379
Poly(oxy-1,2-ethanediyl), .alpha.-(1-oxoisooctadecyl)-.omega.-hydroxy- | 305896 | 49380
1,6,10-Dodecatrien-3-ol, 3,7,11-trimethyl-, 3-acetate, (3S,6Z)- | 305888 | 49381
Benzoic acid, 2-[2-[4-amino-2-(cyanoamino)-1,6-dihydro-6-oxo-5-pyrimidinyl]diazenyl]-, methyl ester | 305862 | 49382
Benzenesulfonic acid, 3-[2-(4-amino-3-methylphenyl)diazenyl]- | 305854 | 49383
2-Propenoic acid, 2-methyl-, 2-hydroxyethyl ester, polymer with butyl 2-propenoate, ethenylbenzene, methyl 2-methyl-2-propenoate and 2-propenoic acid | 305847 | 49384
Disulfide, bis(2,3-dimethylphenyl) | 305821 | 49385
2-Propenoic acid, 2-methyl-, polymer with ethyl 2-propenoate and methyl 2-methyl-2-propenoate, ammonium salt | 305805 | 49386
Ethanone, 1-(6,6,9-trimethyl-2-methylene-4,8-cycloundecadien-1-yl)- | 305797 | 49387
1,3-Benzenedicarboxylic acid, 5-sulfo-, 1,3-dimethyl ester, sodium salt (1:1), polymer with 1,3-dimethyl 1,3-benzenedicarboxylate, hexahydro-2H-azepin-2-one, 1,6-hexanediamine and 1,6-hexanediamine hexanedioate (1:1) | 305789 | 49388
Hexanedioic acid, compd. with .alpha.-(1-amino-1-methylethyl)-.omega.-(1-amino-1-methylethoxy)poly(oxy-1,2-ethanediyl) (1:1), polymer with 1,3-benzenedimethanamine hexanedioate (1:1) | 305771 | 49389
Poly[oxy(methyl-1,2-ethanediyl)], .alpha.-[[[4-[(4-isocyanatophenyl)methyl]phenyl]amino]carbonyl]-.omega.-[[[[4-[(4-isocyanatophenyl)methyl]phenyl]amino]carbonyl]oxy]- | 305763 | 49390
Isocyanic acid, polymethylenepolyphenylene ester, polymer with .alpha.-hydro-.omega.-hydroxypoly[oxy(methyl-1,2-ethanediyl)] ether with D-glucitol (6:1) | 305755 | 49391
2-Propenoic acid, 2-methyl-, 2-(dimethylamino)ethyl ester, polymer with methyl 2-methyl-2-propenoate, acetate | 305748 | 49392
2-Oxepanone, polymer with 1,4-butanediol, 2-ethyl-2-(hydroxymethyl)-1,3-propanediol and 1,1'-methylenebis[4-isocyanatobenzene] | 305730 | 49393
Starch, hydrogen phosphate | 305722 | 49394
Benzenemethanaminium, N-dodecyl-ar-ethyl-N,N-dimethyl-, chloride, mixt. with N,N-dimethyl-N-tetradecylbenzenemethanaminium chloride | 305714 | 49395
Quinolinium, 1-ethyl-4-methyl-, 4-methylbenzenesulfonate (1:1) | 305698 | 49396
Poly(oxy-1,2-ethanediyl), .alpha.-[2-(methylamino)ethyl]-.omega.-[2-(methylamino)ethoxy]- | 305680 | 49397
2-Propyne-1-sulfonic acid, sodium salt (1:1) | 305664 | 49398
2H-Pyran, 2-[(7-chloroheptyl)oxy]tetrahydro- | 305656 | 49399
1-Heptanol, 7-chloro- | 305649 | 49400
Propanol, [2-(2-butoxymethylethoxy)methylethoxy]- | 305623 | 49401
Ethanone, 1-(2,4-dimethyl-5-pyrimidinyl)- | 305615 | 49402
Ethanethiol, 2-(dimethylamino)-, sodium salt (1:1) | 305607 | 49403
1,4-Benzenedicarboxylic acid, 1,4-dimethyl ester, polymer with 1,2-ethanediol and 2-methyl-1,2-oxaphospholan-5-one 2-oxide | 305599 | 49404
Chromium, tris[2-(hydroxy-.kappa.O)benzoato-.kappa.O]- | 305581 | 49405
4H-1,2,4-Triazolium, 1,4-diphenyl-3-(phenylamino)-, bromide (1:1) | 305565 | 49406
Cyclohexanecarbonitrile, 1-[2-(1,1-dimethylpropyl)diazenyl]- | 305557 | 49407
Pentanenitrile, 2-[2-(1,1-dimethylethyl)diazenyl]-2,4-dimethyl- | 305540 | 49408
Pentanenitrile, 2-[2-(1,1-dimethylethyl)diazenyl]-4-methoxy-2,4-dimethyl- | 305532 | 49409
Carbamic acid, compd. with 1,2-propanediamine (1:?) | 305524 | 49410
1H-Benzimidazolium, 2-(6-methoxy-2-benzofuranyl)-1,3-dimethyl-5-(methylsulfonyl)-, methyl sulfate (1:1) | 305516 | 49411
2-Benzothiazolamine, 4-bromo-6-nitro- | 305508 | 49412
Propanamide, N-[3-(dimethylamino)propyl]-3-[[3-(dimethylamino)propyl]amino]-2-methyl- | 305490 | 49413
Glycine, N-[(1,1,2,2,3,3,4,4,5,5,6,6,7,7,8,8,8-heptadecafluorooctyl)sulfonyl]-N-propyl-, potassium salt (1:1) | 305482 | 49414
Benzenemethanaminium, N,N-bis(2-hydroxyethyl)-N-tetradecyl-, chloride (1:1) | 305474 | 49415
1,3,4-Thiadiazolidine-2,5-dithione, sodium salt (1:2) | 305466 | 49416
Ethanol, 2-(decyloxy)-, 1-(hydrogen sulfate), sodium salt (1:1) | 305458 | 49417
Proline, 5-oxo-, compd. with 2,2',2''-nitrilotris[ethanol] (1:1) | 305441 | 49418
4,5-Oxazoledione, 2-phenyl-, 4-[2-(2-methylphenyl)hydrazone] | 305433 | 49419
2,4,6(1H,3H,5H)-Pyrimidinetrione, 5-[5-[hexahydro-1,3-bis(2-methoxyethyl)-2,4,6-trioxo-5-pyrimidinyl]-2,4-pentadien-1-ylidene]-1,3-bis(2-methoxyethyl)- | 305425 | 49420
1-Naphthaleneethanol, decahydro-2-hydroxy-2,5,5,8a-tetramethyl- | 305417 | 49421
9,10-Anthracenedione, 1-[[4-([1,1'-biphenyl]-4-ylcarbonyl)phenyl]amino]- | 305391 | 49422
2H-Pyran, 3,6-dihydro-4-(4-methyl-3-penten-1-yl)- | 305375 | 49423
Benzoic acid, 3,6-dichloro-2-methoxy-, compd. with 2-propanamine (1:1) | 305367 | 49424
Benzenepropanoic acid, 3,5-bis(1,1-dimethylethyl)-4-hydroxy-, nickel(2+) salt (2:1) | 305359 | 49425
Carbamothioic acid, N-ethyl-, O-(2-methylpropyl) ester | 305342 | 49426
2-Propenoic acid, 2-methyl-, polymer with butyl 2-methyl-2-propenoate, ethenylbenzene and 2-hydroxyethyl 2-methyl-2-propenoate | 305334 | 49427
Bacitracin, methylenebis[2-hydroxybenzoate] (salt) | 305326 | 49428
Propanoic acid, 2-hydroxy-, compd. with N-[3-(4-morpholinyl)propyl]octadecanamide (1:1) | 305300 | 49429
9,10-Anthracenedione, 1-amino-4,5-dihydroxy-8-[(4-methoxyphenyl)amino]- | 305284 | 49430
Benzenesulfonic acid, 3-[2-[3-methoxy-4-[2-(4-methoxyphenyl)diazenyl]phenyl]diazenyl]-, sodium salt (1:1) | 331355 | 49431
Hydrazinecarboxaldehyde, 2-(4-aminophenyl)- | 331348 | 49432
Propanoic acid, 3,3'-[bis[[2-(isooctyloxy)-2-oxoethyl]thio]stannylene]bis-, 1,1'-dibutyl ester | 331322 | 49433
Cuprate(4-), [7-[2-[2-(hydroxy-.kappa.O)-5-hydroxy-7-sulfo-1-naphthalenyl]diazenyl-.kappa.N1]-8-(hydroxy-.kappa.O)-1,3,5-naphthalenetrisulfonato(6-)]-, sodium (1:4) | 331314 | 49434
2-Propenoic acid, 2-methyl-, polymer with ethenylbenzene and ethyl 2-propenoate, compd. with N,N-diethylethanamine | 331264 | 49435
Chromate(3-), bis[7-amino-4-(hydroxy-.kappa.O)-3-[2-[2-(hydroxy-.kappa.O)-4-nitrophenyl]diazenyl-.kappa.N1]-2-naphthalenesulfonato(3-)]-, hydrogen (1:3) | 331256 | 49436
Copper, [5-benzoyl-4-hydroxy-2-methoxybenzenesulfonato(2-)]-, homopolymer | 331249 | 49437
Benzene, 1,3-diisocyanatomethyl-, polymer with 1,6-diisocyanatohexane | 331231 | 49438
Phosphonium, [(2-methylphenyl)methyl]triphenyl-, chloride (1:1) | 331223 | 49439
Ethanol, 2-[2-[2-[2-(nonylphenoxy)ethoxy]ethoxy]ethoxy]-, 1-(hydrogen sulfate), ammonium salt (1:1) | 331215 | 49440
Formaldehyde, polymer with 2-(chloromethyl)oxirane, 4,4'-(1-methylethylidene)bis[2,6-dibromophenol], 4,4'-(1-methylethylidene)bis[phenol] and phenol | 331207 | 49441
Benzenesulfonic acid, 2,2'-(1,2-ethenediyl)bis[5-[2-[4-(6-methyl-2-benzothiazolyl)sulfophenyl]oxidodiazenyl]-, sodium salt (1:4) | 331199 | 49442
Phenol, 4,4'-(1-methylethylidene)bis-, polymer with 2-(chloromethyl)oxirane, 3-phenyl-2-propenoate | 331181 | 49443
Phosphoric acid, (1-methyl-1-phenylethyl)phenyl nonylphenyl phenyl ester | 331173 | 49444
Benzenamine, N-methyl-2,4-dinitro-N-(2,4,6-tribromophenyl)-6-(trifluoromethyl)- | 331165 | 49445
Benzenamine, N-methyl-2,4-dinitro-N-phenyl-6-(trifluoromethyl)- | 331157 | 49446
Propane, 2-bromo-1,1,3,3-tetramethoxy- | 331140 | 49447
tert-Decanoic acid, ethenyl ester, polymer with ethene and ethenyl acetate | 331132 | 49448
Mercurate(2-), tetraiodo-, (T-4)-, hydrogen, compd. with 5-iodo-2-pyridinamine (1:2:2) | 331124 | 49449
3-Heptanone, 4-methyl-6-(2-oxiranyl)- | 331116 | 49450
7-Octen-3-one, 4,6-dimethyl- | 331108 | 49451
2,5-Furandione, polymer with ethenylbenzene and .alpha.-[(ethenylphenyl)methyl]-.omega.-(nonylphenoxy)poly(oxy-1,2-ethanediyl) | 331090 | 49452
2-Propenoic acid, 2-methyl-, polymer with ethene and zinc 2-methyl-2-propenoate (1:2) | 331082 | 49453
2-Butenedioic acid (2E)-, 1,4-dibutyl ester, polymer with ethenylbenzene, methyl 2-methyl-2-propenoate, (2-methyl-2-oxiranyl)methyl 2-methyl-2-propenoate and 2-oxiranylmethyl 2-methyl-2-propenoate | 331074 | 49454
2-Propenoic acid, 2-methyl-, polymer with ethenylbenzene, ethyl 2-propenoate and 2-propen-1-yl 2-methyl-2-propenoate | 331066 | 49455
9-Octadecenoic acid (9Z)-, monoester with 1,2,3-propanetriol ester with boric acid (H3BO3) | 331058 | 49456
1H-Benzotriazole, 1-hydroxy-, ammonium salt (1:1) | 331041 | 49457
Oxirane, 2-methyl-, polymer with oxirane, monopentadecyl ether | 331033 | 49458
Oxirane, 2-methyl-, polymer with oxirane, mono(4-dodecylphenyl) ether | 331025 | 49459
Phenol, (1-methyl-1-phenylethyl)-, 1,1',1''-phosphate | 331017 | 49460
2(3H)-Benzothiazolethione, compd. with 2,6-dimethylmorpholine (1:1) | 330985 | 49461
Cyclohexane, 1,1',1''-(1,1,3,5-tetramethyl-1,3,5-pentanetriyl)tris- | 330977 | 49462
3-Cyclohexene-1-carboxylic acid, 2-ethylhexyl ester | 330969 | 49463
2-Propanamine, 2-methyl-, sulfate (2:1) | 330944 | 49464
2(3H)-Benzothiazolethione, compd. with 2-methyl-2-propanamine (1:1) | 330936 | 49465
1,4-Benzenediamine, N1-(1,4-dimethylpentyl)- | 330910 | 49466
Methanediamine, N-cyclopentyl- | 330902 | 49467
Quinoline, 6-ethoxy-1,2-dihydro-2,2,4-trimethyl-, homopolymer | 330894 | 49468
2-Propenoic acid, 2-methyl-, polymer with butyl 2-methyl-2-propenoate, butyl 2-propenoate and 2-propenenitrile | 330886 | 49469
Cobalt, bis[3-[(1H-benzimidazol-2-yl-.kappa.N3)amino]-1H-isoindol-1-onato-.kappa.N2]-, (T-4)- | 330860 | 49470
5-Pyrimidinemethanol, .alpha.-(2-chlorophenyl)-.alpha.-(4-fluorophenyl)- | 330852 | 49471
3-Hexene, 1-chloro-, (3E)- | 330845 | 49472
3-Pyridinecarbonitrile, 4-methyl-2,6-bis[[3-(2-phenoxyethoxy)propyl]amino]-5-[2-[4-(2-phenyldiazenyl)phenyl]diazenyl]- | 330829 | 49473
3-Pyridinecarbonitrile, 5-[2-[2-chloro-4-(2-phenyldiazenyl)phenyl]diazenyl]-4-methyl-2,6-bis[[3-(2-phenoxyethoxy)propyl]amino]- | 330811 | 49474
Benzeneacetonitrile, .alpha.-[(cyanomethoxy)imino]- | 330803 | 49475
Benzenesulfonic acid, 3-hydroxy-2-(2-hydroxy-4-methoxysulfobenzoyl)-5-methoxy-, sodium salt (1:2) | 330795 | 49476
5-Hepten-2-ol, 3,6-dimethyl-, 2-propanoate | 330787 | 49477
1,3-Nonanediol, 1,3-diacetate | 330761 | 49478
Benzamide, N,N'-[(9,10-dihydro-9,10-dioxo-1,4-anthracenediyl)bis[imino(9,10-dihydro-9,10-dioxo-5,1-anthracenediyl)]]bis- | 322941 | 49479
Phenol, 2,5-dimethyl-4-(3-morpholinylmethyl)-, hydrochloride (1:1) | 322933 | 49480
Benzenamine, 3-ethoxy-N,N-diethyl-4-nitroso- | 322925 | 49481
Poly(oxy-1,2-ethanediyl), .alpha.-[2-[[2-[(1-oxooctadecyl)amino]ethyl]amino]ethyl]-.omega.-hydroxy- | 322917 | 49482
Hexanoic acid, 3,5,5-trimethyl-, isodecyl ester | 314310 | 49483
Benzenemethanol, 4-(1-methylethyl)-, 1-acetate | 314294 | 49484
Hexanoic acid, 3,5,5-trimethyl-, 3,5,5-trimethylhexyl ester | 314278 | 49485
Ethanol, 2,2'-iminobis-, sulfate (1:1) | 314260 | 49486
Cuprate(1-), chloro(cyano-.kappa.C)-, lithium (1:1) | 314252 | 49487
1,4-Benzenedicarboxylic acid, polymer with 1,4-butanediol, 1,2-ethanediol and .alpha.-hydro-.omega.-hydroxypoly(oxy-1,4-butanediyl) | 314245 | 49488
2-Oxepanone, polymer with .alpha.-hydro-.omega.-hydroxypoly(oxy-1,4-butanediyl), 4,4'-methylenebis[benzenamine] and 1,1'-methylenebis[4-isocyanatobenzene] | 314237 | 49489
Ruthenium chloride (RuCl6), (OC-6-11)- | 314229 | 49490
2-Naphthalenecarboxamide, N-(2,5-dichlorophenyl)-3-hydroxy- | 314211 | 49491
2-Octanone, 3-(hydroxymethyl)- | 314195 | 49492
10-Oxa-4,6-dithia-5-stannahexadecanoic acid, 12-ethyl-5,5-dioctyl-9-oxo-, 2-ethylhexyl ester | 314179 | 49493
Phosphoric acid, chromium(3+) salt (3:2) | 314161 | 49494
Copper, [[2,2',2''-[(29H,31H-phthalocyanine-C,C,C-triyl-.kappa.N29,.kappa.N30,.kappa.N31,.kappa.N32)tris(methylene)]tris[1H-isoindole-1,3(2H)-dionato]](2-)]- | 314153 | 49495
Glycine, N-(carboxymethyl)-N-[2-[(2,6-dimethylphenyl)amino]-2-oxoethyl]- | 314146 | 49496
Poly[oxy(methyl-1,2-ethanediyl)], .alpha.-hydro-.omega.-hydroxy-, ether with D-glucitol (6:1), polymer with 1,3-diisocyanatomethylbenzene | 314120 | 49497
Poly[oxy(methyl-1,2-ethanediyl)], .alpha.-hydro-.omega.-hydroxy-, ether with .beta.-D-fructofuranosyl .alpha.-D-glucopyranoside, polymer with 1,3-diisocyanatomethylbenzene | 314112 | 49498
Propanoic acid, 3-bromo-2-methyl-, ethyl ester | 314104 | 49499
Ethanol, 2-amino-, compd. with .alpha.-(nonylphenyl)-.omega.-hydroxypoly(oxy-1,2-ethanediyl) phosphate | 314088 | 49500
Ethanol, 2,2',2''-nitrilotris-, compd. with .alpha.-dodecyl-.omega.-hydroxypoly(oxy-1,2-ethanediyl) phosphate | 314070 | 49501
Methanaminium, N,N,N-trimethyl-, formate (1:1) | 314062 | 49502
Octadecanoic acid, monoester with 1,2,3-propanetriol, polymer with 1,3-diisocyanatomethylbenzene and 2,2'-(methylimino)bis[ethanol] | 314054 | 49503
Hexanoic acid, 2-ethyl-, octadecyl ester | 314047 | 49504
Hexanoic acid, 2-ethyl-, hexadecyl ester | 314039 | 49505
Spiro[isobenzofuran-1(3H),9'-[9H]xanthen]-3-one, 6'-[ethyl(4-methylphenyl)amino]-3'-methyl-2'-(phenylamino)- | 314021 | 49506
2-Pentanone, 5-(ethylamino)- | 314013 | 49507
9-Octadecen-1-ol, (9Z)-, phosphate, potassium salt | 314005 | 49508
Nonanoic acid, 1,1',1''-[(methylstannylidyne)tris(thio-2,1-ethanediyl)] ester | 313999 | 49509
Octanoic acid, 1,1',1''-[(dioctylstannylene)bis(thio-2,1-ethanediyl)] ester | 313981 | 49510
Octanoic acid, 1,1',1''-[(butylstannylidyne)tris(thio-2,1-ethanediyl)] ester | 313973 | 49511
9-Octadecenoic acid (9Z)-, 1,1',1''-[(methylstannylidyne)tris(thio-2,1-ethanediyl)] ester | 313965 | 49512
9-Octadecenoic acid (9Z)-, 2-mercaptoethyl ester | 313957 | 49513
Ethanol, 2,2',2''-[(methylstannylidyne)tris(thio)]tris-, 1,1',1''-triacetate | 313940 | 49514
Dodecanoyl chloride, 2-chloro- | 313932 | 49515
2-Propenoic acid, 2-methyl-, 2-(dimethylamino)ethyl ester, acetate (1:1), homopolymer | 313924 | 49516
Poly(oxy-1,2-ethanediyl), .alpha.-(9Z)-9-octadecen-1-yl-.omega.-hydroxy-, phosphate, potassium salt | 313916 | 49517
Phenol, 4,4'-(1-methylethylidene)bis-, polymer with 2-(chloromethyl)oxirane, octadecanoate | 313908 | 49518
Formic acid, compd. with 2-(dimethylamino)ethanol (1:1) | 313890 | 49519
9-Octadecenoic acid (9Z)-, 2-[(2-hydroxyethyl)amino]ethyl ester | 313882 | 49520
2-Propenoic acid, 2-methyl-, polymer with ethenyl acetate and 2-ethylhexyl 2-propenoate | 313866 | 49521
Ethanone, 1-[(2R,3S)-1,2,3,4,5,6,7,8-octahydro-2,3,8,8-tetramethyl-2-naphthalenyl]-, rel- | 313858 | 49522
2,3b-Methano-3bH-cyclopenta[1,3]cyclopropa[1,2]benzene-4-methanol, octahydro-7,7,8,8-tetramethyl-, 4-formate | 313833 | 49523
2,3b-Methano-3bH-cyclopenta[1,3]cyclopropa[1,2]benzene-7-carboxaldehyde, octahydro-1,1,4,4-tetramethyl- | 313825 | 49524
2,3b-Methano-3bH-cyclopenta[1,3]cyclopropa[1,2]benzene-4-methanol, octahydro-7,7,8,8-tetramethyl-, 4-acetate | 313809 | 49525
Ethanethioic acid, S1,S1'-[(2R,3R)-2,3-bis(acetyloxy)-1,4-butanediyl] ester | 313783 | 49526
Pyrazine, 2-[[(2-furanylmethyl)thio]methyl]- | 313767 | 49527
Pyrazine, 2-[(methylthio)methyl]- | 313759 | 49528
Methanethioic acid, S-(2-furanylmethyl) ester | 313734 | 49529
Propanethioic acid, S-(2-furanylmethyl) ester | 313726 | 49530
Ethanol, 2,2'-oxybis-, polymer with 1,3-diisocyanatomethylbenzene and .alpha.-hydro-.omega.-hydroxypoly[oxy(methyl-1,2-ethanediyl)] | 313718 | 49531
1,3-Dioxolane, 4-methyl-2-[2-(methylthio)ethyl]- | 313700 | 49532
Formaldehyde, polymer with .alpha.-(nonylphenyl)-.omega.-hydroxypoly(oxy-1,2-ethanediyl) | 313692 | 49533
2-Naphthalenesulfonic acid, 6-amino-5-[2-(2,5-dichloro-4-sulfophenyl)diazenyl]-4-hydroxy- | 313676 | 49534
Acetic acid ethenyl ester, polymer with bis(2-chloroethyl) P-ethenylphosphonate and chloroethene | 313668 | 49535
3H-Indolium, 2-[[2-(4-chlorophenyl)-2-methylhydrazinylidene]methyl]-1-(2-methoxyethyl)-3,3-dimethyl-, chloride (1:1) | 305268 | 49536
Formaldehyde, polymer with nonylphenol and oxirane | 305250 | 49537
2-Propenoic acid, 2-methyl-, polymer with 2-(chloromethyl)ethenylbenzene and ethyl 2-propenoate | 305243 | 49538
C.I. Basic Blue 3 | 305235 | 49539
Poly[oxy(methyl-1,2-ethanediyl)], .alpha.-decyl-.omega.-hydroxy- | 305227 | 49540
Octadecanamide, N-[3-[bis(2-hydroxyethyl)amino]propyl]- | 305219 | 49541
Propanoic acid, 2-hydroxy-, compd. with N-[3-(dimethylamino)propyl]octadecanamide (1:1) | 305201 | 49542
Phenol, 4,4'-(1-methylethylidene)bis-, polymer with 2-(chloromethyl)oxirane, 2-propenoate | 305193 | 49543
2H-1-Benzopyran-2-one, 7-(ethylamino)-6-methyl-4-(trifluoromethyl)- | 305177 | 49544
1H,5H,11H-[1]Benzopyrano[6,7,8-ij]quinolizin-11-one, 10-acetyl-2,3,6,7-tetrahydro- | 305151 | 49545
1H,5H,11H-[1]Benzopyrano[6,7,8-ij]quinolizine-10-carboxylic acid, 2,3,6,7-tetrahydro-11-oxo- | 305136 | 49546
1H-Carbazolium, 9-[2-(5-chloro-1,3-dihydro-1,3,3-trimethyl-2H-indol-2-ylidene)ethylidene]-2,3,4,4a,9,9a-hexahydro-, chloride (1:1) | 305128 | 49547
Acetamide, N-[4-(octyloxy)phenyl]- | 305102 | 49548
Ethanone, 1-[10,10-dimethyl-2,6-bis(methylene)bicyclo[7.2.0]undec-5-yl]- | 305094 | 49549
1,3-Isobenzofurandione, polymer with 2,2'-[1,2-ethanediylbis(oxy)]bis[ethanol], 2,5-furandione, 2,2'-oxybis[ethanol] and 1,2-propanediol | 305078 | 49550
Spiro[isobenzofuran-1(3H),9'-[9H]xanthen]-3-one, 3'-methyl-2'-(phenylamino)-6'-(1-pyrrolidinyl)- | 305060 | 49551
Ethanethioic acid, S-(2-methyl-3-furanyl) ester | 305045 | 49552
Ethanethioic acid, S-(2,5-dimethyl-3-furanyl) ester | 305037 | 49553
Benzenamine, 2-(1-methylpropyl)- | 305011 | 49554
Isooctadecanoic acid, compd. with 1-amino-2-propanol (1:1) | 305003 | 49555
3-Penten-2-one, 5-(2,2,3-trimethyl-3-cyclopenten-1-yl)- | 304980 | 49556
3,6-Octadienal, 3,7-dimethyl- | 304972 | 49557
3-Butenoic acid, 2-amino-4-(2-aminoethoxy)-, monohydrochloride, (2S,3E)- | 304956 | 49558
2H-Tetrazole, 5-phenyl-, calcium salt (2:1) | 304949 | 49559
2-Butenoic acid, 2-methyl-, 2-phenylethyl ester, (2E)- | 304923 | 49560
1,3-Benzenedicarboxylic acid, polymer with 1,3-dihydro-1,3-dioxo-5-isobenzofurancarboxylic acid, nonanoic acid and 1,2-propanediol | 304907 | 49561
1,4-Dithiane-2,5-diol, 2,5-dimethyl- | 304899 | 49562
Cyclopropanecarboxylic acid, 3-(2,2-dichloroethenyl)-2,2-dimethyl- | 304881 | 49563
Cyclohexanebutanoic acid, cadmium salt (2:1) | 304873 | 49564
1-Imidazolidineacetamide, N-[5-[[4-[2,4-bis(1,1-dimethylpropyl)phenoxy]-1-oxobutyl]amino]-2-chlorophenyl]-.alpha.-(2,2-dimethyl-1-oxopropyl)-2,5-dioxo-3-(phenylmethyl)- | 304857 | 49565
Diazene, 1,2-bis[1-(1,1-dimethylethyl)-2,2-dimethylpropyl]-, 1,2-dioxide | 304840 | 49566
Pentanenitrile, 2-[2-(1-cyano-1,3-dimethylbutyl)diazenyl]-4-methoxy-2,4-dimethyl- | 304832 | 49567
Dibenzofuran, hexachloro- | 304824 | 49568
Hexanedioic acid, polymer with 2-ethyl-2-(hydroxymethyl)-1,3-propanediol, 1,3-isobenzofurandione and 2,2'-oxybis[ethanol] | 304816 | 49569
[1,1'-Biphenyl]-2,4'-dicarboxylic acid, 2,4'-dimethyl ester | 304808 | 49570
[1,1'-Biphenyl]-3,4'-dicarboxylic acid, 3,4'-dimethyl ester | 304790 | 49571
Dibenzofuran, 1,2,3,4,7,8,9-heptachloro- | 304782 | 49572
Cobaltate(1-), [2,4-dihydro-4-[2-[2-(hydroxy-.kappa.O)-5-nitrophenyl]diazenyl-.kappa.N1]-5-methyl-2-phenyl-3H-pyrazol-3-onato(2-)-.kappa.O3][1-[2-[2-(hydroxy-.kappa.O)-4-nitrophenyl]diazenyl-.kappa.N1]-2-naphthalenolato(2-)-.kappa.O]-, hydrogen (1:1) | 304774 | 49573
1,4-Dioxaspiro[4.5]decane, 2-phenyl- | 304766 | 49574
1,3-Pentadiene, 1,1-dichloro-4-methyl- | 304758 | 49575
Benzamide, 3-[[2-[2,4-bis(1,1-dimethylpropyl)phenoxy]acetyl]amino]-N-[4,5-dihydro-4-[2-(methoxyphenyl)diazenyl]-5-oxo-1-(2,4,6-trichlorophenyl)-1H-pyrazol-3-yl]- | 304741 | 49576
2-Cyclohexen-1-one, 2-methyl-5-(1-methylethenyl)-, oxime, (1E)- | 304733 | 49577
Chromate(3-), bis[5-[2-[5-chloro-2-(hydroxy-.kappa.O)phenyl]diazenyl-.kappa.N1]-6-(hydroxy-.kappa.O)-2-naphthalenesulfonato(3-)]-, hydrogen (1:3) | 304725 | 49578
Benzenamine, 4-[3-(trimethoxysilyl)propoxy]- | 304717 | 49579
D-Aspartic acid, N-(phenylmethyl)-3-[(phenylmethyl)amino]-, (3S)-rel- | 304709 | 49580
Isocyanic acid, polymethylenepolyphenylene ester, homopolymer | 304691 | 49581
2-Propenoic acid, polymer with butyl 2-propenoate, 2-propenal and 2-propenenitrile | 304683 | 49582
4,7-Methanoisobenzofuran-1,3-dione, 3a,4,7,7a-tetrahydro-, homopolymer | 304675 | 49583
Hexanedioic acid, polymer with 5-isocyanato-1-(isocyanatomethyl)-1,3,3-trimethylcyclohexane and 2,2'-oxybis[ethanol] | 304667 | 49584
Hexanedioic acid, polymer with 2,2-dimethyl-1,3-propanediol, 1,6-hexanediol and 1,1'-methylenebis[4-isocyanatocyclohexane] | 304659 | 49585
2-Oxepanone, polymer with 2-ethyl-2-(hydroxymethyl)-1,3-propanediol and 5-isocyanato-1-(isocyanatomethyl)-1,3,3-trimethylcyclohexane | 304642 | 49586
Ethanol, 2,2'-[[4-[2-(2,6-dibromo-4-nitrophenyl)diazenyl]phenyl]imino]bis-, 1,1'-diacetate | 304634 | 49587
Diphenaleno[1,9-ab:1',9'-lm]triphenodioxazine, 8,19-dichloro- | 330753 | 49588
2-Propenoic acid, 2-methyl-, methyl ester, polymer with ethenylbenzene, 2-methylpropyl 2-methyl-2-propenoate and 2-oxiranylmethyl 2-methyl-2-propenoate | 330746 | 49589
1-Propanol, 2-bromo-3-(2-propen-1-yloxy)-, 1-(dihydrogen phosphate) | 330738 | 49590
Butanedioic acid, 2-methylene-, polymer with 1,3-butadiene, ethenylbenzene, 2-hydroxyethyl 2-propenoate and 2-methyl-2-propenoic acid | 330720 | 49591
Butanedioic acid, 2-methylene-, polymer with 1,3-butadiene, 1,1-dichloroethene, ethenylbenzene and 2-methyl-2-propenoic acid | 330712 | 49592
2-Naphthalenesulfonic acid, 6,7-bis[(phenylsulfonyl)oxy]-, sodium salt (1:1) | 330696 | 49593
Benzenesulfonic acid, 3-[2-[4-[2-(2-hydroxy-5-methylphenyl)diazenyl]-1-naphthalenyl]diazenyl]- | 330688 | 49594
1,3-Propanedione, 1-[4-(1-methylethyl)phenyl]-3-phenyl- | 330662 | 49595
2-Propenoic acid, 2-methyl-, polymer with ethenyl acetate, methyl 2-methyl-2-propenoate, 2-methylpropyl 2-propenoate and 2-propenenitrile | 330647 | 49596
Chromate(1-), bis[2-(hydroxy-.kappa.O)benzoato(2-)-.kappa.O]-, sodium (1:1) | 330639 | 49597
2-Pyrrolidinone, 1-ethenyloctadecyl-, homopolymer | 330621 | 49598
2-Pyrrolidinone, 1-ethenylhexadecyl-, homopolymer | 330613 | 49599
2-Propenoic acid, 2-methyl-, eicosyl ester, polymer with hexadecyl 2-methyl-2-propenoate, isodecyl 2-methyl-2-propenoate, 2-methylpropyl 2-methyl-2-propenoate and octadecyl 2-methyl-2-propenoate | 330605 | 49600
Hexanedioic acid, polymer with 1,2-ethanediol and 1,3-isobenzofurandione, isodecyl ester | 330597 | 49601
1,3-Benzenedicarboxylic acid, polymer with 1,5-dimethyl pentanedioate, 2,2-dimethyl-1,3-propanediol and 1,3-isobenzofurandione | 330555 | 49602
2-Propenoic acid, 2-methyl-, polymer with 1,1'-(2,2-dimethyl-1,3-propanediyl) di-2-propenoate, ethenylbenzene, ethyl 2-propenoate and 2-hydroxyethyl 2-propenoate | 330548 | 49603
1H-Isoindole-1,3(2H)-dione, 5,5'-[[1,1'-biphenyl]-4,4'-diylbis(oxy)]bis[2-methyl- | 330530 | 49604
2H-1-Benzopyran-2-one, 3,3'-carbonylbis[7-(diethylamino)- | 330514 | 49605
Benzenediazonium, 4-[2-(2,6-dichloro-4-nitrophenyl)diazenyl]-2,5-dimethoxy-, (T-4)-tetrachlorozincate(2-) (2:1) | 330498 | 49606
Benzamide, 3-[[2-[2,4-bis(1,1-dimethylpropyl)phenoxy]acetyl]amino]-N-[4,5-dihydro-5-oxo-1-(2,4,6-trichlorophenyl)-1H-pyrazol-3-yl]-, hydrochloride (1:1) | 330480 | 49607
2-Naphthalenesulfonyl chloride, 6,7-bis[(phenylsulfonyl)oxy]- | 330472 | 49608
1,3-Benzenedicarboxylic acid, 5-(octadecylamino)-, 1,3-dimethyl ester | 330456 | 49609
1H-Benzimidazole-5-sulfonic acid, 2-(4-aminophenyl)-1-octadecyl- | 330449 | 49610
Benzenesulfonic acid, 4-(3-heptadecyl-4,5-dihydro-5-oxo-1H-pyrazol-1-yl)-3-methyl- | 330431 | 49611
Benzenediazonium, 4-(diethylamino)-2-ethoxy-, hexafluoroarsenate(1-) (1:1) | 330423 | 49612
Benzenediazonium, 4-(ethylamino)-2-methyl-, hexafluoroarsenate(1-) (1:1) | 330415 | 49613
2,7-Naphthalenedisulfonic acid, 5-(acetylamino)-3-[2-[4-[[3-[[[4-[2,4-bis(1,1-dimethylpropyl)phenoxy]butyl]amino]carbonyl]-4-hydroxy-1-naphthalenyl]oxy]phenyl]diazenyl]-4-hydroxy-, compd. with pyridine (1:2) | 330407 | 49614
Benzenesulfonamide, 4-amino-N-(4-methylphenyl)-N-(3-phenylpropyl)- | 330399 | 49615
Benzene, 1-(4-chlorobutoxy)-2,4-bis(1,1-dimethylpropyl)- | 330381 | 49616
Poly(oxy-1,2-ethanediyl), .alpha.-(2-chloroethyl)-.omega.-(tetradecyloxy)- | 330365 | 49617
Poly(oxy-1,2-ethanediyl), .alpha.-(2-chloroethyl)-.omega.-(dodecyloxy)- | 330357 | 49618
Ethanesulfonic acid, 2-[cyclohexyl(1-oxotetradecyl)amino]-, sodium salt (1:1) | 330340 | 49619
Ethanesulfonic acid, 2-[methyl[(9Z,12Z)-1-oxo-9,12-octadecadien-1-yl]amino]-, sodium salt (1:1) | 330324 | 49620
3,6,9,12-Tetraoxaoctadecan-1-ol, 1-(dihydrogen phosphate) | 330308 | 49621
3,6,9,12-Tetraoxahexadecan-1-ol, 15-methyl-, 1,1'-(hydrogen phosphate) | 330282 | 49622
Ethanaminium, N-[4-[[4-[bis(2-hydroxyethyl)amino]phenyl](3-sulfophenyl)methylene]-2,5-cyclohexadien-1-ylidene]-2-hydroxy-N-(2-hydroxyethyl)-, inner salt | 330266 | 49623
Phenol, 4-[2-(4-aminophenyl)diazenyl]-3-methyl- | 330241 | 49624
2,7-Naphthalenedisulfonic acid, 5-(acetylamino)-3-[2-[4'-[2-(8-amino-1-hydroxy-3,6-disulfo-2-naphthalenyl)diazenyl]-3,3'-dimethoxy[1,1'-biphenyl]-4-yl]diazenyl]-4-hydroxy- | 330233 | 49625
Carbamic acid, N-ethyl-, 2-[(2-cyanoethyl)phenylamino]ethyl ester | 330225 | 49626
Phenol, 4-dodecyl-2-[2-(2-nitrophenyl)diazenyl]- | 330209 | 49627
Benzenesulfonic acid, 2-chloro-5-[2-[4-(phenylamino)phenyl]diazenyl]- | 330183 | 49628
1H-Indene-1,3(2H)-dione, 2-benzo[f]quinolin-3-yl- | 330175 | 49629
Acetic acid, 2,2'-[(9,10-dihydro-9,10-dioxo-1,8-anthracenediyl)diimino]bis[2-oxo- | 330159 | 49630
2,7-Naphthalenedisulfonic acid, 3-hydroxy-4-[2-[4'-[2-[1-hydroxy-6-(phenylamino)-3-sulfo-2-naphthalenyl]diazenyl]-3,3'-dimethoxy[1,1'-biphenyl]-4-yl]diazenyl]- | 330134 | 49631
Benzenesulfonic acid, 5-[2-(4-amino-5-methoxy-2-methylphenyl)diazenyl]-2-methoxy- | 330126 | 49632
Terpineol, dihydro-, acetate | 313650 | 49633
Acetamide, N-[5-(diethylamino)-2-[2-(3,5-dinitro-2-thienyl)diazenyl]phenyl]- | 313643 | 49634
3,6,9,12,15,18,21,24,27-Nonaoxatriacontane, 1,1,1,2,4,4,5,7,7,8,10,10,11,13,13,14,16,16,17,19,19,20,22,22,23,25,25,26,28,28,29,29,30,30,30-pentatriacontafluoro-5,8,11,14,17,20,23,26-octakis(trifluoromethyl)- | 313635 | 49635
2-Propenoic acid, 2-methyl-, 2-ethylhexyl ester, polymer with butyl 2-propenoate, ethenylbenzene and methyl 2-methyl-2-propenoate | 313627 | 49636
1-Propanesulfonic acid, 3-[(2-ethylhexyl)oxy]-2-hydroxy-, sodium salt (1:1) | 313601 | 49637
1-Propanesulfonic acid, 3-(hexyloxy)-2-hydroxy-, sodium salt (1:1) | 313593 | 49638
1-Propanesulfonic acid, 3-butoxy-2-hydroxy-, sodium salt (1:1) | 313585 | 49639
2-Anthracenesulfonic acid, 1-amino-4-[(4-butylphenyl)amino]-9,10-dihydro-9,10-dioxo- | 313577 | 49640
Propanoic acid, 2,2-dimethyl-, isooctadecyl ester | 313569 | 49641
1H-Pyrazole-4-methanesulfonic acid, 3-(4,5-dichloro-2-methylphenyl)-1-(1,3-dihydro-1-oxo-5-isobenzofuranyl)-4,5-dihydro-, sodium salt (1:1) | 313551 | 49642
1H,3H-Cyclobuta[1,11]cycloundeca[1,2-c]furan, 4,5,7,8,9,10,11,12,13,13a-decahydro- | 313544 | 49643
2-Propenenitrile, polymer with ethenylbenzene, 2-methyloxirane, oxirane, 1,2,3-propanetriol and 2-[(2-propen-1-yloxy)methyl]oxirane | 313536 | 49644
Starch, polymer with 2-(chloromethyl)oxirane | 313528 | 49645
1-Propanamine, 3-(pentadecyloxy)- | 313510 | 49646
[1,1'-Biphenyl]-4-carbonitrile, 4'-(nonyloxy)- | 313502 | 49647
2-Propenoic acid, polymer with ethenyl acetate, sodium salt | 313494 | 49648
4-Hepten-2-ol, (4E)- | 313486 | 49649
2-Propenoic acid, 2-methyl-, 1,1'-(1,2-ethanediyl) ester, polymer with 2-chloro-1,3-butadiene and 2,3-dichloro-1,3-butadiene | 313478 | 49650
2-Butenedioic acid (2Z)-, 1,4-dibutyl ester, polymer with 1,4-dioctyl (2Z)-2-butenedioate and ethenyl acetate | 313460 | 49651
2-Butenedioic acid (2Z)-, 1,4-dioctyl ester, polymer with ethenyl acetate, 2-ethylhexyl 2-propenoate and 2-propenoic acid | 313452 | 49652
Hexanoic acid, 2-ethyl-, 2-hydroxypropyl ester | 313445 | 49653
Ethanol, 2,2',2''-nitrilotris-, compd. with .alpha.-phenyl-.omega.-hydroxypoly(oxy-1,2-ethanediyl) phosphate | 313437 | 49654
2-Propenoic acid, 4-[[(1,1,2,2,3,3,4,4,5,5,6,6,7,7,8,8,8-heptadecafluorooctyl)sulfonyl]methylamino]butyl ester | 313429 | 49655
2-Propenoic acid, 2-methyl-, polymer with N-(butoxymethyl)-2-propenamide, ethyl 2-propenoate and 2-methyl-2-propenenitrile | 313411 | 49656
3-Cyclohexene-1-carboxylic acid, 1,4-dimethyl-, methyl ester | 313403 | 49657
Benzene, (1-methylethenyl)-, polymer with cyclopentene ann 1,3-pentadiene | 313395 | 49658
1,3-Benzenedicarboxylic acid, polymer with 1,4-benzenedicarboxylic acid, 1,4-butanediol and 1,6-hexanediol | 313387 | 49659
1,4-Benzenedicarboxylic acid, polymer with 1,4-butanediol, hexanedioic acid and 1,6-hexanediol | 313379 | 49660
Poly(oxy-1,2-ethanediyl), .alpha.-hydro-.omega.-hydroxy-, ether with 2,2'-[[3-[docosyl(2-hydroxyethyl)amino]propyl]imino]bis[ethanol] (3:1) | 313361 | 49661
Benzenamine, N,N-dimethyl-, sulfate (1:1) | 313353 | 49662
Hydroxylamine, phosphate (1:?) | 313346 | 49663
2(3H)-Benzothiazolethione, compd. with hexahydro-1H-azepine (1:1) | 313338 | 49664
2,5-Furandione, polymer with 1-hexene, sodium salt | 313320 | 49665
Poly(oxy-1,2-ethanediyl), .alpha.-(1-oxooctadecyl)-.omega.-(phosphonooxy)- | 313312 | 49666
2-Naphthalenecarboxamide, N,N'-(2-chloro-1,4-phenylene)bis[4-[2-(2-chloro-4-nitrophenyl)diazenyl]-3-hydroxy- | 313304 | 49667
Poly[oxy(methyl-1,2-ethanediyl)], .alpha.-(1-oxododecyl)-.omega.-butoxy- | 313296 | 49668
Methanaminium, N,N,N-trimethyl-, 2-ethylhexanoate (1:1) | 313288 | 49669
1,2-Propanediol, sodium salt (1:?) | 313270 | 49670
9,12-Octadecadienoic acid (9Z,12Z)-, dimer, bis(2-oxiranylmethyl) ester | 313262 | 49671
Ethanol, 2,2',2''-nitrilotris-, compd. with .alpha.-tridecyl-.omega.-hydroxypoly(oxy-1,2-ethanediyl) phosphate | 313254 | 49672
Poly(oxy-1,2-ethanediyl), .alpha.-sulfo-.omega.-(4-octylphenoxy)-, sodium salt (1:1) | 313247 | 49673
2H-1,3-Thiazine, tetrahydro-2-(nitromethylene)- | 313221 | 49674
Butanedioic acid, 2-methylene-, polymer with butyl 2-propenoate, ethyl 2-propenoate and 2-propenenitrile | 313213 | 49675
Formic acid, compd. with N,N-dimethylmethanamine (1:1) | 313205 | 49676
Glycine, N-[imino(phosphonoamino)methyl]-N-methyl-, sodium salt (1:1) | 313197 | 49677
Hexanoic acid, 2-ethyl-, compd. with N,N-diethylethanamine (1:1) | 313171 | 49678
3H-Indolium, 2-[[2-(4-methoxyphenyl)-2-methylhydrazinylidene]methyl]-1,3,3-trimethyl-, acetate (1:1) | 313155 | 49679
Benzenemethanaminium, N,N-bis[3-(formylamino)propyl]-4-methoxy-N-methyl-3-nitro-, chloride (1:1) | 313148 | 49680
Decanoic acid, compd. with 2,2',2''-nitrilotris[ethanol] (1:1) | 313130 | 49681
2-Propenoic acid, 2-methyl-, butyl ester, polymer with ethenylbenzene and (1-methylethenyl)benzene | 313122 | 49682
1,4-Benzenedicarboxylic acid, 1,4-dimethyl ester, polymer with .alpha.-hydro-.omega.-hydroxypoly(oxy-1,2-ethanediyl) | 313114 | 49683
7-Nonenal, 4,8-dimethyl- | 313098 | 49684
Silane, [(7E)-7-dodecen-9-yn-1-yloxy]trimethyl- | 313072 | 49685
7-Dodecen-9-yn-1-ol, (7E)- | 313064 | 49686
5-Nonen-3-yne, 9-bromo-, (5E)- | 313049 | 49687
Chromate(3-), bis[4-[4,5-dihydro-4-[2-[2-(hydroxy-.kappa.O)-5-nitrophenyl]diazenyl-.kappa.N1]-3-methyl-5-(oxo-.kappa.O)-1H-pyrazol-1-yl]benzenesulfonato(3-)]-, hydrogen (1:3) | 304600 | 49688
Benzenesulfonic acid, 2,4-dihydroxy-, ammonium salt (1:1) | 304592 | 49689
2-Propenoic acid, homopolymer, compd. with N,N-diethylethanamine | 304584 | 49690
1,4-Benzenedicarboxylic acid, polymer with decanedioic acid, 2,2-dimethyl-1,3-propanediol, 1,2-ethanediol and 1,1'-methylenebis[4-isocyanatobenzene] | 304576 | 49691
2-Propenoic acid, 2-methyl-, butyl ester, polymer with ethenylbenzene, methyl 2-methyl-2-propenoate and 2-oxiranylmethyl 2-methyl-2-propenoate | 304568 | 49692
Phosphonium, tetrakis(hydroxymethyl)-, sulfate (2:1) | 304550 | 49693
1,2-Benzenedicarboxylic acid, 1,2-di-2-propen-1-yl ester, polymer with ethyl 2-propenoate and methyl 2-methyl-2-propenoate | 304543 | 49694
2-Butanol, 3-methyl-, potassium salt (1:1) | 304535 | 49695
2-Propen-1-amine, N-methyl-N-2-propen-1-yl-, homopolymer | 304527 | 49696
2-Propen-1-aminium, N,N-diethyl-N-2-propen-1-yl-, chloride (1:1), polymer with N,N-dimethyl-N-2-propen-1-yl-2-propen-1-aminium chloride (1:1), 2-propenamide and 2-propenoic acid | 304519 | 49697
1,3-Dioxane, 4-methyl-2-(2-methyl-1-propen-1-yl)- | 304501 | 49698
1,3-Benzenedicarboxylic acid, polymer with 2,5-furandione, 1,2-propanediol and 2,2,4-trimethyl-1,3-pentanediol | 304493 | 49699
Benzoxazolium, 2-methyl-5-phenyl-3-(4-sulfobutyl)-, inner salt | 304477 | 49700
2,2'-Spirobi[2H-1-benzopyran]-7-amine, N,N-diethyl-3'-phenyl- | 304451 | 49701
Urea, N,N'-bis[(5-isocyanato-1,3,3-trimethylcyclohexyl)methyl]- | 304444 | 49702
2-Butenoic acid, 2-methyl-, ethyl ester | 304436 | 49703
Carbonochloridothioic acid, S-dodecyl ester | 304410 | 49704
Imidazo[4,5-d]imidazole-2,5(1H,3H)-dione, tetrahydro-1,3,4,6-tetranitro- | 304394 | 49705
Cyclohexene, 6-(2-buten-1-ylidene)-1,5,5-trimethyl- | 304386 | 49706
Cobalt(3+), hexaammine-, (OC-6-11)-, phosphate (1:1) | 304378 | 49707
Phenol, 2,2'-methylenebis-, polymer with 2-(chloromethyl)oxirane | 304360 | 49708
2-Propenoic acid, polymer with butyl 2-propenoate and (1-methylethenyl)benzene | 304352 | 49709
Acetamide, 2-bromo-2-[(4-methylphenyl)sulfonyl]- | 304337 | 49710
Ethanedioic acid, ammonium iron salt (1:?:?) | 304329 | 49711
2-Propenoic acid, iron(3+) salt (3:1) | 304311 | 49712
2-Naphthalenesulfonic acid, 8-hydroxy-5,7-dinitro-, barium salt (1:1) | 304295 | 49713
1,3-Benzenedicarboxylic acid, polymer with 1,4-benzenedicarboxylic acid, 1,2-ethanediol and 1,2,3-propanetriol | 304279 | 49714
Benzamide, 2-amino-5-(4-aminophenoxy)-, polymer with 1H,3H-benzo[1,2-c:4,5-c']difuran-1,3,5,7-tetrone, 5,5'-carbonylbis[1,3-isobenzofurandione] and 4,4'-oxybis[benzenamine] | 304261 | 49715
1,2-Benzenedicarboxylic acid, [(1R,4aR,4bS,10aR)-tetradecahydro-1,4a-dimethyl-7-(1-methylethyl)-1-phenanthrenyl]methyl ester | 304253 | 49716
Starch, 2-sulfobutanedioate, sodium salt | 304246 | 49717
2-Propenoic acid, polymer with diethenylbenzene, sodium salt | 304238 | 49718
Zincate(2-), [[N,N'-1,2-ethanediylbis[N-[(carboxy-.kappa.O)methyl]glycinato-.kappa.N,.kappa.O]](4-)]-, hydrogen (1:2), (OC-6-21)- | 304220 | 49719
3-Hexene, 1,1-dimethoxy-, (3Z)- | 304204 | 49720
Cyclopentanecarboxylic acid, 2-oxo-1-pentyl-, methyl ester | 304196 | 49721
Phenol, polymer with formaldehyde, ammonium salt | 304170 | 49722
Rhodium, trichlorotris[1,1'-thiobis[butane]]- | 304162 | 49723
Benzothiazolium, 3-(3-sulfopropyl)-2-[(3-sulfopropyl)thio]-, inner salt | 304154 | 49724
1H-Indole, 2-phenyl-3-[2-(1H-1,2,4-triazol-5-yl)diazenyl]- | 304147 | 49725
Benzoselenazolium, 3-(3-sulfopropyl)-2-[[3-(3-sulfopropyl)-2(3H)-benzoselenazolylidene]methyl]-, inner salt, sodium salt (1:1) | 304139 | 49726
2-Butanone, 4-(1,3-benzodioxol-5-yl)- | 304121 | 49727
Carbamic acid, N-butyl-, 3-iodo-2-propyn-1-yl ester | 304113 | 49728
Pyrrolidine, 1-(2-chloro-4-nitrophenyl)- | 304105 | 49729
9-Octadecenoic acid (9Z)-, 2,3-bis(acetyloxy)propyl ester | 304097 | 49730
Decanedioic acid, polymer with azacyclotridecan-2-one, hexahydro-2H-azepin-2-one, 1,6-hexanediamine and hexanedioic acid | 304089 | 49731
Benzene, chlorododecylphenoxy- | 304071 | 49732
Acetamide, N-[3-[(2-cyanoethyl)(2-hydroxyethyl)amino]phenyl]- | 304063 | 49733
2,7-Naphthalenedisulfonic acid, 4,4'-[(2,2'-dimethyl[1,1'-biphenyl]-4,4'-diyl)bis(2,1-diazenediyl)]bis[3-hydroxy- | 304055 | 49734
1-Nonanol, 9-bromo- | 304048 | 49735
Chromium copper iron oxide (Cr2CuFe2O7) | 304030 | 49736
Octadecanoic acid, 2-[(2-hydroxyethyl)(1-oxooctadecyl)amino]ethyl ester | 304022 | 49737
Octadecanamide, N,N'-1,6-hexanediylbis[12-hydroxy- | 304014 | 49738
Poly(oxy-1,2-ethanediyl), .alpha.-sulfo-.omega.-[(1,1,3,3-tetramethylbutyl)phenoxy]-, sodium salt (1:1) | 304006 | 49739
9,10-Anthracenedione, 1,5-bis[(4-phenoxyphenyl)amino]- | 303990 | 49740
Cesium vanadium oxide (Cs4V2O7) | 303982 | 49741
Ethanone, 1-(2,4,5-triethoxyphenyl)- | 330100 | 49742
2-Propenoic acid, 2-methyl-, eicosyl ester, polymer with hexadecyl 2-methyl-2-propenoate, isodecyl 2-methyl-2-propenoate and methyl 2-methyl-2-propenoate | 330092 | 49743
2-Propenoic acid, 2-methyl-, eicosyl ester, polymer with 1-ethenyl-2-pyrrolidinone, hexadecyl 2-methyl-2-propenoate, isodecyl 2-methyl-2-propenoate, 2-methylpropyl 2-methyl-2-propenoate and octadecyl 2-methyl-2-propenoate | 330084 | 49744
2-Propenoic acid, 2-methyl-, butyl ester, polymer with eicosyl 2-methyl-2-propenoate, hexadecyl 2-methyl-2-propenoate, isodecyl 2-methyl-2-propenoate and octadecyl 2-methyl-2-propenoate | 330076 | 49745
2-Propenoic acid, 2-methyl-, polymer with butyl 2-propenoate, ethenylmethylbenzene and isodecyl 2-methyl-2-propenoate | 330068 | 49746
2-Propenoic acid, 2-methyl-, polymer with butyl 2-propenoate, methyl 2-methyl-2-propenoate and 1,2-propanediol mono(2-methyl-2-propenoate) | 330050 | 49747
1-Naphthalenesulfonic acid, 5-hydroxy-4-nitroso-, sodium salt (1:1) | 330035 | 49748
Naphth[2,1-d]-1,2,3-oxadiazole-6-sulfonic acid, sodium salt (1:1) | 330019 | 49749
Formic acid, chromium(3+) sodium salt (4:1:1) | 330001 | 49750
Phenol, 2-amino-4-octyl-, hydrochloride (1:1) | 329995 | 49751
2-Propenoic acid, methyl ester, polymer with diethenylbenzene, 1,1'-[oxybis(2,1-ethanediyloxy)]bis[ethene] and 2-propenenitrile | 329987 | 49752
Benzenesulfonic acid, ethenyl-, sodium salt (1:1), polymer with diethenylbenzene | 329979 | 49753
Benzenesulfonic acid, ethenyl-, lithium salt (1:1), polymer with diethenylbenzene | 329961 | 49754
Benzenesulfonic acid, ethenyl-, ammonium salt (1:1), polymer with diethenylbenzene | 329953 | 49755
2-Propenoic acid, 2-methyl-, sodium salt (1:1), polymer with diethenylbenzene | 329946 | 49756
D-Glucitol, 1-deoxy-1-[[(ethenylphenyl)methyl]methylamino]-, polymer with diethenylbenzene | 329920 | 49757
Benzenemethanaminium, ar-ethenyl-N-(2-hydroxyethyl)-N,N-dimethyl-, hydroxide (1:1), polymer with diethenylbenzene | 329912 | 49758
Benzenemethanaminium, ar-ethenyl-N-(2-hydroxyethyl)-N,N-dimethyl-, chloride (1:1), polymer with diethenylbenzene | 329904 | 49759
2-Propenoic acid, 2-methyl-, 1,1'-[2-ethyl-2-[[(2-methyl-1-oxo-2-propen-1-yl)oxy]methyl]-1,3-propanediyl] ester, polymer with (chloromethyl)ethenylbenzene and diethenylbenzene | 329896 | 49760
Benzenemethanaminium, ar-ethenyl-N,N,N-trimethyl-, chloride (1:1), polymer with diethenylbenzene and 1,1'-[2-ethyl-2-[[(2-methyl-1-oxo-2-propen-1-yl)oxy]methyl]-1,3-propanediyl] bis(2-methyl-2-propenoate) | 329888 | 49761
2-Propenoic acid, ethyl ester, polymer with ethenyl acetate and methyl 2-propenoate | 329870 | 49762
2-Propenoic acid, 2-methyl-, butyl ester, polymer with dodecyl 2-methyl-2-propenoate, eicosyl 2-methyl-2-propenoate, 1-ethenyl-2-pyrrolidinone, hexadecyl 2-methyl-2-propenoate, octadecyl 2-methyl-2-propenoate, pentadecyl 2-methyl-2-propenoate, tetradecyl 2-methyl-2-propenoate and tridecyl 2-methyl-2-propenoate | 329862 | 49763
2-Benzothiazolesulfonic acid, compd. with phenylmethyl carbamimidothioate (1:1) | 329854 | 49764
Bicyclo[2.2.1]heptan-2-one, 3-(2,2,3,3,4,4,4-heptafluoro-1-hydroxybutylidene)-1,7,7-trimethyl-, (1R,4S)- | 329839 | 49765
Zinc, bis[(2S)-2-(hydroxy-.kappa.O)propanoato-.kappa.O]-, (T-4)- | 329821 | 49766
17,19-Dinoratis-15-ene-4,13,14-tricarboxylic acid, 16-(1-methylethyl)-, sodium salt (1:2), (4.alpha.,8.alpha.,12.alpha.,13R,14R)- | 329813 | 49767
Ethanol, 2-(octylphenoxy)-, 1-(hydrogen sulfate), sodium salt (1:1) | 329805 | 49768
2-Propenoic acid, 3-[4-[bis[2-(benzoyloxy)ethyl]amino]phenyl]-2,3-dicyano-, methyl ester | 329789 | 49769
1H-Indene-1,3(2H)-dione, 2-[2,3-bis[3,5-bis(1,1-dimethylethyl)-4-oxo-2,5-cyclohexadien-1-ylidene]cyclopropylidene]- | 329771 | 49770
4-Cyclopentene-1,3-dione, 2-[2,3-bis[3,5-bis(1,1-dimethylethyl)-4-oxo-2,5-cyclohexadien-1-ylidene]cyclopropylidene]-4,5-dichloro- | 329763 | 49771
2,5-Cyclohexadien-1-one, 4,4'-[3-(2,3,4,5-tetrachloro-2,4-cyclopentadien-1-ylidene)-1,2-cyclopropanediylidene]bis[2,6-bis(1,1-dimethylethyl)- | 329755 | 49772
2,4-Pentanedione, 3-[2,3-bis[3,5-bis(1,1-dimethylethyl)-4-oxo-2,5-cyclohexadien-1-ylidene]cyclopropylidene]- | 329748 | 49773
Acetic acid, 2-[2,3-bis[3,5-bis(1,1-dimethylethyl)-4-oxo-2,5-cyclohexadien-1-ylidene]cyclopropylidene]-2-cyano-, ethyl ester | 329730 | 49774
Propanedinitrile, 2-[2,3-bis[3,5-bis(1,1-dimethylethyl)-4-oxo-2,5-cyclohexadien-1-ylidene]cyclopropylidene]- | 329722 | 49775
2-Propenoic acid, 2-methyl-, dodecyl ester, polymer with methyl 2-methyl-2-propenoate, pentadecyl 2-methyl-2-propenoate, tetradecyl 2-methyl-2-propenoate and tridecyl 2-methyl-2-propenoate | 329714 | 49776
Hexanedioic acid, polymer with 2-(hydroxymethyl)-2-methyl-1,3-propanediol and 2,2'-oxybis[ethanol] | 329706 | 49777
Butanenitrile, 2-(3-pentadecylphenoxy)- | 329698 | 49778
2-Naphthalenecarboxylic acid, 5-amino-1-hydroxy-, hydrochloride (1:1) | 329672 | 49779
Poly[oxy(methyl-1,2-ethanediyl)], .alpha.-hydro-.omega.-hydroxy-, polymer with .alpha.-hydro-.omega.-hydroxypoly[oxy(methyl-1,2-ethanediyl)] ether with 2,2-bis(hydroxymethyl)-1,3-propanediol (4:1), and 1,1'-methylenebis[4-isocyanatocyclohexane] | 329664 | 49780
1-Butyne, 4-chloro-3-methyl- | 329656 | 49781
Formaldehyde, polymer with 4-(1,1-dimethylethyl)phenol and N-methylmethanamine | 329631 | 49782
Decanedioic acid, polymer with 2,2'-oxybis[ethanol] and 1,2,3-propanetriol | 329623 | 49783
2-Propenoic acid, 2-methyl-, eicosyl ester, polymer with hexadecyl 2-methyl-2-propenoate, 2-methylpropyl 2-methyl-2-propenoate and octadecyl 2-methyl-2-propenoate | 329615 | 49784
2-Propenoic acid, 2-methyl-, dodecyl ester, polymer with eicosyl 2-methyl-2-propenoate, hexadecyl 2-methyl-2-propenoate, methyl 2-methyl-2-propenoate, octadecyl 2-methyl-2-propenoate, pentadecyl 2-methyl-2-propenoate, tetradecyl 2-methyl-2-propenoate and tridecyl 2-methyl-2-propenoate | 329607 | 49785
2-Propenoic acid, 2-methyl-, dodecyl ester, polymer with eicosyl 2-methyl-2-propenoate, 1-ethenyl-2-pyrrolidinone, hexadecyl 2-methyl-2-propenoate, 2-methylpropyl 2-methyl-2-propenoate and pentadecyl 2-methyl-2-propenoate | 329599 | 49786
2-Propenoic acid, 2-methyl-, dodecyl ester, polymer with eicosyl 2-methyl-2-propenoate, hexadecyl 2-methyl-2-propenoate, 2-methylpropyl 2-propenoate, octadecyl 2-methyl-2-propenoate, pentadecyl 2-methyl-2-propenoate, tetradecyl 2-methyl-2-propenoate and tridecyl 2-methyl-2-propenoate | 329581 | 49787
2-Propenoic acid, 2-methyl-, 2-(dimethylamino)ethyl ester, polymer with dodecyl 2-methyl-2-propenoate, eicosyl 2-methyl-2-propenoate, hexadecyl 2-methyl-2-propenoate, 2-methylpropyl 2-methyl-2-propenoate, octadecyl 2-methyl-2-propenoate, pentadecyl 2-methyl-2-propenoate, tetradecyl 2-methyl-2-propenoate and tridecyl 2-methyl-2-propenoate | 329573 | 49788
2-Propenoic acid, 2-methyl-, dodecyl ester, polymer with eicosyl 2-methyl-2-propenoate, hexadecyl 2-methyl-2-propenoate, octadecyl 2-methyl-2-propenoate, pentadecyl 2-methyl-2-propenoate, tetradecyl 2-methyl-2-propenoate and tridecyl 2-methyl-2-propenoate | 329565 | 49789
2-Propenoic acid, 2-methyl-, methyl ester, polymer with butyl 2-propenoate, ethenylbenzene and 2-(3-oxazolidinyl)ethyl 2-methyl-2-propenoate | 329557 | 49790
[1,1'-Biphenyl]-4-carbonitrile, 4'-ethoxy- | 313031 | 49791
[1,1'-Biphenyl]-4-carbonitrile, 4'-propyl- | 313015 | 49792
1,3-Benzenedicarboxylic acid, polymer with 1,4-benzenedicarboxylic acid, 1,3-dihydro-1,3-dioxo-5-isobenzofurancarboxylic acid, 2,2-dimethyl-1,3-propanediol, 1,2-ethanediol, hexanedioic acid and 1,6-hexanediol | 312991 | 49793
Neodecanoic acid, compd. with 2,2'-iminobis[ethanol] (1:1) | 312983 | 49794
7H-Pyrrolo[3,2-g]quinolin-7-one, 1,2,3,8-tetrahydro-1,2,3,3,8-pentamethyl-5-(trifluoromethyl)- | 312975 | 49795
1,3-Isobenzofurandione, 5,5'-carbonylbis-, polymer with 2,4-diisocyanato-1-methylbenzene and 1,1'-methylenebis[4-isocyanatobenzene] | 312967 | 49796
2-Oxepanone, polymer with 5-isocyanato-1-(isocyanatomethyl)-1,3,3-trimethylcyclohexane | 312942 | 49797
Benzenediazonium, 4-[ethyl(phenylmethyl)amino]-, tetrafluoroborate(1-) (1:1) | 312934 | 49798
1-Tetradecanol, 2-decyl- | 312926 | 49799
2-Hexanone, 5-methyl-, 2-(1,1-dimethylethyl)hydrazone | 312900 | 49800
Cyclopropanecarboxylic acid, 2-pentyl-, (1R,2S)-rel- | 312892 | 49801
2-Propenoic acid, polymer with ethyl 2-propenoate and (1-methylethenyl)benzene | 312876 | 49802
Docosanoic acid, 1,1',1''-(butylstannylidyne) ester | 312868 | 49803
Carbonic acid, (cyanophenylmethylene)azanyl 1,1-dimethylethyl ester | 312850 | 49804
1H-Inden-1-one, 7-chloro-2,3-dihydro-4-methyl- | 312835 | 49805
1-Propanaminium, N,N,N-trimethyl-3-[(2-methyl-1-oxo-2-propen-1-yl)amino]-, chloride (1:1), polymer with 2-propenamide | 312827 | 49806
2,6-Decadienal, 3,7,9-trimethyl- | 312819 | 49807
[1,1'-Biphenyl]-4-carbonitrile, 4'-[(2S)-2-methylbutoxy]- | 312793 | 49808
Heptanenitrile, 2-[2-(1-cyano-1-methylpropyl)diazenyl]-2-methyl- | 312785 | 49809
2-Naphthalenesulfonic acid, 5-(acetylamino)-1-(acetyloxy)-, sodium salt (1:1) | 312769 | 49810
2-Naphthalenesulfonyl chloride, 5-(acetylamino)-1-(acetyloxy)- | 312751 | 49811
2-Naphthalenesulfonic acid, 5-amino-1-hydroxy- | 312744 | 49812
2-Naphthalenesulfonic acid, 5-[bis(methylsulfonyl)amino]-1-[(methylsulfonyl)oxy]-, sodium salt (1:1) | 312736 | 49813
2-Naphthalenesulfonyl chloride, 5-[bis(methylsulfonyl)amino]-1-[(methylsulfonyl)oxy]- | 312728 | 49814
Propanoic acid, 2-[4-[4-(trifluoromethyl)phenoxy]phenoxy]-, methyl ester | 312710 | 49815
2-Propenoic acid, butyl ester, polymer with ethenylmethylbenzene | 312702 | 49816
Cobalt nickel oxide (CoNiO2) | 312694 | 49817
Benzoic acid, 4-hydroxy-, polymer with formaldehyde and 4-methylphenol | 312686 | 49818
7-Oxabicyclo[4.1.0]heptan-3-ol, 6-methyl-3-(1-methylethyl)- | 312678 | 49819
Heptanenitrile, 2-[2-(1-cyano-1-methylbutyl)diazenyl]-2-methyl- | 312660 | 49820
Pentanenitrile, 2-amino-2-methyl- | 312652 | 49821
Heptanenitrile, 2,2'-azobis[2-methyl- | 312645 | 49822
Heptanenitrile, 2-amino-2-methyl- | 312637 | 49823
[1,1'-Biphenyl]-4-carbonyl chloride, 4'-heptyl- | 312629 | 49824
Lithium boride (LiB12) | 312611 | 49825
Methanaminium, N-(1-chloroethylidene)-N-methyl-, chloride (1:1) | 312603 | 49826
Benzenesulfonic acid, [[4-[(4-amino-3-methylphenyl)[4-(phenylimino)-2,5-cyclohexadien-1-ylidene]methyl]phenyl]amino]- | 312595 | 49827
Cyclododecane, (ethoxymethoxy)- | 312587 | 49828
Benzamide, N,N-bis(2-hydroxyethyl)- | 312579 | 49829
Spiro[2H-1-benzopyran-2,2'(3'H)-benzothiazole], 3,4-dihydro-8-methoxy-3'-methyl-4-[(3-methyl-2(3H)-benzothiazolylidene)methyl]- | 312561 | 49830
3H-Indole-7-carboxylic acid, 3-(3-oxo-1H,3H-naphtho[1,8-cd]pyran-1-ylidene)-, hydrochloride (1:1) | 312553 | 49831
Phenol, polymer with (4R)-1-methyl-4-(1-methylethenyl)cyclohexene | 312546 | 49832
Acetamide, N-[5-[bis(2-hydroxyethyl)amino]-2-[2-[2,5-dichloro-4-[(diethylamino)sulfonyl]phenyl]diazenyl]phenyl]- | 312538 | 49833
Hexanedioic acid, polymer with 1,3-diisocyanatomethylbenzene, 2,2-dimethyl-1,3-propanediol, 1,6-hexanediol and .alpha.-hydro-.omega.-hydroxypoly(oxy-1,2-ethanediyl) | 312520 | 49834
2-Cyclohexene-1-carboxylic acid, 2-ethyl-3,6,6-trimethyl-, ethyl ester | 312512 | 49835
1-Tridecanesulfonyl chloride | 312496 | 49836
Carbamimidothioic acid, 3-(trimethoxysilyl)propyl ester, hydrochloride (1:1) | 312488 | 49837
1,3-Benzenedicarboxylic acid, polymer with 1,4-butanediol, 2,2-dimethyl-1,3-propanediol and hexanedioic acid | 312462 | 49838
2-Propenoic acid, 2-methyl-, methyl ester, polymer with ammonium 2-methyl-2-propenoate (1:1) | 312454 | 49839
Poly(oxy-1,2-ethanediyl), .alpha.-[4-(1-methylethyl)phenyl]-.omega.-hydroxy- | 312447 | 49840
Benzonitrile, 4-[2-[4-[bis(2-hydroxyethyl)amino]-2-methylphenyl]diazenyl]-2-chloro- | 312439 | 49841
Acetic acid, 2-hydroxy-, compd. with 2-(1-methyl-2-propen-1-ylidene)hydrazinecarboximidamide (1:1), polymer with ethenylbenzene | 312421 | 49842
Hexanedioic acid, polymer with 2-methyloxirane and oxirane | 312413 | 49843
2-Propenoic acid, 2-(phosphonooxy)-, sodium salt (1:2) | 303974 | 49844
Glycine, N-(carboxymethyl)-N-(1,1-diphosphonoethyl)- | 303966 | 49845
1,4-Benzenedicarboxylic acid, 1-[[4-(methoxycarbonyl)phenyl]methyl] 4-methyl ester | 303941 | 49846
2H-Pyran, 2-[(7E)-7-dodecen-1-yloxy]tetrahydro- | 303925 | 49847
Propanenitrile, 3-[[4-[2-(5-nitro-2-thiazolyl)diazenyl]phenyl](3-phenylpropyl)amino]- | 303917 | 49848
Guanidine, N-cyano-, polymer with ammonium chloride ((NH4)Cl) and formaldehyde | 303909 | 49849
Phenol, 4,4'-(1-methylethylidene)bis-, polymer with 2-(chloromethyl)oxirane and oxirane | 303891 | 49850
1,4-Dithiin, 2,3-dihydro-5,6-dimethyl-, 1,1,4,4-tetraoxide | 303883 | 49851
Benzenamine, 4,4'-(1,2-ethanediyl)bis[N-[(4-methoxyphenyl)methylene]- | 303867 | 49852
Carbamic acid, [(dibutylamino)thio]methyl-, 2,3-dihydro-2,2-dimethyl-7-benzofuranyl ester | 303842 | 49853
Poly(oxy-1,4-butanediyl), .alpha.-[3-(1-aziridinyl)-1-oxopropyl]-.omega.-[3-(1-aziridinyl)-1-oxopropoxy]- | 303826 | 49854
Propanenitrile, 3-[[4-[2-(2,6-dibromo-4-nitrophenyl)diazenyl]phenyl]ethylamino]- | 303818 | 49855
Acetic acid, (2,4-dichlorophenoxy)-, compd. with (Z,Z)-N,N-dimethyl-9,12-octadecadien-1-amine (1:1), mixt. with (Z)-N,N-dimethyl-9-octadecen-1-amine (2,4-dichlorophenoxy)acetate | 303792 | 49856
Acetamide, N-[2-[2-(2-cyano-6-iodo-4-nitrophenyl)diazenyl]-5-(diethylamino)phenyl]- | 303784 | 49857
Propanoic acid, 3-mercapto-, 1,1'-[(4,4-dimethyl-2,5-dioxo-1,3-imidazolidinediyl)di-2,1-ethanediyl] ester | 303768 | 49858
2-Pyridinamine, polymer with 2-(chloromethyl)oxirane | 303750 | 49859
2-Propenoic acid, ethyl ester, polymer with 1,1-dichloroethene, N-(hydroxymethyl)-2-propenamide, methyl 2-propenoate and 2-propenamide | 303743 | 49860
Hexanedioic acid, polymer with 2-oxepanone and 2,2'-oxybis[ethanol] | 303735 | 49861
1,4-Benzenedicarboxylic acid, 1,4-dimethyl ester, polymer with 1,4-butanediol and hexanedioic acid | 303727 | 49862
1H-1,2,4-Triazole-1-ethanol, .beta.-(4-chlorophenoxy)-.alpha.-(1,1-dimethylethyl)- | 303719 | 49863
Ethanaminium, N-ethyl-N,N-dimethyl-2-[(2-methyl-1-oxo-2-propen-1-yl)oxy]-, ethyl sulfate (1:1), polymer with 2-propenamide | 303701 | 49864
2-Propenoic acid, (1-methylethylidene)bis(2,6-dibromo-4,1-phenylene) ester | 303693 | 49865
Acetaldehyde, 2-[1-ethyl-1,3-dihydro-3,3-dimethyl-5-(phenylsulfonyl)-2H-indol-2-ylidene]- | 303677 | 49866
3H-Indole, 2,3,3-trimethyl-5-(phenylsulfonyl)- | 303651 | 49867
Ethenol, homopolymer, ester with boric acid (H3BO3) | 303636 | 49868
Octadecanoic acid, 1-methylnonyl ester | 303628 | 49869
Formaldehyde, polymer with ammonia, 2-methylphenol and phenol | 303602 | 49870
Neodecanoic acid, barium salt (2:1) | 303594 | 49871
Ethene, 1-bromo-1,2,2-trifluoro-, homopolymer | 303586 | 49872
3,6,9,12,15,18-Hexaoxaheneicosane, 1,1,1,2,4,4,5,7,7,8,10,10,11,13,13,14,16,16,17,19,19,20,20,21,21,21-hexacosafluoro-5,8,11,14,17-pentakis(trifluoromethyl)- | 303578 | 49873
1H-Pyrrole-2,5-dione, 1-[7-(dimethylamino)-4-methyl-2-oxo-2H-1-benzopyran-3-yl]- | 303552 | 49874
Oxirane, 2,2'-[(1-methylethylidene)bis(4,1-phenyleneoxymethylene)]bis-, homopolymer, di-2-propenoate | 303545 | 49875
Bismuth, compd. with rubidium (1:3) | 303537 | 49876
Oxirane, 2-methyl-, polymer with oxirane, dioctadecanoate | 303529 | 49877
1-Hexanesulfonic acid, 1,1,2,2,3,3,4,4,5,5,6,6,6-tridecafluoro-, lithium salt (1:1) | 303511 | 49878
Methanesulfonic acid, 1,1,1-trifluoro-, calcium salt (2:1) | 303503 | 49879
Benzene, 1-chloro-2-(chloromethyl)-3-fluoro- | 303487 | 49880
1,3-Benzenedicarboxylic acid, polymer with hexanedioic acid, 2-(hydroxymethyl)-2-methyl-1,3-propanediol and 2,2,4-trimethyl-1,3-pentanediol | 303461 | 49881
2-Propenoic acid, 2-methyl-, polymer with ethyl 2-propenoate and 2-propen-1-yl 2-methyl-2-propenoate | 303453 | 49882
1,4-Benzenedicarbonyl dichloride, polymer with bis(4-phenoxyphenyl)methanone | 303446 | 49883
1,4,7,10,13,16-Hexaoxacyclooctadecane, compd. with acetonitrile (1:2) | 303438 | 49884
Copper zinc hydroxide sulfate | 303420 | 49885
Cyanamide, N-(1,4,5,6-tetrahydro-4,6-dioxo-2-pyrimidinyl)- | 303412 | 49886
Bicyclo[2.2.1]heptan-2-ol, 1,3,3-trimethyl-, 2-benzoate | 303396 | 49887
9-Octadecenoic acid, 12-hydroxy-, ethyl ester, (9Z,12R)- | 303388 | 49888
Benzenepentanal, .beta.-methyl- | 303370 | 49889
Benzenepentanol, .gamma.-methyl- | 303362 | 49890
Benzenepropanol, .alpha.-ethenyl-.alpha.-methyl- | 303354 | 49891
2-Butenoic acid, 3-methyl-, (2E)-3,7-dimethyl-2,6-octadien-1-yl ester | 303347 | 49892
Phosphorous acid, 2-ethylhexyl bis(nonylphenyl) ester | 303339 | 49893
6-Octenal, 7-methyl-3-methylene- | 303321 | 49894
Benzenamine, 3-chloro-4-(4-morpholinyl)- | 303313 | 49895
2,5-Pyrrolidinedione, silver(1+) salt (1:1) | 303305 | 49896
Benzoic acid, 4-methyl-, [4-(methoxycarbonyl)phenyl]methyl ester | 303297 | 49897
2-Propenoic acid, 2-methyl-, methyl ester, polymer with butyl 2-propenoate, ethenylbenzene and rel-(1R,2R,4R)-1,7,7-trimethylbicyclo[2.2.1]hept-2-yl 2-methyl-2-propenoate | 329540 | 49898
2-Propenoic acid, 2-methyl-, 2-methylpropyl ester, polymer with butyl 2-propenoate and 2-(3-oxazolidinyl)ethyl 2-methyl-2-propenoate | 329532 | 49899
2-Propenoic acid, butyl ester, polymer with ethyl 2-propenoate, N-(hydroxymethyl)-2-propenamide and 2-propenamide | 329524 | 49900
Hexanedioic acid, polymer with 1,3-butanediol, 2-ethylhexyl ester | 329516 | 49901
2-Propenoic acid, methyl ester, polymer with 1,1'-[oxybis(2,1-ethanediyloxy)]bis[ethene] and 2-propenenitrile | 329508 | 49902
2-Propenoic acid, 2-methyl-, 2-[(1,1-dimethylethyl)amino]ethyl ester, polymer with ethyl 2-propenoate, methyl 2-methyl-2-propenoate and 2-propenenitrile | 329490 | 49903
2-Propenoic acid, butyl ester, polymer with ethyl 2-propenoate and 2-propenamide | 329482 | 49904
Hexanedioic acid, polymer with 1,2-propanediol, 2-ethylhexyl ester, acetate | 329474 | 49905
2-Propenoic acid, 2-methyl-, 2-hydroxyethyl ester, polymer with dodecyl 2-propenoate | 329466 | 49906
Formaldehyde, polymer with N1,N2-bis(2-aminoethyl)-1,2-ethanediamine and 4,4'-(1-methylethylidene)bis[phenol] | 329458 | 49907
5-Isobenzofurancarboxylic acid, 1,3-dihydro-1,3-dioxo-, polymer with 1,2-ethanediol, 2-ethylhexyl ester | 329441 | 49908
Acetic acid, 2-hydroxy-, polymer with 2-(1-methyl-2-propen-1-ylidene)hydrazinecarboximidamide | 329433 | 49909
2-Propenoic acid, 2-methyl-, 2-ethylhexyl ester, polymer with 1,4-diethenylbenzene, ethenylbenzene and methyl 2-methyl-2-propenoate | 329425 | 49910
2-Propenoic acid, 2-methyl-, 2-(benzoyloxy)ethyl ester, polymer with 2-[[(6-diazo-5,6-dihydro-5-oxo-1-naphthalenyl)sulfonyl]oxy]ethyl 2-methyl-2-propenoate and methyl 2-methyl-2-propenoate | 329417 | 49911
2-Propenoic acid, butyl ester, polymer with ethenylbenzene, 2-methyl-2-propenamide and sodium 2-methyl-2-[(1-oxo-2-propen-1-yl)amino]-1-propanesulfonate (1:1) | 329409 | 49912
Ethanol, 2,2'-iminobis-, compd. with sulfur dioxide (1:?) | 329391 | 49913
Benzenesulfonyl fluoride, 3-[[(5-hydroxy-1-naphthalenyl)amino]sulfonyl]- | 329383 | 49914
1H-Imidazo[4,5-b]quinoxalinium, 2-[2-(3,5-dimethyl-1-phenyl-1H-pyrazol-4-yl)ethenyl]-1,3-di-2-propen-1-yl-, 4-methylbenzenesulfonate (1:1) | 329367 | 49915
1H-Imidazo[4,5-b]quinoxalinium, 6-chloro-2-[(1,3-dihydro-1,3-dimethyl-2H-imidazo[4,5-b]quinoxalin-2-ylidene)methyl]-1,3-diphenyl-, 4-methylbenzenesulfonate (1:1) | 329359 | 49916
Naphtho[1,2-d]thiazolium, 1-(3-sulfopropyl)-2-[[3-(3-sulfopropyl)-2(3H)-benzothiazolylidene]methyl]-, inner salt, sodium salt (1:1) | 329334 | 49917
1H,5H-Benzo[ij]quinolizine-9-carboxaldehyde, 2,3,6,7-tetrahydro-8-hydroxy- | 329318 | 49918
Pyridinium, 2-methyl-4,6-bis(4-methylphenyl)-1-(methylphenylamino)-, tetrafluoroborate(1-) (1:1) | 329292 | 49919
Benzothiazolium, 3-methyl-2-[2-(1-piperidinyl)ethenyl]-, 4-methylbenzenesulfonate (1:1) | 329284 | 49920
1(4H)-Pyridinebutanesulfonic acid, 4-(3-ethyl-4-oxo-2-thioxo-5-thiazolidinylidene)-, compd. with piperidine (1:1) | 329268 | 49921
1H-Benz[e]indolium, 1,1,2-trimethyl-3-(4-sulfobutyl)-, inner salt | 329243 | 49922
Benzoxazolium, 3-ethyl-2-[2-(1-ethyl-2,5-dimethyl-1H-pyrrol-3-yl)ethenyl]-, chloride (1:1) | 329227 | 49923
Quinolinium, 1-ethyl-2-[[1-(3-hydroxypropyl)-2(1H)-quinolinylidene]methyl]-, iodide (1:1) | 329219 | 49924
Naphtho[1,2-d]thiazolium, 1-methyl-2-(methylthio)-, 4-methylbenzenesulfonate (1:1) | 329201 | 49925
Benzothiazolium, 5-chloro-3-ethyl-2-methyl-, 4-methylbenzenesulfonate (1:1) | 329185 | 49926
3H-Naphtho[1,2,3-de]quinoline-1-carboxylic acid, 2,7-dihydro-3-methyl-6-[(4-methyl-2-sulfophenyl)amino]-2,7-dioxo-, 1-ethyl ester, ammonium salt (1:1) | 329177 | 49927
3H-Naphtho[1,2,3-de]quinoline-1-carboxylic acid, 6-[(4-chloro-2-sulfophenyl)amino]-2,7-dihydro-3-methyl-2,7-dioxo-, 1-ethyl ester | 329151 | 49928
Thiazolo[5,4-d]thiazole, 2,5-bis(2-methoxyphenyl)- | 329144 | 49929
2,4,6(1H,3H,5H)-Pyrimidinetrione, 1,3-bis(2-methoxyethyl)- | 329136 | 49930
1,3-Propanedione, 1,3-di-2-furanyl-2-(1-methylnaphtho[1,2-d]thiazol-2(1H)-ylidene)- | 329128 | 49931
Pyridinium, 4-(phenylthio)-1-(4-sulfobutyl)-, inner salt | 329110 | 49932
Benzothiazolium, 2-(methylthio)-3-(3-sulfopropyl)-, inner salt | 329102 | 49933
Naphtho[2,3-d]thiazolium, 2-methyl-3-(3-sulfobutyl)-, inner salt | 329094 | 49934
Benzothiazolium, 2-methyl-3-(3-sulfobutyl)-, inner salt | 329086 | 49935
Benzothiazolium, 2-[2-methyl-3-[3-(3-sulfobutyl)-2(3H)-benzothiazolylidene]-1-propen-1-yl]-3-(3-sulfobutyl)-, inner salt, compd. with N,N-diethylethanamine (1:1) | 329078 | 49936
Benzothiazolium, 5-methoxy-2-methyl-3-(3-sulfopropyl)-, inner salt | 329060 | 49937
Benzoxazolium, 3-ethyl-2-[4-(phenylamino)-1,3-butadien-1-yl]-5-sulfo-, inner salt | 329052 | 49938
Benzoxazolium, 3-ethyl-2-methyl-5-sulfo-, inner salt | 329045 | 49939
Benzoxazolium, 2-(2-ethoxy-1-buten-1-yl)-5-phenyl-3-(3-sulfobutyl)-, inner salt | 329037 | 49940
Benzothiazolium, 5-methoxy-2-[[5-methoxy-3-(3-sulfopropyl)-2(3H)-benzothiazolylidene]methyl]-3-(3-sulfopropyl)-, inner salt, compd. with N,N-diethylethanamine (1:1) | 329029 | 49941
Benzothiazolium, 5,6-dimethoxy-2-methyl-3-(3-sulfopropyl)-, inner salt | 329011 | 49942
Naphtho[1,2-d]thiazolium, 2-[3-[5,6-dichloro-1-ethyl-1,3-dihydro-3-(3-sulfobutyl)-2H-benzimidazol-2-ylidene]-1-propen-1-yl]-1-(3-sulfopropyl)-, inner salt, compd. with N,N-diethylethanamine (1:1) | 329003 | 49943
Benzoxazolium, 5-chloro-2-[2-[[5-phenyl-3-(3-sulfobutyl)-2(3H)-benzoxazolylidene]methyl]-1-buten-1-yl]-3-(3-sulfopropyl)-, inner salt, compd. with N,N-diethylethanamine (1:1) | 328989 | 49944
Benzothiazolium, 5-chloro-2-[2-[[5-chloro-3-(3-sulfobutyl)-2(3H)-benzothiazolylidene]methyl]-1-buten-1-yl]-3-(3-sulfobutyl)-, inner salt, compd. with N,N-diethylethanamine (1:1) | 328963 | 49945
Benzoxazolium, 5-chloro-2-[2-[(5-chloro-3-ethyl-2(3H)-benzoxazolylidene)methyl]-1-buten-1-yl]-3-(3-sulfopropyl)-, inner salt | 328955 | 49946
Benzoxazolium, 2-[4-(acetylphenylamino)-1,3-butadien-1-yl]-3-ethyl-5-sulfo-, inner salt | 328930 | 49947
2,5,8,10-Tetraoxatridec-12-enoic acid, 9-oxo-, 2-propen-1-yl ester, polymer with 1,1'-(1,2-ethanediyl) bis(2-methyl-2-propenoate) and methyl 2-methyl-2-propenoate | 320382 | 49948
Butanedioic acid, 2-methylene-, polymer with butyl 2-propenoate, ethenylbenzene, 2-hydroxyethyl 2-methyl-2-propenoate and methyl 2-methyl-2-propenoate | 320374 | 49949
Cyclopentanecarboxylic acid, 1-butyl-2-oxo-, methyl ester | 320366 | 49950
Poly(oxy-1,2-ethanediyl), .alpha.-(carboxymethyl)-.omega.-(tridecyloxy)-, sodium salt (1:1) | 320358 | 49951
Poly(oxy-1,2-ethanediyl), .alpha.-carboxy-.omega.-(tridecyloxy)-, sodium salt (1:1) | 320341 | 49952
2,?-Anthracenedisulfonic acid, 4-[[4-(acetylamino)phenyl]amino]-1-amino-9,10-dihydro-9,10-dioxo-, sodium salt (1:2) | 320333 | 49953
2-Pyridinepropanol, 6-methyl- | 320325 | 49954
1,3-Dioxepin, 2-hexyl-4,7-dihydro- | 320317 | 49955
1,2,3-Propanetriol, homopolymer, dioctadecanoate | 320309 | 49956
Oxirane, 2-methyl-, polymer with oxirane, tridecyl ether | 320291 | 49957
C.I. Solvent Violet 2 | 320283 | 49958
C.I. Solvent Red 35 | 320275 | 49959
C.I. Pigment Green 10 | 320267 | 49960
Methanaminium, N-[4-[[4-(dimethylamino)phenyl]phenylmethylene]-2,5-cyclohexadien-1-ylidene]-N-methyl-, molybdatetungstatephosphate | 320259 | 49961
Poly(oxy-1,2-ethanediyl), .alpha.-(tridecylphenyl)-.omega.-hydroxy- | 320242 | 49962
Poly(oxy-1,2-ethanediyl), .alpha.-acetyl-.omega.-hydroxy-, ether with D-glucitol (1:1), penta-(9Z)-9-octadecenoate | 320234 | 49963
Poly(oxy-1,2-ethanediyl), .alpha.-hydro-.omega.-hydroxy-, ether with D-glucitol (1:1), pentadodecanoate | 320226 | 49964
Poly(oxy-1,2-ethanediyl), .alpha.-hydro-.omega.-hydroxy-, ether with D-glucitol (2:1), tetra-(9Z)-9-octadecenoate | 320218 | 49965
Poly(oxy-1,2-ethanediyl), .alpha.-(dimethylphenyl)-.omega.-hydroxy- | 320200 | 49966
Poly(oxy-1,2-ethanediyl), .alpha.-(trimethylheptyl)-.omega.-hydroxy- | 320192 | 49967
Poly(oxy-1,2-ethanediyl), .alpha.-isooctyl-.omega.-hydroxy- | 320184 | 49968
Naphthalenesulfonic acid, dipentyl-, ammonium salt (1:1) | 320168 | 49969
Quinoline, (1,1-dimethylethyl)- | 320150 | 49970
1,2-Benzenedicarboxylic acid, 1-hexyl 2-isodecyl ester | 320135 | 49971
Poly(oxy-1,2-ethanediyl), .alpha.-sulfo-.omega.-(tridecyloxy)-, ammonium salt (1:1) | 320127 | 49972
Poly(oxy-1,2-ethanediyl), .alpha.-[1,3-dimethyl-1-(2-methylpropyl)hexyl]-.omega.-hydroxy- | 320119 | 49973
Poly(oxy-1,2-ethanediyl), .alpha.-(2-chloroethyl)-.omega.-(decyloxy)- | 320101 | 49974
Poly(oxy-1,2-ethanediyl), .alpha.-[(2Z)-4-[2-(2-methoxyethoxy)ethoxy]-1,4-dioxo-2-buten-1-yl]-.omega.-hydroxy- | 320093 | 49975
Benzene, 1,1'-[chloro(1,1-dimethylethyl)silylene]bis- | 312397 | 49976
Octadecanoic acid, 12-hydroxy-, calcium lithium salt (1:?:?) | 312389 | 49977
Benzothiazolium, 3,3'-(1,10-decanediyl)bis-, bromide (1:2) | 312363 | 49978
Benzoic acid, 3-[(4-amino-9,10-dihydro-9,10-dioxo-1-anthracenyl)amino]- | 312348 | 49979
Propanedinitrile, 2-[4-(1-ethylnaphtho[1,2-d]thiazol-2(1H)-ylidene)-1-phenyl-2-buten-1-ylidene]- | 312322 | 49980
Phenol, 4-nitro-2-[[(2,4,6-tripropoxyphenyl)methylene]amino]- | 312306 | 49981
Pyridine, 2,3,5-trichloro-6-hydrazinyl-4-(propylthio)- | 312280 | 49982
Morpholine, hydriodide (1:1) | 312272 | 49983
D-gluco-Heptonic acid, (2.xi.)-, ester with boric acid (H3BO3), sodium salt (1:?) | 312256 | 49984
Poly(oxy-1,2-ethanediyl), .alpha.-(nonylphenyl)-.omega.-(2-sulfoethoxy)-, sodium salt (1:1) | 312249 | 49985
1,3-Eicosanedione, 1-phenyl- | 312231 | 49986
Hexane, 1,2,5,6-tetrabromo- | 312215 | 49987
2-Propenoic acid, 2-methyl-, polymer with ethenylbenzene, ethyl 2-propenoate and methyl 2-methyl-2-propenoate, ammonium salt | 312207 | 49988
Ethanol, 2-(3,3-dimethylbicyclo[2.2.1]hept-2-ylidene)-, (2Z)- | 312199 | 49989
1-Hexanol, 3,5,5-trimethyl-, 1-acetate | 312173 | 49990
Calcium magnesium hydroxide oxide (CaMg(OH)2O) | 312165 | 49991
Hexanedioic acid, 1-(2-ethylhexyl) 6-(phenylmethyl) ester | 312157 | 49992
Oxirane, 2-methyl-, polymer with oxirane, monododecanoate | 312140 | 49993
Phosphorochloridic acid, bis(2,5-dimethylphenyl) ester | 312132 | 49994
Imidazo[2,1-b]thiazole, 6-phenyl-5-[2-(1H-1,2,4-triazol-5-yl)diazenyl]- | 312124 | 49995
Phosphorodithioic acid, O,O-bis(methylphenyl) ester, ammonium salt (1:1) | 312116 | 49996
2,7-Naphthalenedisulfonic acid, 4-amino-3-[2-[4-[6-[2-(2,4-diaminophenyl)diazenyl]-1H-benzimidazol-2-yl]phenyl]diazenyl]-5-hydroxy-6-(2-phenyldiazenyl)- | 312108 | 49997
2-Propanesulfonic acid, 1-[[4-[3-(4-chlorophenyl)-4,5-dihydro-1H-pyrazol-1-yl]phenyl]sulfonyl]-2-methyl-, sodium salt (1:1) | 312090 | 49998
Benzenesulfonyl chloride, 4-(2-phenyldiazenyl)- | 312082 | 49999
Butanoic acid, 4-[(9Z)-9-octadecen-1-ylamino]-4-oxosulfo-, sodium salt (1:2) | 312074 | 50000
Benzene, dodecylnitro- | 312066 | 50001
2-Propenoic acid, 2-methyl-, polymer with ethenylbenzene and 2-oxiranylmethyl 2-methyl-2-propenoate | 312058 | 50002
2-Propenoic acid, 2-methyl-, 2-(dimethylamino)ethyl ester, polymer with ethenylbenzene and 2-ethylhexyl 2-propenoate | 312041 | 50003
C.I. Pigment Red 108 | 312033 | 50004
7H-Pyrrolo[3,2-g]quinolin-7-one, 1,2,3,8-tetrahydro-1,2,3,3,5-pentamethyl- | 312025 | 50005
1H,5H,11H-[1]Benzopyrano[6,7,8-ij]quinolizin-11-one, 2,3,6,7-tetrahydro- | 312017 | 50006
2-Propenoic acid, methyl ester, polymer with diethenylbenzene and 1,1'-[oxybis(2,1-ethanediyloxy)]bis[ethene] | 312009 | 50007
Poly(oxy-1,2-ethanediyl), .alpha.-dodecyl-.omega.-hydroxy-, phosphate, potassium salt | 311993 | 50008
1,3-Benzenedicarboxylic acid, 5-sulfo-, 1,3-dimethyl ester, sodium salt (1:1), polymer with 1,3-benzenedicarboxylic acid and 2,2'-oxybis[ethanol] | 311985 | 50009
2-Naphthalenesulfonic acid, 6-amino-, sodium salt (1:1) | 311977 | 50010
Cobaltate(1-), bis[4-(hydroxy-.kappa.O)-3-[2-[2-(hydroxy-.kappa.O)-1-naphthalenyl]diazenyl-.kappa.N1]benzenesulfonamidato(2-)]-, sodium (1:1) | 311969 | 50011
8-Undecenal | 311951 | 50012
1,6-Dioxacyclohexadecane-7,16-dione | 311944 | 50013
Phenol, 2,3,6-trimethyl-, polymer with 2,6-dimethylphenol | 311936 | 50014
2-Propenoic acid, ethyl ester, polymer with chloroethene and methyl 2-propenoate | 311928 | 50015
Benzene, 1-methyl-3-[2-(trichlorosilyl)ethyl]- | 311910 | 50016
Zinc, dichloro[4,4-dimethyl-5-[[[(methylamino)carbonyl-.kappa.O]oxy]imino-.kappa.N]pentanenitrile]-, (T-4)- | 311902 | 50017
4,8-Decadienenitrile, 2,2,5,9-tetramethyl- | 311894 | 50018
Poly(oxy-1,2-ethanediyl), .alpha.-(1-oxododecyl)-.omega.-[[(9Z)-1-oxo-9-octadecen-1-yl]oxy]- | 311886 | 50019
2-Propenoic acid, 2-methyl-, methyl ester, polymer with ethyl 2-propenoate and 3-(trimethoxysilyl)propyl 2-methyl-2-propenoate | 311878 | 50020
9-Octadecen-1-ol, 1-formate, (9Z)- | 311860 | 50021
Poly(oxy-1,2-ethanediyl), .alpha.,.alpha.'-[(9-octadecen-1-ylimino)di-2,1-ethanediyl]bis[.omega.-hydroxy- | 311852 | 50022
Disulfide, bis(4,5-dimethoxy-2-nitrophenyl) | 311845 | 50023
2-Propenoic acid, 2-methyl-, polymer with butyl 2-propenoate, ethenylbenzene, ethyl 2-propenoate, 2-hydroxyethyl 2-methyl-2-propenoate and methyl 2-methyl-2-propenoate | 311837 | 50024
Butanedioic acid, 2-methylene-, polymer with 1,3-butadiene, ethenylbenzene, methyl 2-methyl-2-propenoate and 2-methyl-2-propenoic acid | 311829 | 50025
2-Naphthalenecarbonitrile, 3-ethyl-5,6,7,8-tetrahydro-5,5,8,8-tetramethyl- | 311803 | 50026
Naphthalene, 6-(chloromethyl)-7-ethyl-1,2,3,4-tetrahydro-1,1,4,4-tetramethyl- | 311787 | 50027
2,5-Furandione, dihydro-3-(isooctadecen-1-yl)- | 311779 | 50028
Acetamide, N-[(diphenylamino)thioxomethyl]- | 303289 | 50029
Chromate(2-), [N-[7-(hydroxy-.kappa.O)-8-[2-[2-(hydroxy-.kappa.O)-5-(methylsulfonyl)phenyl]diazenyl-.kappa.N1]-1-naphthalenyl]acetamidato(2-)][2-(hydroxy-.kappa.O)-3-[2-[2-(hydroxy-.kappa.O)-1-naphthalenyl]diazenyl-.kappa.N1]-5-nitrobenzenesulfonato(3-)]-, sodium (1:2) | 303271 | 50030
Benzoxazolium, 2-[2-(phenylamino)ethenyl]-3-(3-sulfopropyl)-, inner salt | 303263 | 50031
Benzenamine, 4,4'-(1,4-phenylenedi-2,1-ethenediyl)bis[N,N-bis(4-methylphenyl)- | 303255 | 50032
Hydrazine, (2-chloro-4,6-dimethylphenyl)- | 303248 | 50033
2-Propenoic acid, 2-methyl-, methyl ester, polymer with 2-sulfoethyl 2-methyl-2-propenoate | 303230 | 50034
2-Propenoic acid, 2-methyl-, dodecyl ester, polymer with 2-methylpropyl 2-methyl-2-propenoate | 303222 | 50035
1,3-Benzenedicarboxylic acid, polymer with 2-ethyl-2-(hydroxymethyl)-1,3-propanediol, hexanedioic acid and 2,2,4-trimethyl-1,3-pentanediol | 303214 | 50036
Sulfamic acid, compd. with 2-aminoethanol (1:1) | 303206 | 50037
4-Pyridinecarboxylic acid, 1,2,3,6-tetrahydro-2,2,6,6-tetramethyl-, ethyl ester | 303198 | 50038
Aluminum chromium oxide | 303172 | 50039
Phenol, 4-chloro-3,5-dimethyl-, sodium salt (1:1) | 303164 | 50040
1,4-Dioxacyclohexadecane-5,16-dione | 303156 | 50041
Silane, dichloro(3-chloropropyl)propyl- | 303131 | 50042
2-Propenoic acid, 2-methyl-, 2-oxiranylmethyl ester, polymer with 1,1-dichloroethene and methyl 2-propenoate | 303123 | 50043
1,3-Benzenedicarboxylic acid, polymer with 2,2'-oxybis[ethanol] and 1,2-propanediol | 303115 | 50044
1-Pentanol, methyl- | 303107 | 50045
2-Propen-1-aminium, N,N-dimethyl-N-2-propen-1-yl-, chloride (1:1), polymer with 1-ethenyl-2-pyrrolidinone and 2-propenamide | 303081 | 50046
2-Oxepanone, polymer with 5-isocyanato-1-(isocyanatomethyl)-1,3,3-trimethylcyclohexane and 2,2'-oxybis[ethanol] | 303073 | 50047
2-Oxepanone, polymer with 1,1'-methylenebis[4-isocyanatocyclohexane] and 2,2'-oxybis[ethanol] | 303065 | 50048
Acetamide, N-[4-[(dimethylamino)sulfonyl]phenyl]- | 303057 | 50049
3-Pyridinepropanoic acid, .beta.-oxo-, methyl ester | 303040 | 50050
1-Butanol, 3,3,4,4,4-pentafluoro- | 303024 | 50051
Octanoic acid, 4-methyl- | 303016 | 50052
1H-Isoindole-1,3(2H)-dione, 2-[2-(ethylphenylamino)ethyl]- | 302992 | 50053
Phenol, 4-(2,2,3,3-tetramethylbutyl)- | 302984 | 50054
Benzene, 1,1'-[1,2-ethanediylbis(oxy)]bis[3-methyl- | 302968 | 50055
Cyclohexanemethanamine, 1,3,3-trimethyl-N-(2-methylpropylidene)-5-[(2-methylpropylidene)amino]- | 302943 | 50056
Formaldehyde, polymer with 2-aminoethanol and 2-(chloromethyl)oxirane | 302935 | 50057
2-Propenoic acid, 2-methyl-, polymer with butyl 2-methyl-2-propenoate, ammonium sodium salt | 302927 | 50058
Guanidine, N-(3,5-dimethyl-1H-pyrazol-1-yl)-, nitrate (1:1) | 302919 | 50059
Benzene, [(2-phenylethoxy)methyl]- | 302901 | 50060
Benzonitrile, 2-[2-[4-[(2-cyanoethyl)(2-hydroxyethyl)amino]phenyl]diazenyl]-5-nitro- | 302885 | 50061
2-Propenoic acid, 2-methyl-, butyl ester, polymer with butyl 2-propenoate, 2-hydroxyethyl 2-methyl-2-propenoate, methyl 2-methyl-2-propenoate and 2-propenoic acid | 302877 | 50062
1,3-Propanediamine, N-(3-aminopropyl)-, polymer with 1,2-dichloroethane | 302869 | 50063
Xanthylium, 9-[2-(ethoxycarbonyl)phenyl]-3,6-bis(ethylamino)-2,7-dimethyl-, tetrafluoroborate(1-) (1:1) | 302844 | 50064
Benzothiazolium, 3-ethyl-2-[3-[2-[(3-ethyl-2(3H)-benzothiazolylidene)methyl]-4H-1-benzopyran-4-ylidene]-1-propen-1-yl]-, iodide (1:1) | 302836 | 50065
1H-Benz[e]indolium, 2-[2-[3-[2-[1,3-dihydro-1,1-dimethyl-3-(3-sulfopropyl)-2H-benz[e]indol-2-ylidene]ethylidene]-2-[4-(ethoxycarbonyl)-1-piperazinyl]-1-cyclopenten-1-yl]ethenyl]-1,1-dimethyl-3-(3-sulfopropyl)-, inner salt, compd. with N,N-diethylethanamine (1:1) | 302828 | 50066
Acetic acid, 2,2',2''-[(methylstannylidyne)tris(thio)]tris-, 1,1',1''-triisooctyl ester | 302810 | 50067
Oxirane, 2,2'-[(1-methylethylidene)bis(4,1-phenyleneoxymethylene)]bis-, homopolymer, 2-propenoate | 302794 | 50068
Acetic acid, 2-bromo-, cobalt(2+) salt (2:1) | 302786 | 50069
6-Heneicosyn-11-ol | 302778 | 50070
6-Heneicosyn-11-one | 302760 | 50071
2-Propanol, 1-(1-methylethoxy)-, 2-acetate | 302745 | 50072
4,7-Methano-1H-indenol, 3a,4,5,6,7,7a-hexahydro-, acetate | 302737 | 50073
1,4-Benzenedicarboxylic acid, polymer with dihydro-2,5-furandione, 2,2-dimethyl-1,3-propanediol, 2-ethyl-2-(hydroxymethyl)-1,3-propanediol and 1,6-hexanediol | 302729 | 50074
Bisbenzothiazolo[3,2-d:2',3'-g][1,4]diazepin-12-ium, 13,14-dihydro-, bromide (1:1) | 302711 | 50075
[1,1'-Biphenyl]-4,4'-diamine, 3,3',5,5'-tetramethyl- | 302703 | 50076
Nonane, 1,1-diethoxy- | 302695 | 50077
2,7-Naphthalenedisulfonic acid, 4-amino-3-[2-[4'-[2-(2,4-diaminophenyl)diazenyl]-3,3'-dimethyl[1,1'-biphenyl]-4-yl]diazenyl]-5-hydroxy-6-(2-phenyldiazenyl)-, sodium salt (1:2) | 302687 | 50078
2-Propenoic acid, 2-methyl-, 2,2,2-trifluoroethyl ester, homopolymer | 302679 | 50079
1,3-Isobenzofurandione, polymer with 1,6-hexanediol | 302661 | 50080
2-Cyclohexen-1-one, 2-hydroxy-6-methyl-3-(1-methylethyl)- | 302653 | 50081
1,4-Butanediol, polymer with 2,4-diisocyanato-1-methylbenzene and .alpha.-hydro-.omega.-hydroxypoly(oxy-1,4-butanediyl) | 302646 | 50082
Phosphorous acid, dinonylphenyl bis(nonylphenyl) ester | 302638 | 50083
Naphtho[2,3-d]thiazolium, 2-[4-(phenylamino)-1,3-butadien-1-yl]-3-(3-sulfobutyl)-, inner salt | 328914 | 50084
Ethanethioic acid, S-[2-[(5-chloro-2-hydroxy-4-methylphenyl)amino]-2-oxoethyl] ester | 328898 | 50085
Thiourea, N-[4-(2-formylhydrazinyl)phenyl]-N'-phenyl- | 328872 | 50086
Benzenesulfonic acid, 4-[2-[3-[[(1,1-dimethylethyl)amino]sulfonyl]-4-hydroxy-8-[(methylsulfonyl)amino]-1-naphthalenyl]diazenyl]- | 328864 | 50087
3,6,9,12,15,18-Hexaoxahentriacontan-1-ol, 1-(hydrogen sulfate), ammonium salt (1:1) | 328849 | 50088
Naphtho[2,3-d]thiazole-3(2H)-propanesulfonic acid, 2-[4-(1-heptyl-5-oxo-3-phenyl-2-thioxo-4-imidazolidinylidene)-2-buten-1-ylidene]-.alpha.-methyl-, compd. with N,N-diethylethanamine (1:1) | 328831 | 50089
Isocyanic acid, polymethylenepolyphenylene ester, polymer with .alpha.-hydro-.omega.-hydroxypoly[oxy(methyl-1,2-ethanediyl)] ether with 2,2-bis(hydroxymethyl)-1,3-propanediol (4:1) | 328724 | 50090
Cyclopropanecarboxylic acid, 3-(2,2-dichloroethenyl)-2,2-dimethyl-, ethyl ester, (1R,3R)-rel- | 328708 | 50091
1,3,4-Thiadiazole, 2,5-bis(tribromomethyl)- | 328690 | 50092
Phenol, 4-[[4-(phenylmethoxy)phenyl]sulfonyl]- | 328674 | 50093
Acetic acid, 2-[4-[[2-[2,4-bis(1,1-dimethylpropyl)phenoxy]-5-nitrobenzoyl]amino]phenyl]hydrazide | 328658 | 50094
Butanamide, 4-[2,4-bis(1,1-dimethylpropyl)phenoxy]-N-(4-chloro-3-nitrophenyl)- | 328633 | 50095
1-Octanone, 1-(2,5-dihydroxy-4-octylphenyl)- | 328617 | 50096
Ethanol, 2-[2-[2-(4-nitrophenoxy)ethoxy]ethoxy]- | 328609 | 50097
Benzeneacetonitrile, 3-(diethylamino)- | 328583 | 50098
1-Naphthalenol, 5-amino-, hydrochloride (1:1) | 328567 | 50099
Benzenamine, N-ethyl-N-(2-methoxyethyl)-3-methyl-4-nitroso- | 328559 | 50100
Benzenesulfonyl fluoride, 3-amino-, sulfate (1:1) | 328534 | 50101
Acetamide, N-[5-(dipropylamino)-2-[2-[5-(ethylthio)-1,3,4-thiadiazol-2-yl]diazenyl]phenyl]- | 328518 | 50102
1,3-Benzenediamine, N3-ethyl-4-methyl- | 328500 | 50103
1-Hexadecanesulfonamide, N-(4-chloro-3-nitrophenyl)- | 328484 | 50104
Propanamide, N-(1-ethyl-1,2,3,4-tetrahydro-2,2,4-trimethyl-7-quinolinyl)- | 328468 | 50105
Acetamide, N-[3-(ethylamino)-4-methylphenyl]- | 328443 | 50106
1(2H)-Quinolineethanol, 6-[2-[2-chloro-4-(methylsulfonyl)phenyl]diazenyl]-3,4-dihydro-2,2,4,7-tetramethyl- | 328435 | 50107
Acetamide, 2-[2-[2-chloro-4-(methylsulfonyl)phenyl]diazenyl]-N-[3-[ethyl(phenylmethyl)amino]phenyl]- | 328419 | 50108
Butanamide, N-(4-chloro-3-nitrophenyl)-2-(3-pentadecylphenoxy)- | 328393 | 50109
Quinoline, 1-ethyl-1,2,3,4-tetrahydro-2,2,4-trimethyl-7-nitro- | 328385 | 50110
1H-1,2,4-Triazolium, 1,2-dimethyl-3-[2-(6-phenylimidazo[2,1-b]thiazol-5-yl)diazenyl]-, chloride (1:1) | 328377 | 50111
1H-Isoindole-1,3(2H)-dione, 2-[2-[[4-[2-(2-chloro-4-nitrophenyl)diazenyl]-3-methylphenyl]ethylamino]ethyl]- | 328369 | 50112
Butanoic acid, 4-(4-sulfophenoxy)-, sodium salt (1:1) | 328351 | 50113
Octanoic acid, 4-hydroxyphenyl ester | 328344 | 50114
2-Butanesulfonic acid, 4-hydroxy-, sodium salt (1:1) | 328336 | 50115
1,4-Benzenedipropanoic acid, .beta.1,.beta.4-dihydroxy-, 1,4-diethyl ester | 328328 | 50116
2-Anthracenesulfonic acid, 1-amino-9,10-dihydro-4-[[(4-methylphenyl)sulfonyl]amino]-9,10-dioxo-, potassium salt (1:1) | 328310 | 50117
1(2H)-Quinolineethanol, 6-[2-(2-chloro-4,6-dinitrophenyl)diazenyl]-3,4-dihydro-2,2,4,7-tetramethyl- | 328302 | 50118
9,10-Anthracenedione, 1,8-dihydroxy-4-[(4-methoxyphenyl)amino]-5-nitro- | 328294 | 50119
Benzenamine, 2-chloro-4,6-dimethyl- | 328286 | 50120
Hydrazine, (2,4,6-trichlorophenyl)-, sulfate (1:?) | 328260 | 50121
2,5-Pyrrolidinedione, 1-[2-[[4-[2-(2,6-dichloro-4-nitrophenyl)diazenyl]-3-methylphenyl]ethylamino]ethyl]- | 328245 | 50122
Acetonitrile, 2-[ethyl(3-methylphenyl)amino]- | 328229 | 50123
Poly(oxy-1,2-ethanediyl), .alpha.,.alpha.'-[1,6-hexanediylbis(iminocarbonyl)]bis[.omega.-(9-octadecen-1-yloxy)- | 320085 | 50124
Octadecanamide, N-[[2-[bis(2-hydroxyethyl)amino]ethoxy]methyl]- | 320069 | 50125
Octadecanamide, N,N'-1,2-ethanediylbis[N-ethyl- | 320051 | 50126
Phosphoric acid, didecyl ester, compd. with morpholine (1:1) | 320044 | 50127
9H-Carbazole-3-carboxylic acid, 2-hydroxy-, sodium salt (1:1) | 320028 | 50128
Carbonic acid, cyclooctyl methyl ester | 320002 | 50129
2-Butenoic acid, 2-methyl-, 2-methylpropyl ester, (2E)- | 319988 | 50130
2-Butenoic acid, 2-methyl-, 2-methyl-2-propen-1-yl ester, (2E)- | 319970 | 50131
2-Butenoic acid, 2-methyl-, 3-methylpentyl ester, (2E)- | 319962 | 50132
2-Butenoic acid, 2-methyl-, 2-methyl-2-propen-1-yl ester, (2Z)- | 319954 | 50133
Ethanol, 2,2'-[(1H-benzotriazol-1-ylmethyl)imino]bis- | 319947 | 50134
1,3-Benzodioxole, 5-(4-methyl-1,3-dioxolan-2-yl)- | 319939 | 50135
Docosanoic acid, 1,1'-[2,2-bis[[(1-oxodocosyl)oxy]methyl]-1,3-propanediyl] ester | 319921 | 50136
3-Thiazolidineethanesulfonic acid, 4-oxo-2-thioxo-, potassium salt (1:1) | 319913 | 50137
Urea, polymer with formaldehyde and 1,3,5-triazine-2,4,6-triamine, hydrochloride | 319905 | 50138
Hexanedioic acid, polymer with 2-ethyl-2-[(2-propen-1-yloxy)methyl]-1,3-propanediol | 319897 | 50139
1-Octanesulfonamide, N-ethyl-1,1,2,2,3,3,4,4,5,5,6,6,7,7,8,8,8-heptadecafluoro-N-[3-(trimethoxysilyl)propyl]- | 319889 | 50140
1-Decanesulfonyl chloride | 319871 | 50141
Butanedioic acid, 2-methylene-, polymer with ethenylbenzene, ethyl 2-propenoate, N-(hydroxymethyl)-2-propenamide and 2-propenenitrile | 319863 | 50142
Butanedioic acid, 2-methylene-, polymer with butyl 2-propenoate, N-(hydroxymethyl)-2-propenamide, methyl 2-methyl-2-propenoate and 2-propenamide | 319855 | 50143
2-Propenoic acid, polymer with 2-ethylhexyl 2-propenoate, ethyl 2-propenoate and methyl 2-propenoate | 319848 | 50144
Hexanedioic acid, polymer with 1,2-ethanediol, 1,3-isobenzofurandione and 4,5,6,7-tetrachloro-1,3-isobenzofurandione | 319830 | 50145
1,3-Isobenzofurandione, 4,5,6,7-tetrachloro-, polymer with 1,2-ethanediol and 1,3-isobenzofurandione | 319822 | 50146
Chromate(3-), bis[3-[2-[2-(hydroxy-.kappa.O)-4-hydroxyphenyl]diazenyl-.kappa.N1]-4-(hydroxy-.kappa.O)benzenesulfonato(3-)]-, hydrogen (1:3) | 319814 | 50147
Quinoline, 3-hydrazinyl-, hydrochloride (1:2) | 319806 | 50148
2H-Benzimidazole-2-thione, 1,3-dihydro-4(or 5)-methyl-, zinc salt (2:1) | 319798 | 50149
2-Propenoic acid, polymer with 2-propen-1-ol, sodium salt | 319780 | 50150
2-Propenoic acid, 2-methyl-, polymer with ethene and 2-methylpropyl 2-propenoate, sodium salt | 319772 | 50151
2-Butenedioic acid (2E)-, polymer with ethene, 1,4-hexadiene and 1-propene | 319764 | 50152
Cyclotetrasiloxane, 2,4,6,8-tetramethyl-2-[3-(2-oxiranylmethoxy)propyl]- | 319756 | 50153
Propanedinitrile, 2-[3-(dihexylamino)-2-propen-1-ylidene]- | 319749 | 50154
Acetamide, N-(4,4-dicyano-1,3-butadien-1-yl)-N-phenyl- | 319731 | 50155
2-Butenedioic acid (2Z)-, 1,1'-(dimethylstannylene) 4,4'-diisooctyl ester | 319723 | 50156
Poly(oxy-1,2-ethanediyl), .alpha.-(1-oxodecyl)-.omega.-hydroxy- | 319715 | 50157
1H-Imidazolium, 1-ethyl-2-[(8Z)-8-heptadecen-1-yl]-4,5-dihydro-1-(2-hydroxyethyl)-, ethyl sulfate (1:1) | 319707 | 50158
Butanedioic acid, 2-methylene-, polymer with butyl 2-propenoate and 2-propenenitrile | 319699 | 50159
1,3-Isobenzofurandione, 4,4'-[(1-methylethylidene)bis(4,1-phenyleneoxy)]bis-, polymer with 1,3-benzenediamine and 5,5'-[(1-methylethylidene)bis(4,1-phenyleneoxy)]bis[1,3-isobenzofurandione] | 319681 | 50160
1,3-Isobenzofurandione, 4,4'-[(1-methylethylidene)bis(4,1-phenyleneoxy)]bis-, polymer with 1,3-benzenediamine | 319673 | 50161
1,3-Isobenzofurandione, 5,5'-[(1-methylethylidene)bis(4,1-phenyleneoxy)]bis-, polymer with 1,3-benzenediamine and 1,3-isobenzofurandione | 319665 | 50162
Molybdenum zinc oxide | 319657 | 50163
Poly(oxy-1,2-ethanediyl), .alpha.,.alpha.'-[oxybis(methyl-2,1-ethanediyl)]bis[.omega.-hydroxy- | 319640 | 50164
2-Propenoic acid, 2-methyl-, polymer with 2-ethylhexyl 2-propenoate, 2-hydroxyethyl 2-methyl-2-propenoate and methyl 2-methyl-2-propenoate | 319632 | 50165
Oxirane, 2-[[4-(1-methyl-1-phenylethyl)phenoxy]methyl]- | 319624 | 50166
2-Propenoic acid, 2-methyl-, 4-[[(1,1,2,2,3,3,4,4,5,5,6,6,7,7,8,8,8-heptadecafluorooctyl)sulfonyl]methylamino]butyl ester | 319616 | 50167
4-Tridecen-7-yn-1-ol, (4E)- | 319608 | 50168
4-Tridecen-7-yne, 1-(1-ethoxyethoxy)-, (4E)- | 319590 | 50169
2-Hexen-1-ol, 6-(1-ethoxyethoxy)-, (2E)- | 319574 | 50170
1-Pentyne, 5-(1-ethoxyethoxy)- | 319558 | 50171
Carbamic acid, N-butyl-, 2-[(2-cyanoethyl)[4-[2-(4-nitrophenyl)diazenyl]phenyl]amino]ethyl ester | 319541 | 50172
2-Propenoic acid, 2-methyl-, methyl ester, polymer with ethyl 2-propenoate and 2-propen-1-yl 2-methyl-2-propenoate | 319533 | 50173
2-Propenoic acid, 2-methyl-, 2-(dimethylamino)ethyl ester, sulfate (2:1), homopolymer | 319525 | 50174
Sulfonium, [(dodecylphenyl)methyl]dimethyl-, chloride (1:1) | 319517 | 50175
3H-Pyrazol-3-one, 4-[2-(2,4-dimethoxyphenyl)diazenyl]-2,4-dihydro-5-methyl-2-phenyl- | 319491 | 50176
Titanium, (isooctadecanoato-.kappa.O)bis(2-methyl-2-propenoato-.kappa.O)(2-propanolato)- | 319483 | 50177
1,3-Isobenzofurandione, hexahydro-, polymer with 2,2-dimethyl-1,3-propanediol | 319467 | 50178
1-Butanol, 3-methyl-, 1-(hydrogen phosphorodithioate), sodium salt (1:1) | 311753 | 50179
Isocyanic acid, polymethylenepolyphenylene ester, polymer with 2-methyloxirane polymer with oxirane ether with 2-ethyl-2-(hydroxymethyl)-1,3-propanediol (3:1) | 311746 | 50180
Isocyanic acid, polymethylenepolyphenylene ester, polymer with 2-methyloxirane polymer with oxirane ether with 1,2,3-propanetriol (3:1) | 311738 | 50181
Ferrocene, polymer with 2-propanone | 311720 | 50182
2-Anthracenesulfonic acid, 1-amino-9,10-dihydro-4-[[3-[(4-methoxybenzoyl)amino]phenyl]amino]-9,10-dioxo-, sodium salt (1:1) | 311704 | 50183
Ethanol, 2-phenoxy-, 1-formate | 311696 | 50184
Butanoic acid, 3-methyl-, 2-phenoxyethyl ester | 311688 | 50185
Oxirane, 2-methyl-, polymer with oxirane, ether with 2,2-bis(hydroxymethyl)-1,3-propanediol (4:1) | 311662 | 50186
Sorbitan, isooctadecanoate, poly(oxy-1,2-ethanediyl) derivs. | 311654 | 50187
Ethanone, 1-(1,3,4,7,8,8a-hexahydro-1,5,8a-trimethyl-2H-1,4a-ethanonaphthalen-6-yl)- | 311647 | 50188
2-Propenoic acid, cobalt(2+) salt (2:1) | 311639 | 50189
7-Quinolinol, 1,2,3,4-tetrahydro- | 311621 | 50190
1,3-Isobenzofurandione, polymer with 1,2-ethanediol, 2,5-furandione, 2,2'-oxybis[ethanol] and 1,2-propanediol | 311605 | 50191
Hexanedioic acid, polymer with butanediol, 1,4-butanediol and 1,1'-methylenebis[4-isocyanatobenzene] | 311597 | 50192
2-Propenoic acid, 2-methyl-, methyl ester, polymer with ethenylbenzene, ethyl 2-propenoate, 2-methylpropyl 2-methyl-2-propenoate and 2-oxiranylmethyl 2-methyl-2-propenoate | 311589 | 50193
Borate(1-), tetra-1H-pyrrol-1-yl-, lithium (1:1) | 311571 | 50194
Phenol, 2,3,4,6-tetrabromo-5-methyl- | 311563 | 50195
Propanoic acid, 2-hydroxy-, antimony(3+) salt (3:1) | 311555 | 50196
Silanetriol, 1-(3-aminopropyl)- | 311530 | 50197
Oxirane, 2-(3,5-dichlorophenyl)-2-(2,2,2-trichloroethyl)- | 311514 | 50198
Octadecanoic acid, 12-hydroxy-, homopolymer, octadecanoate | 311506 | 50199
Gallium selenide (Ga2Se2) | 311498 | 50200
4-Piperidinecarboxylic acid, 2,2,6,6-tetramethyl-, methyl ester | 311480 | 50201
2-Propenoic acid, 2-methyl-, methyl ester, polymer with ethenylbenzene, 2-ethylhexyl 2-propenoate and 2-oxiranylmethyl 2-methyl-2-propenoate | 311472 | 50202
2-Naphthalenesulfonamide, 6-hydroxy-N-(2-hydroxyethyl)-N-methyl-5-[2-[4-(2-phenyldiazenyl)phenyl]diazenyl]- | 311456 | 50203
Ethanol, 2,2'-[[3-chloro-4-[2-(2-chloro-4-nitrophenyl)diazenyl]phenyl]imino]bis- | 311431 | 50204
Benzenemethanamine, N-methyl-N-[4-[2-(1H-1,2,4-triazol-5-yl)diazenyl]phenyl]- | 311423 | 50205
3-Butenal, 2-methyl-4-(2,6,6-trimethyl-2-cyclohexen-1-yl)- | 311407 | 50206
Tricyclo[6.3.1.02,5]dodecan-1-ol, 4,4,8-trimethyl-, 1-formate | 311381 | 50207
Formamide, N-(4,5,6,7-tetrahydrobenzo[b]thien-4-yl)- | 311373 | 50208
2-Propenoic acid, polymer with butyl 2-propenoate and 2-methylpropyl 2-propenoate | 311365 | 50209
Poly(oxy-1,2-ethanediyl), .alpha.-hydro-.omega.-hydroxy-, ether with 2-ethyl-2-(hydroxymethyl)-1,3-propanediol (3:1), dioctadecanoate | 311357 | 50210
Benzenesulfonic acid, 4-dodecyl-, compd. with 2-aminoethanol (1:1) | 311340 | 50211
2-Propenoic acid, 2-methyl-, polymer with ethyl 2-propenoate and methyl 2-methyl-2-propenoate, compd. with 2-(dimethylamino)ethanol | 311332 | 50212
Methanone, (2-hydroxy-5-nonylphenyl)phenyl- | 311324 | 50213
Lithium boride (LiB2) | 311316 | 50214
Benzoic acid, 3,3'-[iminobis(sulfonyl)]bis-, 1,1'-dimethyl ester, sodium salt (1:1), polymer with 2,2'-[1,4-cyclohexanediylbis(oxy)]bis[ethanol] and 1,1'-diethyl 3,3'-(1,4-phenylene)bis[2-propenoate] | 311308 | 50215
Cyclohexane, (4-methoxybutyl)- | 311290 | 50216
1H-Imidazole, 4,5-dihydro-1-[3-(triethoxysilyl)propyl]- | 311282 | 50217
2-Propenoic acid, polymer with N-(butoxymethyl)-2-propenamide, ethenylbenzene and ethyl 2-propenoate, compd. with 2-(dimethylamino)ethanol | 311274 | 50218
Poly[oxy(methyl-1,2-ethanediyl)], .alpha.,.alpha.'-(iminodi-2,1-ethanediyl)bis[.omega.-hydroxy- | 311266 | 50219
2-Naphthalenecarboxylic acid, 4-[2-(4-chloro-5-ethyl-2-sulfophenyl)diazenyl]-3-hydroxy-, calcium salt (1:1) | 311258 | 50220
Ethanol, 2-[ethyl(3-methyl-4-nitrosophenyl)amino]- | 311241 | 50221
Silane, dichloro(2-methoxyethyl)methyl- | 311233 | 50222
9,10-Anthracenedione, 2-[[2-(acetyloxy)ethyl]thio]-1,4-diamino-3-chloro- | 311225 | 50223
9,10-Anthracenedione, 1,4-diamino-2-chloro-3-[(2-hydroxyethyl)thio]- | 311217 | 50224
2-Propenenitrile, polymer with ethenylbenzene, 2-methyloxirane and oxirane | 311209 | 50225
Acetamide, N-[5-[bis(2-methoxyethyl)amino]-2-[2-(2-chloro-6-cyano-4-nitrophenyl)diazenyl]-4-methoxyphenyl]- | 311191 | 50226
2-Propenoic acid, 2-methyl-, polymer with butyl 2-propenoate, ethenyl acetate and 2-ethylhexyl 2-propenoate | 311183 | 50227
2-Propenoic acid, 2-methyl-, polymer with butyl 2-methyl-2-propenoate, butyl 2-propenoate and ethenylbenzene | 311175 | 50228
2-Propenoic acid, 2-methyl-, 2-(dimethylamino)ethyl ester, polymer with butyl 2-propenoate and ethenyl acetate | 311167 | 50229
Hexanedioic acid, polymer with 5-amino-1,3,3-trimethylcyclohexanemethanamine, 2,2-dimethyl-1,3-propanediol, 1,6-hexanediol and 5-isocyanato-1-(isocyanatomethyl)-1,3,3-trimethylcyclohexane | 311159 | 50230
9,10-Anthracenedione, 1,?-diamino- | 311142 | 50231
Antimonate(1-), hexafluoro-, hydrogen-d (1:1), (OC-6-11)- | 302620 | 50232
Ethanone, 1-[4-(1R,2S,4S)-bicyclo[2.2.1]hept-2-ylphenyl]-, rel- | 302612 | 50233
1,4-Benzenediamine, N4,N4-diethyl-2-methyl-, hydrochloride (1:2) | 302604 | 50234
2-Propanol, 1-[[2-(1-piperazinyl)ethyl]amino]- | 302596 | 50235
Hexanoic acid, 5-oxo-, butyl ester | 302588 | 50236
Butanoic acid, 3-oxo-, (1R,2R,4R)-1,7,7-trimethylbicyclo[2.2.1]hept-2-yl ester, rel- | 302570 | 50237
2-Pentanone, 4-hydroxy-4-methyl-, peroxide | 302562 | 50238
Oxirane, 2-methyl-, polymer with oxirane, mono([1,1'-biphenyl]-4-yl) ether | 302554 | 50239
1,3-Benzenedicarboxylic acid, polymer with 1,4-benzenedicarboxylic acid, 1,2-ethanediol, hexanedioic acid and nonanedioic acid | 302547 | 50240
Benzenamine, 4,4'-methylenebis[N-(1,3-dimethylbutylidene)- | 302539 | 50241
Benzenesulfonamide, 3-[(ethylphenylamino)methyl]-N,N-dimethyl- | 302521 | 50242
2-Propenoic acid, 1,1'-[(4-methyl-1,3-phenylene)bis(iminocarbonyloxy-2,1-ethanediyl)] ester | 302513 | 50243
1,4-Benzenedicarboxylic acid, polymer with 1,2-ethanediol, 2,5-furandione and 2,2'-oxybis[ethanol] | 302505 | 50244
Octadecanoic acid, 12-[(1-oxooctadecyl)oxy]-, octadecyl ester | 302497 | 50245
1,3-Benzenedicarboxylic acid, polymer with 2,2-dimethyl-1,3-propanediol, 2-ethyl-2-(hydroxymethyl)-1,3-propanediol, hexanedioic acid and 1,1'-methylenebis[4-isocyanatocyclohexane] | 302489 | 50246
1,3-Benzenedicarboxylic acid, polymer with 1-aziridineethanol, decanedioic acid, 2,2-dimethyl-1,3-propanediol and 2-ethyl-2-(hydroxymethyl)-1,3-propanediol | 302471 | 50247
Poly(oxy-1,4-butanediyl), .alpha.-(4-aminobenzoyl)-.omega.-[(4-aminobenzoyl)oxy]- | 302455 | 50248
9,11-Tetradecadien-1-ol, 1-acetate, (9E,11E)- | 302448 | 50249
9,11-Tetradecadien-1-ol, 1-acetate, (9Z,11Z)- | 302430 | 50250
Pyrrolo[3,4-c]pyrrole-1,4-dione, 2,5-dihydro-3,6-diphenyl- | 302414 | 50251
Thiazolium, 3-ethyl-4,5-dihydro-2-methyl-, iodide (1:1) | 302406 | 50252
1,3-Benzenedicarboxylic acid, polymer with 2,5-furandione and oxybis[propanol] | 302398 | 50253
1H-Indene, 2,3-dihydro-1,1,3-trimethyl-5(or 6)-nitro-3-(4-nitrophenyl)- | 302372 | 50254
Thiosulfuric acid (H2S2O3), S-(2-aminoethyl) ester, sodium salt (1:1) | 302364 | 50255
2-Propenoic acid, 2-methyl-, methyl ester, polymer with ethyl 2-propenoate, N-[(2-methylpropoxy)methyl]-2-propenamide and 2-propenoic acid | 302356 | 50256
Nonanedioic acid, compd. with 1,6-hexanediamine (1:1), polymer with 11-aminoundecanoic acid, azacyclotridecan-2-one and hexahydro-2H-azepin-2-one | 302331 | 50257
Perboric acid (HBO(O2)), calcium salt (2:1) | 302323 | 50258
2-Propenoic acid, 2-methyl-, methyl ester, polymer with ethenol and ethenyl acetate | 302315 | 50259
1,3-Benzenedicarboxylic acid, polymer with 2,5-furandione, 1,2-propanediol and 3a,4,7,7a-tetrahydro-1,3-isobenzofurandione | 302307 | 50260
1,4-Benzenedicarboxamide, N1,N4-dichloro- | 302299 | 50261
Poly(oxy-1,2-ethanediyl), .alpha.-acetyl-.omega.-(nonylphenoxy)- | 302273 | 50262
Pyrazine, 2,5-dimethyl-3,6-diphenyl- | 302265 | 50263
Benzenesulfonic acid, 4-dodecyl-, compd. with 1-amino-2-propanol (1:1) | 302240 | 50264
Naphth[2,1-d]oxazolium, 3-ethyl-2-methyl-, iodide (1:1) | 302232 | 50265
2-Propenoic acid, polymer with ethenyl acetate, 2-ethylhexyl 2-propenoate and ethyl 2-propenoate | 302224 | 50266
Formaldehyde, polymer with 4-(1,1-dimethylethyl)phenol and 4,4'-(1-methylethylidene)bis[phenol] | 302216 | 50267
Antimony nickel titanium oxide | 302208 | 50268
Borate(1-), hydrotris(1-methylpropyl)-, potassium (1:1), (T-4)- | 302182 | 50269
1,2-Benzenedicarboxylic acid, polymer with (2E)-2-butenedioic acid, 1,2-ethanediol and 2,2'-oxybis[ethanol] | 302174 | 50270
Acetic acid, 2-[(2,3-dihydroxypropyl)thio]-, isooctyl ester | 302166 | 50271
Proline, 5-oxo-, sodium salt (1:1) | 302141 | 50272
1,2,4,5-Benzenetetracarboxylic acid, compd. with 4,5-dihydro-2-phenyl-1H-imidazole (1:2) | 302125 | 50273
1,2,4,5-Benzenetetracarboxylic acid, compd. with 4,5-dihydro-2-phenyl-1H-imidazole (1:1) | 302117 | 50274
2-Propenoic acid, polymer with ethenylbenzene, ethyl 2-propenoate, N-(hydroxymethyl)-2-propenamide and 2-propenenitrile | 302109 | 50275
Hexanedioic acid, compd. with 1,6-hexanediamine (1:1), polymer with 11-aminoundecanoic acid, azacyclotridecan-2-one and hexahydro-2H-azepin-2-one | 302083 | 50276
2-Butenedioic acid (2Z)-, 1-ethyl ester, polymer with ethene and methyl 2-propenoate | 302075 | 50277
2-Buten-1-one, 2-methyl-1-(1-piperidinyl)- | 302067 | 50278
Butanoic acid, 3-oxo-, 2-chloroethyl ester | 302059 | 50279
Acetic acid, sec-octyl ester | 302034 | 50280
Pentane, 1-bromo-5-chloro- | 302026 | 50281
2(3H)-Benzofuranone, 3-ethylhexahydro- | 302018 | 50282
Hexane, 1-(1-ethoxyethoxy)- | 302000 | 50283
Hexanedioic acid, polymer with 4,4'-methylenebis[benzenamine], 1,1'-methylenebis[4-isocyanatobenzene] and 2,2'-oxybis[ethanol] | 301994 | 50284
Poly(oxy-1,2-ethanediyl), .alpha.-(4-nonylphenyl)-.omega.-(2-sulfoethoxy)-, sodium salt (1:1) | 301986 | 50285
Acetamide, N-[3-[(2,3-dihydroxypropyl)amino]-4-methoxyphenyl]- | 328211 | 50286
Benzoxazolesulfonic acid, 2-[4-[1,5-dihydro-3-methyl-1-(4-sulfophenyl)-5-oxo-4H-pyrazol-4-ylidene]-2-buten-1-ylidene]-3-ethyl-2,3-dihydro- | 328203 | 50287
Pyridinium, 1-methoxy-4-phenyl-, tetrafluoroborate(1-) (1:1) | 328187 | 50288
Benzoxazolium, 3-(2-methoxyethyl)-2-methyl-5-phenyl-, 4-methylbenzenesulfonate (1:1) | 328179 | 50289
Benzenesulfonic acid, 4-[4,5-dihydro-3-methyl-4-(1-methylethylidene)-5-oxo-1H-pyrazol-1-yl]-, compd. with piperidine (1:1) | 328153 | 50290
Benzo[f]quinoline-1-carboxylic acid, 3-(2-hydroxyphenyl)-8-sulfo-, sodium salt (1:2) | 328138 | 50291
2-Propanone, 1-(1-ethylnaphtho[1,2-d]thiazol-2(1H)-ylidene)- | 328112 | 50292
Benzoxazolium, 3-ethyl-2-[2-(1-ethyl-2,5-dimethyl-1H-pyrrol-3-yl)ethenyl]-, iodide (1:1) | 328104 | 50293
4-Thiazolidinone, 3-ethyl-5-[2-(3-ethyl-2(3H)-benzoxazolylidene)-1-methylethylidene]-2-thioxo- | 328088 | 50294
Naphtho[1,2-d]thiazole-2(1H)-thione, 1-ethyl-3a,4,5,9b-tetrahydro-9b-hydroxy- | 328062 | 50295
3-Thiazolidineethanesulfonic acid, 5-(3-ethyl-2(3H)-benzothiazolylidene)-4-oxo-2-thioxo-, potassium salt (1:1) | 328047 | 50296
Benzoxazolium, 2-(2-ethoxy-1-buten-1-yl)-3-methyl-5-phenyl-, 4-methylbenzenesulfonate (1:1) | 328021 | 50297
3H-Pyrrolo[2,3-b]pyridinium, 2-[2-(1,2-diphenyl-1H-indol-3-yl)ethenyl]-1,3,3-trimethyl-, 4-methylbenzenesulfonate (1:1) | 328013 | 50298
Benzoic acid, 2-[2,4-bis(1,1-dimethylpropyl)phenoxy]-5-nitro- | 328005 | 50299
Propanoic acid, 3,3'-thiobis-, 1,1'-dimethyl ester, polymer with 1,4-cyclohexanedimethanol, octadecyl ester | 327981 | 50300
2-Propenenitrile, polymer with .alpha.,.alpha.',.alpha.''-1,2,3-propanetriyltris[.omega.-hydroxypoly[oxy(methyl-1,2-ethanediyl)]] | 327973 | 50301
2-Propenoic acid, polymer with ammonium 2-propenoate (1:1) and 2-propenamide | 327965 | 50302
Benzoic acid, 2,5-dichloro-4-nitro-, methyl ester | 327957 | 50303
Benzoic acid, 2,3-dichloro-6-nitro-, methyl ester | 327940 | 50304
Benzoic acid, 3,4-dichloro-5-nitro-, methyl ester | 327924 | 50305
Propanenitrile, 3-(10-undecen-1-yloxy)- | 327908 | 50306
2(3H)-Furanone, 5-(3Z)-3-hexen-1-yldihydro- | 327890 | 50307
Poly(oxy-1,2-ethanediyl), .alpha.,.alpha.'-[(4,4-dimethyl-2,5-dioxo-1,3-imidazolidinediyl)di-2,1-ethanediyl]bis[.omega.-hydroxy-, mono[(9Z)-9-octadecenoate] (ester) | 327882 | 50308
Poly(oxy-1,2-ethanediyl), .alpha.-hydro-.omega.-hydroxy-, ether with D-glucitol (6:1), tetra-(9Z)-9-octadecenoate | 327874 | 50309
Poly(oxy-1,2-ethanediyl), .alpha.-hydro-.omega.-hydroxy-, ether with D-glucitol, heptakis[(9Z)-9-octadecenoate] | 327866 | 50310
Tetradecanamide, N-[4-chloro-3-[[4,5-dihydro-4-[2-(1-naphthalenyl)diazenyl]-5-oxo-1-(2,4,6-trichlorophenyl)-1H-pyrazol-3-yl]amino]phenyl]-2-[3-(1,1-dimethylethyl)-4-hydroxyphenoxy]- | 327858 | 50311
Octadecanoic acid, 12-hydroxy-, polymer with 2-methyl-2-propenoic acid and 2-oxiranylmethyl 2-methyl-2-propenoate | 327841 | 50312
2-Propenoic acid, 2-methyl-, methyl ester, polymer with N-(butoxymethyl)-2-propenamide, ethenylbenzene, 2-methyl-2-[(1-oxo-2-propen-1-yl)amino]-1-propanesulfonic acid and 2-propenoic acid, compd. with 2-(dimethylamino)ethanol | 327833 | 50313
Phenol, 4-amino-, sulfate (2:1) | 327825 | 50314
2-Propenoic acid, butyl ester, polymer with N-(hydroxymethyl)-2-propenamide, 2-propenamide and 2-propenenitrile | 327809 | 50315
Benzenesulfonic acid, dimethyl-, compd. with 2-aminoethanol (1:1) | 327791 | 50316
Morpholine, phosphate (1:?) | 327783 | 50317
2-Propenoic acid, 2-methyl-, butyl ester, polymer with ethenylbenzene, 2-ethylhexyl 2-propenoate, 2-hydroxyethyl 2-propenoate and 2-propenoic acid | 327775 | 50318
Poly(oxy-1,2-ethanediyl), .alpha.,.alpha.'-[(4,4-dimethyl-2,5-dioxo-1,3-imidazolidinediyl)di-2,1-ethanediyl]bis[.omega.-[(1-oxooctadecyl)oxy]- | 327767 | 50319
Dodecanoic acid, 1,1'-[(4,4-dimethyl-2,5-dioxo-1,3-imidazolidinediyl)di-2,1-ethanediyl] ester | 327759 | 50320
3(2H)-Benzoxazolepropanesulfonic acid, 2-[3-[3-[1,5-dihydro-3-methyl-5-oxo-1-(4-sulfophenyl)-4H-pyrazol-4-ylidene]-5,5-dimethyl-1-cyclohexen-1-yl]-2-propen-1-ylidene]- | 327734 | 50321
Benzoxazolium, 2,3-dimethyl-5-phenyl-, 4-methylbenzenesulfonate (1:1) | 327726 | 50322
Pyrylium, 4-[4-(dimethylamino)phenyl]-2,6-diphenyl-, sulfate (1:1) | 327718 | 50323
Benzenesulfonic acid, 2,5-dihydroxy-4-(1-methylheptadecyl)-, sodium salt (1:1) | 327692 | 50324
2-Naphthalenecarboxamide, N-[2-[2-(acetylamino)phenyl]ethyl]-4-[[4-(diethylamino)-2-methylphenyl]imino]-1,4-dihydro-1-oxo- | 327684 | 50325
Benzenamine, 4,5-dichloro-N-ethyl-2-nitro- | 327676 | 50326
Hexanoyl chloride, 2-[2,4-bis(1,1-dimethylpropyl)phenoxy]- | 327668 | 50327
2-Naphthalenecarboxamide, N-[4-[2,4-bis(1,1-dimethylpropyl)phenoxy]butyl]-1-hydroxy-4-[[[3-[[[4-hydroxy-8-[2-[2-(methylsulfonyl)-4-nitrophenyl]diazenyl]-1-naphthalenyl]amino]sulfonyl]phenyl]sulfonyl]amino]- | 327650 | 50328
Benzenepropanamide, .alpha.-(acetyloxy)-3-[[2-[2,4-bis(1,1-dimethylpropyl)phenoxy]-1-oxobutyl]amino]-N-(2-methoxyphenyl)-.beta.-oxo- | 327643 | 50329
Butanamide, 2-[2,4-bis(1,1-dimethylpropyl)phenoxy]-N-[4-[[4,5-dihydro-4-[2-(4-methoxyphenyl)diazenyl]-5-oxo-1-(2,4,6-trichlorophenyl)-1H-pyrazol-3-yl]amino]phenyl]- | 327635 | 50330
Butanamide, 2-[2,4-bis(1,1-dimethylpropyl)phenoxy]-N-[4-[4,5-dihydro-5-oxo-4-[(1-phenyl-1H-tetrazol-5-yl)thio]-3-(1-pyrrolidinyl)-1H-pyrazol-1-yl]phenyl]-, hydrochloride (1:1) | 327627 | 50331
Butanamide, 2-[2,4-bis(1,1-dimethylpropyl)phenoxy]-N-[4-[4,5-dihydro-5-oxo-3-(1-pyrrolidinyl)-1H-pyrazol-1-yl]phenyl]-, hydrochloride (1:2) | 327619 | 50332
2-Naphthalenecarboxamide, 1-hydroxy-N-[2-(3-pentadecylphenoxy)butyl]- | 327601 | 50333
2,7-Naphthalenedisulfonic acid, 5-(acetylamino)-3-[2-[4-[[3-[[[4-[2,4-bis(1,1-dimethylpropyl)phenoxy]butyl]amino]carbonyl]-4-hydroxy-1-naphthalenyl]oxy]phenyl]diazenyl]-4-hydroxy-, sodium salt (1:2) | 327593 | 50334
Benzenepropanamide, 3-[[2-[2,4-bis(1,1-dimethylpropyl)phenoxy]-1-oxobutyl]amino]-.alpha.-chloro-N-(2-methoxyphenyl)-.beta.-oxo- | 327585 | 50335
Benzoxazolium, 2-[3-[5-chloro-1-ethyl-1,3-dihydro-3-[2-(4-morpholinyl)ethyl]-2H-benzimidazol-2-ylidene]-1-propen-1-yl]-3-ethyl-, iodide (1:1) | 327577 | 50336
Benzothiazole, 5-chloro-2-[2-[(5-chloro-2-benzothiazolyl)methylene]butylidene]-3-ethyl-2,3-dihydro- | 327569 | 50337
Palladium(2+), tetraammine-, (SP-4-1)-, acetate (1:2) | 319459 | 50338
Propanenitrile, 3-[[2-chloro-4-[2-(6-nitro-2-benzothiazolyl)diazenyl]phenyl]amino]- | 319442 | 50339
2-Propenoic acid, 2-methyl-, 2-propen-1-yl ester, polymer with butyl 2-propenoate | 319434 | 50340
2-Propenoic acid, 2-methyl-, polymer with 1,3-butadiene, butyl 2-propenoate, ethenylbenzene and methyl 2-methyl-2-propenoate | 319426 | 50341
Urea, polymer with N1-(2-aminoethyl)-1,2-ethanediamine and formaldehyde | 319400 | 50342
Pentanedioic acid, 1,5-dimethyl ester, polymer with N1-(2-aminoethyl)-1,2-ethanediamine, N1,N1-dimethyl-1,3-propanediamine and 1,1'-oxybis[2-chloroethane] | 319392 | 50343
Phosphonic acid, P-[3-[2-[5-(aminocarbonyl)-1-ethyl-1,6-dihydro-2-hydroxy-4-methyl-6-oxo-3-pyridinyl]diazenyl]phenyl]- | 319384 | 50344
Propanoic acid, 3-(trichlorostannyl)-, butyl ester | 319376 | 50345
9-Octadecenoic acid (9Z)-, 12-hydroxy-, 1,1'-(dioctylstannylene) ester | 319350 | 50346
2-Propenoic acid, butyl ester, polymer with ethyl 2-propenoate, N-(hydroxymethyl)-2-propenamide, 2-propenamide and 2-propenenitrile | 319335 | 50347
2-Pentene, 5,5,5-trichloro-2-methyl- | 319327 | 50348
1,4-Pentadien-3-one, 1,5-bis[4-(diethylamino)phenyl]- | 319301 | 50349
Titanium, (2-propanolato)tris(2-propenoato-.kappa.O)-, (T-4)- | 319285 | 50350
Titanium, tris(2-methyl-2-propenoato-.kappa.O)(2-propanolato)-, (T-4)- | 319277 | 50351
Titanium, tris(dioctyl phosphato-.kappa.O'')(2-propanolato)-, (T-4)- | 319269 | 50352
Acetic acid, 2-bromo-, 2,2,2-trifluoroethyl ester | 319251 | 50353
2-Pyridinecarboxylic acid, 3-[(1-ethyl-2-methyl-1H-indol-3-yl)carbonyl]- | 319244 | 50354
1,3-Benzenedicarboxylic acid, polymer with 1,3-dihydro-1,3-dioxo-5-isobenzofurancarboxylic acid and 2-ethyl-2-(hydroxymethyl)-1,3-propanediol | 319228 | 50355
1,3-Benzenedicarboxylic acid, polymer with 1,3-dihydro-1,3-dioxo-5-isobenzofurancarboxylic acid, 2,2-dimethyl-1,3-propanediol, hexanedioic acid and 1,2-propanediol | 319210 | 50356
1,3-Benzenedicarboxylic acid, polymer with 1,4-benzenedicarboxylic acid, 1,3-dihydro-1,3-dioxo-5-isobenzofurancarboxylic acid, 2,2-dimethyl-1,3-propanediol and hexanedioic acid | 319202 | 50357
Platinate(3-), hydroxybis[sulfito(2-)-.kappa.O]-, hydrogen (1:3) | 319194 | 50358
Titanium, (4-aminobenzenesulfonato-.kappa.O)bis(dodecylbenzenesulfonato-.kappa.O)(2-propanolato)- | 319186 | 50359
Titanium, tris(dodecylbenzenesulfonato-.kappa.O)(2-propanolato)- | 319178 | 50360
Titanium, [1,2-ethanediolato(2-)-.kappa.O1,.kappa.O2]bis(isooctadecanoato-.kappa.O)- | 319160 | 50361
Titanium, bis(4-aminobenzoato-.kappa.O)(isooctadecanoato-.kappa.O)(2-propanolato)- | 319152 | 50362
Titanium, tris(isooctadecanoato-.kappa.O)(2-propanolato)- | 319145 | 50363
1,3-Benzenedicarboxylic acid, polymer with decanedioic acid, 1,4-dimethyl 1,4-benzenedicarboxylate, 2,2-dimethyl-1,3-propanediol and 1,2-ethanediol | 319137 | 50364
2H-Pyran, tetrahydro-2-(9-tetradecen-1-yloxy)- | 319129 | 50365
4,7-Tridecadien-1-ol, 1-acetate, (4Z,7E)- | 319111 | 50366
Benzoic acid, 3,3'-methylenebis[6-amino-, di-2-propenyl ester | 319103 | 50367
1-Propanamine, N-(2-ethylbutylidene)-2-methyl- | 319095 | 50368
Poly(oxy-1,4-butanediyl), .alpha.-hydro-.omega.-hydroxy-, polymer with 1,3-diisocyanato-2-methylbenzene | 319087 | 50369
1-Pentanamine, N-(2-methylbutyl)- | 319053 | 50370
.beta.-Alanine, N-[3-(acetylamino)-4-[2-(4-nitrophenyl)diazenyl]phenyl]-N-(3-methoxy-3-oxopropyl)-, methyl ester | 319046 | 50371
Quinoline, 2-[(2,4-dinitrophenyl)methylene]-1-ethyl-1,2-dihydro- | 319020 | 50372
Magnesium tungsten oxide | 319012 | 50373
2,5-Cyclohexadien-1-one, 4-[[4-[[4-[(4-methoxyphenyl)amino]phenyl]amino]phenyl]imino]- | 319004 | 50374
Butanoic acid, 3-oxo-, (4-methoxyphenyl)methyl ester | 318998 | 50375
Nickelate(1-), [3,4-bis[[[2-(hydroxy-.kappa.O)-1-naphthalenyl]methylene]amino-.kappa.N]benzoato(3-)]-, hydrogen (1:1) | 318980 | 50376
Bicyclo[3.1.1]heptane-3-methanamine, 2,6,6-trimethyl- | 318972 | 50377
4-Heptanone, 3-chloro-2,6-dimethyl- | 318964 | 50378
5-Nonanone, 4-chloro- | 318956 | 50379
4-Heptanone, 3-chloro- | 318949 | 50380
Benzenesulfonic acid, 3-[2-[4-[2-[4-(2-hydroxybutoxy)phenyl]diazenyl]-5-methoxy-2-methylphenyl]diazenyl]-, lithium salt (1:1) | 318931 | 50381
Benzenediazonium, 2-methoxy-5-methyl-4-[2-(3-sulfophenyl)diazenyl]- | 318923 | 50382
Benzenediazonium, 2,4-dimethoxy-, hexafluorophosphate(1-) (1:1) | 318915 | 50383
Benzenediazonium, 2,5-dimethoxy-, hexafluorophosphate(1-) (1:1) | 318907 | 50384
1,6-Hexanediamine, N1,N6-bis(2,2,6,6-tetramethyl-4-piperidinyl)-, polymer with 1,2-dibromoethane | 318899 | 50385
Benzene, 1,1'-[1,2-ethanediylbis(oxy)]bis[2,3,4,5,6-pentabromo- | 318881 | 50386
1,6-Hexanediamine, N1,N6-bis(2,2,6,6-tetramethyl-4-piperidinyl)- | 318873 | 50387
Benzoic acid, 4-[2-[4-(5-methyl-2-benzoxazolyl)phenyl]ethenyl]- | 318857 | 50388
Hexanedioic acid, polymer with 1,4-butanediol and hexahydro-2H-azepin-2-one | 318840 | 50389
Poly[oxy(methyl-1,2-ethanediyl)], .alpha.-hydro-.omega.-hydroxy-, ether with [[(2-hydroxymethylethyl)imino]bis(2,1-ethanediylnitrilo)]tetrakis[propanol] (5:1) | 318832 | 50390
1,2-Ethanediol, polymer with .alpha.-hydro-.omega.-hydroxypoly(oxy-1,4-butanediyl) and 1,1'-methylenebis[4-isocyanatobenzene], block | 318824 | 50391
Cellulose, thiocyanate | 311134 | 50392
Carbonic acid, (3aR,4R,7S,7aS)-1,3,3a,4,7,7a-hexahydro-1,3-dioxo-4,7-methano-2H-isoindol-2-yl phenylmethyl ester, rel- | 311126 | 50393
4,7-Tridecadien-1-ol, (4E,7Z)- | 311100 | 50394
Methanamine, N,N-dimethyl-, sulfate (2:1) | 311092 | 50395
2H-Pyrano[2,3-b]pyridin-2-one, 4-methyl-7-(4-morpholinyl)- | 311084 | 50396
2-Oxepanone, polymer with 1,3-diisocyanatomethylbenzene and 2-ethyl-2-(hydroxymethyl)-1,3-propanediol | 311076 | 50397
1-Oxaspiro[4.5]decan-6-ol, 2,6,10,10-tetramethyl-, 6-acetate, (2R,5R,6R)-rel- | 311050 | 50398
1-Oxaspiro[4.5]decan-6-ol, 2,6,10,10-tetramethyl-, (2R,5R,6S)-rel- | 311035 | 50399
1-Oxaspiro[4.5]decan-6-ol, 2,6,10,10-tetramethyl-, (2R,5R,6R)-rel- | 311027 | 50400
1-Oxaspiro[4.5]decan-6-ol, 2,6,10,10-tetramethyl-, (2R,5S,6S)-rel- | 311001 | 50401
[1,1'-Biphenyl]-4-ol, 3,3''-thiobis[4',5-bis(1,1-dimethylethyl)- | 310987 | 50402
1,3-Benzenedicarboxylic acid, polymer with (2E)-2-butenedioic acid, hexanedioic acid, 2,2'-oxybis[ethanol] and 1,2-propanediol | 310979 | 50403
Sulfamic acid, compd. with aziridine homopolymer | 310953 | 50404
Benzenamine, 4-[2-[2,5-dimethoxy-4-[2-(4-nitrophenyl)diazenyl]phenyl]diazenyl]-N,N-diethyl- | 310946 | 50405
2-Buten-1-one, 1-[(6E)-6-ethylidene-2,2-dimethylcyclohexyl]-, (2E)- | 310920 | 50406
2-Buten-1-one, 1-(2-ethyl-6,6-dimethyl-2-cyclohexen-1-yl)-, (2E)- | 310904 | 50407
2-Buten-1-one, 1-(2-ethyl-6,6-dimethyl-1-cyclohexen-1-yl)-, (2E)- | 310896 | 50408
Acetic acid, 2-(hexyloxy)- | 310870 | 50409
2-Propenoic acid, 2-methyl-, methyl ester, polymer with methyl 2-propenoate and 2-propenoic acid, sodium salt | 310862 | 50410
Oxirane, 2-methyl-, polymer with oxirane, (2Z)-2-butenedioate | 310854 | 50411
Poly[oxy(methyl-1,2-ethanediyl)], .alpha.,.alpha.',.alpha.''-1,2,3-propanetriyltris[.omega.-hydroxy-, (2Z)-2-butenedioate | 310847 | 50412
2-Propenoic acid, 2-methyl-, polymer with 1,3-butadiene, butyl 2-propenoate, ethenylbenzene and 2-propenenitrile | 310839 | 50413
2-Propenenitrile, polymer with ethenylbenzene and 2-methyloxirane polymer with oxirane ether with 1,2,3-propanetriol (3:1) | 310821 | 50414
Benzene, 1,1'-sulfonylbis[4-(1-methylethyl)- | 310813 | 50415
Sulfonium, triphenyl-, hexafluoroarsenate(1-) (1:1) | 310797 | 50416
1-Oxaspiro[4.5]decan-6-ol, 2,6,10,10-tetramethyl-, 6-acetate, (2R,5S,6S)-rel- | 310789 | 50417
2-Butanamine, 1-methoxy-, (2R)- | 310771 | 50418
2-Propenoic acid, 2-methyl-, methyl ester, polymer with butyl 2-propenoate and 1,2-propanediol mono(2-methyl-2-propenoate) | 310763 | 50419
Lignosulfonic acid, zinc salt | 310755 | 50420
2-Propenoic acid, polymer with ethyl 2-propenoate, N-(hydroxymethyl)-2-propenamide and 2-propenamide | 310748 | 50421
1,4-Benzenedicarboxylic acid, polymer with 1,2-ethanediol, 2,5-furandione, 1,3-isobenzofurandione, 2,2'-oxybis[ethanol] and 1,2-propanediol | 310730 | 50422
Decanoic acid, 2-propen-1-yl ester | 310722 | 50423
Phosphonous acid, P-methyl-, 2-[bis(1-methylethyl)amino]ethyl ethyl ester | 310714 | 50424
9-Octadecenoic acid (9Z)-, diamide with N1-(2-aminoethyl)-1,2-ethanediamine | 310680 | 50425
Sulfonium, triphenyl-, (OC-6-11)-hexafluoroantimonate(1-) (1:1) | 310672 | 50426
Alanine, N-(2,6-dimethylphenyl)-N-(methoxyacetyl)-, methyl ester | 310664 | 50427
Sulfonium, triphenyl-, hexafluorophosphate(1-) (1:1) | 310656 | 50428
Benzoic acid, 4-[[[[4-(ethoxycarbonyl)phenyl]amino]methylene]amino]-, ethyl ester | 310649 | 50429
Benzoic acid, 4-[[(methylphenylamino)methylene]amino]-, ethyl ester | 310631 | 50430
2-Propenoic acid, 2-methyl-, polymer with sodium 4-ethenylbenzenesulfonate (1:1) | 310623 | 50431
2-Propenoic acid, 2-methyl-, butyl ester, polymer with butyl 2-propenoate, ethenylbenzene, 2-hydroxyethyl 2-methyl-2-propenoate, methyl 2-methyl-2-propenoate and 2-propenoic acid | 310615 | 50432
2-Propenoic acid, polymer with ethenylbenzene and 2,5-furandione, ammonium salt | 310607 | 50433
Octanoic acid, 1,1',1''-[(methylstannylidyne)tris(thio-2,1-ethanediyl)] ester | 310599 | 50434
Octanoic acid, 1,1'-[(dimethylstannylene)bis(thio-2,1-ethanediyl)] ester | 310581 | 50435
Octanoic acid, 2-mercaptoethyl ester | 310573 | 50436
Propanoic acid, 3-chloro-, isooctyl ester | 310565 | 50437
Quinoxalinium, 1-methyl-, 4-methylbenzenesulfonate (1:1) | 310557 | 50438
Cuprate(3-), [4-amino-6-[2-[6-[(4-amino-6-chloro-1,3,5-triazin-2-yl)amino]-2-(hydroxy-.kappa.O)-4-sulfo-1-naphthalenyl]diazenyl-.kappa.N1]-5-(hydroxy-.kappa.O)-1,3-naphthalenedisulfonato(5-)]-, sodium (1:3) | 310540 | 50439
Benzeneacetic acid, 2,4-dihydroxy-.alpha.-oxo-, ethyl ester | 310532 | 50440
Propylium, 1-oxo-, (OC-6-11)-hexachloroantimonate(1-) (1:1) | 310524 | 50441
2-Pyridinecarboxylic acid, 3,6-dichloro-, compd. with 2-aminoethanol (1:1) | 310516 | 50442
2-Naphthalenesulfonic acid, 6-amino-5-[2-[4-chloro-2-(trifluoromethyl)phenyl]diazenyl]-4-hydroxy-, sodium salt (1:1) | 310508 | 50443
1,2-Cyclohexanedione, 3,5,5-trimethyl- | 310490 | 50444
2-Propenoic acid, 2-hydroxyethyl ester, polymer with 1,3-butadiene and 2-propenenitrile | 310482 | 50445
Hexanedioic acid, 1,6-bis[3-bromo-2,2-bis(bromomethyl)propyl] ester | 301978 | 50446
Ethanone, 1-(1,2,3,4,5,6,7,8-octahydro-2,3,5,5-tetramethyl-2-naphthalenyl)- | 301960 | 50447
Ethanone, 1-(1,2,3,4,5,6,7,8-octahydro-2,3,8,8-tetramethyl-2-naphthalenyl)- | 301952 | 50448
Ethanone, 1-[1,6-dimethyl-3-(4-methyl-3-penten-1-yl)-3-cyclohexen-1-yl]- | 301945 | 50449
Cyclopropanecarboxylic acid, hexadecyl ester | 301937 | 50450
Hexane, 1-butoxy- | 301929 | 50451
Cuprate(2-), [[N,N'-1,2-ethanediylbis[N-[(carboxy-.kappa.O)methyl]glycinato-.kappa.N,.kappa.O]](4-)]-, hydrogen (1:2), (OC-6-21)- | 301911 | 50452
2-Propenoic acid, 4-(1-methyl-1-phenylethyl)phenyl ester | 301903 | 50453
Benzoxazolium, 2-methyl-3-(3-sulfopropyl)-, inner salt | 301895 | 50454
Benzoxazolium, 3-hexyl-2-methyl-, iodide (1:1) | 301887 | 50455
4,6(1H,5H)-Pyrimidinedione, 1,3-dibutyldihydro-2-thioxo- | 301879 | 50456
Neononanoic acid, ethenyl ester | 301861 | 50457
2,5-Furandione, dihydro-3-(2-tetradecen-1-yl)- | 301853 | 50458
Poly(oxy-1,2-ethanediyl), .alpha.-(3-methylbutyl)-.omega.-hydroxy- | 301846 | 50459
Zinc, bis[2-(amino-.kappa.N)-4-methoxybenzenethiolato-.kappa.S]-, (T-4)- | 301838 | 50460
Zinc, bis[2-(amino-.kappa.N)-4-methylbenzenethiolato-.kappa.S]-, (T-4)- | 301820 | 50461
2-Propenoic acid, 2-[2-(2-methoxymethylethoxy)methylethoxy]methylethyl ester | 301812 | 50462
Benzene, 1-[(chloromethoxy)methyl]-3-nitro- | 301804 | 50463
1H-Isoindole-1,3(2H)-dione, 5,5'-[(1-methylethylidene)bis(4,1-phenyleneoxy)]bis[2-methyl- | 301788 | 50464
Sorbitan, triisooctadecanoate | 301762 | 50465
Cyclohexanamine, N,N-di-2-propen-1-yl- | 301754 | 50466
Silver, [29H,31H-phthalocyaninato(2-)-.kappa.N29,.kappa.N30,.kappa.N31,.kappa.N32]-, (SP-4-1)- | 301747 | 50467
Benzeneacetic acid, .alpha.-hydroxy-, sodium salt (1:1), (.alpha.R)- | 301739 | 50468
Ethanol, 2,2'-[(4-aminophenyl)imino]bis-, sulfate (1:1) (salt) | 301721 | 50469
Nitric acid, ammonium salt (2:1) | 301705 | 50470
5-Decyne, 1-chloro- | 301697 | 50471
Hexanedioic acid, polymer with 2-ethyl-2-(hydroxymethyl)-1,3-propanediol, 1,3-isobenzofurandione and (9Z)-9-octadecenoic acid | 301689 | 50472
Hexanedioic acid, polymer with 5-amino-1,3,3-trimethylcyclohexanemethanamine, 1,2-ethanediol, 4,4'-methylenebis[cyclohexanamine], 1,1'-methylenebis[4-isocyanatocyclohexane] and 1,2-propanediol | 301671 | 50473
7,9-Dodecadien-1-ol, (7E,9Z)- | 301655 | 50474
1,2-Hydrazinedisulfonic acid, 1-(9,10-dihydro-9,10-dioxo-1-anthracenyl)-, sodium salt (1:2) | 301648 | 50475
1-Oxaspiro[4.5]deca-3,6-diene, 2,6,10,10-tetramethyl- | 301630 | 50476
Hexane, 1-(1-methoxyethoxy)- | 301622 | 50477
1,3-Benzenedicarboxylic acid, polymer with 2,2'-[1,2-ethanediylbis(oxy)]bis[ethanol], 2,5-furandione, hexanedioic acid and 2,2'-oxybis[ethanol] | 301614 | 50478
2(1H)-Pyrimidinone, 5-chloro- | 301598 | 50479
Aluminum, (benzoato-.kappa.O,.kappa.O')hydroxy(octadecanoato-.kappa.O,.kappa.O')- | 301580 | 50480
Cyclohexenecarboxaldehyde, (4-methyl-3-penten-1-yl)- | 301564 | 50481
1,3-Propanediol, 2-ethyl-2-(hydroxymethyl)-, polymer with 1,3-diisocyanatomethylbenzene and .alpha.-hydro-.omega.-hydroxypoly(oxy-1,4-butanediyl) | 301556 | 50482
Cyclopentanone, 2-(3-phenylpropylidene)- | 301549 | 50483
Benzenesulfonamide, ar-methyl-, polymer with formaldehyde and 6-phenyl-1,3,5-triazine-2,4-diamine | 301523 | 50484
Phosphoric acid, mono(4-nitrophenyl) ester, sodium salt (1:?) | 301515 | 50485
2-Octene, 1,1-diethoxy- | 301499 | 50486
Octane, 1,1,3-triethoxy- | 301481 | 50487
1-Propanamine, 3-(2-methoxyethoxy)- | 301465 | 50488
1-Propene, 3,3,3-trifluoro-2-(trifluoromethyl)-, polymer with 1-chloro-1,2,2-trifluoroethene and ethene | 301457 | 50489
Ethanol, 2-amino-, acetate (1:1) | 301440 | 50490
Ethanone, 1-(3,5-dimethyl-2-pyrazinyl)- | 301424 | 50491
Acetamide, N-[5-(diethylamino)-2-[2-(2-iodo-4,6-dinitrophenyl)diazenyl]phenyl]- | 301416 | 50492
1-Butanol, 3,3'-oxybis- | 301382 | 50493
Benzenamine, N,N-diethyl-4-[2-(5-nitro-2-thiazolyl)diazenyl]- | 301374 | 50494
2-Naphthalenamine, 1,3-dibromo- | 301358 | 50495
Cyclohexaneethanol, 1-hydroxy-5-methyl-2-(1-methylethyl)- | 301341 | 50496
2,7-Naphthalenedisulfonic acid, 4-amino-3-[2-[4-[[[4-[2-(8-amino-1-hydroxy-5-sulfo-2-naphthalenyl)diazenyl]phenyl]amino]carbonyl]phenyl]diazenyl]-5-hydroxy-6-(2-phenyldiazenyl)- | 301333 | 50497
Methanamine, N,N-dimethyl-, sulfate (1:?) | 301325 | 50498
Ethanamine, N,N-diethyl-, sulfate (1:?) | 301317 | 50499
Benzenamine, 4-[2-(2,3-dihydro-1,3,3-trimethyl-1H-indol-2-yl)ethenyl]-N,N-dimethyl- | 301291 | 50500
[1,2,4]Triazolo[1,5-a]pyrimidine-6-carboxylic acid, 7-hydroxy-5-methyl-2-(methylthio)- | 327551 | 50501
Acetic acid, 2-[[(2-amino-2-oxoethyl)thio]thioxomethoxy]-, sodium salt (1:1) | 327536 | 50502
1(2H)-Pyrimidineacetic acid, 3-butyl-5-[3-[1-butyl-3-(carboxymethyl)hexahydro-2,4,6-trioxo-5-pyrimidinyl]-2-propen-1-ylidene]tetrahydro-2,4,6-trioxo- | 327510 | 50503
2-Naphthalenesulfonamide, N-(1,1-dimethylethyl)-1-hydroxy-5-[(methylsulfonyl)amino]- | 327494 | 50504
2-Naphthalenamine, 3-bromo-, hydrochloride (1:1) | 327478 | 50505
Amylopectin, phosphate | 327460 | 50506
Amylopectin, acetate hexanedioate | 327452 | 50507
Benzenesulfonic acid, 4-[4-[[4-(dimethylamino)phenyl]methylene]-4,5-dihydro-3-methyl-5-oxo-1H-pyrazol-1-yl]-, sodium salt (1:1) | 327445 | 50508
Poly(oxy-1,4-butanediyl), .alpha.-hydro-.omega.-hydroxy-, polymer with .alpha.-hydro-.omega.-hydroxypoly[oxy(methyl-1,2-ethanediyl)] ether with 2-ethyl-2-(hydroxymethyl)-1,3-propanediol (3:1) and 1,1'-methylenebis[4-isocyanatocyclohexane] | 327437 | 50509
1,1-Ethanediol, 2-chloro-2,2-difluoro- | 327429 | 50510
5-Hepten-2-ol, 3,6-dimethyl- | 327403 | 50511
3H-Indolium, 2-[3-(1,3-dihydro-1,3,3-trimethyl-2H-indol-2-ylidene)-1-propen-1-yl]-1,3,3-trimethyl-, molybdatetungstatephosphate (1:?) | 327395 | 50512
Xanthylium, 9-(2-carboxyphenyl)-3,6-bis(diethylamino)-, tungstatephosphate (1:?) | 327387 | 50513
Xanthylium, 9-(2-carboxyphenyl)-3,6-bis(diethylamino)-, molybdatephosphate | 327379 | 50514
Xanthylium, 9-[2-(ethoxycarbonyl)phenyl]-3,6-bis(ethylamino)-2,7-dimethyl-, tungstatephosphate (1:?) | 327361 | 50515
Xanthylium, 9-[2-(ethoxycarbonyl)phenyl]-3,6-bis(ethylamino)-2,7-dimethyl-, molybdatephosphate (1:?) | 327353 | 50516
Xanthylium, 9-[2-(ethoxycarbonyl)phenyl]-3,6-bis(ethylamino)-2,7-dimethyl-, molybdatesilicate (1:?) | 327346 | 50517
[1,1'-Biphenyl]disulfonic acid, dibutyl-2-hydroxy-, sodium salt (1:2) | 327338 | 50518
Nonanedioic acid, 1,9-bis(2-butoxyethyl) ester | 327320 | 50519
Lignosulfonic acid, iron(2+) salt | 327312 | 50520
Propanenitrile, 3-(dichloromethylsilyl)-, polymer with 3,3'-(1,7-dicarbadodecaborane(12)-1,7-diyl)bis[1,1,3,3-tetramethyldisiloxanol] | 327304 | 50521
1,4-Cyclohexanedimethanol, polymer with .alpha.-hydro-.omega.-hydroxypoly(oxy-1,4-butanediyl) and 1,1'-methylenebis[4-isocyanatocyclohexane] | 327296 | 50522
Xanthylium, 9-(2-carboxyphenyl)-3,6-bis(diethylamino)-, molybdatesilicate (1:?) | 327288 | 50523
Butanedioic acid, 2,3-dihydroxy-, 1,4-bis(1-methylethyl) ester, (2S,3S)- | 327270 | 50524
2H-Pyran-2-one, 4-cyclohexyltetrahydro- | 327254 | 50525
Imidodisulfuric acid, N-hydroxy-, sodium salt (1:3) | 327247 | 50526
Hexanedioic acid, polymer with (2R,3R)-2,3-dihydroxybutanedioic acid and 1,1',1''-phosphinylidynetris[2-methylaziridine] | 327239 | 50527
1,3-Isobenzofurandione, 5,5'-carbonylbis-, polymer with 1(or 3)-(4-aminophenyl)-2,3-dihydro-1,3,3(or 1,1,3)-trimethyl-1H-inden-5-amine | 327213 | 50528
Benzenemethanamine, 2-chloro-N-(2-6-dinitro-4-(trifluoromethyl)phenyl)-N-ethyl-6-fluoro- | 327205 | 50529
1,2-Dicarbadodecaborane(12)-1-methanol, 1-propanoate | 327197 | 50530
1,2-Dicarbadodecaborane(12), 1-[(propylthio)methyl]- | 327189 | 50531
1,2-Dicarbadodecaborane(12), 1-[(ethylthio)methyl]- | 327171 | 50532
1,3-Isobenzofurandione, 5,5'-carbonylbis-, polymer with 4,4'-methylenebis[benzenamine] and 3,3'-(1,1,3,3-tetramethyl-1,3-disiloxanediyl)bis[1-propanamine] | 327163 | 50533
Benzenemethanaminium, ar-ethenyl-N,N-dimethyl-N-(phenylmethyl)-, chloride (1:1), polymer with diethenylbenzene and ethenylbenzene | 327155 | 50534
Bicyclo[2.2.1]heptan-2-one, 1,7,7-trimethyl-3-(2,2,2-trifluoro-1-hydroxyethylidene)-, (1R,4S)- | 327130 | 50535
Poly(oxy-1,2-ethanediyl), .alpha.,.alpha.'-(thiodi-2,1-ethanediyl)bis[.omega.-hydroxy- | 327122 | 50536
2-Butenedioic acid (2Z)-, 1,4-dibutyl ester, polymer with 2-methylpropyl 2-methyl-2-propenoate | 327114 | 50537
6-Octen-4-yn-3-ol, 3,6-dimethyl- | 327098 | 50538
Antimony, [.mu.-[29H,31H-phthalocyaninato(2-)]]di- | 327080 | 50539
Pyridine, 2-ethenyl-, polymer with ethene and 1-propene | 327072 | 50540
Benzoic acid, 2-[2-(8-hydroxy-5-quinolinyl)diazenyl]-, sodium salt (1:1) | 327064 | 50541
Carbamodithioic acid, N-(4-hydroxyphenyl)-, compd. with N,N-diethylethanamine (1:1) | 327056 | 50542
Benzoyl chloride, 4-[(2S)-2-methylbutyl]- | 327031 | 50543
Phosphoric acid, mono(4-nitrophenyl) ester, compd. with 2-amino-2-ethyl-1,3-propanediol (1:2) | 327015 | 50544
1(3H)-Isobenzofuranone, 3-[4-hydroxy-2-methyl-5-(1-methylethyl)phenyl]-3-[2-methyl-5-(1-methylethyl)-4-(phosphonooxy)phenyl]-, sodium salt (1:2) | 327007 | 50545
Isoxazolium, 2-(1,1-dimethylethyl)-5-methyl-, tetrafluoroborate(1-) (1:1) | 326991 | 50546
Benzenaminium, 3-[(2-aminobenzoyl)oxy]-N,N,N-trimethyl-, iodide (1:1) | 326975 | 50547
Methanone, [2-hydroxy-4-(tridecyloxy)phenyl]phenyl- | 326959 | 50548
Cholest-5-en-3-ol (3.beta.)-, 3-[(2,3-dihydro-2-furanyl)methyl carbonate] | 326934 | 50549
Cholest-5-en-3-ol (3.beta.)-, 3-(3-phenyl-2-propen-1-yl carbonate) | 326926 | 50550
2-Naphthalenesulfonyl chloride, 6-[(4-methylphenyl)amino]- | 326918 | 50551
Cholest-5-en-3-ol (3.beta.)-, 3-(2-butoxyethyl carbonate) | 326900 | 50552
Carbonic acid, diphenylmethyl 2,4,5-trichlorophenyl ester | 326892 | 50553
Carbonothioic acid, O-[(4-methoxyphenyl)methyl] S-phenyl ester | 326884 | 50554
.alpha.-D-Glucopyranose, 1-thio-, sodium salt (1:1) | 326876 | 50555
2-Butenedioic acid (2E)-, polymer with 1,2-ethanediol, 4,5,6,7,8,8-hexachloro-3a,4,7,7a-tetrahydro-4,7-methanoisobenzofuran-1,3-dione and 2,2'-oxybis[ethanol] | 318808 | 50556
Spiro[11-oxabicyclo[8.1.0]undec-6-ene-2,2'-oxiran]-3-one, 8-methylene-5-(1-methylethyl)-, (1R,2R,5S,6E,10R)- | 318790 | 50557
1,3-Benzenedicarboxylic acid, polymer with 2,5-furandione, hexanedioic acid, 2,2'-oxybis[ethanol] and 1,2-propanediol | 318782 | 50558
1H-Imidazo[4,5-b]quinoxalinium, 1,2,3-trimethyl-, 4-methylbenzenesulfonate (1:1) | 318774 | 50559
Benzenesulfonic acid, pentadecyl- | 318758 | 50560
1,3-Isobenzofurandione, polymer with 2,2-bis(hydroxymethyl)-1,3-propanediol and 1,2,3-propanetriol | 318741 | 50561
Benzonitrile, 4-(trans-4-pentylcyclohexyl)- | 318725 | 50562
Benzonitrile, 4-(trans-4-butylcyclohexyl)- | 318717 | 50563
Phosphoric acid, diisooctyl ester, compd. with 2-ethyl-1-hexanamine (1:1) | 318691 | 50564
Phosphoric acid, monoisooctyl ester, compd. with 2-ethyl-1-hexanamine (1:2) | 318683 | 50565
Poly(oxy-1,2-ethanediyl), .alpha.-[2-[(aminocarbonyl)amino]ethyl]-.omega.-hydroxy- | 318675 | 50566
1-Propanaminium, N,N,N-trimethyl-3-[(2-methyl-1-oxo-2-propen-1-yl)oxy]-, chloride (1:1), homopolymer | 318667 | 50567
4-Piperidinecarboxylic acid, 2,2,6,6-tetramethyl-, ethyl ester | 318659 | 50568
Benzenesulfonic acid, ethyl-, ammonium salt (1:1) | 318642 | 50569
2-Propenoic acid, 2-methyl-, 2-(1,1-dimethylethyl)-6-[[3-(1,1-dimethylethyl)-2-hydroxy-5-methylphenyl]methyl]-4-methylphenyl ester | 318634 | 50570
Phenol, 3,3'-[1,2-ethanediylbis(oxy)]bis- | 318618 | 50571
Benzenesulfonic acid, 2,2'-(1,2-ethenediyl)bis[5-[[4-methoxy-6-(phenylamino)-1,3,5-triazin-2-yl]amino]-, compd. with 2,2',2''-nitrilotris[ethanol] (1:2) | 318600 | 50572
1,3-Isobenzofurandione, 5,5'-[(1-methylethylidene)bis(4,1-phenyleneoxy)]bis-, polymer with 1,4-benzenediamine | 318592 | 50573
1,3-Isobenzofurandione, 5,5'-[(1-methylethylidene)bis(4,1-phenyleneoxy)]bis-, polymer with 1,3-benzenediamine | 318584 | 50574
Benzene, 1-ethenyl-4-methyl-, polymer with 2-methyl-1-propene | 318576 | 50575
Propanoic acid, 2-hydroxy-, compd. with N,N-dimethylcyclohexanamine (1:1) | 318568 | 50576
2-Butenedioic acid (2E)-, polymer with 3a,4,7,7a-tetrahydro-4,7-methano-1H-indene | 318550 | 50577
Hexanedioic acid, polymer with N1-(2-aminoethyl)-1,2-ethanediamine, 2-(chloromethyl)oxirane, 1,2-ethanediamine and 1,3-propanediamine | 318543 | 50578
Phosphoric acid, calcium magnesium strontium salt (1:?:?:?) | 318535 | 50579
Isocyanic acid, polymethylenepolyphenylene ester, polymer with .alpha.-hydro-.omega.-hydroxypoly[oxy(methyl-1,2-ethanediyl)] and .alpha.,.alpha.',.alpha.''-1,2,3-propanetriyltris[.omega.-hydroxypoly[oxy(methyl-1,2-ethanediyl)]] | 318527 | 50580
2(3H)-Furanone, 5-(1,5-dimethyl-4-hexen-1-yl)dihydro- | 318501 | 50581
4,7-Methanoisobenzofuran-1,3-dione, 3a,4,7,7a-tetrahydromethyl-, (3aR,4S,7R,7aS)-rel-, polymer with 2,2'-[(1-methylethylidene)bis(4,1-phenyleneoxymethylene)]bis[oxirane] | 318485 | 50582
3-Cyclopentene-1,3-dicarboxylic acid, 4-hydroxy-5-oxo-, 1,3-diethyl ester | 318477 | 50583
Phosphorodichloridic acid, 3-bromo-2-(bromomethyl)-2-(chloromethyl)propyl ester | 318451 | 50584
Poly(oxy-1,2-ethanediyl), .alpha.-(dinonylphenyl)-.omega.-hydroxy-, (2Z)-2-butenedioate | 318444 | 50585
2-Propenoic acid, 2-methyl-, polymer with butyl 2-methyl-2-propenoate, butyl 2-propenoate, methyl 2-methyl-2-propenoate and 1,2-propanediol mono(2-methyl-2-propenoate) | 318436 | 50586
Butanoic acid, 3,3-dimethyl-, phenylmethyl ester | 318428 | 50587
2-Naphthalenecarboxamide, 4-[2-(4-ethylphenyl)diazenyl]-3-hydroxy-N-(4-methoxyphenyl)- | 318402 | 50588
2-Naphthalenecarboxamide, N-(2,5-dimethoxyphenyl)-3-hydroxy-4-[2-(2-methoxyphenyl)diazenyl]- | 318386 | 50589
2-Naphthalenecarboxamide, N-(2,5-dimethoxyphenyl)-3-hydroxy-4-[2-(4-methoxyphenyl)diazenyl]- | 318360 | 50590
Ethanol, 2-[butyl[4-[2-(3-phenyl-1,2,4-thiadiazol-5-yl)diazenyl]phenyl]amino]- | 318352 | 50591
Ethanol, 2,2'-[[3-methyl-4-[2-(3-phenyl-1,2,4-thiadiazol-5-yl)diazenyl]phenyl]imino]bis- | 318345 | 50592
1-Propanesulfonic acid, 3-(1,3-dimethylbutoxy)-2-hydroxy-, sodium salt (1:1) | 318337 | 50593
Cobaltate(2-), [29H,31H-phthalocyanine-C,C-disulfonato(4-)-.kappa.N29,.kappa.N30,.kappa.N31,.kappa.N32]-, sodium (1:2) | 318329 | 50594
2,4-Hexadienoic acid, 2-methylpropyl ester | 318311 | 50595
Benzoic acid, 4-[2-[2-(acetylamino)-4-[bis(3-methoxy-3-oxopropyl)amino]phenyl]diazenyl]-, methyl ester | 318303 | 50596
.beta.-Alanine, N-[3-(acetylamino)phenyl]-N-(3-methoxy-3-oxopropyl)-, methyl ester | 318295 | 50597
Benzene, diethenyl-, polymer with 2-methyl-1,3-butadiene | 318287 | 50598
Benzenesulfonic acid, 2-[2-[2-hydroxy-3-[[(4-sulfophenyl)amino]carbonyl]-1-naphthalenyl]diazenyl]-, barium salt (1:1) | 318279 | 50599
2,4-Tridecadienal | 318261 | 50600
1,4-Benzenedicarboxylic acid, polymer with 1,4-butanediol and hexanedioic acid | 318253 | 50601
Benzenesulfonic acid, 4-[4,5-dihydro-4-[2-[2-methoxy-5-methyl-4-[[2-(sulfooxy)ethyl]sulfonyl]phenyl]diazenyl]-3-methyl-5-oxo-1H-pyrazol-1-yl]- | 318246 | 50602
Octanoic acid, 2-hexyl- | 318238 | 50603
Pyrimido[1,2-a]indol-2(1H)-one, 10a-[2-[4-(dimethylamino)phenyl]ethenyl]-3,4,10,10a-tetrahydro-10,10-dimethyl- | 318220 | 50604
Methanesulfonic acid, 1,1,1-trifluoro-, compd. with N-ethylethanamine (1:1) | 318212 | 50605
1H-Benzotriazolecarboxylic acid | 318204 | 50606
1-Propene, 1,1,2,3,3,3-hexafluoro-, polymer with 1-bromo-1,2,2-trifluoroethene, 1,1-difluoroethene and 1,1,2,2-tetrafluoroethene | 318196 | 50607
Benzenediazonium, 4-[ethyl(phenylmethyl)amino]-, (OC-6-11)-hexachlorostannate(2-) (2:1) | 318188 | 50608
Chromate(3-), bis[3-(hydroxy-.kappa.O)-4-[2-[2-(hydroxy-.kappa.O)-1-naphthalenyl]diazenyl-.kappa.N1]-7-nitro-1-naphthalenesulfonato(3-)]-, sodium (1:3) | 310474 | 50609
2-Decanol, 2-(hydrogen sulfate), sodium salt (1:1), (2R)- | 310466 | 50610