9-Octadecenoic acid (9Z)-, isooctadecyl ester | 310458 | 50611
9-Octadecenoic acid (9Z)-, 1,1'-[2-ethyl-2-[[[(9Z)-1-oxo-9-octadecen-1-yl]oxy]methyl]-1,3-propanediyl] ester | 310441 | 50612
Butanedioic acid, 2-methylene-, polymer with ethyl 2-propenoate, N-(hydroxymethyl)-2-propenamide and methyl 2-methyl-2-propenoate | 310433 | 50613
2-Propenoic acid, 2-methyl-, methyl ester, polymer with ethyl 2-propenoate, N-(hydroxymethyl)-2-propenamide and 2-propenenitrile | 310425 | 50614
2-Propenoic acid, 2-methyl-, methyl ester, polymer with ethenyl acetate, ethyl 2-propenoate and N-(hydroxymethyl)-2-propenamide | 310417 | 50615
2-Pyridinecarboxylic acid, sodium salt (1:1) | 310409 | 50616
1,3-Isobenzofurandione, polymer with 2,2'-oxybis[ethanol], bis(2-methyl-2-propenoate) | 310391 | 50617
Poly(oxy-1,2-ethanediyl), .alpha.,.alpha.'-[(eicosylimino)di-2,1-ethanediyl]bis[.omega.-hydroxy- | 310383 | 50618
2-Propenoic acid, sodium salt (1:1), polymer with ethenyl acetate | 310375 | 50619
Poly[oxy(methyl-1,2-ethanediyl)], .alpha.-hydro-.omega.-hydroxy-, ether with 2-ethyl-2-(hydroxymethyl)-1,3-propanediol (3:1), polymer with 5-isocyanato-1-(isocyanatomethyl)-1,3,3-trimethylcyclohexane | 310367 | 50620
Isocyanic acid, polymethylenepolyphenylene ester, polymer with .alpha.-hydro-.omega.-hydroxypoly(oxy-1,2-ethanediyl) | 310359 | 50621
2-Propenoic acid, 2-methyl-, 2-[(1,1-dimethylethyl)amino]ethyl ester, polymer with butyl 2-propenoate, 2-hydroxyethyl 2-propenoate and methyl 2-methyl-2-propenoate | 310342 | 50622
Poly(oxy-1,2-ethanediyl), .alpha.-(carboxymethyl)-.omega.-[(9Z)-9-octadecen-1-yloxy]- | 310334 | 50623
Beryllium phosphide (BeP2) | 310326 | 50624
2-Propenoic acid, 1,1'-[oxybis(2,1-ethanediyloxy-2,1-ethanediyl)] ester, homopolymer | 310318 | 50625
Benzene, 2-methyl-4-nitro-1-nitroso- | 310300 | 50626
1,3-Propanediol, 1,3-bis(4-aminobenzoate) | 310284 | 50627
Molybdenum sodium zinc oxide (Mo4Na2Zn4O17), hydrate (1:3) | 310268 | 50628
Pentanedioic acid, polymer with N1-(2-aminoethyl)-1,2-ethanediamine | 310250 | 50629
4-Decenoic acid, (4E)- | 310243 | 50630
Cuprate(4-), [4,5-dihydro-4-[2-[8-(hydroxy-.kappa.O)-7-[2-[2-(hydroxy-.kappa.O)-5-methoxy-4-[[2-(sulfooxy)ethyl]sulfonyl]phenyl]diazenyl-.kappa.N1]-6-sulfo-2-naphthalenyl]diazenyl]-5-oxo-1-(4-sulfophenyl)-1H-pyrazole-3-carboxylato(6-)]-, hydrogen (1:4) | 310235 | 50631
Poly[oxy(methyl-1,2-ethanediyl)], .alpha.-hydro-.omega.-hydroxy-, ether with 2-ethyl-2-(hydroxymethyl)-1,3-propanediol (3:1), polymer with 1,1'-methylenebis[4-isocyanatobenzene] | 310227 | 50632
Benzoic acid, 2,3,4,5-tetrachloro-6-[[[3-[[(1,1,2,2,3,3,4,4,5,5,6,6,7,7,8,8,8-heptadecafluorooctyl)sulfonyl]oxy]phenyl]amino]carbonyl]-, potassium salt (1:1) | 310219 | 50633
2,7-Naphthalenedisulfonic acid, 5-[(4,6-dichloro-1,3,5-triazin-2-yl)amino]-4-hydroxy-3-[2-(1-sulfo-2-naphthalenyl)diazenyl]-, sodium salt (1:3) | 310193 | 50634
Phosphoric acid, P,P'-1,3-phenylene P,P,P',P'-tetraphenyl ester | 310185 | 50635
8-Oxa-3,5-dithia-4-stannatetradecanoic acid, 10-ethyl-4,4-dimethyl-7-oxo-, 2-ethylhexyl ester | 310177 | 50636
Poly(oxy-1,2-ethanediyl), .alpha.,.alpha.'-methylenebis[.omega.-(nonylphenoxy)- | 310151 | 50637
1-Cyclohexene-1-acetonitrile, 2,6,6-trimethyl- | 310144 | 50638
Cyclohexanol, 5-methyl-2-(1-methylethenyl)-, 1-acetate, (1R,2S,5R)- | 310128 | 50639
1,4-Benzenedicarboxylic acid, 1,4-bis[2-(1,1-dimethylethyl)-6-[[3-(1,1-dimethylethyl)-2-hydroxy-5-methylphenyl]methyl]-4-methylphenyl] ester | 310110 | 50640
Titanium, (acetato-.kappa.O)tris(2-propanolato)-, (T-4)- | 310094 | 50641
1,2-Cyclohexanedicarboxylic acid, 4-methyl- | 310086 | 50642
8,10,19,20-Tetraoxatrispiro[5.2.2.5.2.2]heneicosane | 310060 | 50643
Acetamide, N-[2-[2-(4,5-dicyano-1-methyl-1H-imidazol-2-yl)diazenyl]-5-(diethylamino)phenyl]- | 310045 | 50644
2-Propenoic acid, 2-methyl-, 2-oxiranylmethyl ester, polymer with 2-ethylhexyl 2-propenoate and 2-hydroxyethyl 2-propenoate | 310037 | 50645
Benzenamine, 2,2'-[(1-methyl-1,2-ethanediyl)bis(thio)]bis- | 310029 | 50646
Benzoic acid, 3,5-dinitro-, silver(1+) salt (1:1) | 310011 | 50647
Poly(oxy-1,2-ethanediyl), .alpha.,.alpha.'-1,4-butanediylbis[.omega.-hydroxy-, octadecanoate | 310003 | 50648
Benzoxazolium, 5-phenyl-2-[2-[[5-phenyl-3-(4-sulfobutyl)-2(3H)-benzoxazolylidene]methyl]-1-buten-1-yl]-3-(4-sulfobutyl)-, inner salt, compd. with N,N-diethylethanamine (1:1) | 309997 | 50649
Butanamide, N,N'-(2,5-dichloro-1,4-phenylene)bis[2-[2-[2-(4-chlorophenyl)-2,3-dihydro-1,3-dioxo-1H-isoindol-4-yl]diazenyl]-3-oxo- | 309989 | 50650
2-Thiazolamine, nitrate (1:1) | 309963 | 50651
Butanoyl chloride, 2-methyl- | 309955 | 50652
2-Cyclohexen-1-one, 3,5-dimethyl-4-(3-methyl-2-buten-1-yl)- | 309948 | 50653
Oxirane, 2-methyl-, polymer with oxirane, ether with 1,2,3-propanetriol (3:1), polymer with 1,3-diisocyanatomethylbenzene | 309930 | 50654
1,5,7,11-Tetraoxaspiro[5.5]undecane, 3-methylene- | 309922 | 50655
1(3H)-Isobenzofuranone, 6-(dimethylamino)-3-[4-(dimethylamino)phenyl]- | 309914 | 50656
Urea, polymer with N-cyanoguanidine, ethanedial and formaldehyde | 309906 | 50657
Hexanedioic acid, polymer with 1,2-ethanediol, 2-ethyl-2-(hydroxymethyl)-1,3-propanediol, 1,1'-methylenebis[4-isocyanatocyclohexane] and 1,2-propanediol | 309898 | 50658
Propanedioic acid, 2,2'-oxybis-, sodium salt (1:4) | 309880 | 50659
3,5-Morpholinedione, 4-methyl- | 309872 | 50660
Furan, 2-[(methyldithio)methyl]- | 309864 | 50661
Ethanone, 1-[1,6-dimethyl-4-(4-methyl-3-penten-1-yl)-3-cyclohexen-1-yl]- | 309856 | 50662
Oxirane, 2-methyl-, polymer with oxirane, mono(isooctylphenyl) ether | 309849 | 50663
3H-Indolium, 2-[2-[4-(dimethylamino)phenyl]ethenyl]-1,3,3-trimethyl-, chloride (1:1) | 301275 | 50664
Zinc, bis[O,O-bis(dodecylphenyl) phosphorodithioato-.kappa.S,.kappa.S']- | 301267 | 50665
Benzoic acid, 4-octyl-, methyl ester | 301259 | 50666
Methanesulfonic acid, copper(2+) salt (2:1) | 301234 | 50667
2-Naphthalenamine, 3-bromo- | 301226 | 50668
Thiourea, N,N'-diheptyl- | 301218 | 50669
9,10-Anthracenedione, 1-amino-4-hydroxy-2-(4-methoxyphenoxy)- | 301200 | 50670
Guar gum, 2-cyanoethyl ether | 301192 | 50671
3H-Pyrazol-3-one, 5-amino-2-(2-chloro-4,6-dimethylphenyl)-2,4-dihydro- | 301184 | 50672
Hexadecanoic acid, 2-ethyl- | 301176 | 50673
1,3-Dioxolane-2-methanamine, N-(2,6-dimethylphenyl)- | 301168 | 50674
1-Propanaminium, N-[2-[[4-[2-(2-chloro-4-nitrophenyl)diazenyl]phenyl]ethylamino]ethyl]-2-hydroxy-N,N-dimethyl-, chloride (1:1) | 301150 | 50675
1,3-Benzenedicarboxylic acid, polymer with 1,4-benzenedicarboxylic acid, 1,2-ethanediol, 2,5-furandione and 1,2-propanediol | 301143 | 50676
1,3-Benzenedicarboxylic acid, polymer with 1,4-benzenedicarboxylic acid, 2,5-furandione and 1,2-propanediol | 301135 | 50677
3-Cyclohexene-1-carboxaldehyde, 5-(3-hydroxy-3-methylbutyl)-3-methyl- | 301127 | 50678
[1,1':4',1''-Terphenyl]-4-carbonitrile, 4''-pentyl- | 301119 | 50679
Oxirane, 2,2'-[methylenebis(2,1-phenyleneoxymethylene)]bis- | 301101 | 50680
1,3,5-Triazine, 2,4,6-tris(2,3,4,5,6-pentabromophenoxy)- | 301093 | 50681
1-Phenanthrenemethanol, 1,2,3,4,4a,4b,5,6,10,10a-decahydro-1,4a-dimethyl-7-(1-methylethyl)-, 1-acetate, (1R,4aR,4bR,10aR)- | 301085 | 50682
Ethanimidamide, 2-hydroxy-, hydrochloride (1:1) | 301077 | 50683
2-Propenoic acid, 2-methyl-, homopolymer, sodium salt | 301069 | 50684
Phenol, nonyl-, sodium salt (1:1) | 301051 | 50685
Methanesulfonamide, N-(5-hydroxy-1-naphthalenyl)- | 301036 | 50686
Benzenesulfonamide, N-(5-hydroxy-1-naphthalenyl)-4-methyl- | 301028 | 50687
1-Naphthalenesulfonic acid, 4,5-dihydroxy-, sodium salt (1:1) | 301002 | 50688
2-Naphthalenesulfonic acid, 8,8'-methylenebis-, sodium salt (1:2) | 300988 | 50689
D-Glucitol, 1,5-anhydro-, 3,4,6-tridodecanoate | 300970 | 50690
Pyridine, 2-bromo-4-phenyl- | 300954 | 50691
1,6-Hexanediol, polymer with .alpha.-hydro-.omega.-hydroxypoly(oxy-1,4-butanediyl) and 1,1'-methylenebis[4-isocyanatobenzene] | 300947 | 50692
2-Propenoic acid, 2-methyl-, methyl ester, polymer with 1,1-dichloroethene, methyl 2-propenoate and 2-propenoic acid | 300939 | 50693
Sorbitan, trihexadecanoate | 300921 | 50694
1,3,5-Triazine-2,4-disulfenamide, 6-(diethylamino)-N2,N2,N4,N4-tetraethyl- | 300905 | 50695
Ethanaminium, N,N-diethyl-2-hydroxy-N-methyl-, methyl sulfate (1:1) | 300897 | 50696
Ethanol, 2-[[2-[(phenylmethyl)amino]ethyl]amino]- | 300889 | 50697
Ethanol, 2-[[2-[bis(phenylmethyl)amino]ethyl]amino]- | 300863 | 50698
Poly(oxy-1,2-ethanediyl), .alpha.-sulfo-.omega.-(tridecyloxy)-, sodium salt (1:1) | 300855 | 50699
1,2,4-Benzenetricarboxylic acid, polymer with 1,4-benzenedicarboxylic acid, decanedioic acid, 2,2-dimethyl-1,3-propanediol and 1,2-ethanediol | 300848 | 50700
Benzenesulfonic acid, 3-formyl-, potassium salt (1:1) | 300822 | 50701
2-Propenoic acid, 2-methyl-, polymer with butyl 2-propenoate, N-(hydroxymethyl)-2-propenamide and 2-propenenitrile | 300814 | 50702
Propanedinitrile, 2-[[4-[[2-(4-cyclohexylphenoxy)ethyl]ethylamino]-2-methylphenyl]methylene]- | 300806 | 50703
Ethanaminium, N,N,N-trimethyl-2-[(1-oxo-2-propen-1-yl)oxy]-, chloride (1:1), homopolymer | 300780 | 50704
2-Propenoic acid, 2-(diethylamino)ethyl ester, hydrochloride (1:1), homopolymer | 300772 | 50705
Oxonium, trimethyl-, (OC-6-11)-hexachloroantimonate(1-) (1:1) | 300764 | 50706
1,2-Benzenedicarboxylic acid, polymer with 1,2-ethanediol, 2-propenoate | 300756 | 50707
1,3-Benzenediamine, N1,N3-bis(1,4-dimethylpentyl)-4-methyl- | 300749 | 50708
3H-Indolium, 5-methoxy-1,3,3-trimethyl-2-[2-(1-methyl-2-phenyl-1H-indol-3-yl)ethenyl]-, chloride (1:1) | 300723 | 50709
3H-Indolium, 2-[[2-(4-methoxyphenyl)-2-methylhydrazinylidene]methyl]-1,3,3-trimethyl-, methyl sulfate (1:1) | 300715 | 50710
Benzenamine, 3-ethynyl- | 300681 | 50711
Octane, 6-chloro-2,6-dimethyl- | 300673 | 50712
1-Cyclopentene-1-propanol, .beta.,2-dimethyl-5-(1-methylethenyl)-, 1-acetate | 300657 | 50713
Cyclohexanol, 1-[2-(1,1-dimethylethyl)diazenyl]- | 300640 | 50714
2-Naphthalenecarboxamide, 3-hydroxy-N-(3-hydroxyphenyl)- | 300624 | 50715
Benzene, 1,3-dichloro-2-iodo-5-nitro- | 326868 | 50716
Phenol, 2,6-diiodo-3,4-dimethyl- | 326850 | 50717
2H-Tetrazole, 5-[1,1'-biphenyl]-4-yl- | 326843 | 50718
Phosphonic acid, P-[(2-methylphenyl)methyl]-, diethyl ester | 326835 | 50719
Benzenediazonium, 5-[(butylamino)sulfonyl]-2-methoxy-, (T-4)-tetrachlorozincate(2-) (2:1) | 326827 | 50720
1,4-Benzenediamine, N1,N1-dimethyl-, ethanedioate (2:1) | 326801 | 50721
2-Propenoic acid, 2-methyl-, polymer with butyl 2-propenoate, ethyl 2-propenoate and 2-propenoic acid | 326793 | 50722
Quinoline, 2-methyl-, hydrochloride (1:1) | 326777 | 50723
Benzenesulfonic acid, 3-[2-[4-(dimethylamino)-1-naphthalenyl]diazenyl]-4-methoxy- | 326769 | 50724
Benzenesulfonic acid, 4-[2-[4-(diethylamino)phenyl]diazenyl]-, sodium salt (1:1) | 326744 | 50725
Zinc, dichloro[5-(diethylamino)-2-[2-(2-pyridinyl-.kappa.N)diazenyl-.kappa.N1]phenol]- | 326728 | 50726
Europium, triaquatris[2-(hydroxy-.kappa.O)-5-nitrobenzaldehydato-.kappa.O]- | 326710 | 50727
Chromium, tris[1-[2-(hydroxy-.kappa.O)phenyl]ethanonato-.kappa.O]- | 326702 | 50728
2-Propenoic acid, 3-(4-aminophenyl)-, (2R)-2-methylbutyl ester, (2E)- | 326686 | 50729
Ethanol, 2,2'-iminobis-, polymer with 2-(chloromethyl)oxirane and N1,N1-dimethyl-1,3-propanediamine | 326678 | 50730
Ethanol, 2,2'-iminobis-, polymer with 2-(chloromethyl)oxirane | 326660 | 50731
2,5-Cyclohexadiene-1,4-dione, 2-[(3R,7R,11R)-3-hydroxy-3,7,11,15-tetramethylhexadecyl]- | 326645 | 50732
Cyclotetrasiloxane-2,4,6,8-tetrol, 2,4,6,8-tetraphenyl-, (2.alpha.,4.alpha.,6.alpha.,8.alpha.)-, homopolymer | 326637 | 50733
Benzenesulfonic acid, 5-formyl-2-hydroxy-, sodium salt (1:1) | 326629 | 50734
3,7,10,14-Tetraazahexadecane-1,16-diamine | 326603 | 50735
1,4-Naphthalenediamine, N1,N1-dimethyl-, hydrochloride (1:2) | 326595 | 50736
4H-Imidazol-4-one, 2-amino-1,5-dihydro-1-methyl-, compd. with zinc chloride (ZnCl2) (2:1) | 326579 | 50737
Glycine, N,N'-[(1,1-dioxido-3H-2,1-benzoxathiol-3-ylidene)bis[(6-hydroxy-4-methyl-3,1-phenylene)methylene]]bis[N-(carboxymethyl)-, sodium salt (1:4) | 326553 | 50738
Glycine, N,N'-[(3-oxo-1(3H)-isobenzofuranylidene)bis[(6-hydroxy-3,1-phenylene)methylene]]bis[N-(carboxymethyl)-, sodium salt (1:4) | 326546 | 50739
Benzoic acid, 2-[2,7-bis[[bis(carboxymethyl)amino]methyl]-6-hydroxy-3-oxo-3H-xanthen-9-yl]-, sodium salt (1:4) | 326538 | 50740
Glycine, N,N'-[(3-oxo-1(3H)-isobenzofuranylidene)bis[[6-hydroxy-2-methyl-5-(1-methylethyl)-3,1-phenylene]methylene]]bis[N-(carboxymethyl)-, sodium salt (1:4) | 326520 | 50741
Glycine, N,N'-[(3-oxo-1(3H)-isobenzofuranylidene)bis[(6-hydroxy-5-methyl-3,1-phenylene)methylene]]bis[N-(carboxymethyl)-, sodium salt (1:4) | 326512 | 50742
2-Propenoic acid, 3-(4-aminophenyl)-2-methyl-, hydrochloride (1:1) | 326504 | 50743
Phosphoric acid, monophenyl ester, magnesium salt (1:1) | 326496 | 50744
[1,1'-Biphenyl]-4-carboxylic acid, potassium salt (1:1) | 326470 | 50745
Methionine, S-oxide | 326454 | 50746
Xanthylium, 9-[2-carboxy-5(or 6)-nitrophenyl]-3,6-bis(diethylamino)-, chloride | 326447 | 50747
2,5-Furandione, polymer with cyclopentene, (1-methylethenyl)benzene and 1,3-pentadiene | 326439 | 50748
Oxirane, 2-methyl-, polymer with oxirane, butanedioate | 326421 | 50749
Xanthylium, 9-(2-carboxyphenyl)-3,6-bis(methylamino)-, perchlorate (1:1) | 326413 | 50750
1H,5H,11H-[1]Benzopyrano[6,7,8-ij]quinolizine-10-carboxylic acid, 2,3,6,7-tetrahydro-11-oxo-, 1,1-dimethylethyl ester | 326405 | 50751
2H-Pyrano[3,2-g]quinolin-2-one, 6,7,8,9-tetrahydro-4-methyl- | 326389 | 50752
Xanthylium, 9-(2-carboxyphenyl)-3,6-bis(dimethylamino)-, perchlorate (1:1) | 326371 | 50753
Xanthylium, 3,6-bis(diethylamino)-, perchlorate (1:1) | 326355 | 50754
Xanthylium, 9-(2-carboxyphenyl)-3,6-bis(ethylamino)-2,7-dimethyl-, perchlorate (1:1) | 326330 | 50755
Cyclohexanebutanoic acid, barium salt (2:1) | 326322 | 50756
Naphtho[2,3-d]thiazolium, 2-[2-[2-(diphenylamino)-3-[2-[3-(4-methoxy-4-oxobutyl)naphtho[2,3-d]thiazol-2(3H)-ylidene]ethylidene]-1-cyclopenten-1-yl]ethenyl]-3-(4-methoxy-4-oxobutyl)-, perchlorate (1:1) | 326306 | 50757
Benzo[a]phenoxazin-7-ium, 5,9-bis(ethylamino)-10-methyl-, perchlorate (1:1) | 326298 | 50758
Formaldehyde, polymer with 3-methylphenol, 6-diazo-5,6-dihydro-5-oxo-1-naphthalenesulfonate | 326280 | 50759
Xanthylium, 9-[5(or 6)-amino-2-carboxyphenyl]-3,6-bis(diethylamino)-, chloride (1:1) | 326272 | 50760
1,4-Benzenediamine, ethanedioate (1:1) | 326256 | 50761
1H-Tetrazol-5-amine, 1-octyl- | 326249 | 50762
Decanoic acid, lanthanum(3+) salt (3:1) | 326231 | 50763
Benzenaminium, 4-amino-N,N,N-trimethyl-, iodide, hydrochloride (1:1:1) | 326223 | 50764
Benzo[c]xanthylium, 5,6-dihydro-3-methoxy-, tetrafluoroborate(1-) (1:1) | 326215 | 50765
1H-Pyrrole-2,5-dione, 1-[4-[2-[4-(dimethylamino)phenyl]ethenyl]phenyl]- | 326207 | 50766
Propanenitrile, 3-(phosphonooxy)-, compd. with cyclohexanamine (1:2) | 326199 | 50767
1(3H)-Isobenzofuranone, 3,3-bis(4-hydroxy-3-methylphenyl)-, sodium salt (1:2) | 326181 | 50768
Zirconium arsenide (ZrAs) | 318170 | 50769
2,3-Butanedione, 2,3-dioxime, sodium salt (1:2) | 318162 | 50770
Octanoic acid, lanthanum(3+) salt (3:1) | 318154 | 50771
Phosphonium, nonyltriphenyl-, bromide (1:1) | 318139 | 50772
Thiazolium, 4,5-dihydro-3-methyl-2-[2-(phenylamino)ethenyl]-, iodide (1:1) | 318113 | 50773
Benzoic acid, 4-(4,5-dihydro-3-methyl-5-oxo-1H-pyrazol-1-yl)- | 318105 | 50774
Poly(oxy-1,2-ethanediyl), .alpha.,.alpha.'-[methylenebis(dipentylphenylene)]bis[.omega.-hydroxy- | 318097 | 50775
1H-Benzimidazole-2-acetamide, .alpha.-[2-(2-nitrophenyl)diazenyl]- | 318071 | 50776
Benzenediazonium, 4-(diethylamino)-2-methyl-, (T-4)-tetrachlorozincate(2-) (2:1) | 318055 | 50777
Benzenediazonium, 3-chloro-4-(diethylamino)-, (T-4)-tetrachlorozincate(2-) (2:1) | 318048 | 50778
Hexanedioic acid, polymer with 1,4-butanediol, 1,3-diisocyanatomethylbenzene and 1,1'-methylenebis[4-isocyanatobenzene] | 318030 | 50779
Poly(oxy-1,2-ethanediyl), .alpha.-(phenylmethyl)-.omega.-[(1,1,3,3-tetramethylbutyl)phenoxy]- | 318022 | 50780
2-Propenoic acid, 2-methyl-, polymer with ethyl 2-propenoate, potassium salt | 318014 | 50781
Furan, 2-(3-hexen-1-yl)-5-methyl- | 317990 | 50782
Oxirane, 2-methyl-, polymer with 1,1'-methylenebis[4-isocyanatocyclohexane] and oxirane | 317982 | 50783
Dibenzofuran, 2,3,4,6,7,8-hexachloro- | 317966 | 50784
1,4-Benzenediol, 2-(1,1-dimethylethyl)-, polymer with diethenylbenzene, 4-(1,1-dimethylethyl)phenol, 4-methoxyphenol, 4,4'-(1-methylethylidene)bis[phenol] and 4-methylphenol | 317958 | 50785
Butanedioic acid, polymer with 1,4-cyclohexanedimethanol | 317941 | 50786
Poly(oxy-1,2-ethanediyl), .alpha.-[3,5-dimethyl-1-(2-methylpropyl)hexyl]-.omega.-hydroxy- | 317933 | 50787
Acetic acid, 2-[(3,5,6-trichloro-2-pyridinyl)oxy]-, methyl ester | 317925 | 50788
Glycine, N,N'-1,2-ethanediylbis[N-(carboxymethyl)-, compd. with 2,2'-iminobis[ethanol] (1:4) | 317917 | 50789
Butanedioic acid, polymer with 2-(chloromethyl)oxirane and 4,4'-(1-methylethylidene)bis[phenol] | 317909 | 50790
2-Propenoic acid, dodecyl ester, polymer with chloroethene and 1,1-dichloroethene | 317891 | 50791
1,3-Isobenzofurandione, hexahydro-, polymer with .alpha.-hydro-.omega.-hydroxypoly[oxy(methyl-1,2-ethanediyl)] | 317875 | 50792
Formaldehyde, polymer with 4-cyclohexylphenol and dimethylbenzene | 317867 | 50793
Formaldehyde, polymer with dimethylbenzene and 4-(1,1-dimethylethyl)phenol | 317859 | 50794
Heparin, ammonium salt | 317842 | 50795
2-Propenoic acid, 2-methyl-, polymer with butyl 2-methyl-2-propenoate and ethyl 2-methyl-2-propenoate | 317834 | 50796
Ethanedioic acid, 1-(3,7-dimethyl-6-octen-1-yl) 2-ethyl ester | 317826 | 50797
Oxirane, 2-methyl-, polymer with 2,4-diisocyanato-1-methylbenzene and oxirane | 317818 | 50798
Oxirane, 2-methyl-, polymer with 1,3-diisocyanato-2-methylbenzene and oxirane | 317800 | 50799
Poly(oxy-1,2-ethanediyl), .alpha.-sulfo-.omega.-(dinonylphenoxy)-, potassium salt (1:1) | 317792 | 50800
1-Hexene, polymer with 1-butene and ethene | 317784 | 50801
2-Nonenal, (2Z)- | 317776 | 50802
2-Pyridinamine, 4-phenyl- | 317768 | 50803
Sulfuric acid, aluminum magnesium salt (1:?:?) | 317750 | 50804
2-Propenoic acid, polymer with butyl 2-propenoate, ethenylbenzene and 1,2-propanediol mono-2-propenoate | 317735 | 50805
3-Octanol, 3,6-dimethyl-, 3-acetate | 317719 | 50806
Benzene, [2-(diethoxymethyl)-1-hepten-1-yl]- | 317701 | 50807
3-Hexene, 1-(1-ethoxyethoxy)-, (3E)- | 317693 | 50808
Thorium selenide (ThSe2) | 317685 | 50809
Thiocyanic acid, potassium silver(1+) salt (2:1:1) | 317677 | 50810
Carbamic acid, N-cyano-N-methyl-, ethyl ester | 317651 | 50811
Phosphorodichloridic acid, (1-methylethyl)phenyl ester | 317636 | 50812
1H-Imidazole-1-hexanoic acid, .epsilon.-oxo- | 317628 | 50813
Ethanamine, phosphate (1:1) | 317610 | 50814
2-Propenamide, 3-(diethylamino)-N,N-dimethyl-, (2E)- | 317602 | 50815
Trisiloxane, 3-methyl-1,1,1,5,5,5-hexakis(1-methylpropoxy)-3-[[tris(1-methylpropoxy)silyl]oxy]- | 317586 | 50816
Titanate (Ti2(OH)O41-), sodium (1:1) | 317578 | 50817
1-Hexadecanol, 3,3,4,4,5,5,6,6,7,7,8,8,9,9,10,10,11,11,12,12,13,13,14,14,15,15,16,16,16-nonacosafluoro- | 317560 | 50818
Urea, N-(hydroxymethyl)-N'-octadecyl- | 317552 | 50819
2-Propenoic acid, 3,3'-(1,2-ethenediyldi-4,1-phenylene)bis-, 1,1'-diethyl ester | 317545 | 50820
Benzamide, 4-bromo-3,5-dihydroxy-N,N-bis(2-hydroxyethyl)- | 317537 | 50821
Poly(oxy-1,4-butanediyl), .alpha.-hydro-.omega.-hydroxy-, polymer with 4,4'-diisocyanato-3,3'-dimethyl-1,1'-biphenyl | 317529 | 50822
Benzenamine, 2,2'-[methylenebis(thio)]bis- | 309831 | 50823
3,13-Octadecadien-1-ol, 1-acetate, (3Z,13E)- | 309823 | 50824
3,13-Octadecadien-1-ol, 1-acetate, (3E,13E)- | 309815 | 50825
2-Propenoic acid, 2-methyl-, bicyclo[2.2.1]hept-2-ylmethyl ester, homopolymer | 309807 | 50826
Octadecanamide, N-[2-[(2-hydroxyethyl)amino]ethyl]-, acetate (1:1) | 309799 | 50827
2-Propenoic acid, 1,1'-[oxybis(methyl-2,1-ethanediyl)] ester | 309781 | 50828
Methanone, 1,1'-[methylenebis(hydroxymethoxyphenylene)]bis[1-phenyl- | 309773 | 50829
2-Propenoic acid, 2-methyl-, methyl ester, polymer with 4,5-dihydro-2-(1-methylethenyl)oxazole and ethyl 2-propenoate | 309765 | 50830
Borate(1-), bis[2-(hydroxy-.kappa.O)benzoato(2-)-.kappa.O]-, (T-4)-, hydrogen, compd. with N-methylmethanamine (1:1:1) | 309757 | 50831
Oxirane, 2-methyl-, polymer with oxirane, mono(dodecylphenyl) ether | 309740 | 50832
C.I. Pigment Blue 29 | 309732 | 50833
Neodecanoic acid, magnesium salt (2:1) | 309724 | 50834
Poly[oxy(methyl-1,2-ethanediyl)], .alpha.,.alpha.',.alpha.''-1,2,3-propanetriyltris[.omega.-hydroxy-, polymer with 1,3-diisocyanatomethylbenzene and .alpha.-hydro-.omega.-hydroxypoly[oxy(methyl-1,2-ethanediyl)] | 309716 | 50835
Ethanol, 2,2',2''-nitrilotris-, compd. with .alpha.-sulfo-.omega.-(nonylphenoxy)poly(oxy-1,2-ethanediyl) (1:1) | 309708 | 50836
L-Ascorbic acid, compd. with N-(2,5-dioxo-4-imidazolidinyl)urea (1:1) | 309690 | 50837
2-Propenoic acid, ethyl ester, polymer with N-(hydroxymethyl)-2-methyl-2-propenamide and 2-propenenitrile | 309682 | 50838
1,3-Benzenedicarboxylic acid, polymer with 1,3-dihydro-1,3-dioxo-5-isobenzofurancarboxylic acid, hexanedioic acid and 3-hydroxy-2,2-dimethylpropyl 3-hydroxy-2,2-dimethylpropanoate | 309674 | 50839
Acetic acid, 2-mercapto-, isotridecyl ester | 309666 | 50840
Decanediamide, N1,N10-bis(3,4-dicyanophenyl)- | 309658 | 50841
1,2-Ethanediamine, N1-octyl-N2-[2-(octylamino)ethyl]- | 309633 | 50842
Hexadecanamide, N,N-bis(1-methylethyl)- | 309625 | 50843
Hexanedioic acid, polymer with 1,3-diisocyanatomethylbenzene, 2-ethyl-2-(hydroxymethyl)-1,3-propanediol and 1,3-isobenzofurandione | 309617 | 50844
2-Propenoic acid, 1,1'-(1,4-butanediyl) ester, polymer with butyl 2-propenoate, diethenylbenzene, ethenylbenzene and 2-propenenitrile | 309591 | 50845
2-Buten-1-one, 1-(2,6,6-trimethyl-3-cyclohexen-1-yl)- | 309583 | 50846
Palladate(2-), bis(cyano-.kappa.C)-, potassium (1:2) | 309575 | 50847
Benzene, 2-methoxy-1-(phenylmethoxy)-4-(2-propen-1-yl)- | 309567 | 50848
1,3,6-Naphthalenetrisulfonic acid, 7-[2-[2-[(aminocarbonyl)amino]-4-[(4,6-dichloro-1,3,5-triazin-2-yl)amino]phenyl]diazenyl]-, sodium salt (1:3) | 309542 | 50849
Benzenesulfonic acid, ethyl- | 309526 | 50850
Nonanedioic acid, polymer with 2,5-furandione and 1,2-propanediol | 309518 | 50851
2-Buten-1-one, 1-(2,2,6-trimethyl-3-cyclohexen-1-yl)- | 309500 | 50852
Copper, [29H,31H-phthalocyanine-C,C,C,C-tetramethanaminato(2-)-.kappa.N29,.kappa.N30,.kappa.N31,.kappa.N32]- | 309492 | 50853
Poly(oxy-1,2-ethanediyl), .alpha.-[bis(octyloxy)phosphinyl]-.omega.-hydroxy- | 309476 | 50854
Poly(oxy-1,2-ethanediyl), .alpha.,.alpha.'-[(octyloxy)phosphinylidene]bis[.omega.-hydroxy- | 309468 | 50855
8-Quinolinamine, 6-bromo- | 309450 | 50856
2-Propenoic acid, 2-methyl-, 1,1'-[1-(chloromethyl)-1,2-ethanediyl] ester | 309443 | 50857
Benzenamine, N,4-dichloro- | 309427 | 50858
1H-Indole, 2,3-dihydro-1,3,3-trimethyl-2-[[2-(4-methylphenyl)diazenyl]methylene]- | 309419 | 50859
2-Naphthalenecarboxamide, 3-hydroxy-4-[2-[2-methoxy-5-[(phenylmethyl)sulfonyl]phenyl]diazenyl]-N-phenyl- | 309393 | 50860
2-Propenoic acid, 2-methyl-, polymer with methyl 2-propenoate, sodium salt | 309385 | 50861
Isocyanic acid, polymethylenepolyphenylene ester, polymer with [(1-methyl-1,2-ethanediyl)bis(oxy)]bis[propanol] | 309377 | 50862
Isocyanic acid, polymethylenepolyphenylene ester, polymer with oxybis[propanol] | 309369 | 50863
L-Lysine, acetate (1:1) | 309344 | 50864
1,3-Dioxane, 2-(2,6-dimethyl-1,5-heptadien-1-yl)-4-methyl- | 309336 | 50865
2-Naphthalenecarboxamide, N-[4-[2,4-bis(1,1-dimethylpropyl)phenoxy]butyl]-4-[[[4-[2-[3-[[(1,1-dimethylethyl)amino]sulfonyl]-4-hydroxy-8-[(methylsulfonyl)amino]-1-naphthalenyl]diazenyl]phenyl]sulfonyl]amino]-1-hydroxy- | 309310 | 50866
Ethanesulfonic acid, 2-hydroxy-, ammonium salt (1:1) | 309302 | 50867
1,3-Naphthalenedisulfonic acid, 4-amino-5-hydroxy-, potassium salt (1:1) | 309286 | 50868
Thiazole, 4-ethyl-5-propyl- | 309278 | 50869
Thiazole, 4-butyl-5-methyl- | 309260 | 50870
Phenol, 4,4'-(1,3,3-trimethyl-1-propene-1,3-diyl)bis- | 309245 | 50871
Propanedinitrile, 2-(1-ethylbenz[cd]indol-2(1H)-ylidene)- | 309237 | 50872
Thallium iodide (TlI2) | 309229 | 50873
Zirconium, [.mu.-[carbonato(2-)-.kappa.O:.kappa.O']]dihydroxydioxodi- | 309211 | 50874
Quinolinium, 1-ethyl-2-(ethylthio)-6-methyl-, iodide (1:1) | 309203 | 50875
Benzoic acid, 3,3'-[iminobis(sulfonyl)]bis-, 1,1'-dimethyl ester, sodium salt (1:1) | 309195 | 50876
2-Propenoic acid, 2-methyl-, polymer with butyl 2-propenoate, ethenyl acetate and N-(hydroxymethyl)-2-propenamide | 309187 | 50877
2-Naphthalenesulfonamide, 6,7-dihydroxy- | 300616 | 50878
8-Quinolinamine, 1,2,3,4-tetrahydro- | 300608 | 50879
Pyridine, 4,4'-(2,5-dihydro-1,3,4-thiadiazole-2,5-diyl)bis- | 300582 | 50880
2-Propenoic acid, 2-methyl-, polymer with 1,3-butadiene, ethenylbenzene and methyl 2-methyl-2-propenoate, ammonium salt | 300574 | 50881
Borate(1-), bis[1,2-benzenediolato(2-)-.kappa.O1,.kappa.O2]-, (T-4)-, hydrogen, compd. with N-(1-methylethyl)-2-propanamine (1:1:1) | 300558 | 50882
Borate(1-), bis[1,2-benzenediolato(2-)-.kappa.O1,.kappa.O2]-, (T-4)-, hydrogen, compd. with N-methylmethanamine (1:1:1) | 300541 | 50883
Tetradecanamide, N-[2-[(2-hydroxyethyl)amino]ethyl]- | 300533 | 50884
Hexanedioic acid, polymer with butanedioic acid, 2,2'-oxybis[ethanol], pentanedioic acid and 1,2,3-propanetriol | 300525 | 50885
2H-Benzimidazole-2-thione, 1,3-dihydro-4(or 5)-methyl- | 300517 | 50886
Acetamide, N-(2-amino-4-nitrophenyl)- | 300491 | 50887
2-Cyclohexene-1-octanoic acid, 5(or 6)-carboxy-4-hexyl- | 300483 | 50888
Poly(oxy-1,2-ethanediyl), .alpha.-[bis(1-methylpropyl)phenyl]-.omega.-hydroxy- | 300475 | 50889
Poly[oxy(methyl-1,2-ethanediyl)], .alpha.,.alpha.',.alpha.''-1,2,6-hexanetriyltris[.omega.-hydroxy-, polymer with diisocyanatomethylbenzene and .alpha.-hydro-.omega.-hydroxypoly[oxy(methyl-1,2-ethanediyl)] | 300467 | 50890
2H-Pyran, 2-[(6-bromohexyl)oxy]tetrahydro- | 300459 | 50891
5-Decen-1-yne, (5E)- | 300442 | 50892
1,5-Decadiyne | 300434 | 50893
Benzenemethanol, ar-ethyl- | 300426 | 50894
.alpha.-D-Glucopyranosiduronic acid, (3.beta.,20.beta.)-20-carboxy-11-oxo-30-norolean-12-en-3-yl 2-O-.beta.-D-glucopyranuronosyl-, ammonium salt (1:1) | 300418 | 50895
Benzaldehyde, ethyl- | 300400 | 50896
Acetamide, N-[2-[2-(2-bromo-4,6-dinitrophenyl)diazenyl]-5-[(2-cyanoethyl)amino]-4-methoxyphenyl]- | 300392 | 50897
Acetamide, N-[2-[2-(2-bromo-4,6-dinitrophenyl)diazenyl]-4-methoxy-5-(methylamino)phenyl]- | 300384 | 50898
Phenol, 2-methoxy-4-(2-oxiranylmethyl)- | 300376 | 50899
11-Hexadecenal, (11Z)- | 300368 | 50900
9-Tetradecenal, (9Z)- | 300350 | 50901
.beta.-Alanine, N-(3-chloropropyl)-N-(3-ethoxy-3-oxopropyl)-, ethyl ester | 300343 | 50902
.beta.-Alanine, N-(3-ethoxy-3-oxopropyl)-N-(3-hydroxypropyl)-, ethyl ester | 300335 | 50903
Benzenediazonium, 3-chloro-4-(1-pyrrolidinyl)-, tetrafluoroborate(1-) (1:1) | 300327 | 50904
2-Propenoic acid, 2-methyl-, polymer with ethyl 2-propenoate, methyl 2-propenoate and 2-propenoic acid | 300319 | 50905
2-Propenoic acid, 2-methyl-, polymer with butyl 2-propenoate and ethyl 2-propenoate, ammonium salt | 300301 | 50906
1H-Cyclopent[b]anthracene-5,10-dione, 2,3-dihydro- | 300293 | 50907
Ethanol, 2,2'-iminobis-, benzoate (1:1) | 300285 | 50908
Benzene, 1-(8-methoxy-4,8-dimethylnonyl)-4-(1-methylethyl)- | 300251 | 50909
Palladate(1-), diamminedichloro- | 300244 | 50910
1H-Pyrrole-2,5-dione, 1-[4-(naphthalenylamino)phenyl]- | 300236 | 50911
2,7-Naphthalenedisulfonic acid, 3-amino-5-hydroxy-, sodium salt (1:?) | 300210 | 50912
Thioperoxydicarbonic diamide ([(H2N)C(S)]2S2), dimethyldiphenyl- | 300202 | 50913
8,10-Dodecadien-1-ol, 1-acetate, (8E,10E)- | 300194 | 50914
Cyclohexane, 5-isocyanato-1-(isocyanatomethyl)-1,3,3-trimethyl-, homopolymer | 300186 | 50915
Ethanol, 2,2'-[1,4-phenylenebis(oxy)]bis-, polymer with .alpha.-hydro-.omega.-hydroxypoly(oxy-1,4-butanediyl) and 1,1'-methylenebis[4-isocyanatobenzene] | 300178 | 50916
2-Propenoic acid, 2-methyl-, 2-methylpropyl ester, polymer with ethenylmethylbenzene and octadecyl 2-methyl-2-propenoate | 300160 | 50917
Poly[oxy(methyl-1,2-ethanediyl)], .alpha.-hydro-.omega.-[(1-oxo-2-propen-1-yl)oxy]-, ether with 2-ethyl-2-(hydroxymethyl)-1,3-propanediol (3:1) | 300152 | 50918
Benzenediazonium, 4-(phenylamino)-, tungstatephosphate (1:?) | 300137 | 50919
Isocyanic acid, polymethylenepolyphenylene ester, polymer with .alpha.-hydro-.omega.-hydroxypoly[oxy(methyl-1,2-ethanediyl)] | 300129 | 50920
Azetidine, homopolymer | 300111 | 50921
1,3-Isobenzofurandione, 4,5,6,7-tetrachloro-, polymer with 1,2-ethanediol, 2,5-furandione and 3a,4,7,7a-tetrahydro-1,3-isobenzofurandione | 300103 | 50922
Phosphoric acid, monododecyl monotetradecyl ester | 300095 | 50923
Oxazole, 4,5-dimethyl-2-propyl- | 300079 | 50924
Oxazole, 2-ethyl-4,5-dimethyl- | 300061 | 50925
2-Butenedioic acid (2E)-, polymer with 1,3-butadiene, ethenylbenzene and methyl 2-methyl-2-propenoate | 300053 | 50926
2-Propenoic acid, 2-(phosphonooxy)-, sodium salt (1:1) | 300038 | 50927
Benzenesulfonic acid, hydroxy-, polymer with formaldehyde, phenol and urea | 300020 | 50928
2-Butenedioic acid (2Z)-, 1,4-diisononyl ester | 300012 | 50929
1(2H)-Quinolineethanol, 3,4-dihydro-2,7-dimethyl- | 299990 | 50930
Ethanol, 2-[2-(1-naphthalenylamino)ethoxy]- | 299982 | 50931
Butanamide, 2,2'-[(3,3'-dichloro[1,1'-biphenyl]-4,4'-diyl)bis(2,1-diazenediyl)]bis[N-(4-chloro-2-methylphenyl)-3-oxo- | 299974 | 50932
1,2-Benzenediamine, N1,N1-dimethyl-, hydrochloride (1:2) | 326173 | 50933
Cholest-5-en-3-ol (3.beta.)-, 3-(2,2,2-trifluoroethyl carbonate) | 326165 | 50934
Chromium, fluoro[29H,31H-phthalocyaninato(2-)-.kappa.N29,.kappa.N30,.kappa.N31,.kappa.N32]-, (SP-5-12)- | 326157 | 50935
Poly[oxy(methyl-1,2-ethanediyl)], .alpha.-pentadecyl-.omega.-hydroxy- | 326140 | 50936
1H-Isoindole-1,3(2H)-dione, 2-[3-(trichlorosilyl)propyl]- | 326132 | 50937
Cyclohexanebutanoic acid, strontium salt (2:1) | 326124 | 50938
Cyclohexanebutanoic acid, silver(1+) salt (1:1) | 326116 | 50939
Cyclohexanebutanoic acid, potassium salt (1:1) | 326108 | 50940
Cyclohexanebutanoic acid, mercury(2+) salt (2:1) | 326090 | 50941
Benzenesulfonamide, N-(3,5-dibromo-4-oxo-2,5-cyclohexadien-1-ylidene)- | 326082 | 50942
Cyclohexanebutanoic acid, lead(2+) salt (2:1) | 326066 | 50943
Undecanoic acid, 2-methylpropyl ester | 326041 | 50944
1,4-Benzenediamine, N1,N1-diethyl-, ethanedioate (2:1) | 326025 | 50945
Benzoic acid, 2-[(3,5-dibromo-4-hydroxyphenyl)(3,5-dibromo-4-oxo-2,5-cyclohexadien-1-ylidene)methyl]-, ethyl ester, potassium salt (1:1) | 326017 | 50946
1(3H)-Isobenzofuranone, 3,3-bis[4-hydroxy-2-methyl-5-(1-methylethyl)phenyl]-, sodium salt (1:2) | 326009 | 50947
1-Naphthalenesulfonamide, 6-diazo-N-(4-ethenylphenyl)-5,6-dihydro-5-oxo-, polymer with ethenylbenzene | 325993 | 50948
Ethenol, homopolymer, acetate benzoate 5-phenyl-2,4-pentadienoate | 325985 | 50949
Benzenesulfonic acid, 3-[2-[3-(aminocarbonyl)-4,5-dihydro-5-oxo-1-phenyl-1H-pyrazol-4-yl]diazenyl]-4-methoxy-, sodium salt (1:1) | 325977 | 50950
Phenol, 4,4'-(2,2-dioxido-3H-1,2-benzoxathiol-3-ylidene)bis[2,6-dibromo-3-methyl-, sodium salt (1:1) | 325969 | 50951
Phenol, 4,4'-(2,2-dioxido-3H-1,2-benzoxathiol-3-ylidene)bis[3-methyl-, sodium salt (1:1) | 325951 | 50952
Phenol, 4,4'-(1,1-dioxido-3H-2,1-benzoxathiol-3-ylidene)bis[2-bromo-6-methyl-, sodium salt (1:1) | 325944 | 50953
Phenol, 4,4'-(1,1-dioxido-3H-2,1-benzoxathiol-3-ylidene)bis[2-methyl-, sodium salt (1:1) | 325936 | 50954
Ethanone, 2-bromo-1-[4-(2-phenyldiazenyl)phenyl]- | 325910 | 50955
Octadecanoic acid, 3-oxo-, ethyl ester | 325902 | 50956
Benzoic acid, 2-[2-[[2-(2-hydroxy-5-sulfophenyl)diazenyl]phenylmethylene]hydrazinyl]-, sodium salt (1:1) | 325894 | 50957
Benzenesulfonic acid, 2,4,5-trichloro-, potassium salt (1:1) | 325878 | 50958
Benzoic acid, 2-[hydroxybis[4-(sulfooxy)phenyl]methyl]-, potassium salt (1:3) | 325860 | 50959
Phenol, 2-amino-6-chloro-4-nitro-, hydrochloride (1:1) | 325845 | 50960
Methionine, N-[2-(2,4-dichlorophenoxy)acetyl]- | 325837 | 50961
Iodonium, diphenyl-, hexafluoroarsenate(1-) (1:1) | 325811 | 50962
2-Propenoic acid, polymer with diethenylbenzene, ethenylbenzene and ethenylethylbenzene | 325803 | 50963
Naphtho[1,2-d]thiazolium, 1-methyl-2-[2-(2-methyl-1H-indol-3-yl)-1-propen-1-yl]-, 4-methylbenzenesulfonate (1:1) | 325795 | 50964
Benzenesulfonic acid, 4-[4,5-dihydro-3-methyl-5-oxo-4-(3,5,5-trimethyl-2-cyclohexen-1-ylidene)-1H-pyrazol-1-yl]-, compd. with piperidine (1:1) | 325779 | 50965
1-Butanamine, 2-(3-pentadecylphenoxy)- | 325753 | 50966
Butanoyl chloride, 2-(3-pentadecylphenoxy)- | 325738 | 50967
Benzenesulfonic acid, 3,3'-(3-oxo-1(3H)-isobenzofuranylidene)bis[6-hydroxy-, sodium salt (1:3) | 325720 | 50968
1-Imidazolidineacetic acid, 4-oxo-3-phenyl-2-thioxo- | 325712 | 50969
Benzoic acid, 4-[1-[[(2,4-dichlorophenyl)amino]carbonyl]-3,3-dimethyl-2-oxobutoxy]-, methyl ester | 325696 | 50970
Glycine, N,N'-(2-hydroxy-1,3-propanediyl)bis[N-(carboxymethyl)-, sodium salt (1:1) | 325670 | 50971
Butanoic acid, 3-oxo-, 2-[(2-methyl-1-oxo-2-propen-1-yl)oxy]ethyl ester, polymer with butyl 2-propenoate and sodium 2-methyl-2-[(1-oxo-2-propen-1-yl)amino]-1-propanesulfonate (1:1) | 325662 | 50972
Titanium, tris[4-(1-methyl-1-phenylethyl)phenolato](2-propanolato)-, (T-4)- | 325647 | 50973
Benzene, 1,1',1''-(1,1,3-trimethyl-5-methylene-1,3,5-pentanetriyl)tris- | 325639 | 50974
Magnesium potassium fluoride | 325621 | 50975
Cobaltate(3-), bis[4-[[2-[2-[2-(hydroxy-.kappa.O)-5-nitrophenyl]diazenyl-.kappa.N1]-1-oxo-3-(oxo-.kappa.O)butyl]amino]-5-methoxy-2-methylbenzenesulfonato(3-)]-, hydrogen (1:3) | 325613 | 50976
2-Naphthalenecarboxamide, N-[4-[2,4-bis(1,1-dimethylpropyl)phenoxy]butyl]-4-[[[3-[[[3-[2-(3-cyano-4,5-dihydro-5-oxo-1-phenyl-1H-pyrazol-4-yl)diazenyl]-4-methoxyphenyl]sulfonyl]amino]phenyl]sulfonyl]amino]-1-hydroxy- | 325605 | 50977
Benzenesulfonyl chloride, 3-[2-(3-cyano-4,5-dihydro-5-oxo-1-phenyl-1H-pyrazol-4-yl)diazenyl]-4-methoxy- | 325589 | 50978
Benzenesulfonic acid, 4-[(1,3-dioxobutyl)amino]-5-methoxy-2-methyl- | 325571 | 50979
9,12-Octadecadienoic acid (9Z,12Z)-, polymer with 2,2-bis(hydroxymethyl)-1,3-propanediol and 1,3-isobenzofurandione | 325555 | 50980
2-Anthracenecarbonitrile, 1-amino-4-(ethylamino)-9,10-dihydro-9,10-dioxo- | 325548 | 50981
Benzenesulfonic acid, 4-[2-(4-amino-2-methylphenyl)diazenyl]-, sodium salt (1:1) | 325530 | 50982
2,7-Naphthalenedisulfonic acid, 4-amino-5-hydroxy-3-[2-[4-[[4-[2-(4-hydroxyphenyl)diazenyl]phenyl]amino]-3-sulfophenyl]diazenyl]-6-(2-phenyldiazenyl)- | 325522 | 50983
1,3-Isobenzofurandione, polymer with 2,5-furandione, 2,2'-oxybis[ethanol], 1,2-propanediol and 3a,4,7,7a-tetrahydro-4,7-methano-1H-indene | 325514 | 50984
2-Propenoic acid, polymer with butyl 2-propenoate, ethenyl acetate and 2-hydroxyethyl 2-propenoate | 325506 | 50985
Glycine, N,N'-[(2-hydroxy-5-nonyl-1,3-phenylene)bis(methylene)]bis[N-methyl-, sodium salt (1:2) | 325498 | 50986
Silica, vitreous | 317511 | 50987
2-Butenedioic acid (2Z)-, 1,1'-(dibutylstannylene) 4,4'-ditridecyl ester | 317503 | 50988
2-Butenedioic acid (2Z)-, 1,1'-(dibutylstannylene) 4,4'-ditetradecyl ester | 317495 | 50989
1H-Benz[f]indene-1,3(2H)-dione, 5,6,7,8-tetrabromo-2-(3-hydroxy-2-quinolinyl)- | 317487 | 50990
Decanedioic acid, 1,10-bis(2-mercaptoethyl) ester | 317479 | 50991
Pentanedioic acid, 1,5-bis(2-mercaptoethyl) ester | 317461 | 50992
Butanedioic acid, 1,4-bis(2-mercaptoethyl) ester | 317453 | 50993
Phosphorous acid, diphenyl tridecyl ester | 317438 | 50994
Decanoic acid, 2-hexyl-, 1,1'-[2,2-bis[[(2-hexyl-1-oxodecyl)oxy]methyl]-1,3-propanediyl] ester | 317420 | 50995
1,3-Benzenedicarboxylic acid, 1,3-dimethyl ester, polymer with 1,4-butanediol, 1,4-dimethyl 1,4-benzenedicarboxylate, 1,2-ethanediol and hexanedioic acid | 317412 | 50996
8-Hexadecenal, 14-methyl-, (8Z)- | 317396 | 50997
1,3-Benzenedicarboxylic acid, polymer with 1,4-butanediol and hexanedioic acid | 317388 | 50998
Ethanol, 2-(2,3,4,5,6-pentabromophenoxy)- | 317370 | 50999
1-Heptanesulfonic acid | 317354 | 51000
1-Propanaminium, N,N,N-trimethyl-3-[[(9Z)-1-oxo-9-octadecen-1-yl]amino]-, methyl sulfate (1:1) | 317347 | 51001
Poly(oxy-1,2-ethanediyl), .alpha.-[1,1'-biphenyl]yl-.omega.-hydroxy- | 317339 | 51002
Diazenium, 2-[(1,3-dihydro-1,3,3-trimethyl-2H-indol-2-ylidene)methyl]-1-methyl-1-(4-methylphenyl)-, methyl sulfate (1:1) | 317313 | 51003
Glycine, N,N'-1,2-ethanediylbis[N-(carboxymethyl)-, compd. with 2,2',2''-nitrilotris[ethanol] (1:1) | 317297 | 51004
2-Propenoic acid, 2-methyl-, 2-hydroxyethyl ester, polymer with octadecyl 2-methyl-2-propenoate | 317289 | 51005
2-Cyclohexene-1-octanoic acid, 5-carboxy-4-hexyl-, sodium salt (1:2) | 317271 | 51006
Nonanedioic acid, polymer with 1,2-propanediol, benzoate | 317263 | 51007
1,4-Cyclohexanedicarboxamide, N1,N4-dichloro- | 317255 | 51008
3,4-Pentadienoic acid, 2-methyl-, ethyl ester | 317248 | 51009
1H-1,2,4-Triazole-1-acetamide, N-[5-[[4-[2,4-bis(1,1-dimethylpropyl)phenoxy]-1-oxobutyl]amino]-2-chlorophenyl]-.alpha.-(2,2-dimethyl-1-oxopropyl)-3-(4-morpholinyl)- | 317230 | 51010
Methylium, tris[4-[(3-methylphenyl)amino]phenyl]-, sulfate (2:1) | 317222 | 51011
Benzene, (3,3,3-trichloro-1-propen-1-yl)- | 317198 | 51012
Oxirane, 2-[[(9Z)-9-octadecen-1-yloxy]methyl]- | 317180 | 51013
Benzene, [bis[(3-phenyl-2-propen-1-yl)oxy]methyl]ethenyl- | 317172 | 51014
2-Propenoic acid, 2-methyl-, polymer with methyl 2-methyl-2-propenoate, ammonium salt | 317149 | 51015
Cholest-5-en-3-ol (3.beta.)-, 3-(nonylphenyl carbonate) | 317131 | 51016
4,7-Methano-1H-inden-5-ol, octahydro-5-(2-propen-1-yl)- | 317123 | 51017
Naphthalene, 1,2,3,4-tetrahydro-5-(1-phenylethyl)- | 317115 | 51018
Octanoic acid, 2-acetyl-3-oxo-, ethyl ester | 317107 | 51019
Oxirane, 2-methyl-, polymer with oxirane, bis(hydrogen sulfate) | 317081 | 51020
Benzenediazonium, 4-(4-benzoyl-1-piperazinyl)-2,5-bis(1-methylethoxy)-, hexafluorophosphate(1-) (1:1) | 317073 | 51021
Benzenediazonium, 4-(methylamino)-, hexafluorophosphate(1-) (1:1) | 317065 | 51022
Poly[oxy(methyl-1,2-ethanediyl)], .alpha.,.alpha.',.alpha.''-1,2,3-propanetriyltris[.omega.-hydroxy-, polymer with 1,3-diisocyanatomethylbenzene and .alpha.-hydro-.omega.-hydroxypoly[oxy(methyl-1,2-ethanediyl)] ether with .beta.-D-fructofuranosyl .alpha.-D-glucopyranoside | 317057 | 51023
1,3-Benzenedicarboxylic acid, polymer with 1,3-dihydro-1,3-dioxo-5-isobenzofurancarboxylic acid, 2,2-dimethyl-1,3-propanediol and 2-ethyl-2-(hydroxymethyl)-1,3-propanediol | 317032 | 51024
1,3-Benzenedicarboxylic acid, polymer with 1,4-benzenedicarboxylic acid, 1,4-butanediol and dodecanedioic acid | 317024 | 51025
2,4,8-Decatrienal, 2,5,9-trimethyl- | 317016 | 51026
1-Butanamine, N,N-dibutyl-, hydrofluoride (1:1) | 317008 | 51027
1,4-Benzenedicarboxylic acid, polymer with 1,3-dihydro-1,3-dioxo-5-isobenzofurancarboxylic acid, 1,2-ethanediol, 2,5-furandione and 2,2'-oxybis[ethanol] | 316992 | 51028
[1,1'-Biphenyl]-4,4'-diamine, 2,2'-dimethyl-, hydrochloride (1:2) | 316976 | 51029
Poly(oxy-1,2-ethanediyl), .alpha.,.alpha.'-[[dodecyl(phenylmethyl)iminio]di-2,1-ethanediyl]bis[.omega.-hydroxy-, chloride (1:1) | 316968 | 51030
3-Hexen-2-one, 5-phenyl- | 316950 | 51031
Benzenamine, 2,5-dimethyl-N-(1-methylpropyl)- | 316943 | 51032
2-Benzothiazolamine, 4-(trifluoromethyl)- | 316935 | 51033
Benzenamine, N,N-diethyl-4-[2-[4-(trifluoromethyl)-2-benzothiazolyl]diazenyl]- | 316927 | 51034
Benzenamine, 2,5-dimethyl-N-(1-methylpropyl)-4-[2-[4-(trifluoromethyl)-2-benzothiazolyl]diazenyl]- | 316919 | 51035
Pyridinium, 3-carboxy-1-methyl-, 4-methylbenzenesulfonate (1:1) | 316901 | 51036
2-Propenoic acid, 2-ethylhexyl ester, polymer with ethenylmethylbenzene | 316893 | 51037
2-Propenenitrile, polymer with 1,3-butadiene and (chloromethyl)ethenylbenzene | 316885 | 51038
Phosphorous acid, dodecyl bis[4-[1-(4-hydroxyphenyl)-1-methylethyl]phenyl] ester | 316877 | 51039
2-Propenoic acid, 2-methyl-, methyl ester, polymer with ethyl 2-propenoate, N-(hydroxymethyl)-2-methyl-2-propenamide and 2-propenoic acid | 309179 | 51040
1,4-Benzenediol, 2,5-diisooctyl- | 309161 | 51041
Hexanedioic acid, polymer with 1,4-butanediol, carbonic acid, 1,6-hexanediol and 1,1'-methylenebis[4-isocyanatobenzene] | 309153 | 51042
Formaldehyde, polymer with 1,3-benzenedimethanamine and phenol | 309146 | 51043
Benzene, [1-(3,4-dimethylphenyl)ethyl](1-phenylethyl)- | 309138 | 51044
Acetic acid, [(3,5,6-trichloro-2-pyridinyl)oxy]-, compd. with N,N-diethylethanamine (1:1) | 309120 | 51045
Acetic acid, 2-[(dimethoxyphosphinyl)thio]-, methyl ester | 309112 | 51046
Ethanaminium, 2-[ethyl[4-[2-(4-nitrophenyl)diazenyl]phenyl]amino]-N,N,N-trimethyl-, chloride (1:1) | 309104 | 51047
Chromate(1-), bis[1-[2-[5-(1,1-dimethylpropyl)-2-(hydroxy-.kappa.O)-3-nitrophenyl]diazenyl-.kappa.N1]-2-naphthalenolato(2-)-.kappa.O]-, sodium (1:1) | 309096 | 51048
Chromate(1-), bis[1-[2-[2-(hydroxy-.kappa.O)-5-nitrophenyl]diazenyl-.kappa.N1]-2-naphthalenolato(2-)-.kappa.O]-, sodium (1:1) | 309088 | 51049
Naphtho[1,2-d]thiazolium, 1-ethyl-2-[2-[(1-ethylnaphtho[1,2-d]thiazol-2(1H)-ylidene)methyl]-1-buten-1-yl]-, iodide (1:1) | 309070 | 51050
2-Butenedioic acid (2E)-, polymer with 1,2-ethanediol, 1,3-isobenzofurandione and 2,2'-oxybis[ethanol] | 309062 | 51051
Pyrimidine, 2-[4-(heptyloxy)phenyl]-5-hexyl- | 309054 | 51052
Pyrimidine, 5-hexyl-2-[4-(pentyloxy)phenyl]- | 309047 | 51053
Butanedioic acid, 2-(dodecen-1-yl)-, potassium salt (1:2) | 309039 | 51054
2-Propenoic acid, 2-methyl-, 2-ethylhexyl ester, polymer with diethenylbenzene, ethenylbenzene and methyl 2-methyl-2-propenoate | 309021 | 51055
Poly(oxy-1,2-ethanediyl), .alpha.-hydro-.omega.-[[(9Z)-1-oxo-9-octadecen-1-yl]oxy]-, ether with D-glucitol (6:1) | 309013 | 51056
Methanediamine, hydrochloride (1:2) | 309005 | 51057
Ammonium borate phosphate | 308999 | 51058
Aluminum zirconium chloride hydroxide | 308981 | 51059
Benzenediazonium, 4,4'-(1,2-ethenediyl)bis[3-sulfo-, bis(inner salt) | 308973 | 51060
1,3-Isobenzofurandione, polymer with 2,5-furandione, 3,3'-oxybis[1,2-propanediol] and 1,2-propanediol | 308965 | 51061
Formaldehyde, polymer with benzenamine, hydrochloride | 308957 | 51062
1,2-Ethanediamine, N1-[2-[(1-methylethylidene)amino]ethyl]-N2-[2-[[2-[(1-methylethylidene)amino]ethyl]amino]ethyl]- | 308940 | 51063
1,4-Benzenediamine, 2-chloro-N1,N4-bis[[4-(pentyloxy)phenyl]methylene]- | 308924 | 51064
3-Buten-2-ol, 2-methyl-4-phenyl-, (3E)- | 308916 | 51065
2,7-Naphthalenedisulfonic acid, 4-amino-3-[2-[4-[[[4-[2-(2,4-diaminophenyl)diazenyl]phenyl]amino]carbonyl]phenyl]diazenyl]-5-hydroxy-6-(2-phenyldiazenyl)-, sodium salt (1:2) | 308908 | 51066
Ethanethioic acid, S-[1-methyl-1-[(1R,4S)-4-methyl-2-oxocyclohexyl]ethyl] ester | 308890 | 51067
[1,1'-Biphenyl]-4-carbonitrile, 4'-dodecyl- | 308874 | 51068
Pentitol, 1,4-anhydro-2,5-dideoxy-3-thio- | 308866 | 51069
Ethanol, 2-[2-[[4-[2-(2-bromo-4,6-dinitrophenyl)diazenyl]-1-naphthalenyl]amino]ethoxy]-, 1-acetate | 308841 | 51070
Dibenzofuran, 1,2,3,6,7,8-hexachloro- | 308825 | 51071
Dibenzofuran, 2,3,4,7,8-pentachloro- | 308809 | 51072
1,3-Isobenzofurandione, hexahydro-4-methyl- | 308783 | 51073
Chromate(2-), [3-[2-[4,5-dihydro-3-methyl-5-(oxo-.kappa.O)-1-phenyl-1H-pyrazol-4-yl]diazenyl-.kappa.N1]-2-(hydroxy-.kappa.O)-5-nitrobenzenesulfonato(3-)][3-[2-[4,5-dihydro-3-methyl-5-(oxo-.kappa.O)-1-phenyl-1H-pyrazol-4-yl]diazenyl-.kappa.N1]-4-(hydroxy-.kappa.O)-N-phenylbenzenesulfonamidato(2-)]-, sodium (1:2) | 308775 | 51074
Poly(oxy-1,2-ethanediyl), .alpha.-hydro-.omega.-hydroxy-, ether with 1,2,3-propanetriol (9Z)-9-octadecenoate | 308767 | 51075
Poly(oxy-1,2-ethanediyl), .alpha.,.alpha.',.alpha.''-1,2,3-propanetriyltris[.omega.-hydroxy-, dodecanoate | 308759 | 51076
Benzoic acid, 4-[2-(4-methoxyphenyl)oxidodiazenyl]- | 308742 | 51077
1-Oxaspiro[5.5]undecan-4-ol, 4-methyl- | 308726 | 51078
1,3-Benzenedicarboxylic acid, polymer with 2,2-dimethyl-1,3-propanediol, hexanedioic acid, 1,6-hexanediol and 1,3-isobenzofurandione | 308718 | 51079
4-Decen-1-ol, (4Z)- | 308692 | 51080
Ethanethioic acid, S-[1-methyl-1-[(1R,4R)-4-methyl-2-oxocyclohexyl]ethyl] ester | 308684 | 51081
2-Propenoic acid, 2-methyl-, 3-[tris(2-methoxyethoxy)silyl]propyl ester | 308668 | 51082
3(2H)-Isothiazolone, 4,5-dichloro-2-cyclohexyl- | 308650 | 51083
Phenol, 4,4'-thiobis[2-(1,1-dimethylethyl)-5-methyl-, homopolymer | 308643 | 51084
1,4-Benzenedicarboxylic acid, polymer with 1,3-benzenediamine and 1,4-benzenediamine | 308635 | 51085
10-Oxa-4,6-dithia-5-stannahexadecanoic acid, 12-ethyl-5,5-dimethyl-9-oxo-, 2-ethylhexyl ester | 308619 | 51086
Oxirane, 2-methyl-, polymer with oxirane, ether with 1,2,3-propanetriol (3:1), polymer with 1,3-diisocyanatomethylbenzene and 1,1'-methylenebis[4-isocyanatobenzene] | 308601 | 51087
2,5-Furandione, polymer with .alpha.-hydro-.omega.-hydroxypoly[oxy(methyl-1,2-ethanediyl)] and 1,1'-[(1-methylethylidene)bis(4,1-phenyleneoxy)]bis[2-propanol] | 308593 | 51088
Cuprate(1-), [3-[2-[3-[2-[4-[[[4-[2-(2-amino-4-hydroxyphenyl)diazenyl]phenyl]amino]carbonyl]phenyl]diazenyl]-2-(hydroxy-.kappa.O)-4-hydroxyphenyl]diazenyl-.kappa.N1]-4-(hydroxy-.kappa.O)benzenesulfonato(3-)]-, hydrogen (1:1) | 308577 | 51089
2-Propenoic acid, 2-methyl-, 2-oxiranylmethyl ester, polymer with butyl 2-propenoate and 2-ethylhexyl 2-propenoate | 308569 | 51090
Isocyanic acid, polymethylenepolyphenylene ester, polymer with .alpha.,.alpha.',.alpha.''-1,2,3-propanetriyltris[.omega.-hydroxypoly[oxy(methyl-1,2-ethanediyl)]] | 308551 | 51091
Cyclopentanone, 2-(2-pentyn-1-yl)- | 308544 | 51092
2-Propanol, 1-(1,1-dimethylethoxy)- | 308536 | 51093
Ruthenium(1+), tetraamminechlorohydroxy-, chloride (1:1) | 308528 | 51094
Aluminum hydroxide sulfate (Al4(OH)6(SO4)3) | 299966 | 51095
1,4-Benzenedicarboxylic acid, polymer with 2,2-dimethyl-1,3-propanediol, 1,2-ethanediol and 2-ethyl-2-(hydroxymethyl)-1,3-propanediol | 299958 | 51096
1,3-Benzenedicarboxylic acid, polymer with 1,4-benzenedicarboxylic acid, 2,2-dimethyl-1,3-propanediol and 2-ethyl-2-(hydroxymethyl)-1,3-propanediol | 299941 | 51097
1,4-Benzenedicarboxylic acid, polymer with 2,2-dimethyl-1,3-propanediol and 2-ethyl-2-(hydroxymethyl)-1,3-propanediol | 299933 | 51098
1,4-Benzenedicarboxylic acid, 1,4-dimethyl ester, polymer with 2,2-dimethyl-1,3-propanediol and 2-ethyl-2-(hydroxymethyl)-1,3-propanediol | 299925 | 51099
Poly(oxy-1,2-ethanediyl), .alpha.-benzoyl-.omega.-hydroxy- | 299917 | 51100
2-Oxepanone, polymer with 1,1'-methylenebis[4-isocyanatobenzene] and 2,2'-[1,4-phenylenebis(oxy)]bis[ethanol] | 299909 | 51101
1H-Benzimidazolium, 6-chloro-4-[2-[4-[(2-cyanoethyl)ethylamino]phenyl]diazenyl]-1,3-dimethyl-, methyl sulfate (1:1) | 299891 | 51102
Acetamide, N-[2,4-dimethyl-5-[[(trifluoromethyl)sulfonyl]amino]phenyl]-, compd. with 2,2'-iminobis[ethanol] (1:1) | 299883 | 51103
Acetamide, N-[2,4-dimethyl-5-[[(trifluoromethyl)sulfonyl]amino]phenyl]- | 299875 | 51104
Acetamide, N-(5-amino-2,4-dimethylphenyl)- | 299867 | 51105
2-Butanol, 1-methoxy- | 299859 | 51106
Zinc, bis[2-(hydroxy-.kappa.O)-3,5-bis(1-phenylethyl)benzoato-.kappa.O]-, (T-4)- | 299842 | 51107
7-Octen-2-ol, 2,6-dimethyl-, 2-acetate | 299834 | 51108
1-Octene, 7-methoxy-3,7-dimethyl- | 299826 | 51109
2(1H)-Quinolinone, 1-ethyl- | 299818 | 51110
2(1H)-Quinolinone, 1-ethyl-6-methyl- | 299800 | 51111
2-Propenoic acid, telomer with 1-dodecanethiol and 2-propenenitrile, potassium salt | 299792 | 51112
Benzenemethanol, 4-(acetyloxy)-.alpha.-methyl- | 299784 | 51113
Benzenesulfonic acid, 4,4'-(1,10-phenanthroline-4,7-diyl)bis-, sodium salt (1:2) | 299776 | 51114
Ethanol, 2-[2-[2-[2-(methylphenoxy)ethoxy]ethoxy]ethoxy]- | 299768 | 51115
Butanedioic acid, 2-methylene-, polymer with butyl 2-propenoate, methyl 2-methyl-2-propenoate and 2-propenamide | 299750 | 51116
1,1'-Biphenyl, nonachloro- | 299743 | 51117
Dextrin, polymer with formaldehyde | 299735 | 51118
.beta.-Alanine, N-(3-methoxy-3-oxopropyl)-N-phenyl-, methyl ester | 299727 | 51119
Diphosphoric acid, manganese(4+) salt (1:1) | 299719 | 51120
1,4-Benzenedicarboxylic acid, polymer with 1,2-ethanediol and 2,2'-[(1-methylethylidene)bis[(2,6-dibromo-4,1-phenylene)oxy]]bis[ethanol] | 299701 | 51121
2-Propenoic acid, 3,3'-(1,4-phenylene)bis-, polymer with 2,2'-[1,4-cyclohexanediylbis(oxy)]bis[ethanol] | 299693 | 51122
Benzenediazonium, 4-(phenylamino)-, chloride (1:1), polymer with formaldehyde, compd. with zinc chloride (ZnCl2) | 299685 | 51123
2-Propenoic acid, 2-hydroxypropyl ester, polymer with chloroethene | 299677 | 51124
Phosphoramidothioic acid, N-acetyl-, O-methyl ester, ammonium salt (1:1) | 299669 | 51125
5-Acenaphthylenesulfonic acid, 1,2-dihydro- | 299651 | 51126
Poly(oxy-1,2-ethanediyl), .alpha.-hydro-.omega.-hydroxy-, ether with D-glucitol (6:1) | 299644 | 51127
1-Naphthalenesulfonic acid, 3,4-dihydro-3,4-dioxo-, ammonium salt (1:1) | 299636 | 51128
Hydrazine, polymer with 1,3-diisocyanatomethylbenzene | 299628 | 51129
Gibb-3-ene-1,10-dicarboxylic acid, 2,4a-dihydroxy-1-methyl-8-methylene-, 1,4a-lactone, (1.alpha.,2.beta.,4a.alpha.,4b.beta.,10.beta.)-, mixt. with (1.alpha.,2.beta.,4a.alpha.,4b.beta.,10.beta.)-2,4a-dihydroxy-1-methyl-8-methylenegibbane-1,10-dicarboxylic acid 1,4a-lactone and N-(phenylmethyl)-1H-purin-6-amine | 299610 | 51130
Methanaminium, N,N,N-trimethyl-, salt with 1-propene-1,1,2,3,3-pentacarbonitrile (1:1) | 299602 | 51131
1H,3H-Benzo[1,2-c:4,5-c']difuran-1,3,5,7-tetrone, polymer with 5,5'-carbonylbis[1,3-isobenzofurandione] and 3,3'-sulfonylbis[benzenamine] | 299594 | 51132
1,3,5-Triazine-1,3,5(2H,4H,6H)-triethanol, compd. with iodine (1:1) | 299586 | 51133
2-Oxepanone, polymer with 2-ethyl-2-(hydroxymethyl)-1,3-propanediol, 1,1'-methylenebis[4-isocyanatobenzene] and 2,2'-oxybis[ethanol] | 299560 | 51134
Benzothiazolium, 5-chloro-2-[2-[3-[2-(5-chloro-3-ethyl-2(3H)-benzothiazolylidene)ethylidene]-2-(diphenylamino)-1-cyclopenten-1-yl]ethenyl]-3-ethyl-, perchlorate (1:1) | 299552 | 51135
1,2-Ethanediol, magnesium salt (1:1) | 299545 | 51136
2-Propen-1-ol, polymer with 3a,4,7,7a-tetrahydro-4,7-methano-1H-indene | 299537 | 51137
Acetic acid ethenyl ester, polymer with 3a,4,7,7a-tetrahydro-4,7-methano-1H-indene | 299529 | 51138
Oxirane, 2-methyl-, polymer with oxirane, ether with 1,2-propanediol (2:1) | 299511 | 51139
2-Propenoic acid, 2-methyl-, 2-(dimethylamino)ethyl ester, polymer with 1-ethenyl-2-pyrrolidinone, compd. with diethyl sulfate | 299503 | 51140
Benzo[b]thiophen-3(2H)-one, 6-methyl-2-(3-oxobenzo[b]thien-2(3H)-ylidene)- | 299487 | 51141
Aluminum, bis[2-(ethoxy-.kappa.O)ethanolato-.kappa.O][ethyl 3-(oxo-.kappa.O)butanoato-.kappa.O']- | 299479 | 51142
2-Naphthalenamine, N-(1-methylethyl)- | 299461 | 51143
2-Propenoic acid, 2-methyl-, 2-(sulfooxy)ethyl ester, ammonium salt (1:1) | 299446 | 51144
1-Decene, polymer with 1-octene | 299438 | 51145
5-Quinolinesulfonic acid, 8-hydroxy-7-[2-(4-sulfo-1-naphthalenyl)diazenyl]-, sodium salt (1:2) | 299412 | 51146
Hexanedioic acid, polymer with 1,4-butanediol, 1,6-hexanediol, 1,1'-methylenebis[4-isocyanatobenzene] and oxybis[propanol] | 299404 | 51147
Pancrelipase | 299396 | 51148
Octadecenamide, N-[2-[(2-hydroxyethyl)amino]ethyl]-, acetate (1:1) | 299388 | 51149
Pentanal, 4-(4-methyl-3-cyclohexen-1-ylidene)-, (4Z)- | 299370 | 51150
Pentanal, 4-(4-methyl-3-cyclohexen-1-ylidene)-, (4E)- | 299362 | 51151
Pentanamide, N-[2-chloro-5-[(hexadecylsulfonyl)amino]phenyl]-4,4-dimethyl-3-oxo- | 325480 | 51152
Ethanol, 2-[ethyl[4-[2-[2-(methylsulfonyl)-4-nitrophenyl]diazenyl]phenyl]amino]-, 1-acetate | 325472 | 51153
2-Naphthalenecarboxylic acid, 1-hydroxy-4-(4-nitrophenoxy)-, phenyl ester | 325464 | 51154
Hexanedioic acid, polymer with 2,2-bis(hydroxymethyl)-1,3-propanediol, 2,2-dimethyl-1,3-propanediol and 1,3-isobenzofurandione | 325456 | 51155
Propanoic acid, 3,3'-[1,2-ethanediylbis(thio)]bis[2-methyl-, 1,1'-bis[3-[3,5-bis(1,1-dimethylethyl)-4-hydroxyphenyl]-2,2-dimethylpropyl] ester | 325449 | 51156
2-Butenedioic acid (2Z)-, 1,1'-(oxydi-2,1-ethanediyl) ester | 325431 | 51157
1H-Pyrazol-5-amine, 3-methyl-1-(4-methylphenyl)- | 325423 | 51158
Oxirane, 2-methyl-, polymer with oxirane, ether with 2,2'-[(3-methylphenyl)imino]bis[ethanol] (2:1) | 325415 | 51159
Sodium metaphosphate oxide (Na15(PO3)13O) | 325407 | 51160
1,3-Benzenedicarbonyl dichloride, polymer with 1,4-benzenedicarbonyl dichloride and 4,4'-[(1-methylethylidene)bis(4,1-phenyleneoxy)]bis[benzenamine] | 325399 | 51161
2-Propenoic acid, 2-methyl-, methyl ester, polymer with isooctyl 2-propenoate and 2-propenoic acid | 325381 | 51162
Chromate(2-), [5-chloro-3-[2-[4,5-dihydro-3-methyl-5-(oxo-.kappa.O)-1-phenyl-1H-pyrazol-4-yl]diazenyl-.kappa.N1]-2-(hydroxy-.kappa.O)benzenesulfonato(3-)][4-[2-[3,5-dichloro-2-(hydroxy-.kappa.O)phenyl]diazenyl-.kappa.N1]-2,4-dihydro-5-methyl-2-phenyl-3H-pyrazol-3-onato(2-)-.kappa.O3]-, sodium (1:2) | 325373 | 51163
2,3-Furandione, dihydro-4-methyl-5-propyl- | 325365 | 51164
Benzenepropanal, 3-(1,1-dimethylethyl)-.alpha.-methyl- | 325357 | 51165
1-Propanol, 2-amino-2-methyl-, methanesulfonate (1:1) | 325340 | 51166
Methanamine, N,N-dimethyl-, compd. with 2-(chloromethyl)oxirane homopolymer | 325324 | 51167
Hydrazinecarboxylic acid, 2-(2-hydroxy-1-phenylethylidene)-, methyl ester | 325316 | 51168
2H-1,3,4-Oxadiazin-2-one, 3,6-dihydro-5-phenyl- | 325308 | 51169
2-Propenoic acid, 2-methyl-, methyl ester, polymer with diethenylbenzene, ethenylbenzene and 2-propenenitrile | 325290 | 51170
Butanedioic acid, 2,3-dihydroxy- (2R,3R)-, chromium(3+) salt (1:?) | 325282 | 51171
2,4-Nonadien-1-ol | 325266 | 51172
2-Propenoic acid, 2-methyl-, polymer with butyl 2-propenoate, methyl 2-methyl-2-propenoate and 2-propenoic acid, ammonium salt | 325258 | 51173
2-Propenoic acid, 2-methyl-, polymer with butyl 2-methyl-2-propenoate and 2-propenoic acid, ammonium salt | 325241 | 51174
Acetamide, N-(2,4-dimethyl-5-nitrophenyl)- | 325233 | 51175
Benzene, 2-chloro-1-(3-nitrophenoxy)-4-(trifluoromethyl)- | 325217 | 51176
Ethanol, 2,2'-iminobis-, polymer with oxirane | 325209 | 51177
1H-Imidazole-1-ethanol, 2-(8Z)-8-heptadecen-1-yl-4,5-dihydro-, hydrochloride (1:1) | 325183 | 51178
Heptanal, 6-methoxy-2,6-dimethyl- | 325175 | 51179
Cyclohexanecarboxylic acid, 4-pentyl-, 4-cyanophenyl ester, trans- | 325159 | 51180
Cyclohexanecarboxylic acid, 4-propyl-, 4-cyanophenyl ester, trans- | 325134 | 51181
Furan, 2-(ethoxymethyl)tetrahydro- | 325126 | 51182
Benzenediazonium, 4-(phenylamino)-, tetrafluoroborate(1-) (1:1), polymer with formaldehyde | 325118 | 51183
9,10-Anthracenedione, 1,4-dihydroxy-2-[(2-methoxyethyl)amino]- | 325100 | 51184
1,3,5-Triazine-2,4,6-triamine, polymer with formaldehyde, hydrochloride | 325084 | 51185
3-Furancarboxylic acid, 4,5-dihydro-4-(1-hydroxyethylidene)-2-methyl-5-oxo-, ethyl ester | 325076 | 51186
Benzenepropanoic acid, 2,5-dimethoxy-, methyl ester | 325050 | 51187
Phenol, 4,4'-(1-methylethylidene)bis-, polymer with 2-(chloromethyl)oxirane, bis(2-methyl-2-propenoate) | 325043 | 51188
Terpineol, propanoate | 325035 | 51189
2-Butenedioic acid (2Z)-, polymer with methoxyethene, calcium sodium salt | 325027 | 51190
1H-Pyrrole-2,5-dione, 1,1'-(methylenedi-4,1-phenylene)bis-, polymer with 4,4'-(1-methylethylidene)bis[2-(2-propen-1-yl)phenol] | 325019 | 51191
Oxiranemethanaminium, N,N-dimethyl-N-[2-[(2-methyl-1-oxo-2-propen-1-yl)oxy]ethyl]-, chloride (1:1), polymer with ethyl 2-propenoate | 325001 | 51192
Misch metal, cerium | 324996 | 51193
Poly(oxy-1,2-ethanediyl), .alpha.-octadecyl-.omega.-hydroxy-, phosphate | 324970 | 51194
2-Naphthalenecarboxamide, 1-hydroxy- | 324962 | 51195
2-Oxiranemethanaminium, N,N-dimethyl-N-[2-[(2-methyl-1-oxo-2-propen-1-yl)oxy]ethyl]-, chloride (1:1) | 324954 | 51196
Acetamide, N-[2-[2-[2-chloro-4-[(2-hydroxyethyl)sulfonyl]phenyl]diazenyl]-5-(diethylamino)phenyl]- | 324939 | 51197
Propanenitrile, 3-[[4-[2-(2,6-dichloro-4-nitrophenyl)diazenyl]phenyl](2-hydroxyethyl)amino]- | 324913 | 51198
1,2,4,5-Tetroxonane, 3-butyl-3,6,6,9,9-pentamethyl- | 324897 | 51199
Copper, hydroxy[2-(hydroxy-.kappa.O)benzoato-.kappa.O]- | 324889 | 51200
1-Propanaminium, 2-hydroxy-N,N,N-trimethyl-, formate (1:1) | 324863 | 51201
1-Propanaminium, 2-hydroxy-N,N,N-trimethyl-, 2-ethylhexanoate (1:1) | 324855 | 51202
Hexanoic acid, 2-ethyl-, 1,1',1''-(methylstannylidyne) ester | 324848 | 51203
3H-Pyrazol-3-one, 4-[2-(2-chloro-4-nitrophenyl)diazenyl]-2,4-dihydro-5-methyl-2-(tetrahydro-1,1-dioxido-3-thienyl)- | 324830 | 51204
1,4-Benzenedicarboxylic acid, polymer with 1,4-butanediol, 1,4-dimethyl 1,4-benzenedicarboxylate, 1,2-ethanediol and .alpha.-hydro-.omega.-hydroxypoly(oxy-1,4-butanediyl) | 316869 | 51205
1,4-Benzenedicarboxylic acid, polymer with diethyl P-[2-(triethoxysilyl)ethyl]phosphonate and 1,2-ethanediol | 316851 | 51206
Phosphonic acid, P,P'-(1-hydroxyethylidene)bis-, potassium salt (1:3) | 316844 | 51207
Hexanedioic acid, polymer with (2E)-2-butenedioic acid and 1,2-propanediol | 316836 | 51208
Bicyclo[2.2.2]oct-5-en-2-ol, 1,2,3,3,4,5,6-heptamethyl- | 316828 | 51209
1H-Pyrrole-2,5-dione, 1-(3-fluoranthenyl)- | 316810 | 51210
1-Propanaminium, 3-[[4-[(2,4-dimethylphenyl)amino]-9,10-dihydro-9,10-dioxo-1-anthracenyl]amino]-N,N,N-trimethyl-, methyl sulfate (1:1) | 316802 | 51211
1,4-Benzenediol, 2,5-di-sec-dodecyl- | 316794 | 51212
2-Propenoic acid, 2-methyl-, polymer with ethyl 2-propenoate, methyl 2-propenoate and 2-propenoic acid, ammonium salt | 316786 | 51213
Nitric acid, ammonium silver(1+) salt (2:1:1) | 316778 | 51214
Benzaldehyde, 3-(2-hydroxyethoxy)- | 316760 | 51215
1,4,7,10,13,16-Hexaoxacyclooctadecane, compd. with acetonitrile (1:1) | 316752 | 51216
2H-Pyran, tetrahydro-4-methylene-2-phenyl- | 316745 | 51217
2H-Pyran, 3,6-dihydro-4-methyl-2-phenyl- | 316737 | 51218
Starch, polymer with 2-propenoic acid, graft, sodium salt | 316729 | 51219
2-Propenoic acid, 2-methyl-, butyl ester, polymer with octadecyl 2-methyl-2-propenoate | 316711 | 51220
9,10-Anthracenedione, 1,8-bis(methylamino)- | 316695 | 51221
1H,5H,11H,15H-Xantheno[2,3,4-ij:5,6,7-i'j']diquinolizin-18-ium, 9-(2,4-disulfophenyl)-2,3,6,7,12,13,16,17-octahydro-, inner salt | 316687 | 51222
2-Octenoic acid, 4-ethyl-, (2Z)- | 316661 | 51223
9-Octadecen-1-ol, 1-(hydrogen sulfate), (9Z)-, compd. with 2,2',2''-nitrilotris[ethanol] (1:1) | 316653 | 51224
1,3-Benzenedicarboxylic acid, polymer with 2,2-dimethyl-1,3-propanediol, 2,5-furandione, oxybis[propanol] and 1,2-propanediol | 316646 | 51225
Aluminum potassium fluoride | 316638 | 51226
Phenol, 4-(1,1-dimethylethyl)-, polymer with sulfur chloride (S2Cl2) | 316620 | 51227
Ethanol, 2,2',2''-nitrilotris-, compd. with 1H-benzotriazole (1:1) | 316612 | 51228
Pentane, 1-chloro-5-iodo- | 316604 | 51229
Stannane, bis(2-methyl-2-phenylpropyl)oxo- | 316588 | 51230
1,3,5-Triazine-2,4,6(1H,3H,5H)-trione, 1,3,5-tris(2-hydroxyethyl)-, polymer with 2-aminoethanol, 2,2-dimethyl-1,3-propanediol, 2,5-furandione and 3a,4,7,7a-tetrahydro-1,3-isobenzofurandione | 316570 | 51231
1,3-Benzenedicarboxylic acid, polymer with 2-aminoethanol, 2,2-dimethyl-1,3-propanediol, 2-ethyl-2-(hydroxymethyl)-1,3-propanediol, hexanedioic acid and 1,1'-methylenebis[4-isocyanatocyclohexane] | 316554 | 51232
2-Propenoic acid, 2-methyl-, 2-methylhexyl ester | 316547 | 51233
1,3-Isobenzofurandione, polymer with 2,5-furandione, 2,2'-oxybis[ethanol], 1,2-propanediol and 1,2,3-propanetriol | 316539 | 51234
Benzoic acid, 4-[1-[[[2-chloro-5-[[1-oxo-2-(3-pentadecylphenoxy)butyl]amino]phenyl]amino]carbonyl]-3,3-dimethyl-2-oxobutoxy]- | 316521 | 51235
3-Pentanone, 1-(2,2,6-trimethylcyclohexyl)- | 316505 | 51236
Cyclohexanepropanol, .alpha.,.beta.,2,6,6-pentamethyl-, 1-acetate | 316497 | 51237
Cyclohexanepropanol, .alpha.-ethyl-2,2,6-trimethyl- | 316471 | 51238
10-Undecenamide, N,N-bis(2-hydroxyethyl)- | 316463 | 51239
1-Oxaspiro[2.5]octane-2-carboxylic acid, 5,5,7-trimethyl-, ethyl ester | 316455 | 51240
Carbonimidodithioic acid, N-cyano-, bis(2,3-dibromopropyl) ester | 316422 | 51241
Propanoic acid, 2,2-dimethyl-, isodecyl ester | 316414 | 51242
Isocyanic acid, polymethylenepolyphenylene ester, polymer with 1,3-diisocyanatomethylbenzene and .alpha.-hydro-.omega.-hydroxypoly[oxy(methyl-1,2-ethanediyl)] | 316406 | 51243
Formaldehyde, polymer with phenol and C,C,C-trimethyl-1,6-hexanediamine | 316380 | 51244
Dodecanedioic acid, compd. with 1,12-dodecanediamine (1:1) | 316372 | 51245
Benzenemethanaminium, ar-ethenyl-N,N,N-trimethyl-, chloride (1:1), polymer with diethenylbenzene | 316364 | 51246
5-Pyrimidinemethanol, .alpha.-(2-chlorophenyl)-.alpha.-(4-chlorophenyl)- | 316356 | 51247
Amylopectin, acetate | 316349 | 51248
Poly[oxy[trifluoro(trifluoromethyl)-1,2-ethanediyl]], .alpha.-(1,1,2,2,2-pentafluoroethyl)-.omega.-[tetrafluoro(trifluoromethyl)ethoxy]- | 316331 | 51249
2-Propenoic acid, 2-ethylhexyl ester, polymer with ethenyl acetate and 2-propenamide | 316323 | 51250
Propane, 2-methyl-, telomer with ethene | 316315 | 51251
1,4-Benzenedicarboxylic acid, polymer with 1,4-butanediol, 2-ethyl-2-[(2-propen-1-yloxy)methyl]-1,3-propanediol and 2,2'-thiobis[ethanol] | 316307 | 51252
2-Propenoic acid, 2-methyl-, 2-ethylhexyl ester, polymer with ethenylbenzene and methyl 2-methyl-2-propenoate | 316299 | 51253
2-Propenoic acid, 2-methyl-, 2-(dimethylamino)ethyl ester, sulfate (2:1), polymer with 2-propenamide | 316281 | 51254
Cyclotetrasiloxane, 2,2,4,4,6,6,8,8-octamethyl-, polymer with 1,3-diethenyl-1,1,3,3-tetramethyldisiloxane | 316273 | 51255
2-Propenoic acid, telomer with 2-mercaptoacetic acid | 316265 | 51256
1,3-Benzenedicarboxylic acid, polymer with (2E)-2-butenedioic acid, 1,2-ethanediol and 1,2-propanediol | 316257 | 51257
1,4-Benzenediamine, N1,N1-dimethyl-, sulfate (2:1) | 316240 | 51258
Phosphonic acid, P,P',P'',P'''-[1,2-ethanediylbis[nitrilobis(methylene)]]tetrakis-, ammonium salt (1:?) | 308510 | 51259
2-Butanone, 1-chloro-1-(4-chlorophenoxy)-3,3-dimethyl- | 308502 | 51260
1-Decen-3-ol, 3-acetate | 308486 | 51261
2-Oxepanone, polymer with 1,4-butanediol, 1,1'-methylenebis[4-isocyanatobenzene] and 2,2'-oxybis[ethanol] | 308478 | 51262
Benzene, 1,3-dichloro-5-(3,3,3-trichloro-1-methylenepropyl)- | 308460 | 51263
Propanoic acid, 3-hydroxy-2,2-dimethyl-, sodium salt (1:1) | 308445 | 51264
4-Penten-1-one, 1-(5,5-dimethyl-1-cyclohexen-1-yl)- | 308437 | 51265
Glycine, N-[(2-hydroxy-5-nonylphenyl)methyl]-N-methyl-, sodium salt (1:1) | 308429 | 51266
Benzenamine, 5-chloro-2-(2,4-dichlorophenoxy)- | 308411 | 51267
1,2-Benzenedicarboxylic acid, 4,5-dichloro- | 308403 | 51268
2-Naphthalenecarboxylic acid, 4-chloro-3-hydroxy- | 308395 | 51269
Benzene, 1,2-dichloro-4-(dichloromethyl)- | 308387 | 51270
Benzaldehyde, 2,3,5-trichloro- | 308379 | 51271
Butanoic acid, 3-methyl-, 1-phenylethyl ester | 308361 | 51272
Benzenesulfonic acid, 5-chloro-2,4-dinitro- | 308353 | 51273
Benzenesulfonamide, 3-[2-(5,8-dichloro-1-hydroxy-2-naphthalenyl)diazenyl]-4-hydroxy- | 308346 | 51274
Phosphoric acid, monohexyl ester, potassium salt (1:2) | 308338 | 51275
1-Dodecanaminium, N-ethyl-N,N-dimethyl-, 4-(hexyloxy)benzoate (1:1) | 308320 | 51276
4,7-Methano-1H-indene-5-methanol, octahydro-, (3aR,4R,5R,7R,7aR)-rel- | 308312 | 51277
2-Propenoic acid, 2-methyl-, 1,1'-[1,2-ethanediylbis(oxy-2,1-ethanediyl)] ester, polymer with butyl 2-propenoate and methyl 2-methyl-2-propenoate | 308304 | 51278
Hexanamide, 2-ethyl-N-phenyl-, potassium salt (1:1) | 308296 | 51279
Ethanol, 2-[(2-amino-4-nitrophenyl)amino]- | 308288 | 51280
5-Quinolinesulfonic acid, 8-hydroxy-7-[2-(6-sulfo-2-naphthalenyl)diazenyl]-, sodium salt (1:2) | 308270 | 51281
1,6-Hexanediamine, polymer with 1,2-dichloroethane | 308262 | 51282
3-Hexen-1-ol, 1-formate, (3E)- | 308254 | 51283
Pentanoic acid, (2E)-2-hexen-1-yl ester | 308247 | 51284
2-Butenoic acid, 3-methyl-, 3-methylbutyl ester | 308239 | 51285
Benzoic acid, 5-[2-[4-[[[4-[2-[8-amino-1-hydroxy-7-[2-(4-nitrophenyl)diazenyl]-3,6-disulfo-2-naphthalenyl]diazenyl]phenyl]amino]carbonyl]phenyl]diazenyl]-2-hydroxy- | 308221 | 51286
4,7-Methano-1H-indene-5-methanol, octahydro-, (3aR,4R,5S,7R,7aR)-rel- | 308205 | 51287
Pentanamide, N-[2-chloro-5-[(hexadecylsulfonyl)amino]phenyl]-4,4-dimethyl-3-oxo-2-[4-[[4-(phenylmethoxy)phenyl]sulfonyl]phenoxy]- | 308189 | 51288
Silicic acid, zinc zirconium salt | 308171 | 51289
1,3-Benzenedicarboxylic acid, polymer with 1,4-cyclohexanedimethanol and 1,3-dihydro-1,3-dioxo-5-isobenzofurancarboxylic acid | 308163 | 51290
Pyrazine, 2-methoxy-5-(1-methylethyl)- | 308148 | 51291
Formaldehyde, polymer with tris(nonylphenyl) phosphite | 308122 | 51292
4-Isoxazolecarboxaldehyde, 2,5-dihydro-2-methyl-5-oxo-3-phenyl- | 308114 | 51293
Propanamide, 2-methyl-2-(sulfooxy)-, sulfate (1:1) | 308098 | 51294
2-Propenoic acid, butyl ester, polymer with chloroethene and 2-ethylhexyl 2-propenoate | 308080 | 51295
Phosphoric acid, diisooctyl phenyl ester | 308072 | 51296
Acetamide, N-(2-methoxy-5-methyl-4-nitrophenyl)- | 308064 | 51297
Benzenamine, 4-isononyl-N-phenyl- | 308049 | 51298
Benzofluoranthene | 308023 | 51299
1-Tridecanol, phosphate | 308015 | 51300
Phosphoric acid, hexadecyl diphenyl ester | 307991 | 51301
Chromate(2-), [2,4-dihydro-4-[2-[2-(hydroxy-.kappa.O)-5-nitrophenyl]diazenyl-.kappa.N1]-5-methyl-2-phenyl-3H-pyrazol-3-onato(2-)-.kappa.O3][3-[2-[4,5-dihydro-3-methyl-5-(oxo-.kappa.O)-1-phenyl-1H-pyrazol-4-yl]diazenyl-.kappa.N1]-2-(hydroxy-.kappa.O)-5-nitrobenzenesulfonato(3-)]-, sodium (1:2) | 307983 | 51302
Hexanedioic acid, polymer with 2,5-furandione and oxybis[propanol] | 307975 | 51303
Hexanedioic acid, polymer with 1,4-butanediol, 2,2-dimethyl-1,3-propanediol and 1,1'-methylenebis[4-isocyanatobenzene] | 307967 | 51304
3,6-Nonadien-1-ol, (3E,6Z)- | 307959 | 51305
Ethanol, 2,2'-oxybis-, polymer with carbon dioxide and oxirane | 307942 | 51306
Sodium hypochlorite phosphate (Na13(ClO)(PO4)4) | 307926 | 51307
Lanthanum sulfur oxide | 307918 | 51308
9,10-Anthracenedione, 1,4-bis(dimethylamino)- | 307900 | 51309
Zirconium, tetrakis(2-methyl-2-phenylpropyl)- | 307884 | 51310
Hexanedioic acid, polymer with 1,2-ethanediol, 2-ethyl-2-(hydroxymethyl)-1,3-propanediol and 1,1'-methylenebis[4-isocyanato-3-methylbenzene] | 307868 | 51311
Starch, 2-hydroxy-3-(trimethylammonio)propyl ether, chloride | 307850 | 51312
Palladate(1-), tris(cyano-.kappa.C)-, hydrogen (1:1) | 299354 | 51313
1,3-Isobenzofurandione, polymer with ethenylbenzene, 2,5-furandione, 2-methyloxirane and 1,2-propanediol | 299347 | 51314
2,5-Furandione, polymer with 1,2,3-propanetriol and 3a,4,7,7a-tetrahydro-4,7-methano-1H-indene | 299321 | 51315
Zinc, [1-(2-amino-4-imino-5(4H)-thiazolylidene)-1H-isoindol-3-amine]dichloro- | 299313 | 51316
2-Furancarbonyl chloride, tetrahydro-5-oxo-, (2R)- | 299297 | 51317
2-Furancarboxylic acid, tetrahydro-5-oxo-, (2R)- | 299289 | 51318
2-Propenoic acid, 3-[4-[bis[2-(acetyloxy)ethyl]amino]-2-methylphenyl]-2-cyano-, methyl ester | 299263 | 51319
Heptanol | 299255 | 51320
1,3-Isobenzofurandione, polymer with 2,2'-oxybis[ethanol], di-2-propenoate | 299248 | 51321
Boric acid, potassium sodium salt | 299230 | 51322
Aminolignin | 299222 | 51323
Phenol, 2-amino-4-chloro-5-methyl- | 299214 | 51324
2H-Pyrano[3,2-g]quinolin-2-one, 6,7,8,9-tetrahydro-9-methyl-4-(trifluoromethyl)- | 299180 | 51325
2H-Pyrano[3,2-g]quinolin-2-one, 6,7,8,9-tetrahydro-4-(trifluoromethyl)- | 299164 | 51326
2H-1-Benzopyran-2-one, 7-amino-4-(trifluoromethyl)- | 299156 | 51327
2H-1-Benzopyran-2-one, 7-(dimethylamino)-4-(trifluoromethyl)- | 299149 | 51328
1-Propanaminium, N,N,N-trimethyl-3-[[(1,1,2,2,3,3,4,4,4-nonafluorobutyl)sulfonyl]amino]-, chloride (1:1) | 299131 | 51329
BTC 776 | 299123 | 51330
2-Propenoic acid, 2-methyl-, 2,2,3,3,4,4,5,5,6,6,7,7,8,8,8-pentadecafluorooctyl ester, polymer with 2-propenoic acid | 299115 | 51331
9H-Xanthene-3,6-diamine, N3,N3,N6,N6-tetramethyl- | 299107 | 51332
1-Cyclohexene-1-propanal, .alpha.-methyl-4-(1-methylethenyl)- | 299099 | 51333
1-Cyclohexene-1-propanal, 4-(1-methylethenyl)- | 299081 | 51334
Propanenitrile, 3,3',3'',3'''-[(2,3,5,6-tetramethyl-1,4-phenylene)bis(methylenephosphinylidyne)]tetrakis- | 299073 | 51335
2-Oxepanone, polymer with 1,4-butanediol and 1,1'-methylenebis[4-isocyanatocyclohexane] | 299065 | 51336
2-Propenoic acid, 2-methyl-, polymer with ethenylbenzene, ethyl 2-propenoate, 2-hydroxyethyl 2-methyl-2-propenoate and methyl 2-methyl-2-propenoate | 299057 | 51337
2-Propenoic acid, 2-methyl-, butyl ester, polymer with ethenylbenzene, 2-ethylhexyl 2-propenoate, 2-hydroxyethyl 2-propenoate, methyl 2-methyl-2-propenoate and 2-propenoic acid | 299040 | 51338
1,4-Benzenedisulfonic acid, 2,2'-[1,2-ethenediylbis[(3-sulfo-4,1-phenylene)imino[6-[(3-amino-3-oxopropyl)[3-(diethylamino)propyl]amino]-1,3,5-triazine-4,2-diyl]]]bis-, sodium salt (1:6) | 299032 | 51339
Thiazole, 4,5-dimethyl-2-(2-methylpropyl)- | 299024 | 51340
Acetic acid, sec-pentyl ester | 299016 | 51341
2,5,7-Metheno-3H-cyclopenta[a]pentalen-3-one, 3b,4,5,6,6,6a-hexachlorodecahydro-, (2R,3aR,3bS,4R,5R,6aS,7S,7aR,8R)-rel- | 299008 | 51342
2-Propenoic acid, 2-methyl-, 2-(dimethylamino)ethyl ester, polymer with ethenyl acetate | 298992 | 51343
Ethanol, 2,2'-(methylimino)bis-, polymer with .alpha.-hydro-.omega.-hydroxypoly[oxy(methyl-1,2-ethanediyl)] and 1,1'-methylenebis[4-isocyanatocyclohexane] | 298984 | 51344
Acetaldehyde, 2-(octyloxy)- | 298976 | 51345
Benzenamine, N,N-dimethyl-4-[[4-(methylamino)phenyl]methyl]- | 298968 | 51346
PCB 1242 | 298950 | 51347
Poly[oxy(methyl-1,2-ethanediyl)], .alpha.-[(2,4-dichlorophenoxy)acetyl]-.omega.-butoxy- | 298943 | 51348
Benzenesulfonic acid, dodecyl-, sodium salt, compd. with iodine | 298935 | 51349
Benzenesulfonic acid, phenoxy-, monododecyl deriv., sodium salt | 298927 | 51350
Phenol, 2-methyl(1-methylethyl)- | 298919 | 51351
1H-Imidazole-1-ethanol, 2-heptadecyl-4,5-dihydro-, monohydrochloride | 298901 | 51352
2-Propenoic acid, 2-methyl-, 3-(dimethylamino)propyl ester, homopolymer | 298885 | 51353
2-Propenoic acid, 2-methyl-, ethyl ester, polymer with butyl 2-propenoate and methyl 2-propenoate | 298877 | 51354
1,3-Benzenedicarboxylic acid, polymer with (2E)-2-butenedioic acid, hexanedioic acid and 1,2-propanediol | 298869 | 51355
Glycine, N-(carboxymethyl)-, polymer with formaldehyde and phenol | 298844 | 51356
Phosphoric acid, P,P'-(oxydi-2,1-ethanediyl) P,P,P',P'-tetrakis(2-chloroethyl) ester | 298828 | 51357
6-Azabicyclo[3.2.1]octane, 1,3,3-trimethyl- | 298810 | 51358
Quinoline, butyl- | 298794 | 51359
1,3-Isobenzofurandione, polymer with 2,2'-oxybis[ethanol], 2-propenoate | 298786 | 51360
1H-Inden-1-one, 2,3-dihydro-2-(1-methylethyl)- | 298778 | 51361
1,3-Propanediol, 2-ethyl-2-(hydroxymethyl)-, polymer with 1,3-diisocyanatomethylbenzene and .alpha.-hydro-.omega.-hydroxypoly(oxy-1,2-ethanediyl) | 298760 | 51362
1,3-Propanediol, 2-ethyl-2-(hydroxymethyl)-, polymer with 2-methyloxirane, oxirane and 1,2-propanediol | 298752 | 51363
1,3-Benzenedicarboxylic acid, polymer with 1,4-benzenedicarboxylic acid, (2E)-2-butenedioic acid and 1,2-propanediol | 298745 | 51364
Octadecanoic acid, 12-hydroxy-, methyl ester, lithium salt (1:1) | 298729 | 51365
Pyridinium, 1-[[(1-oxohexadecyl)amino]methyl]-, chloride (1:1) | 298711 | 51366
3H-Pyrazol-3-one, 5-[(5-amino-2-chlorophenyl)amino]-2,4-dihydro-2-(2,4,6-trichlorophenyl)- | 298695 | 51367
Benzothiazole, 5,6-dimethoxy-2-methyl- | 324822 | 51368
2-Oxepanone, polymer with N1-(1,3-dimethylbutylidene)-N2-[2-[(1,3-dimethylbutylidene)amino]ethyl]-1,2-ethanediamine, 5-isocyanato-1-(isocyanatomethyl)-1,3,3-trimethylcyclohexane and 2,2'-oxybis[ethanol] | 324814 | 51369
1,3-Benzenedicarboxylic acid, polymer with hexanedioic acid, 1,6-hexanediol, 3-hydroxy-2,2-dimethylpropyl 3-hydroxy-2,2-dimethylpropanoate and 2,2,4-trimethyl-1,3-pentanediol | 324806 | 51370
Benzene, 1-cyclohexyl-4-hexyl- | 324798 | 51371
Benzene, 1,3-dibromo-2-methoxy-4-methyl-5-nitro- | 324780 | 51372
Benzene, (1-methylethenyl)-, polymer with 2-methyl-2-butene and 1,3-pentadiene | 324772 | 51373
Acetamide, N-[5-[bis(2-hydroxyethyl)amino]-2-[2-(2-chloro-4-nitrophenyl)diazenyl]phenyl]- | 324764 | 51374
7-Oxabicyclo[4.1.0]heptane-3-carboxylic acid, 2-ethylhexyl ester | 324756 | 51375
1,3-Benzenedicarboxylic acid, polymer with 1,6-diisocyanatohexane, 2,2-dimethyl-1,3-propanediol and hexanedioic acid | 324749 | 51376
1-Penten-3-ol, 3-methyl-1-phenyl- | 324731 | 51377
Endo-1,3(4)-.beta.-glucanase | 324723 | 51378
2H-Tetrazol-5-amine, N-nitro-, sodium salt (1:1) | 324715 | 51379
Cobalt, [[2,2'-[1,2-ethanediylbis[(nitrilo-.kappa.N)methylidyne]]bis[6-fluorophenolato-.kappa.O]](2-)]-, (SP-4-2)- | 324707 | 51380
Magnesium, butylethyl- | 324699 | 51381
Heptane, 2,2,4,4,6-pentamethyl- | 324681 | 51382
Hexanedioic acid, polymer with 1,4-butanediol, 1,2-ethanediol and 2,2'-oxybis[ethanol] | 324673 | 51383
2-Propenoic acid, 2-methyl-, polymer with butyl 2-propenoate, ethenylbenzene and methyl 2-methyl-2-propenoate, zinc salt | 324665 | 51384
Butanedioic acid, 2,3-dichloro-, 1,4-dimethyl ester | 324657 | 51385
Molybdenum titanium carbide nitride | 324640 | 51386
Sulfuric acid, dimethyl ester compd. with N-methyl-N-[4-[2-(1-methyl-1H-1,2,4-triazol-5-yl)diazenyl]phenyl]benzenemethanamine (1:1) | 324632 | 51387
Ethanol, 2-[(5-amino-2,4-dimethoxyphenyl)sulfonyl]-, 1-(hydrogen sulfate) | 324616 | 51388
2-Propenoic acid, butyl ester, polymer with N-(hydroxymethyl)-2-propenamide and methyl 2-propenoate | 324608 | 51389
2H-1-Benzopyran-2-one, 7-(diethylamino)-3-(5-phenyl-1,3,4-thiadiazol-2-yl)- | 324590 | 51390
Carbamic acid, N-ethyl-, C,C'-[[(3-chlorophenyl)imino]di-2,1-ethanediyl] ester | 324574 | 51391
2-Naphthalenesulfonic acid, 8-[2-[4-[ethyl[(3-sulfophenyl)methyl]amino]phenyl]diazenyl]-5-(2-phenyldiazenyl)-, sodium salt (1:2) | 324558 | 51392
2-Naphthalenesulfonic acid, 5-[2-[4-[ethyl[(3-sulfophenyl)methyl]amino]phenyl]diazenyl]-8-(2-phenyldiazenyl)-, sodium salt (1:2) | 324541 | 51393
2-Propenoic acid, polymer with butyl 2-propenoate, ethenylbenzene and methyl 2-propenoate | 324533 | 51394
1-Dodecene, dimer | 324525 | 51395
Isooctadecanoic acid, 1,1'-[2,2-bis[[(1-oxoisooctadecyl)oxy]methyl]-1,3-propanediyl] ester | 324509 | 51396
Titanium, (isooctadecanoato-.kappa.O)(2-propanolato)bis(2-propenoato-.kappa.O)- | 324491 | 51397
1H-Pyrazole-3-carboxylic acid, 1-[5-[[(3,6-dichloro-4-pyridazinyl)carbonyl]amino]-2-methyl-3-sulfophenyl]-4,5-dihydro-5-oxo-4-[2-(2-sulfophenyl)diazenyl]-, sodium salt (1:?) | 324483 | 51398
Benzenesulfonic acid, 4-[4-[2-[2,5-dimethoxy-4-[[2-(sulfooxy)ethyl]sulfonyl]phenyl]diazenyl]-4,5-dihydro-3-methyl-5-oxo-1H-pyrazol-1-yl]-, sodium salt (1:?) | 324475 | 51399
Benzenesulfonic acid, 4-[4,5-dihydro-4-[2-[2-methoxy-5-methyl-4-[[2-(sulfooxy)ethyl]sulfonyl]phenyl]diazenyl]-3-methyl-5-oxo-1H-pyrazol-1-yl]-, sodium salt (1:?) | 324467 | 51400
Hexanedioic acid, polymer with 2,2',2''-nitrilotris[ethanol] | 324459 | 51401
1,3-Isobenzofurandione, polymer with 2-ethyl-2-(hydroxymethyl)-1,3-propanediol, 2,5-furandione, 1,6-hexanediol and 4,4'-(1-methylethylidene)bis[cyclohexanol] | 324442 | 51402
Benzenesulfonic acid, 4-[2-(5-amino-3-methyl-1-phenyl-1H-pyrazol-4-yl)diazenyl]-2,5-dichloro-, compd. with 2,2',2''-nitrilotris[ethanol] (1:1) | 324426 | 51403
2,7-Naphthalenedisulfonic acid, 4,5-dihydroxy-3-[2-(1-naphthalenyl)diazenyl]- | 324418 | 51404
Pentane, 1,1,1,3-tetrachloro-4-methyl- | 324392 | 51405
1-Oxaspiro[4.7]dodecane | 324384 | 51406
Ethanone, 1-[(2S,4aR)-1,3,4,5,6,7-hexahydro-1,1,5,5-tetramethyl-2H-2,4a-methanonaphthalen-8-yl]- | 324376 | 51407
2-Propenoic acid, 2-methyl-, methyl ester, polymer with butyl 2-propenoate, ethyl 2-propenoate, 2-propenenitrile and 2-propenoic acid | 324368 | 51408
D-Glucose, polymer with formaldehyde and phenol | 324343 | 51409
Carob gum, carboxymethyl ether | 324335 | 51410
Hexanedioic acid, polymer with 1,4-butanediol, diphenyl carbonate, 1,2-ethanediol, 1,6-hexanediol and 1,1'-methylenebis[4-isocyanatobenzene] | 324327 | 51411
Morpholine, 2-hydroxy-1,2,3-propanetricarboxylate (1:?) | 324301 | 51412
Glycine, N-[2-[bis(carboxymethyl)amino]ethyl]-N-(2-hydroxyethyl)-, potassium salt (1:3) | 324293 | 51413
2-Propenoic acid, polymer with butyl 2-propenoate, ethenylbenzene, 2-ethylhexyl 2-propenoate and 1,2-propanediol mono-2-propenoate | 324285 | 51414
Zirconium oxide sulfate (Zr5O8(SO4)2) | 324269 | 51415
5-Isobenzofurancarboxylic acid, 1,3-dihydro-1,3-dioxo-, polymer with 5,5'-carbonylbis[1,3-isobenzofurandione], 2,4-diisocyanato-1-methylbenzene and 1,1'-methylenebis[4-isocyanatobenzene] | 324251 | 51416
1,4-Benzenedicarboxylic acid, 1,4-dimethyl ester, polymer with 1,4-butanediol, 1,4-cyclohexanedimethanol and .alpha.-hydro-.omega.-hydroxypoly(oxy-1,4-butanediyl) | 324244 | 51417
1,4-Benzenedicarboxylic acid, 1,4-dimethyl ester, polymer with 1,4-cyclohexanedimethanol, 1,2-ethanediol and .alpha.-hydro-.omega.-hydroxypoly(oxy-1,4-butanediyl) | 324236 | 51418
Ethanol, 2-[ethyl[3-methyl-4-[2-(4-nitrophenyl)diazenyl]phenyl]amino]- | 324228 | 51419
1,4-Benzenedicarboxylic acid, 1,4-dimethyl ester, polymer with 1,4-butanediol, 1,6-hexanediol and .alpha.-hydro-.omega.-hydroxypoly(oxy-1,4-butanediyl) | 324210 | 51420
2-Propenoic acid, 2-methyl-, polymer with isodecyl 2-methyl-2-propenoate | 324202 | 51421
1,3-Benzenedicarboxylic acid, polymer with N1-(2-aminoethyl)-1,2-ethanediamine and 2-(chloromethyl)oxirane | 324194 | 51422
Spiro[cyclopropane-1,1'-[1H]indene]-2-carboxylic acid, 3,3-dimethyl-, cyano(3-phenoxyphenyl)methyl ester | 316232 | 51423
Benzenesulfonic acid, 4-[2-[4-[2-[1-[[(2,4-dimethoxyphenyl)amino]carbonyl]-2-oxopropyl]diazenyl]phenyl]diazenyl]- | 316224 | 51424
1,3-Benzenedicarboxylic acid, polymer with 2,2'-oxybis[ethanol] | 316216 | 51425
Butanedioic acid, 2,3-dihydroxy-, sodium salt (1:1), (2R,3R)-rel- | 316208 | 51426
Octadecanoic acid, 2,2-bis(hydroxymethyl)butyl ester | 316190 | 51427
Benzoxazolium, 3-ethyl-2-methyl-, 4-methylbenzenesulfonate (1:1) | 316182 | 51428
2-Propenoic acid, 2-(phosphonooxy)-, potassium salt (1:3) | 316174 | 51429
Spiro[acridine-9(2H),1'-[2,5]cyclohexadiene]-2,4'-dione, 7-hydroxy-2',3',5',6'-tetramethyl-, ion(1-) | 316166 | 51430
Disulfide, tert-dodecyl trichloromethyl | 316158 | 51431
Bicyclo[3.1.1]heptane-3-carboxaldehyde, 2,6,6-trimethyl- | 316141 | 51432
Phenol, 4,4'-(1-methylethylidene)bis-, polymer with 2-(chloromethyl)oxirane and 1,3-cyclohexanedimethanamine | 316133 | 51433
Cobalt, bis[.alpha.-(1-oxo-1H-isoindol-3-yl-.kappa.N)-1H-benzimidazole-2-acetonitrilato-.kappa.N3]-, (T-4)- | 316125 | 51434
Zinc, bis[.alpha.-(1-oxo-1H-isoindol-3-yl-.kappa.N)-1H-benzimidazole-2-acetonitrilato-.kappa.N3]-, (T-4)- | 316117 | 51435
2-Propenoic acid, hexyl ester, polymer with isodecyl 2-propenoate | 316109 | 51436
Benzene, 1,1'-[oxybis(methyleneoxy)]bis[2,4,6-trichloro- | 316091 | 51437
2-Propenoic acid, 2-methyl-, methyl ester, polymer with ethenol and 2-propenenitrile | 316083 | 51438
2-Propenoic acid, butyl ester, polymer with 1,3-butadiene, ethenyl 2-chloroacetate, ethyl 2-propenoate and 2-methoxyethyl 2-propenoate | 316075 | 51439
1,3-Benzenedicarboxylic acid, polymer with 1,4-benzenedicarboxylic acid, [1,1'-biphenyl]-4,4'-diol and 4-hydroxybenzoic acid | 316067 | 51440
Cyclopropanecarboxylic acid, 2,2-dimethyl-3-(2,2,2-trichloroethyl)-, ethyl ester | 316042 | 51441
Hexanoic acid, 4,6,6,6-tetrachloro-3,3-dimethyl-, ethyl ester | 316034 | 51442
Benzenepropanoic acid, 3-phenylpropyl ester | 316018 | 51443
9-Tetradecyn-1-ol | 315994 | 51444
13-Octadecen-1-ol, 1-acetate, (13Z)- | 315986 | 51445
1,3-Benzenedicarboxylic acid, 5-[ethyl[[4-[2-[4-hydroxy-3-[[[2-methyl-5-(1-oxododecyl)phenyl]amino]carbonyl]-1-naphthalenyl]diazenyl]phenyl]sulfonyl]amino]-, 1,3-dimethyl ester | 315978 | 51446
2-Naphthalenecarboxamide, 4,4'-[(phenylmethylene)bis[(2,5-dimethyl-4,1-phenylene)-2,1-diazenediyl]]bis[3-hydroxy-N-phenyl- | 315960 | 51447
Cyclohexanemethanol, 4-ethenyl-.alpha.,.alpha.,4-trimethyl-3-(1-methylethenyl)-, 1-acetate, (1R,3S,4S)- | 315952 | 51448
Hexanedioic acid, polymer with 1,2-ethanediol, 2,5-furandione, 1,3-isobenzofurandione and 1,2-propanediol | 315945 | 51449
1-Pyrrolidinecarboxamide, N,N'-(4-methyl-1,3-phenylene)bis- | 315929 | 51450
Pentanenitrile, 4,4-dimethyl-3-oxo- | 315911 | 51451
Benzoic acid, 4-(1,1-dimethylethyl)-, compd. with 2,2',2''-nitrilotris[ethanol] (1:1) | 315895 | 51452
Methanone, (3-chloro-2-hydroxy-5-nonylphenyl)phenyl-, oxime, (1E)- | 315887 | 51453
Phosphorous acid, phenyl ditetradecyl ester | 315861 | 51454
Propanoic acid, 3-mercapto-, 2-mercaptoethyl ester | 315846 | 51455
Phosphoric acid, bis(2-ethylhexyl) ester, compd. with 2,2',2''-nitrilotris[ethanol] (1:1) | 315838 | 51456
Isooctadecanoic acid, 1,1'-(dibutylstannylene) ester | 315820 | 51457
2-Propanol, 1,1'-oxybis-, polymer with 1,3-diisocyanatomethylbenzene | 315812 | 51458
Butanedioic acid, 2-methylene-, polymer with 1,1-dichloroethene, methyl 2-methyl-2-propenoate and 2-methyl-2-propenenitrile | 315804 | 51459
Poly(oxy-1,2-ethanediyl), .alpha.-(4-hexadecylphenyl)-.omega.-hydroxy- | 315788 | 51460
1,4-Benzenedicarboxylic acid, polymer with 1,6-hexanediol and .alpha.-hydro-.omega.-hydroxypoly(oxy-1,4-butanediyl) | 315770 | 51461
2-Propenoic acid, 2-methyl-, polymer with butyl 2-propenoate, ethenylbenzene and ethenylmethylbenzene | 315762 | 51462
Phenol, 4,4'-(1-methylethylidene)bis-, polymer with 1,3-diisocyanatomethylbenzene and .alpha.-hydro-.omega.-hydroxypoly[oxy(methyl-1,2-ethanediyl)] | 315754 | 51463
2-Pentenal, 5-(methylthio)-2-[(methylthio)methyl]- | 315747 | 51464
Cyclopropanecarboxylic acid, 3-(2,2-dichloroethenyl)-2,2-dimethyl-, methyl ester, (1R,3S)-rel- | 315739 | 51465
Cyclopropanecarboxylic acid, 3-(2,2-dichloroethenyl)-2,2-dimethyl-, methyl ester, (1R,3R)-rel- | 315721 | 51466
Benzenesulfonic acid, 4,4',4'',4'''-[2,4-pyridinediylbis(1,2,4-triazine-3,5,6-triyl)]tetrakis-, sodium salt (1:4) | 315713 | 51467
1-Propanol, 2,2,3,3,3-pentafluoro-1-methoxy- | 315705 | 51468
Aluminum gallium magnesium oxide | 315697 | 51469
Ethanone, 2,2-dichloro-1-(4-phenoxyphenyl)- | 315689 | 51470
1,3,5-Triazine-2,4(1H,3H)-dithione, 6-(dibutylamino)-, sodium salt (1:1) | 315671 | 51471
Dodecanedioic acid, ammonium salt (1:?) | 315663 | 51472
2-Propenoic acid, 2-methyl-, methyl ester, polymer with 1,3-butadiene, diethenylbenzene, ethenylbenzene and ethyl 2-propenoate | 315655 | 51473
Benzonitrile, 4-(5-pentyl-2-pyrimidinyl)- | 315648 | 51474
Benzonitrile, 4-(5-heptyl-2-pyrimidinyl)- | 315630 | 51475
3,6,9,12,15,18,21-Heptaoxatetracosane, 1,1,1,2,4,4,5,7,7,8,10,10,11,13,13,14,16,16,17,19,19,20,22,22,23,23,24,24,24-nonacosafluoro-5,8,11,14,17,20-hexakis(trifluoromethyl)- | 315622 | 51476
2H-Pyran-3-ol, 6-ethenyltetrahydro-2,2,6-trimethyl-, 3-acetate, (3R,6R)-rel- | 307843 | 51477
Poly(oxy-1,4-butanediyl), .alpha.-hydro-.omega.-hydroxy-, polymer with .alpha.-hydro-.omega.-hydroxypoly[oxy(methyl-1,2-ethanediyl)] ether with 2,2-bis(hydroxymethyl)-1,3-propanediol (4:1), and 1,1'-methylenebis[4-isocyanatocyclohexane] | 307835 | 51478
Benzenamine, N-ethyl-N-(2-methoxyethyl)-3-methyl- | 307827 | 51479
2,6-Octadienal, (2E,6E)- | 307801 | 51480
1,2-Benzenedicarbonitrile, 4-amino- | 307793 | 51481
Decanamide, N-[2-[(2-hydroxyethyl)amino]ethyl]- | 307785 | 51482
2H-Pyran-3-ol, 6-ethenyltetrahydro-2,2,6-trimethyl-, 3-acetate, (3R,6S)-rel- | 307777 | 51483
2-Propenoic acid, 2-methyl-, 1,1'-[(1-methylethylidene)bis(4,1-phenyleneoxy-2,1-ethanediyloxy-2,1-ethanediyl)] ester | 307769 | 51484
Phosphonic acid, P,P',P'',P'''-[1,6-hexanediylbis[nitrilobis(methylene)]]tetrakis-, sodium salt (1:?) | 307751 | 51485
2-Propenoic acid, 2-methyl-, 1,1'-[(1-methylethylidene)bis(4,1-phenyleneoxy-2,1-ethanediyloxy-2,1-ethanediyloxy-2,1-ethanediyl)] ester | 307744 | 51486
Ethanaminium, 2-hydroxy-N-(2-hydroxyethyl)-N,N-dimethyl-, hydroxide (1:1) | 307736 | 51487
Poly[oxy(methyl-1,2-ethanediyl)], .alpha.-hydro-.omega.-hydroxy-, ether with .beta.-D-fructofuranosyl .alpha.-D-glucopyranoside and 1,2,3-propanetriol | 307728 | 51488
1,2-Propanediol, 3-chloro-, phosphate | 307710 | 51489
Mercury, phenyl[(2-phenyldiazenecarbothioic acid-.kappa.S) 2-phenylhydrazidato-.kappa.N2]- | 307702 | 51490
Poly(oxy-1,2-ethanediyl), .alpha.-(2-sulfoethyl)-.omega.-(2-sulfoethoxy)-, sodium salt (1:2) | 307694 | 51491
Poly(oxymethylene), .alpha.-(1H,3H,5H-oxazolo[3,4-c]oxazol-7a(7H)-ylmethyl)-.omega.-hydroxy- | 307686 | 51492
2-Propanol, 1,1'-[[3-(triethoxysilyl)propyl]imino]bis[3-chloro- | 307678 | 51493
3,14-Dioxa-8,9-dithia-4,13-disilahexadecane, 4,4,13,13-tetraethoxy- | 307660 | 51494
Poly(oxy-1,2-ethanediyl), .alpha.-phosphono-.omega.-(nonylphenoxy)-, sodium salt (1:2) | 307652 | 51495
11-Hexadecen-1-ol, (11Z)- | 307645 | 51496
Pyrimidine, 1,3-bis(2-ethylhexyl)hexahydro-5-methyl-5-nitro- | 307637 | 51497
Benzenesulfonic acid, 4-[4-[2-[4-[[4-[2-[4,5-dihydro-3-methyl-5-oxo-1-(4-sulfophenyl)-1H-pyrazol-4-yl]diazenyl]benzoyl]amino]phenyl]diazenyl]-4,5-dihydro-3-methyl-5-oxo-1H-pyrazol-1-yl]- | 307629 | 51498
2-Naphthalenesulfonic acid, 6-amino-4-hydroxy-5-[2-[4-[[[4-[2-(4-hydroxyphenyl)diazenyl]phenyl]amino]carbonyl]phenyl]diazenyl]- | 307611 | 51499
Propanoic acid, 2-hydroxy-, compd. with 2-(dimethylamino)ethanol (1:1) | 307603 | 51500
Hexanoic acid, 3,5,5-trimethyl-, chromium(3+) salt (3:1) | 307595 | 51501
1H-Benzimidazole, 2-heptadecyl-1-(phenylmethyl)-, disulfo deriv., sodium salt (1:?) | 307587 | 51502
Poly(oxy-1,2-ethanediyl), .alpha.-(1-oxo-2-propen-1-yl)-.omega.-phenoxy- | 307579 | 51503
Propanenitrile, 3-(dodecyloxy)- | 307561 | 51504
Heptanoic acid, 2,6-dibromo-4-cyanophenyl ester | 307553 | 51505
Ethanol, 2-amino-, sulfate (1:?) | 307546 | 51506
2-Propenoic acid, 2-methyl-, dodecyl ester, polymer with octadecyl 2-methyl-2-propenoate | 307520 | 51507
Isocyanic acid, polymethylenepolyphenylene ester, polymer with 1,3-diisocyanatomethylbenzene and 2-methyloxirane polymer with oxirane ether with 1,2,3-propanetriol (3:1) | 307512 | 51508
Poly(oxy-1,2-ethanediyl), .alpha.,.alpha.'-phosphinicobis[.omega.-(dodecylphenoxy)- | 307504 | 51509
1,3-Butanediol, polymer with 2,4-diisocyanato-1-methylbenzene and .alpha.-hydro-.omega.-hydroxypoly(oxy-1,4-butanediyl) | 307496 | 51510
Bicyclo[2.2.1]heptanedimethanamine | 307488 | 51511
2-Propenoic acid, 2-methyl-, polymer with butyl 2-propenoate, ethenylmethylbenzene and methyl 2-methyl-2-propenoate | 307470 | 51512
5-Decen-1-ol, (5E)- | 307454 | 51513
Tin-San | 307447 | 51514
Pesticin I | 307439 | 51515
Phosphoric acid, isodecyl ester | 307421 | 51516
3-Penten-2-one, 4,4'-(1,2-ethanediyldiimino)bis-, (3Z,3'Z)- | 307413 | 51517
Nickel, bis[2,4-dihydro-5-methyl-4-[1-(oxo-.kappa.O)decyl]-2-phenyl-3H-pyrazol-3-onato-.kappa.O3]- | 307405 | 51518
1,3-Dioxolane, 4,4'-[oxybis(methylene)]bis- | 307397 | 51519
Hexanedioic acid, polymer with 1,3-dihydro-1,3-dioxo-5-isobenzofurancarboxylic acid and 1,1'-methylenebis[4-isocyanatobenzene] | 307389 | 51520
Benzimidazo[2,1-b]benzo[lmn][3,8]phenanthroline-1,3,6(2H)-trione, 2-(3-butoxypropyl)-9(or 10)-chloro- | 307355 | 51521
Benzimidazo[2,1-b]benzo[lmn][3,8]phenanthroline-1,3,6(2H)-trione, 9(or 10)-chloro-2-(3-methoxypropyl)- | 307348 | 51522
Acetamide, N-[2-[2-(2,6-dicyano-4-nitrophenyl)diazenyl]-5-(dipropylamino)phenyl]- | 307330 | 51523
1,3-Benzenedicarboxylic acid, polymer with 1,4-butanediol, 1,4-dimethyl 1,4-benzenedicarboxylate and 1,6-hexanediol | 307322 | 51524
1,3-Benzenedicarboxylic acid, polymer with 1,4-butanediol, 1,4-dimethyl 1,4-benzenedicarboxylate and nonanedioic acid | 307314 | 51525
Benzene, 4-(1,3-diphenylbutyl)-1,2-dimethyl- | 307306 | 51526
Methanesulfonic acid, iron(2+) salt (2:1) | 307280 | 51527
2-Propenoic acid, 2-methyl-, butyl ester, polymer with ethenylbenzene, 2-ethylhexyl 2-propenoate, 2-hydroxyethyl 2-methyl-2-propenoate and methyl 2-methyl-2-propenoate | 307264 | 51528
Pentane, 1-chloro-4,4-dimethoxy- | 307256 | 51529
Hexanedioic acid, ester with 2,2'-[oxybis(methylene)]bis[2-(hydroxymethyl)-1,3-propanediol] | 307249 | 51530
Benzoic acid, butyl-, zinc salt (2:1) | 307231 | 51531
2-Propenoic acid, polymer with butyl 2-propenoate, ethenylbenzene, N-(hydroxymethyl)-2-propenamide and 2-propenenitrile | 307223 | 51532
Tetradecanoyl chloride, 2-bromo- | 298687 | 51533
Undecane, 1,1-diethoxy- | 298661 | 51534
Ethanesulfonic acid, 2-[cyclohexyl(1-oxohexadecyl)amino]-, sodium salt, compd. with iodine | 298653 | 51535
Mercurate(1-), amidophenyl(propanoato-.kappa.O)-, hydrogen | 298646 | 51536
Mercurate(1-), (acetato-.kappa.O)amidophenyl-, hydrogen | 298638 | 51537
1,2-Ethanediamine, N-[[2-(1-nitroethyl)phenyl]methyl]-, monopotassium salt | 298620 | 51538
2H-1,3,5-Thiadiazine-2-thione, tetrahydro-3,5-dimethyl-, ion(1-), sodium | 298612 | 51539
Glycine, N,N'-1,2-ethanediylbis[N-(carboxymethyl)-, monopotassium salt | 298604 | 51540
Arsonic acid, methyl-, compd. with 1-dodecanamine (1:1) | 298596 | 51541
Tetradecanoic acid, compd. with 2,2'-iminobis[ethanol] (1:1) | 298588 | 51542
Propanoic acid, 2-(2,4-dichlorophenoxy)-, compd. with N-methylmethanamine (1:1) | 298562 | 51543
Propanoic acid, 2-(2,4-dichlorophenoxy)-, 2-butoxyethyl ester | 298554 | 51544
Benzoic acid, 3,6-dichloro-2-methoxy-, compd. with 2-aminoethanol (1:1) | 298547 | 51545
Acetic acid, (4-chlorophenoxy)-, compd. with 2,2'-iminobis[ethanol] (1:1) | 298539 | 51546
Propanoic acid, 2-(3-chlorophenoxy)-, sodium salt | 298521 | 51547
Phenol, 4-chloro-2-cyclopentyl-, sodium salt | 298513 | 51548
Phenol, 4-(1,1-dimethylpropyl)-, potassium salt (1:1) | 298497 | 51549
Arsenic acid (H3AsO4), lead(4+) salt (4:3) | 298489 | 51550
Poly(oxy-1,2-ethanediyl), .alpha.-[4-(1,1,3,3-tetramethylbutyl)phenyl]-.omega.-hydroxy-, compd. with iodine | 298471 | 51551
2-Propenoic acid, polymer with thiourea monosilver(1+) salt | 298463 | 51552
4-Pentenoic acid, 2-methyl-, ethyl ester | 298455 | 51553
Butanoic acid, 2-methyl-, (3Z)-3-hexen-1-yl ester | 298430 | 51554
Butanoic acid, (3E)-3-hexen-1-yl ester | 298422 | 51555
2-Hexen-1-ol, 1-propanoate, (2E)- | 298406 | 51556
2-Hexen-1-ol, 1-formate, (2E)- | 298398 | 51557
Dispiro[cyclohexane-1,2'(3'H)-quinazoline-4'(4'aH),1''-cyclohexane], 5',6',7',8'-tetrahydro- | 298372 | 51558
Phosphorothioic acid, O,O-bis(2-methylpropyl) ester, sodium salt (1:1) | 298364 | 51559
Benzenamine, 4,4'-[(phenylmethoxy)methylene]bis[N,N-dimethyl- | 298349 | 51560
1,3-Propanediamine, N1,N1,2,2-tetramethyl- | 298323 | 51561
5-Isobenzofurancarboxylic acid, 1,3-dihydro-1,3-dioxo-, polymer with 4,4'-methylenebis[benzenamine] and rel-(3aR,4S,7R,7aS)-3a,4,7,7a-tetrahydro-4,7-methanoisobenzofuran-1,3-dione | 298315 | 51562
Pyridinium, 3-(aminocarbonyl)-1-(4-morpholinylcarbonyl)-, chloride (1:1) | 298307 | 51563
Hexanedioic acid, polymer with 2-ethyl-1,3-hexanediol | 298299 | 51564
1(2H)-Quinolineethanol, 3,4-dihydro-2,2,4-trimethyl- | 298281 | 51565
Benzo[a]phenoxazin-7-ium, 5-amino-9-(diethylamino)-, perchlorate (1:1) | 298273 | 51566
Formaldehyde, polymer with N1-(2-aminoethyl)-1,2-ethanediamine and nonylphenol | 298265 | 51567
2-Propanol, titanium(4+) salt (4:1), homopolymer | 298257 | 51568
1,3-Dioxepin, 2-(1-ethylpropyl)-4,7-dihydro- | 298240 | 51569
1,3-Dioxepin, 4,7-dihydro-2-methyl-2-(3-methylbutyl)- | 298232 | 51570
1,2,4-Thiadiazolidine-3,5-dithione, potassium salt (1:2) | 298224 | 51571
Thiophene, 3-bromo-2,3-dihydro-, 1,1-dioxide | 298216 | 51572
Oxirane, 2-methyl-, polymer with oxirane, ether with 2,2',2'',2'''-[(methylphenylene)dinitrilo]tetrakis[ethanol] | 298208 | 51573
Silicic acid, lithium magnesium sodium salt | 298190 | 51574
1,3-Propanediol, 2-ethyl-2-(hydroxymethyl)-, polymer with 1,3-diisocyanatomethylbenzene and 2,2'-oxybis[ethanol] | 298182 | 51575
1,2-Benzenedicarboxylic acid, 1,2-bis(2-propylheptyl) ester | 298174 | 51576
1H-Naphth[2,3-f]isoindole-1,3,5,10(2H)-tetrone, 4,11-diamino-2-(2,3-diphenylpropyl)- | 298166 | 51577
8H-Benzimidazo[2,1-a]thioxantheno[2,1,9-def]isoquinolin-8-one | 298158 | 51578
7H-Benzimidazo[2,1-a]benzo[3,4][2]benzothiopyrano[7,8,1-def]isoquinolin-7-one | 298141 | 51579
Spiro[isobenzofuran-1(3H),9'-[9H]xanthen]-3-one, 3',6'-bis(acetyloxy)-6-nitro- | 298133 | 51580
Chromate(3-), bis[4-[2-[4,5-dihydro-3-methyl-5-(oxo-.kappa.O)-1-phenyl-1H-pyrazol-4-yl]diazenyl-.kappa.N]-3-(hydroxy-.kappa.O)-1-naphthalenesulfonato(3-)]-, hydrogen (1:3) | 298125 | 51581
1,2-Benzenedicarboxylic acid, 1-(2-ethylhexyl) 2-isodecyl ester | 298109 | 51582
Poly[oxy(methyl-1,2-ethanediyl)], .alpha.-hydro-.omega.-hydroxy-, ether with 2-ethyl-2-(hydroxymethyl)-1,3-propanediol (3:1), polymer with 1,3-diisocyanatomethylbenzene | 298091 | 51583
2-Pentenenitrile, 3-methyl-5-phenyl-, (2E)- | 298083 | 51584
Ethenol, homopolymer, acetate 1,2-benzenedicarboxylate | 298067 | 51585
1,3-Isobenzofurandione, polymer with 2,2-bis(bromomethyl)-1,3-propanediol, 2,5-furandione and 1,2-propanediol | 298059 | 51586
Formic acid, compd. with 2-aminoethanol (1:1) | 298042 | 51587
Peroxydicarbonic acid, C,C'-ditetradecyl ester | 298034 | 51588
Benzoxazolium, 3-hexyl-2-[3-(3-hexyl-2(3H)-benzoxazolylidene)-1-propen-1-yl]-, iodide (1:1) | 298018 | 51589
Oxirane, 2,3-bis(chloromethyl)-, (2R,3S)-rel-, homopolymer | 298000 | 51590
10-Oxa-4,6-dithia-5-stannahexadecanoic acid, 5,5-dibutyl-12-ethyl-9-oxo-, 2-ethylhexyl ester | 297986 | 51591
Phenol, 4,4'-(1-methylethylidene)bis-, polymer with 2-(chloromethyl)oxirane, 2-methyl-2-propenoate | 324186 | 51592
C.I. Solvent Blue 53 | 324178 | 51593
Benzenediazonium, 2-methoxy-5-methyl-4-[2-(4-methyl-2-nitrophenyl)diazenyl]-, (T-4)-tetrachlorozincate(2-) (2:1) | 324160 | 51594
1,3-Benzenedicarboxylic acid, polymer with 1,4-benzenedicarboxylic acid, 1,4-cyclohexanedimethanol, 2,2-dimethyl-1,3-propanediol and 1,2-ethanediol | 324152 | 51595
Neodecanoic acid, cadmium salt (2:1) | 324145 | 51596
Benzenamine, 4-(2-phenyldiazenyl)-, disulfo deriv., sodium salt (1:1) | 324137 | 51597
Cyclohexanol, 5-methyl-2-(1-methylethyl)-, 1-formate, (1R,2S,5R)- | 324129 | 51598
Chromium, [2-(hydroxy-.kappa.O)-3-[[[2-(hydroxy-.kappa.O)phenyl]methylene]amino-.kappa.N]-5-nitrobenzenesulfonato(3-)]- | 324111 | 51599
Benzenesulfonic acid, 4-[4,5-dihydro-4-[2-(2-hydroxy-5-methyl-3-nitrophenyl)diazenyl]-3-methyl-5-oxo-1H-pyrazol-1-yl]-, sodium salt (1:1) | 324103 | 51600
1,4-Benzenediamine, N1-(1,3-dimethylbutyl)-N1-phenyl- | 324095 | 51601
Propanoic acid, 2-hydroxy-, (3Z)-3-hexen-1-yl ester | 324087 | 51602
1,6-Nonadien-3-ol, 3,7-dimethyl-, 3-acetate | 324079 | 51603
1,5,7-Octatrien-3-ol, 2,6-dimethyl-, 3-acetate, (5E)- | 324061 | 51604
Benzenesulfonic acid, undecyl-, compd. with 2,2',2''-nitrilotris[ethanol] (1:1) | 324053 | 51605
Benzenesulfonic acid, undecyl-, ammonium salt (1:1) | 324046 | 51606
Benzoic acid, 2-[bis(3,5-dibromo-4-hydroxyphenyl)methyl]-, ethyl ester | 324038 | 51607
2-Naphthalenesulfonic acid, 4-[(phenylsulfonyl)oxy]-, sodium salt (1:1) | 324020 | 51608
Benzoxazole, 2-methyl-5-phenyl- | 324012 | 51609
8,16-Pyranthrenedione, tetrabromo- | 324004 | 51610
Chromate(1-), bis[1-[2-[2-(hydroxy-.kappa.O)-4(or 5)-nitrophenyl]diazenyl-.kappa.N1]-2-naphthalenolato(2-)-.kappa.O]-, hydrogen (1:1) | 323998 | 51611
Benzenediazonium, 2-methoxy-4-nitro-, 1,5-naphthalenedisulfonate (2:1) | 323980 | 51612
2-Propenoic acid, 3-(4-cyanophenyl)-, 4-pentylphenyl ester | 323972 | 51613
2-Propenoic acid, 3-(4-cyanophenyl)-, 4-butylphenyl ester | 323964 | 51614
Cholest-5-en-3-ol (3.beta.)-, 3-(2-ethylhexyl carbonate) | 323956 | 51615
1,3-Dioxane, 2,2,5,5-tetramethyl-4-(1-methylethyl)- | 323949 | 51616
Chromate(3-), bis[4-[2-[4,5-dihydro-3-methyl-5-(oxo-.kappa.O)-1-phenyl-1H-pyrazol-4-yl]diazenyl-.kappa.N1]-3-(hydroxy-.kappa.O)-1-naphthalenesulfonato(3-)]-, sodium (1:3) | 323915 | 51617
2-Butenedioic acid (2Z)-, 1-butyl 4-octyl ester | 323907 | 51618
1,3-Benzenedicarboxylic acid, 5-sulfo-, sodium salt (1:1), polymer with 1,3-benzenedicarboxylic acid, 1,2-ethanediol and 2,2'-oxybis[ethanol] | 323899 | 51619
2-Butenedioic acid (2Z)-, 1-(2-ethylhexyl) ester, polymer with ethenyl acetate and 2-ethylhexyl 2-propenoate | 323881 | 51620
1-Octanaminium, N,N-dioctyl-N-propyl-, iodide (1:1) | 323873 | 51621
Cellulose, hydrogen 1,2-benzenedicarboxylate, ethyl ether | 323857 | 51622
C.I. Solvent Yellow 160 | 323840 | 51623
C.I. Leuco Sulphur Blue 11 | 323832 | 51624
Propanoic acid, 3-[2-(4,5-dihydro-2-undecyl-1H-imidazol-1-yl)ethoxy]-, sodium salt (1:1) | 323824 | 51625
Cyclopropanecarboxylic acid, 3-(2,2-dichloroethenyl)-2,2-dimethyl-, methyl ester | 323808 | 51626
Ethanol, 2-(decyloxy)-, 1-(hydrogen sulfate) | 323790 | 51627
Benzothiazolium, 3-(3-hydroxypropyl)-2-[3-[3-(3-hydroxypropyl)-5-methoxy-2(3H)-benzothiazolylidene]-2-methyl-1-propen-1-yl]-5-methoxy-, bromide (1:1) | 323774 | 51628
Benzeneacetic acid, 2-methylbutyl ester | 323758 | 51629
Benzenesulfonic acid, tridecyl-, compd. with 2,2',2''-nitrilotris[ethanol] (1:1) | 323733 | 51630
Benzenesulfonic acid, 2(or 5)-[(4-amino-3-bromo-9,10-dihydro-9,10-dioxo-1-anthracenyl)amino]-5(or 2)-methyl- | 323725 | 51631
Benzenesulfonic acid, hydroxy-, ammonium salt (1:1) | 323717 | 51632
9-Octadecen-1-ol, 1-(hydrogen sulfate), compd. with 2-(diethylamino)ethanol (1:1) | 323691 | 51633
Benzo[b]thiophen-3(2H)-one, 4,7-dichloro- | 323683 | 51634
Benzene, 2-chloro-1,4-bis(1-methylethoxy)- | 323667 | 51635
2-Naphthalenesulfonic acid, 6-hydroxy-, ammonium salt (1:1) | 323659 | 51636
Benzenesulfonamide, 3-amino-4-hydroxy-, hydrochloride (1:1) | 323642 | 51637
Benzenediazonium, 4-chloro-2-(trifluoromethyl)- | 323626 | 51638
Poly(oxy-1,2-ethanediyl), .alpha.,.alpha.'-1,4-butanediylbis[.omega.-hydroxy- | 323618 | 51639
Hexanedioic acid, polymer with 1,3-diisocyanatomethylbenzene, 2,2-dimethyl-1,3-propanediol and 2-ethyl-2-(hydroxymethyl)-1,3-propanediol | 323600 | 51640
2-Propenoic acid, 2,3-dichloropropyl ester, homopolymer | 323592 | 51641
Propanenitrile, 3-(butylphenylamino)- | 323576 | 51642
Poly[oxy(methyl-1,2-ethanediyl)], .alpha.-hydro-.omega.-hydroxy-, ether with methyl .beta.-D-glucopyranoside (4:1) | 323568 | 51643
2-Propenoic acid, 2-methyl-, polymer with ethene and 2-methylpropyl 2-propenoate, zinc salt | 323543 | 51644
1,3-Isobenzofurandione, hexahydro-, polymer with 2-ethyl-2-(hydroxymethyl)-1,3-propanediol and 1,3-isobenzofurandione | 323535 | 51645
9,12,15-Octadecatrienamide, N,N-bis(2-hydroxyethyl)-, (9Z,12Z,15Z)- | 315614 | 51646
Butanamide, 2-chloro-N,N-dimethyl- | 315606 | 51647
Acetic acid, europium(2+) salt (2:1) | 315598 | 51648
2-Propenoic acid, 2-methyl-, 2-(dimethylamino)ethyl ester, polymer with butyl 2-propenoate, methyl 2-methyl-2-propenoate and 2-propenoic acid | 315580 | 51649
2-Propenoic acid, 2-methyl-, polymer with butyl 2-propenoate and N-(hydroxymethyl)-2-propenamide | 315572 | 51650
Ethenesulfonic acid, sodium salt (1:1), polymer with 1-ethenyl-2-pyrrolidinone and 2-propenamide | 315564 | 51651
2-Propenoic acid, 2-methyl-, butyl ester, polymer with ethenylbenzene, 2-ethylhexyl 2-propenoate, 1,2-propanediol mono(2-methyl-2-propenoate) and 2-propenoic acid | 315556 | 51652
2-Propenoic acid, 2-methyl-, butyl ester, polymer with ethenylbenzene, 1,2-propanediol mono(2-methyl-2-propenoate) and 2-propenoic acid | 315549 | 51653
Cyclopentane, tetrachloro- | 315531 | 51654
Poly(oxy-1,2-ethanediyl), .alpha.-hydro-.omega.-hydroxy-, ether with D-glucitol (6:1), (9Z)-9-octadecenoate | 315523 | 51655
Calcium borate silicate | 315515 | 51656
1H-Pyrrole-2,5-dione, 1-(2,4,6-tribromophenyl)- | 315507 | 51657
2-Butenedioic acid (2E)-, polymer with 4,5,6,7,8,8-hexachloro-3a,4,7,7a-tetrahydro-4,7-methanoisobenzofuran-1,3-dione and 1,2-propanediol | 315499 | 51658
9,10-Anthracenedione, 1-amino-4-hydroxy-2-[2-(2-methoxyethoxy)ethoxy]- | 315481 | 51659
1-Pentadecanol, 1-(dihydrogen phosphate) | 315473 | 51660
Carbonic dichloride, polymer with 1,6-hexanediol | 315465 | 51661
Hydrazine, phosphate (2:1) | 315457 | 51662
1,4-Benzenedicarboxylic acid, 1,4-dimethyl ester, polymer with 1,3-dihydro-1,3-dioxo-5-isobenzofurancarboxylic acid and 2,2-dimethyl-1,3-propanediol | 315440 | 51663
2-Propenoic acid, 2-methyl-, 3,3,4,4,5,5,6,6,7,7,8,8,9,9,10,10,11,11,12,12,13,13,14,14,15,15,16,16,17,17,18,18,18-tritriacontafluorooctadecyl ester | 315432 | 51664
Benzoic acid, 3-(aminosulfonyl)-, methyl ester | 315424 | 51665
L-Arginine, compd. with N-(2,5-dioxo-4-imidazolidinyl)urea (1:1) | 315416 | 51666
Zinc oxide sulfate (Zn4O3(SO4)) | 315408 | 51667
Potassium titanium oxide (K2Ti8O17) | 315390 | 51668
Poly(oxy-1,2-ethanediyl), .alpha.-sulfo-.omega.-(hexadecyloxy)-, ammonium salt (1:1) | 315382 | 51669
Agarose, 2,3-dihydroxypropyl ether | 315374 | 51670
4(1H)-Pyridinone, 1-methyl-3-phenyl-5-[3-(trifluoromethyl)phenyl]- | 315366 | 51671
2-Propanone, 1-phenyl-3-[3-(trifluoromethyl)phenyl]- | 315358 | 51672
[1,1'-Biphenyl]-4-carbonyl chloride, 4'-pentyl- | 315341 | 51673
Benzoic acid, 4-butyl-, 4'-propyl[1,1'-biphenyl]-4-yl ester | 315325 | 51674
3H-Indolium, 2-[2-[(2,4-dimethoxyphenyl)amino]ethenyl]-1,3,3-trimethyl-, sulfate (1:1) | 315309 | 51675
3H-Indolium, 2-[2-[(2,4-dimethoxyphenyl)amino]ethenyl]-1,3,3-trimethyl-, acetate (1:1) | 315291 | 51676
Acetamide, N-(3-aminophenyl)-, hydrochloride (1:?) | 315275 | 51677
9,10-Anthracenedione, 1-amino-2-(4-bromophenoxy)-4-hydroxy- | 315267 | 51678
Methanol, (1H,3H,5H-oxazolo[3,4-c]oxazol-7a(7H)-ylmethoxy)- | 315259 | 51679
.beta.-Alanine, N-[4-[2-(2-bromo-6-chloro-4-nitrophenyl)diazenyl]phenyl]-N-(3-methoxy-3-oxopropyl)-, methyl ester | 315234 | 51680
Pyridinium, 1-[2-[[4-[2-(2-chloro-4-nitrophenyl)diazenyl]phenyl]ethylamino]ethyl]-, acetate (1:1) | 315226 | 51681
Pyridinium, 1-[2-[[4-[2-(2,6-dichloro-4-nitrophenyl)diazenyl]phenyl]ethylamino]ethyl]-, acetate (1:1) | 315218 | 51682
Phosphoric acid, dioctyl ester, compd. with 2,2'-iminobis[ethanol] (1:1) | 315200 | 51683
Phosphoric acid, monooctyl ester, compd. with 2,2'-iminobis[ethanol] (1:2) | 315192 | 51684
Starch, 2-sulfobutanedioate, 2-(diethylamino)ethyl ether | 315184 | 51685
4,7-Methano-1H-indene-6-carboxaldehyde, 3a,4,5,6,7,7a-hexahydro-, (3aR,4R,6S,7R,7aR)-rel- | 315168 | 51686
Urea, N-(3-aminophenyl)-, hydrochloride (1:1) | 315150 | 51687
Oxirane, 2-methyl-, polymer with oxirane, ether with 1,2,3-propanetriol (3:1), polymer with 1,1'-methylenebis[4-isocyanatobenzene] | 315143 | 51688
Ethanimidothioic acid, N,N'-[thiobis[(methylimino)carbonyloxy]]bis-, dimethyl ester | 315127 | 51689
1,1'-Biphenyl, 4-heptyl- | 315101 | 51690
1-Heptanone, 1-[1,1'-biphenyl]-4-yl- | 315093 | 51691
Hexanedioic acid, polymer with .alpha.-(3-aminopropyl)-.omega.-(3-aminopropoxy)poly(oxy-1,2-ethanediyl) and 1,3-benzenedimethanamine | 315077 | 51692
Poly(oxy-1,2-ethanediyl), .alpha.-sulfo-.omega.-(octadecyloxy)-, ammonium salt (1:1) | 315069 | 51693
1,4-Butanediol, polymer with .alpha.-hydro-.omega.-hydroxypoly(oxy-1,4-butanediyl), 1,1'-methylenebis[4-isocyanatobenzene], 2-methyloxirane and oxirane | 315051 | 51694
Pyridinium, 2-[2-(4-aminophenyl)diazenyl]-1-methyl-, methyl sulfate (1:1) | 315044 | 51695
2-Naphthalenesulfonic acid, 7-[[4-chloro-6-[(3-sulfophenyl)amino]-1,3,5-triazin-2-yl]amino]-4-hydroxy-3-[2-(4-methoxy-2-sulfophenyl)diazenyl]- | 315036 | 51696
2,4(1H,3H)-Pyrimidinedione, 6-[(methylthio)methyl]- | 315028 | 51697
2-Butene, 3-methyl-1-[(3-methyl-3-buten-1-yl)oxy]- | 315002 | 51698
Formaldehyde, polymer with 1,3-benzenediol and 4-(1,1-dimethylethyl)phenol | 314997 | 51699
Cyclopropanecarboxylic acid, 3-(2,2-dichloroethenyl)-2,2-dimethyl-, ethyl ester | 314989 | 51700
1,3,2-Dioxaphosphorinane, 2,2'-[(2,2-dimethyl-1,3-propanediyl)bis(oxy)]bis[5,5-dimethyl- | 314963 | 51701
9,10-Anthracenedione, 1-[(3-hydroxypropyl)amino]-4-(methylamino)- | 307207 | 51702
Imidodisulfuric acid, sodium salt (1:3) | 307199 | 51703
2-Propenoic acid, 2-methyl-, trifluoromethyl ester | 307181 | 51704
2-Propenoic acid, 2-methyl-, octadecyl ester, polymer with 2-methylpropyl 2-propenoate | 307173 | 51705
Hexanedioic acid, polymer with 2-ethyl-2-(hydroxymethyl)-1,3-propanediol, 1,3-isobenzofurandione and 1,2-propanediol | 307165 | 51706
2-Propenoic acid, 2-methyl-, 3-(trimethoxysilyl)propyl ester, polymer with ethenyl acetate | 307140 | 51707
Poly(oxy-1,2-ethanediyl), .alpha.-(tridecafluorohexyl)-.omega.-hydroxy- | 307132 | 51708
1,3-Isobenzofurandione, polymer with 2,2-bis(hydroxymethyl)-1,3-propanediol, 2,5-furandione and 2,2,4-trimethyl-1,3-pentanediol | 307124 | 51709
Butanedioic acid, 2-methylene-, polymer with butyl 2-propenoate, 1,1-dichloroethene, methyl 2-propenoate and 2-propenamide | 307116 | 51710
1-Propene, polymer with ethene, isotactic | 307108 | 51711
2-Cyclohexene-1-octanoic acid, 5(or 6)-carboxy-4-hexyl-, potassium salt (1:2) | 307090 | 51712
2-Cyclohexene-1-octanoic acid, 5(or 6)-carboxy-4-hexyl-, sodium salt (1:2) | 307082 | 51713
2-Cyclohexene-1-octanoic acid, 5(or 6)-carboxy-4-hexyl-, potassium salt (1:1) | 307074 | 51714
2-Cyclohexene-1-octanoic acid, 5(or 6)-carboxy-4-hexyl-, sodium salt (1:1) | 307066 | 51715
Poly(oxy-1,2-ethanediyl), .alpha.-hydro-.omega.-hydroxy-, (9Z)-9-octadecenoate | 307058 | 51716
Oxirane, 2-methyl-, polymer with oxirane, ether with D-glucitol (6:1) | 307041 | 51717
Benzenesulfonic acid, methyloctadecyl- | 307033 | 51718
1,1-Heptanediol, 1,1-diacetate | 307017 | 51719
[1,2,4]Triazolo[1,5-a]pyrimidin-7(1H)-one, 2-(chloromethyl)-5-methyl- | 307009 | 51720
2,7-Naphthalenedisulfonic acid, 4-amino-5-hydroxy-3-[2-(4-nitrophenyl)diazenyl]-, sodium salt (1:2) | 306993 | 51721
5-Pyrimidinemethanol, .alpha.-(1-methylethyl)-.alpha.-[4-(trifluoromethoxy)phenyl]- | 306985 | 51722
[1,2,4]Triazolo[1,5-a]pyrimidine-2-carboxylic acid, 7-hydroxy-5-methyl-, ethyl ester | 306977 | 51723
Butanoic acid, 2-methyl-, phenylmethyl ester | 306969 | 51724
2-Propenoic acid, 2-methyl-, polymer with butyl 2-methyl-2-propenoate, butyl 2-propenoate, 2-hydroxyethyl 2-methyl-2-propenoate and methyl 2-methyl-2-propenoate | 306951 | 51725
2-Naphthalenecarboxamide, 4-[2-(3-chloro-2-methylphenyl)diazenyl]-N-[4-[[4-[[[4-[2-(3-chloro-2-methylphenyl)diazenyl]-3-hydroxy-2-naphthalenyl]carbonyl]amino]benzoyl]amino]phenyl]-3-hydroxy- | 306944 | 51726
2,5-Pyrrolidinedione, 1-(2-hydroxyethyl)-3-(tetradecen-1-yl)- | 306936 | 51727
Ethanesulfonic acid, 2-[(4-formylphenyl)methylamino]-, sodium salt (1:1) | 306928 | 51728
Benzothiazolium, 2-methyl-3-(3-sulfopropyl)-, inner salt | 306910 | 51729
2,7-Naphthalenedisulfonic acid, 4-amino-3,6-bis[2-(4-aminophenyl)diazenyl]-5-hydroxy- | 306902 | 51730
Cuprate(3-), [2-[2-[[2-[3-amino-2-(hydroxy-.kappa.O)-5-sulfophenyl]diazenyl-.kappa.N2]phenylmethyl]diazenyl-.kappa.N1]-5-sulfobenzoato(5-)-.kappa.O]-, hydrogen (1:3) | 306894 | 51731
Diphosphoric acid, P-methyl ester | 306886 | 51732
2-Propenoic acid, 2-methyl-, ethyl ester, polymer with ethyl 2-propenoate | 306878 | 51733
2-Naphthalenecarboxamide, 3-hydroxy-4-[2-[2-methoxy-5-[(phenylamino)carbonyl]phenyl]diazenyl]- | 306860 | 51734
2-Propenoic acid, 3-[(2-chloro-5-nitrophenyl)amino]-3-ethoxy-, ethyl ester | 306852 | 51735
Acetamide, N-[4-[2-[4-[2-(4-hydroxyphenyl)diazenyl]-2-methylphenyl]diazenyl]phenyl]- | 306845 | 51736
Poly(oxy-1,2-ethanediyl), .alpha.-(carboxymethyl)-.omega.-(tridecyloxy)- | 306837 | 51737
Naphthalene, octadecyl- | 306829 | 51738
Naphthalene, hexadecyl- | 306811 | 51739
Hexanedioic acid, polymer with 1,4-cyclohexanedimethanol, 2-ethyl-2-(hydroxymethyl)-1,3-propanediol and 1,3-isobenzofurandione | 306795 | 51740
2-Propenoic acid, 2-methyl-, polymer with butyl 2-propenoate, ethenylbenzene, methyl 2-methyl-2-propenoate and 2-propenoic acid | 306787 | 51741
2-Oxiranone, 3-methylene-, homopolymer | 306779 | 51742
1-Butanaminium, N,N-dibutyl-N-methyl-, chloride (1:1) | 306753 | 51743
Poly(oxy-1,2-ethanediyl), .alpha.-[2-[ethyl[(1,1,2,2,3,3,4,4,5,5,6,6,6-tridecafluorohexyl)sulfonyl]amino]ethyl]-.omega.-hydroxy- | 306746 | 51744
Europate(9-), bis(octa-.mu.-oxo-.mu.5-oxopentaoxopentatungstate)octa-.mu.-oxo-, sodium hydrogen (1:7:2) | 306738 | 51745
Benzoic acid, 2-chloro-4-hydroxy- | 306720 | 51746
2-Propenoic acid, 1,1'-[(1-methylethylidene)bis(4,1-phenyleneoxy-2,1-ethanediyloxy-2,1-ethanediyl)] ester | 306704 | 51747
2-Naphthalenecarboxamide, N,N'-1,5-naphthalenediylbis[4-[2-(3-chloro-2-methylphenyl)diazenyl]-3-hydroxy- | 306696 | 51748
Ethene, 1,1,2,2-tetrafluoro-, polymer with 1,1-difluoroethene and 1,1,2-trifluoro-2-(trifluoromethoxy)ethene | 306688 | 51749
2-Propenoic acid, 2-methyl-, polymer with butyl 2-propenoate, ethenylbenzene, 2-hydroxyethyl 2-methyl-2-propenoate and 2-propenenitrile | 306670 | 51750
6-Quinazolinesulfonic acid, 2-[7-(diethylamino)-2-oxo-2H-1-benzopyran-3-yl]-3,4-dihydro-4-oxo-, sodium salt (1:1) | 306654 | 51751
Butanedioic acid, 2-methylene-, polymer with 1,3-butadiene, 1,1-dichloroethene and ethenylbenzene | 306647 | 51752
1,2-Ethanediamine, N1-(2-aminoethyl)-, acetate (1:2) | 306639 | 51753
Poly(oxy-1,2-ethanediyl), .alpha.-(carboxymethyl)-.omega.-(nonylphenoxy)-, sodium salt (1:1) | 306621 | 51754
2,7-Naphthalenedisulfonic acid, 3-amino-4-[2-[4-[[2-(sulfooxy)ethyl]sulfonyl]phenyl]diazenyl]- | 306605 | 51755
Propanamide, N-[3-(dimethylamino)propyl]- | 297978 | 51756
Nickel(1+), [1-[2-amino-4-(imino-.kappa.N)-5(4H)-thiazolylidene]-N-[1-[2-amino-4-(imino-.kappa.N)-5(4H)-thiazolylidene]-1H-isoindol-3-yl-.kappa.N]-1H-isoindol-3-aminato-.kappa.N2]-, chloride (1:1) | 297960 | 51757
Aluminum, chloro[C-chloro-29H,31H-phthalocyaninato(2-)-.kappa.N29,.kappa.N30,.kappa.N31,.kappa.N32]- | 297952 | 51758
Formaldehyde, polymer with 1,2-ethanediol and 1,3,5-triazine-2,4,6-triamine | 297937 | 51759
2-Butenedioic acid (2Z)-, 1,4-dibutyl ester, polymer with ethenyl acetate and 2-ethylhexyl 2-propenoate | 297929 | 51760
2-Propenoic acid, 2-methyl-, polymer with butyl 2-propenoate, ethenylbenzene, methyl 2-methyl-2-propenoate and methyl 2-propenoate | 297911 | 51761
2-Propenoic acid, polymer with 2-ethyl-2-(hydroxymethyl)-1,3-propanediol and 3a,4,7,7a-tetrahydro-1,3-isobenzofurandione | 297903 | 51762
2H-1-Benzopyran-2-carboxylic acid, 3,4-dihydro-6-hydroxy-2,5,7,8-tetramethyl- | 297895 | 51763
Propanamide, 3-methoxy-N,N-dimethyl- | 297887 | 51764
Propanoic acid, nonyl ester | 297861 | 51765
Hexanedioic acid, polymer with 5-amino-1,3,3-trimethylcyclohexanemethanamine, 1,2-ethanediol and 5-isocyanato-1-(isocyanatomethyl)-1,3,3-trimethylcyclohexane | 297853 | 51766
Poly[oxy(methyl-1,2-ethanediyl)], .alpha.-sulfo-.omega.-(sulfooxy)-, sodium salt (1:2) | 297846 | 51767
Poly[oxy(methyl-1,2-ethanediyl)], .alpha.-hydro-.omega.-hydroxy-, ether with 2-ethyl-2-(hydroxymethyl)-1,3-propanediol (3:1), polymer with 1,1'-methylenebis[4-isocyanatocyclohexane] | 297838 | 51768
Aluminum, compd. with strontium (4:1) | 297820 | 51769
Cerium zirconium oxide (CeZrO4) | 297812 | 51770
Cerium tin oxide (CeSnO4) | 297804 | 51771
Docosanoic acid, 3-hydroxy-2,2-bis(hydroxymethyl)propyl ester | 297788 | 51772
Carbonic acid, polymer with 1,6-hexanediol, 5-isocyanato-1-(isocyanatomethyl)-1,3,3-trimethylcyclohexane and 4,4'-methylenebis[cyclohexanamine] | 297770 | 51773
2-Propenoic acid, 2-methyl-, 2-(dimethylamino)ethyl ester, polymer with chloroethene, ethene, ethenyl acetate and .alpha.-(2-methyl-1-oxo-2-propen-1-yl)-.omega.-methoxypoly(oxy-1,2-ethanediyl) | 297762 | 51774
3-Octene, 1-bromo-, (3E)- | 297747 | 51775
2-Nonenenitrile, 2,3-dimethyl- | 297739 | 51776
1H-Isoindol-3-amine, 1-(2-amino-4-imino-5(4H)-thiazolylidene)- | 297713 | 51777
Hexanoic acid, 2-ethyl-, 1,1'-[1,4-cyclohexanediylbis(methylene)] ester | 297705 | 51778
Phosphoric acid, butyl ester, sodium salt | 297689 | 51779
Phosphoric acid, butyl ester, potassium salt | 297671 | 51780
Starch, hydrogen phosphate, 2-hydroxypropyl ether | 297663 | 51781
Starch, acetate, ether with 1,2,3-propanetriol (2:1) | 297655 | 51782
Hexanedioic acid, polymer with 1,3-diisocyanatomethylbenzene, 1,2-ethanediol, 1,2-propanediol and 1,2,3-propanetriol | 297648 | 51783
Carbamic acid, N-[4-methyl-3-[[(2-methyl-1-aziridinyl)carbonyl]amino]phenyl]-, 2-[[3,3,4,4,5,5,6,6,7,7,8,8,9,10,10,10-hexadecafluoro-9-(trifluoromethyl)decyl]thio]-1-[[[3,3,4,4,5,5,6,6,7,7,8,8,9,10,10,10-hexadecafluoro-9-(trifluoromethyl)decyl]thio]methyl]ethyl ester | 297630 | 51784
3,13-Octadecadien-1-ol, 1-acetate, (3Z,13Z)- | 297622 | 51785
Cobaltate(1-), [N,N-bis[(carboxy-.kappa.O)methyl]glycinato(3-)-.kappa.N,.kappa.O]-, hydrogen (1:1), (T-4)- | 297606 | 51786
2H-1-Benzopyran-2,6-diol, 3,4-dihydro-2,5,7,8-tetramethyl- | 297580 | 51787
1,2-Pyrrolidinedicarboxylic acid, 5-oxo-, 1-(1,1-dimethylethyl) ester, (2S)- | 297572 | 51788
2,4-Dodecadienoic acid, 11-methoxy-3,7,11-trimethyl-, (2E,4E)- | 297564 | 51789
2,4-Dodecadienoic acid, 3,7,11-trimethyl-, (2Z,4E)- | 297556 | 51790
2-Butenoic acid, 2-methyl-, 3-methylpentyl ester, (2Z)- | 297549 | 51791
Bicyclo[2.2.1]heptane-2-methanol, 2-acetate | 297531 | 51792
Propanenitrile, 3,3'-[[2-[(2-cyanoethoxy)methyl]-2-ethyl-1,3-propanediyl]bis(oxy)]bis- | 297523 | 51793
1,6-Octanediol, 3,7-dimethyl- | 297515 | 51794
Ethane, 1,1'-[oxybis(methylenesulfonyl)]bis[2-chloro- | 297507 | 51795
Benzothiazolium, 5-chloro-2-methyl-3-(4-sulfobutyl)-, inner salt | 297499 | 51796
Isoquinolinium, 2-(2-propen-1-yl)-, bromide (1:1) | 297481 | 51797
4-Pyridineethanesulfonic acid | 297473 | 51798
Poly(oxy-1,4-butanediyl), .alpha.-phenyl-.omega.-hydroxy- | 297465 | 51799
Phenol, 2-(1,1-dimethylethyl)-6-[[3-(1,1-dimethylethyl)-2-hydroxy-5-methylphenyl]methyl]-4-methyl-, 1,1',1''-phosphate | 297457 | 51800
Hydrazinium, 1-[2-[[4-[2-(2,6-dichloro-4-nitrophenyl)diazenyl]phenyl]ethylamino]ethyl]-1,1-dimethyl-, chloride (1:1) | 297440 | 51801
3,6-Nonadien-1-ol, (3Z,6Z)- | 297432 | 51802
11-Hexadecen-7-yn-1-ol, 1-acetate, (11Z)- | 297424 | 51803
7,11-Hexadecadien-1-ol, acetate, (7Z,11E)- | 297416 | 51804
11-Hexadecen-7-yn-1-ol, 1-acetate, (11E)- | 297408 | 51805
Poly[oxy(methyl-1,2-ethanediyl)], .alpha.-(dodecylphenyl)-.omega.-hydroxy- | 297382 | 51806
Poly(oxy-1,2-ethanediyl), .alpha.-(dioctadecylphenyl)-.omega.-hydroxy- | 297374 | 51807
Propanoic acid, 3,3',3''-[(methylstannylidyne)tris(thio)]tris-, 1,1',1''-triisooctyl ester | 297366 | 51808
Nonanedioic acid, polymer with 1,4-butanediol and 1,1'-methylenebis[4-isocyanatobenzene] | 297358 | 51809
Urea, polymer with ethanedial | 297341 | 51810
Chromate(3-), bis[3-(hydroxy-.kappa.O)-4-[2-[2-(hydroxy-.kappa.O)-1-naphthalenyl]diazenyl-.kappa.N1]-7-nitro-1-naphthalenesulfonato(3-)]-, hydrogen (1:3) | 297333 | 51811
1,7-Naphthalenedisulfonic acid, 4-(benzoylamino)-5-hydroxy-, sodium salt (1:?) | 339184 | 51812
2,5-Furandione, polymer with 1,2-ethanediol, 1,2-propanediol and 3a,4,7,7a-tetrahydro-4,7-methano-1H-indene | 339176 | 51813
2,5-Furandione, polymer with 2,2'-oxybis[ethanol] and 3a,4,7,7a-tetrahydro-4,7-methano-1H-indene | 339168 | 51814
2,5-Furandione, polymer with 1,2-ethanediol and 3a,4,7,7a-tetrahydro-4,7-methano-1H-indene | 339150 | 51815
1,3-Isobenzofurandione, polymer with 2-(hydroxymethyl)-2-methyl-1,3-propanediol, dodecanoate | 339143 | 51816
1,3-Benzenedicarboxylic acid, polymer with 1,3-dihydro-1,3-dioxo-5-isobenzofurancarboxylic acid and 2-ethyl-2-(hydroxymethyl)-1,3-propanediol, (9Z,12Z)-9,12-octadecadienoate | 339135 | 51817
2-Propenoic acid, 2-ethylhexyl ester, polymer with ethenylbenzene, formaldehyde and 2-propenamide | 339127 | 51818
Octane, 1,8-dibromo-1,1,2,2-tetrafluoro- | 339119 | 51819
Xanthylium, 9-(2-carboxyphenyl)-3,6-bis(diethylamino)-, acetate (1:1) | 339101 | 51820
1,4-Benzenediamine, N1,N1,N4-tris(1-methylpropyl)- | 339093 | 51821
1,6-Hexanediamine, N1-butylidene- | 339085 | 51822
Benzenesulfonic acid, 2,2'-(1,2-ethenediyl)bis[5-[2-[2,6-diamino-3-methyl-5-[2-(4-sulfophenyl)diazenyl]phenyl]diazenyl]-, lithium salt (1:4) | 339077 | 51823
Benzene, 1-(chloromethyl)-4-ethenyl-, polymer with 1,4-diethenylbenzene | 339069 | 51824
2-Propenoic acid, 2-methyl-, 2,2,3,4,4,4-hexafluorobutyl ester, homopolymer | 339051 | 51825
3-Thiazolidinepropanesulfonic acid, 2-[2-(3-ethyl-4-oxo-2-thioxo-5-thiazolidinylidene)ethylidene]-, compd. with N,N-diethylethanamine (1:1) | 339044 | 51826
Oxirane, 2-methyl-, polymer with oxirane, mono(2-ethylhexyl) ether | 339036 | 51827
Benzenemethanol, 4-amino-.alpha.-(4-amino-3,5-dimethylphenyl)-.alpha.-(2,6-dichlorophenyl)-3,5-dimethyl- | 339028 | 51828
2,5-Pyrrolidinedione, 1-[2-[[2-[[2-[[2-[2,5-dioxo-3-(tetraconten-1-yl)-1-pyrrolidinyl]ethyl]amino]ethyl]amino]ethyl]amino]ethyl]-3-(dotetraconten-1-yl)- | 339010 | 51829
1,3-Isobenzofurandione, polymer with 1,2-ethanediol and 2-ethyl-2-(hydroxymethyl)-1,3-propanediol, 2,6-dimethylphenyl ester | 339002 | 51830
1,3-Benzenedicarboxylic acid, polymer with 2,2-dimethyl-1,3-propanediol, 2-ethyl-2-(hydroxymethyl)-1,3-propanediol, 2-(hydroxymethyl)-2-methyl-1,3-propanediol and nonanedioic acid | 338996 | 51831
Octadecanoic acid, polymer with 2-(chloromethyl)oxirane, 1,3-dihydro-1,3-dioxo-5-isobenzofurancarboxylic acid and 4,4'-(1-methylethylidene)bis[phenol] | 338988 | 51832
2-Propenoic acid, polymer with ethenylbenzene, ethyl 2-propenoate, N-[(2-methylpropoxy)methyl]-2-propenamide and 2-propenenitrile | 338970 | 51833
Nonanedioic acid, polymer with 2-(chloromethyl)oxirane, 1,3-dihydro-1,3-dioxo-5-isobenzofurancarboxylic acid and 4,4'-(1-methylethylidene)bis[phenol] | 338962 | 51834
1,3-Benzenedicarboxylic acid, polymer with 2-ethyl-2-(hydroxymethyl)-1,3-propanediol, 2-(hydroxymethyl)-2-methyl-1,3-propanediol and nonanedioic acid | 338954 | 51835
1,3-Benzenedicarboxylic acid, polymer with 2-ethyl-2-(hydroxymethyl)-1,3-propanediol and 2-(hydroxymethyl)-2-methyl-1,3-propanediol | 338947 | 51836
1,3-Isobenzofurandione, polymer with 2-(chloromethyl)oxirane, 2-(hydroxymethyl)-2-methyl-1,3-propanediol and 4,4'-(1-methylethylidene)bis[phenol], dodecanoate | 338939 | 51837
2-Propenoic acid, 2-methylpropyl ester, polymer with ethenylbenzene, formaldehyde and 2-propenamide | 338921 | 51838
3(2H)-Isothiazolone, 4,5-dichloro-2-octyl- | 338897 | 51839
Propanenitrile, 3-(isodecyloxy)- | 338871 | 51840
2,5-Pyrrolidinedione, 1-[2-[[2-[[2-[[2-[2,5-dioxo-3-(tetraconten-1-yl)-1-pyrrolidinyl]ethyl]amino]ethyl]amino]ethyl]amino]ethyl]-3-(hexatriaconten-1-yl)- | 338863 | 51841
2,5-Furandione, dihydro-3-(tetraconten-1-yl)- | 338855 | 51842
2,5-Furandione, dihydro-3-(tetracosen-1-yl)- | 338830 | 51843
2,5-Pyrrolidinedione, 1,1'-[iminobis(2,1-ethanediylimino-2,1-ethanediyl)]bis[3-(eicosen-1-yl)- | 338814 | 51844
2,5-Pyrrolidinedione, 1,1'-[iminobis(2,1-ethanediylimino-2,1-ethanediyl)]bis[3-(dotetraconten-1-yl)- | 338798 | 51845
2,5-Pyrrolidinedione, 1,1'-[iminobis(2,1-ethanediylimino-2,1-ethanediyl)]bis[3-(tetraconten-1-yl)- | 338780 | 51846
2,5-Pyrrolidinedione, 1-[2-[[2-[[2-[[2-[2,5-dioxo-3-(tetratetraconten-1-yl)-1-pyrrolidinyl]ethyl]amino]ethyl]amino]ethyl]amino]ethyl]-3-(octatriaconten-1-yl)- | 338772 | 51847
2,5-Pyrrolidinedione, 1-[2-[[2-[[2-[[2-[3-(dotetraconten-1-yl)-2,5-dioxo-1-pyrrolidinyl]ethyl]amino]ethyl]amino]ethyl]amino]ethyl]-3-(octatriaconten-1-yl)- | 338764 | 51848
2,5-Pyrrolidinedione, 1-[2-[[2-[[2-[[2-[2,5-dioxo-3-(tetraconten-1-yl)-1-pyrrolidinyl]ethyl]amino]ethyl]amino]ethyl]amino]ethyl]-3-(octatriaconten-1-yl)- | 338756 | 51849
2,5-Pyrrolidinedione, 1,1'-[iminobis(2,1-ethanediylimino-2,1-ethanediyl)]bis[3-(octatriaconten-1-yl)- | 338749 | 51850
2,5-Pyrrolidinedione, 1-[2-[[2-[[2-[[2-[2,5-dioxo-3-(tetratetraconten-1-yl)-1-pyrrolidinyl]ethyl]amino]ethyl]amino]ethyl]amino]ethyl]-3-(hexatriaconten-1-yl)- | 338731 | 51851
2,5-Pyrrolidinedione, 1-[2-[[2-[[2-[[2-[3-(dotetraconten-1-yl)-2,5-dioxo-1-pyrrolidinyl]ethyl]amino]ethyl]amino]ethyl]amino]ethyl]-3-(hexatriaconten-1-yl)- | 338723 | 51852
Ethanesulfonamide, N-(2-aminoethyl)-2-[1-[difluoro[(1,2,2-trifluoroethenyl)oxy]methyl]-1,2,2,2-tetrafluoroethoxy]-1,1,2,2-tetrafluoro-, polymer with 1,1,2,2-tetrafluoroethene | 338715 | 51853
2-Propenoic acid, 2-methyl-, 2-(diethylamino)ethyl ester, polymer with hexadecyl 2-methyl-2-propenoate and octadecyl 2-methyl-2-propenoate | 338707 | 51854
Phosphoric acid, polymer with 4,4'-(1-methylethylidene)bis[phenol] and 2,2'-[(1-methylethylidene)bis(4,1-phenyleneoxymethylene)]bis[oxirane] | 338699 | 51855
Benzenesulfonic acid, 4-(ethylamino)-3-methyl- | 338681 | 51856
1,4-Benzenedisulfonic acid, 2-[2-[4-[2-(4-amino-1-naphthalenyl)diazenyl]-6-sulfo-1-naphthalenyl]diazenyl]-, sodium salt (1:3) | 338673 | 51857
9,10-Anthracenedione, 1,4-bis[(3-chlorophenyl)amino]- | 338657 | 51858
Benzenamine, 4,4'-(chlorophenylmethylene)bis[N,N-dimethyl-, sulfate (1:1) | 338632 | 51859
Ethanaminium, N,N,N-triethyl-2-(ethylphenylamino)-, chloride (1:1) | 338624 | 51860
Ethanaminium, N-(2-hydroxyethyl)-2-[(2-hydroxyethyl)(1-oxooctadecyl)amino]-N-[2-[(2-hydroxyethyl)[2-[(1-oxooctadecyl)oxy]ethyl]amino]ethyl]-N-methyl-, methyl sulfate (1:1) | 338616 | 51861
Ethanaminium, N-(2-hydroxyethyl)-N-[2-[(2-hydroxyethyl)[2-[(2-hydroxyethyl)[2-[(1-oxohexadecyl)oxy]ethyl]amino]ethyl]amino]ethyl]-2-[(2-hydroxyethyl)(1-oxohexadecyl)amino]-N-methyl-, methyl sulfate (1:1) | 338608 | 51862
Ethanaminium, 2-[[4-[2-(2-chloro-4-nitrophenyl)diazenyl]-3-methylphenyl]ethylamino]-N,N-diethyl-N-methyl-, chloride (1:1) | 338590 | 51863
Disulfide, 2,3-dimethylphenyl 2,5-dimethylphenyl | 338566 | 51864
Phenol, 2,2'-[1,2-cyclohexanediylbis(nitrilomethylidyne)]bis- | 338558 | 51865
2-Butenoic acid, 3-[[[(1,1-dimethylethyl)amino]carbonyl]amino]-, methyl ester | 338533 | 51866
7-Benzothiazolesulfonic acid, 2-[2-(2,3-dihydro-1,3-dioxo-1H-inden-2-yl)-6-quinolinyl]-6-methyl-, compd. with N-methylmethanamine (1:1) | 338525 | 51867
1,3-Naphthalenedisulfonic acid, 7-[2-[2-methyl-4-[2-[2-methyl-4-[(4-nitrobenzoyl)amino]phenyl]diazenyl]phenyl]diazenyl]-, sodium salt (1:2) | 338517 | 51868
1,3-Naphthalenedisulfonic acid, 7-hydroxy-8-[2-(4'-hydroxy-3,3'-dimethyl[1,1'-biphenyl]-4-yl)diazenyl]-, sodium salt (1:2) | 338509 | 51869
1,3-Naphthalenedisulfonic acid, 7-[2-[4-[2-(4-amino-2-methylphenyl)diazenyl]-2-methylphenyl]diazenyl]-, sodium salt (1:2) | 338491 | 51870
1,5-Naphthalenedisulfonic acid, 3-[2-[4-[2-(6-amino-1-hydroxy-3-sulfo-2-naphthalenyl)diazenyl]-5-methoxy-2-methylphenyl]diazenyl]-, sodium salt (1:3) | 338483 | 51871
3H-Indolium, 2-[2-[4-(diethylamino)phenyl]ethenyl]-1,3,3-trimethyl-, acetate (1:1) | 338475 | 51872
Benzenemethanol, 4-amino-.alpha.-(4-amino-3-methylphenyl)-.alpha.-(2-chlorophenyl)-3-methyl- | 338459 | 51873
Benzenemethanaminium, N-heptadecyl-N,N-bis(2-hydroxyethyl)-, chloride (1:1) | 338434 | 51874
Ethanol, 2-[(2,2,6,6-tetramethyl-4-piperidinyl)oxy]- | 338426 | 51875
Ethanol, 2-(diethylamino)-, sulfate (2:1) | 338418 | 51876
Piperazinium, 1,4-dimethyl-1,4-bis[2-[(1-oxohexadecyl)oxy]ethyl]-, methyl sulfate (1:2) | 338400 | 51877
Sulfuric acid, monooctadecyl ester, compd. with 2,2'-iminobis[ethanol] (1:1) | 338392 | 51878
2-Naphthalenecarboxamide, 4-[2-(5-chloro-2-methoxyphenyl)diazenyl]-N-(2,5-dimethoxyphenyl)-3-hydroxy- | 338384 | 51879
1-Naphthalenesulfonic acid, 5,6,7,8-tetrahydro-, sodium salt (1:1) | 338376 | 51880
Disulfide, bis(3,4-dimethylphenyl) | 338368 | 51881
1-Tetradecanol, 1-(hydrogen sulfate), compd. with 2-(diethylamino)ethanol (1:1) | 338350 | 51882
1-Hexadecanol, 1-(hydrogen sulfate), compd. with 2-(diethylamino)ethanol (1:1) | 338343 | 51883
Silanetriol, 1-[3-[(2-aminoethyl)amino]propyl]-, hydrochloride (1:1) | 338335 | 51884
1,2-Ethanediamine, N1-[3-(trimethoxysilyl)propyl]-, hydrochloride (1:1) | 338327 | 51885
Urea, polymer with 1,2-ethanediol and formaldehyde | 338319 | 51886
2-Propenoic acid, 2-methyl-, polymer with diethenylbenzene, ethenylbenzene, ethenylethylbenzene, methyl 2-methyl-2-propenoate and 2-propenenitrile | 338301 | 51887
Poly(oxy-1,2-ethanediyl), .alpha.-(phenylmethyl)-.omega.-(2-propen-1-yloxy)- | 338293 | 51888
Hexanedioic acid, polymer with 1,2-ethanediol and 1,3-isobenzofurandione, benzoate | 338285 | 51889
[1,1'-Biphenyl]-4,4'-diamine, 3,3',5,5'-tetramethyl-, hydrochloride (1:2) | 338277 | 51890
Benzothiazolium, 2-[[5,5-dimethyl-3-[[3-(3-sulfopropyl)-2(3H)-benzothiazolylidene]methyl]-2-cyclohexen-1-ylidene]methyl]-3-ethyl-, inner salt | 338269 | 51891
C.I. Solvent Blue 7, (9Z)-9-octadecenoate | 338251 | 51892
2-Propenoic acid, 2-methyl-, isodecyl ester, polymer with ethenylmethylbenzene and 2-methylpropyl 2-methyl-2-propenoate | 338244 | 51893
2-Propenoic acid, 2-ethylhexyl ester, polymer with diethenylbenzene and ethenylmethylbenzene | 338236 | 51894
Benzene, ethenylmethyl-, polymer with 1,3-butadiene and (1-methylethenyl)benzene | 338228 | 51895
Zinc(4+), bis[2-[2-[4-[(2-cyanoethyl)[2-(2,5-dioxo-1-pyrrolidinyl)ethyl]amino]-2-methylphenyl]ethenyl]-1,3,3-trimethyl-3H-indolium]-, sulfate (1:2) | 338210 | 51896
5-Octen-1-ol, (5Z)- | 338202 | 51897
1-Aziridinepropanoic acid, 2-methyl-, 1,1'-[2-ethyl-2-[[3-(2-methyl-1-aziridinyl)-1-oxopropoxy]methyl]-1,3-propanediyl] ester | 338194 | 51898
.beta.-Alanine, N-(2-hydroxyethyl)-N-[2-[(1-oxooctyl)amino]ethyl]- | 338186 | 51899
4,7-Methano-1H-indene, 3a,4,7,7a-tetrahydro-, polymer with 2-methyl-2-butene and 1,3-pentadiene | 338178 | 51900
1,4-Benzenedicarboxylic acid, polymer with 1,4-butanediol and 2,2'-[(1-methylethylidene)bis[(2,6-dibromo-4,1-phenylene)oxy]]bis[ethanol] | 338160 | 51901
1,3-Benzenedicarboxylic acid, polymer with 1,4-benzenedicarboxylic acid, 1,4-butanediol, 1,2-ethanediol and nonanedioic acid | 338152 | 51902
1,3-Benzenedicarboxylic acid, polymer with 1,4-benzenedicarboxylic acid, 2,2-dimethyl-1,3-propanediol, 1,2-ethanediol and nonanedioic acid | 338145 | 51903
1,2-Benzenedicarboxylic acid, polymer with 1,3-benzenedicarboxylic acid, 1,4-benzenedicarboxylic acid, 1,2-ethanediol and nonanedioic acid | 338137 | 51904
1,2-Benzenedicarboxylic acid, polymer with 1,4-benzenedicarboxylic acid, 1,2-ethanediol and nonanedioic acid | 338129 | 51905
Propanoic acid, 3-(dodecylthio)-, 1,1'-[oxybis(2,1-ethanediyloxy-2,1-ethanediyl)] ester | 338111 | 51906
Benzenecarbothioic acid, 4-(2-methylbutoxy)-, S-(4-cyanophenyl) ester | 338095 | 51907
Butanoic acid, 4-amino-4-oxo-2-sulfo-, sodium salt (1:2) | 338079 | 51908
Ethanesulfonic acid, 2-[bis(2-cyanoethyl)phosphino]-, sodium salt (1:1) | 338061 | 51909
1,3-Benzenedicarboxylic acid, polymer with 4,4'-(1,2-ethanediyl)bis[phenol] | 338053 | 51910
2-Naphthalenesulfonic acid, 7-[[4-chloro-6-[(3-sulfophenyl)amino]-1,3,5-triazin-2-yl]amino]-4-hydroxy-3-[2-(4-methoxy-2-sulfophenyl)diazenyl]-, sodium salt (1:3) | 338046 | 51911
Oxirane, 2-methyl-, polymer with oxirane, mono[2-[(1-oxooctyl)amino]methylethyl] ether | 338020 | 51912
Oxirane, 2-methyl-, polymer with oxirane, mono[2-[(1-oxohexyl)amino]methylethyl] ether | 338012 | 51913
Oxirane, 2-methyl-, polymer with oxirane, mono[2-[(1-oxododecyl)amino]methylethyl] ether | 338004 | 51914
Oxirane, 2-methyl-, polymer with oxirane, mono[2-[(1-oxodecyl)amino]methylethyl] ether | 337998 | 51915
1-Naphthalenesulfonic acid, 3-diazo-3,4-dihydro-4-oxo-, sodium salt (1:1) | 337980 | 51916
Piperidine, 4,4'-(1,3-propanediyl)bis[1-methyl- | 337972 | 51917
Benzoic acid, 2-[4-(1,1-dimethylpropyl)benzoyl]- | 337956 | 51918
Rhodate(3-), hexakis(nitrito-.kappa.N)-, ammonium sodium (1:2:1), (OC-6-11)- | 337949 | 51919
2,5-Furandione, dihydro-3-(tetrapropenyl)-, polymer with aziridine | 337931 | 51920
Titanate(2-), bis(didodecyl phosphito-.kappa.O'')tetrakis(2-propanolato)-, hydrogen (1:2) | 337923 | 51921
Titanate(2-), tetrakis[2,2-bis[(2-propenyloxy)methyl]-1-butanolato-.kappa.O]bis(ditridecyl phosphito-.kappa.O'')-, hydrogen (1:2) | 337915 | 51922
1-Propene, 1,1,2,3,3,3-hexafluoro-, polymer with 1-chloro-1,2,2-trifluoroethene and 1,1,2,2-tetrafluoroethene | 337907 | 51923
Ferrate(2-), difluoro[phosphato(3-)-.kappa.O]-, sodium hydrogen (1:1:1) | 337899 | 51924
Aluminate(2-), difluoro[phosphato(3-)-.kappa.O]-, sodium hydrogen (1:1:1) | 337881 | 51925
Poly(oxy-1,2-ethanediyl), .alpha.,.alpha.'-[2-ethyl-2-[[(1-oxohexadecyl)oxy]methyl]-1,3-propanediyl]bis[.omega.-hydroxy- | 337865 | 51926
Poly(oxy-1,2-ethanediyl), .alpha.,.alpha.'-[2-ethyl-2-[[(1-oxooctadecyl)oxy]methyl]-1,3-propanediyl]bis[.omega.-hydroxy- | 337857 | 51927
Poly(oxy-1,2-ethanediyl), .alpha.,.alpha.'-[2-ethyl-2-[[[(9Z)-1-oxo-9-octadecen-1-yl]oxy]methyl]-1,3-propanediyl]bis[.omega.-hydroxy- | 337840 | 51928
Poly(oxy-1,2-ethanediyl), .alpha.,.alpha.'-[2-ethyl-2-[[[(9Z,12Z)-1-oxo-9,12-octadecadien-1-yl]oxy]methyl]-1,3-propanediyl]bis[.omega.-hydroxy- | 337832 | 51929
Phenol, 2,6-bis[(2-hydroxy-3,5-dinonylphenyl)methyl]-4-nonyl- | 337824 | 51930
Dodecanoic acid, 2-sulfo-, 1-methyl ester | 337808 | 51931
9,12-Octadecadienoic acid (9Z,12Z)-, 2,2-bis(hydroxymethyl)butyl ester | 337790 | 51932
1-Octacosanol, 1,1',1''-phosphate | 337774 | 51933
1-Tetracosanol, 1-(dihydrogen phosphate) | 337766 | 51934
1-Hexacosanol, 1-(dihydrogen phosphate) | 337758 | 51935
1-Octacosanol, 1-(dihydrogen phosphate) | 337741 | 51936
1-Tetracosanol, 1,1'-(hydrogen phosphate) | 337733 | 51937
1-Octacosanol, 1,1'-(hydrogen phosphate) | 337725 | 51938
1-Hexacosanol, 1,1'-(hydrogen phosphate) | 337717 | 51939
1-Eicosanol, 1,1',1''-phosphate | 337709 | 51940
1-Docosanol, 1,1',1''-phosphate | 337691 | 51941
1-Tetracosanol, 1,1',1''-phosphate | 337683 | 51942
1-Hexacosanol, 1,1',1''-phosphate | 337675 | 51943
Phosphoric acid, magnesium sodium salt (2:1:3) | 337667 | 51944
3H-Indolium, 2-[[2-(4-ethoxyphenyl)-2-methylhydrazinylidene]methyl]-1,3,3-trimethyl-, methyl sulfate (1:1) | 337659 | 51945
Benzothiazolium, 2-[2-[4-(dimethylamino)phenyl]diazenyl]-4,5,6,7-tetrahydro-3,5,5-trimethyl-7-oxo-, (T-4)-tetrachlorozincate(2-) (2:1) | 337642 | 51946
Benzenamine, 2,5-dimethoxy-4-[2-(4-methylphenyl)diazenyl]- | 337634 | 51947
Poly(oxy-1,2-ethanediyl), .alpha.-[(1,1-dimethylpropyl)phenyl]-.omega.-hydroxy- | 337626 | 51948
Butanedioic acid, 2-(dodecen-1-yl)-, monomethyl ester | 337618 | 51949
Benzene, 2-(chloromethyl)-1-(1-methylethyl)-4-nitro- | 337600 | 51950
Benzene, 1-ethyl-2-(methoxymethyl)-4-nitro- | 337592 | 51951
Hexanedioic acid, 1-[2-[2-(2-hydroxyethoxy)ethoxy]ethyl] ester | 337584 | 51952
2-Propenoic acid, 2-methyl-, (1R,2R,4R)-1,7,7-trimethylbicyclo[2.2.1]hept-2-yl ester, rel-, homopolymer | 337576 | 51953
Ethanol, 2,2',2''-nitrilotris-, homopolymer | 337568 | 51954
Phosphoric acid, monobutyl ester, sodium salt (1:2) | 337550 | 51955
2-Propenoic acid, 2-methyl-, polymer with ethenylbenzene, ethyl 2-propenoate and N-[(2-methylpropoxy)methyl]-2-propenamide | 337543 | 51956
Poly(oxy-1,2-ethanediyl), .alpha.-[2-(docosylamino)ethyl]-.omega.-hydroxy- | 337535 | 51957
Formaldehyde, polymer with dimethylphenol, methylphenol and phenol | 337527 | 51958
Hexanedioic acid, polymer with oxybis[propanol] | 337519 | 51959
Butanedioic acid, 2-(dodecen-1-yl)-, mono(1-carboxyethyl) ester | 337501 | 51960
9,10-Anthracenedione, 2-acetyl-1-amino-4-[[4-[(1-methylethyl)amino]-6-phenyl-1,3,5-triazin-2-yl]amino]- | 337493 | 51961
Pyridinium, 1-[2-[[4-[2-(2,6-dichloro-4-nitrophenyl)diazenyl]phenyl]ethylamino]ethyl]-, sulfate (1:1) | 337477 | 51962
Benzoic acid, 2-hydroxy-, 2-(1-oxo-3-phenyl-2-propen-1-yl)hydrazide | 337469 | 51963
Ethanol, 2,2'-oxybis-, polymer with .alpha.-hydro-.omega.-hydroxypoly(oxy-1,4-butanediyl) and 1,1'-methylenebis[4-isocyanatobenzene] | 337451 | 51964
9H-Carbazole, 3-[2-(2-chloro-4-nitrophenyl)diazenyl]- | 337444 | 51965
Benzenediazonium, 2,5-dimethoxy-4-[2-(4-nitrophenyl)diazenyl]-, (T-4)-tetrachlorozincate(2-) (2:1) | 337436 | 51966
Methanaminium, N-[4-[bis[4-(dimethylamino)phenyl]methylene]-2,5-cyclohexadien-1-ylidene]-N-methyl-, molybdatephosphate (1:?) | 337410 | 51967
Benzenamine, 2,6-dichloro-3-methyl- | 337402 | 51968
Phenol, 2-(2-methyl-1-propen-1-yl)-6-nitro- | 337386 | 51969
Lithium magnesium sodium fluoride silicate | 337378 | 51970
9,12-Octadecadienoic acid (9Z,12Z)-, homopolymer, isodecyl ester | 337360 | 51971
2-Propen-1-ol, 2-methyl-, 1,1'-carbonate | 337352 | 51972
Phenol, 4-(1-methylethenyl)-, dimer | 337345 | 51973
2,5-Furandione, 3-(dotetraconten-1-yl)dihydro- | 337329 | 51974
2,5-Pyrrolidinedione, 1,1'-[iminobis(2,1-ethanediylimino-2,1-ethanediyl)]bis[3-(hexatriaconten-1-yl)- | 337303 | 51975
2,5-Pyrrolidinedione, 1-[2-[[2-[[2-[[2-[3-(hexatriaconten-1-yl)-2,5-dioxo-1-pyrrolidinyl]ethyl]amino]ethyl]amino]ethyl]amino]ethyl]-3-(octatriaconten-1-yl)- | 337295 | 51976
2,5-Pyrrolidinedione, 1,1'-[iminobis(2,1-ethanediylimino-2,1-ethanediyl)]bis[3-(octadecen-1-yl)- | 337287 | 51977
2,5-Pyrrolidinedione, 1-[2-[[2-[[2-[[2-[3-(docosen-1-yl)-2,5-dioxo-1-pyrrolidinyl]ethyl]amino]ethyl]amino]ethyl]amino]ethyl]-3-(octadecen-1-yl)- | 337261 | 51978
Benzenetrimethanol, ar-(2-propen-1-yloxy)- | 337238 | 51979
Phenol, dipentyl-, 1-(dihydrogen phosphate) | 337220 | 51980
Phenol, (1,1,3,3-tetramethylbutyl)-, 1-(dihydrogen phosphate), compd. with N-ethylethanamine (1:2) | 337204 | 51981
Phenol, (1,1,3,3-tetramethylbutyl)-, 1,1'-(hydrogen phosphate), compd. with N-ethylethanamine (1:1) | 337196 | 51982
Butanedioic acid, 2-sulfo-, ammonium salt (1:1) | 337188 | 51983
Silanamine, 1-methoxy- | 337170 | 51984
9-Octadecen-1-ol, 1,1'-(hydrogen phosphate) | 337154 | 51985
Ethanol, 2-(hexyloxy)-, 1,1'-(hydrogen phosphate), compd. with N-ethylethanamine (1:1) | 337139 | 51986
Ethanol, 2-butoxy-, 1,1'-(hydrogen phosphate), compd. with N-ethylethanamine (1:1) | 337113 | 51987
1H-Imidazole-4-carboxylic acid, 2,3-dihydro-3-methyl-2-thioxo- | 337105 | 51988
1,4-Benzenedicarboxylic acid, 1-methyl ester, 4-[2-(1-oxo-3-phenyl-2-propen-1-yl)hydrazide] | 337089 | 51989
Phenol, 4-[1-methyl-1-[4-[(9-phenoxy-2,4,8,10-tetraoxa-3,9-diphosphaspiro[5.5]undec-3-yl)oxy]phenyl]ethyl]- | 337063 | 51990
Glycine, N,N-bis[2-oxo-2-[(2,2,6,6-tetramethyl-4-piperidinyl)oxy]ethyl]-, 2,2,6,6-tetramethyl-4-piperidinyl ester | 337048 | 51991
Decanoic acid, compd. with 1-amino-2-propanol (1:1) | 337030 | 51992
4,7-Methano-1H-inden-5-ol, octahydro-, 5-acetate | 337014 | 51993
Chromate(3-), bis[2-[2-[4,5-dihydro-3-methyl-5-oxo-1-(4-sulfophenyl)-1H-pyrazol-4-yl]diazenyl]benzoato(3-)]-, hydrogen, compd. with N-cyclohexylcyclohexanamine (1:3:2) | 337006 | 51994
Copper, [N,N',N'',N'''-tetrabutyl-29H,31H-phthalocyanine-C,C,C,C-tetrasulfonamidato(2-)-.kappa.N29,.kappa.N30,.kappa.N31,.kappa.N32]- | 336990 | 51995
1-Heptadecanaminium, N,N,N-trimethyl-, methyl sulfate (1:1) | 336982 | 51996
4H-Pyran, 2,6-bis(1,1-dimethylethyl)-4-methyl- | 336974 | 51997
Phenol, 2,2'-[[(2-chlorophenyl)methylene]bis[(2,5-dimethyl-4,1-phenylene)-2,1-diazenediyl]]bis[4-methyl- | 336966 | 51998
1,3-Naphthalenedisulfonic acid, 6,6'-[1,2-ethenediylbis[(3-sulfo-4,1-phenylene)-2,1-diazenediyl]]bis[4-amino-5-hydroxy- | 336958 | 51999
Pyridine, 2-ethenyl-, polymer with diethenylbenzene and ethenylethylbenzene | 336941 | 52000
Naphthalenesulfonic acid, sodium salt (1:1), polymer with formaldehyde and 4,4'-sulfonylbis[phenol] | 336933 | 52001
Oxirane, 2-methyl-, polymer with oxirane, mono[4-(1-methylethyl)phenyl] ether | 336925 | 52002
Oxirane, 2-methyl-, polymer with oxirane, mono-2-naphthalenyl ether | 336917 | 52003
Cuprate(1-), [C-(aminosulfonyl)-29H,31H-phthalocyanine-C-sulfonato(3-)-.kappa.N29,.kappa.N30,.kappa.N31,.kappa.N32]-, sodium (1:1) | 336909 | 52004
5-Isobenzofurancarboxylic acid, 1,3-dihydro-1,3-dioxo-, polymer with 1,2-propanediol | 336891 | 52005
Propanedioic acid, 2,2-bis[[3,5-bis(1,1-dimethylethyl)-4-hydroxyphenyl]methyl]-, 1,3-bis[2,2,6,6-tetramethyl-1-(1-oxo-2-propen-1-yl)-4-piperidinyl] ester | 336883 | 52006
Carob gum, 2-hydroxyethyl ether | 336875 | 52007
Silicic acid, aluminum silver salt | 336867 | 52008
Ethane, chlorotetrafluoro- | 336859 | 52009
Benzene, 1,2,3,4,5-pentabromo-6-(tetrabromophenoxy)- | 336842 | 52010
2-Propenoic acid, 2-methyl-, 1,1'-(1-methyl-1,3-propanediyl) ester, polymer with diethenylbenzene and ethenylethylbenzene | 336834 | 52011
Pyridine, 5-ethenyl-2-methyl-, polymer with diethenylbenzene, ethenylethylbenzene and 2-ethenylpyridine | 336826 | 52012
2-Propenoic acid, 2-methyl-, polymer with diethenylbenzene, ethenylbenzene, ethenylethylbenzene, ethyl 2-propenoate, methyl 2-methyl-2-propenoate and 2-propenenitrile | 336818 | 52013
Chromate(1-), bis[5-(aminosulfonyl)-2-[2-[1-(3-chlorophenyl)-4,5-dihydro-3-methyl-5-(oxo-.kappa.O)-1H-pyrazol-4-yl]diazenyl-.kappa.N1]benzoato(2-)-.kappa.O]-, hydrogen (1:1) | 336800 | 52014
Benzothiazolium, 5-chloro-3-ethyl-2-[2-[[5-methoxy-3-(4-sulfobutyl)-2(3H)-benzoselenazolylidene]methyl]-1-buten-1-yl]-, inner salt | 336792 | 52015
Acetamide, N-[3,6-bis[(ethylamino)sulfonyl]-8-hydroxy-1-naphthalenyl]- | 336784 | 52016
Hexanedioic acid, 1,6-bis(3-cyclohexen-1-ylmethyl) ester | 336776 | 52017
Poly(oxy-1,2-ethanediyl), .alpha.-[2-[methyl(methylphenyl)amino]ethyl]-.omega.-hydroxy- | 336768 | 52018
2-Propenoic acid, 2-aminoethyl ester, nitrate (1:1), polymer with 2-hydroxypropyl 2-propenoate | 336750 | 52019
1,4-Benzenedicarboxylic acid, 1,4-dimethyl ester, polymer with 1,4-butanediol and (9Z,12Z)-9,12-octadecadienoic acid dimer | 336743 | 52020
2-Propenoic acid, 2-hydroxyethyl ester, polymer with 1,4-butanediol and 5-isocyanato-1-(isocyanatomethyl)-1,3,3-trimethylcyclohexane | 336735 | 52021
Poly(oxy-1,2-ethanediyl), .alpha.,.alpha.'-phosphinicobis[.omega.-(decyloxy)-, potassium salt (1:1) | 336727 | 52022
Poly(oxy-1,2-ethanediyl), .alpha.-phosphono-.omega.-(decyloxy)-, potassium salt (1:2) | 336719 | 52023
Benzothiazolium, 3-(2-carboxyethyl)-6-methoxy-2,5-dimethyl-, iodide (1:1) | 336701 | 52024
Benzothiazolium, 3-(2-carboxyethyl)-2-[2-[(5-chloro-3-ethyl-2(3H)-benzothiazolylidene)methyl]-1-buten-1-yl]-6-methoxy-5-methyl-, iodide (1:1) | 336685 | 52025
2,7-Naphthalenedisulfonyl dichloride, 4-(acetylamino)-5-(acetyloxy)- | 336677 | 52026
Benzoxazolium, 3-ethyl-2-methyl-5-phenyl-, ethyl sulfate (1:1) | 336644 | 52027
Quinolinium, 1-ethyl-2-[(3-ethyl-2(3H)-benzoselenazolylidene)methyl]-6-methyl-, iodide (1:1) | 336636 | 52028
Thiazolium, 3-ethyl-4,5-dihydro-5-(3-methyl-2-thiazolidinylidene)-2-(methylthio)-4-oxo-, 4-methylbenzenesulfonate (1:1) | 336628 | 52029
Benzenamine, 2,2'-diselenobis- | 336602 | 52030
Thiazolium, 3-ethyl-4,5-dihydro-2-[2-(phenylamino)ethenyl]-, iodide (1:1) | 336586 | 52031
[1,2,4]Triazolo[1,5-a]pyrimidin-7(1H)-one, 2-(hydroxymethyl)-5-methyl- | 336560 | 52032
1H-Naphtho[1,2-d]triazole-6-sulfonic acid | 336552 | 52033
4,6(1H,5H)-Pyrimidinedione, 5-[5-(hexahydro-4,6-dioxo-2-thioxo-5-pyrimidinyl)-2,4-pentadien-1-ylidene]dihydro-2-thioxo-, sodium salt (1:1) | 336537 | 52034
Benzenesulfonic acid, 4-[4,5-dihydro-4-[3-[5-hydroxy-3-methyl-1-(4-sulfophenyl)-1H-pyrazol-4-yl]-2-propen-1-ylidene]-3-methyl-5-oxo-1H-pyrazol-1-yl]-, sodium salt (1:2) | 336529 | 52035
Quinolinium, 2-[[3-(carboxymethyl)-5-chloro-2(3H)-benzothiazolylidene]methyl]-1-ethyl-6-methoxy-, inner salt | 336503 | 52036
Benzoxazolium, 3-ethyl-2-[2-(phenylamino)ethenyl]-, iodide (1:1) | 336487 | 52037
1-Aziridinepropanoic acid, .alpha.-methyl-, 1,1'-[2-[[3-(1-aziridinyl)-2-methyl-1-oxopropoxy]methyl]-2-ethyl-1,3-propanediyl] ester | 336461 | 52038
2-Propen-1-aminium, N-(3-aminopropyl)-N,N-dimethyl-, chloride (1:1), polymer with 2-(chloromethyl)oxirane | 336453 | 52039
1-Propanaminium, 3-amino-N,N,N-trimethyl-, chloride (1:1), polymer with 2-(chloromethyl)oxirane | 336446 | 52040
Thioperoxydicarbonic diamide ([(H2N)C(S)]2S2), N,N,N',N'-tetraethyl-, polymer with formaldehyde and 1,2-oxathiolane 2,2-dioxide | 336438 | 52041
2-Propenoic acid, 2-methyl-, polymer with butyl 2-propenoate, ethenyl acetate, ethenylbenzene, ethyl 2-propenoate, methyl 2-methyl-2-propenoate and 2-propenenitrile | 336420 | 52042
Carbonic acid, compd. with 2-(1-methyl-2-propen-1-ylidene)hydrazinecarboximidamide (1:1), polymer with 3-buten-2-one | 336412 | 52043
2-Propenoic acid, polymer with ethenyl acetate and ethenylbenzene | 336404 | 52044
Pyridinium, 3-carboxy-1-(formylhydroxymethylphenyl)-, chloride (1:1) | 336396 | 52045
Propanoic acid, 3-[1-[difluoro[(1,2,2-trifluoroethenyl)oxy]methyl]-1,2,2,2-tetrafluoroethoxy]-2,2,3,3-tetrafluoro-, methyl ester, polymer with 1,1,2,2-tetrafluoroethene | 336388 | 52046
Titanium, [2-(hydroxy-.kappa.O)acetato(2-)-.kappa.O]bis[2-(hydroxy-.kappa.O)benzaldehydato-.kappa.O]- | 336362 | 52047
Titanium, bis[2-(amino-.kappa.N)benzoato-.kappa.O][1,2-ethanediolato(2-)-.kappa.O1,.kappa.O2]- | 336354 | 52048
Benzenamine, N-[[2-chloro-3-[(phenylamino)methylene]-1-cyclopenten-1-yl]methylene]-, hydrochloride (1:1) | 336347 | 52049
Propanedioic acid, 2-[[3,5-bis(1,1-dimethylethyl)-4-hydroxyphenyl]methyl]-2-butyl-, 1,3-bis(1,2,2,6,6-pentamethyl-4-piperidinyl) ester | 336339 | 52050
2(3H)-Furanone, dihydro-, polymer with N1-(2-aminoethyl)-1,2-ethanediamine | 336305 | 52051
2-Propenoic acid, polymer with 2-methyl-2-propenamide, 2-propenamide and sodium 2-propenoate (1:1) | 336297 | 52052
2-Propenoic acid, polymer with ethyl 2-propenoate, 2-propenamide, 2-propenenitrile and sodium 2-propenoate (1:1) | 336289 | 52053
2-Propenoic acid, 2-methyl-, methyl ester, polymer with ethyl 2-propenoate and 4-hydroxybutyl 2-propenoate | 336271 | 52054
Poly(oxy-1,2-ethanediyl), .alpha.-[2-(diethylamino)ethyl]-.omega.-hydroxy- | 336263 | 52055
Sulfuric acid, monomethyl ester, compd. with .alpha.-[2-[methyl-(9Z)-9-octadecen-1-ylamino]ethyl]-.omega.-hydroxypoly(oxy-1,2-ethanediyl) (1:1) | 336255 | 52056
Octadecanoic acid, 2-[(2-hydroxyethyl)amino]ethyl ester | 336248 | 52057
4,8,11,15-Tetraazaoctadecane-1,18-diamine | 336222 | 52058
1,3-Propanediamine, N1-(3-aminopropyl)-N3-[2-[(3-aminopropyl)amino]ethyl]- | 336214 | 52059
Octadecanoic acid, 2-[(2-hydroxyethyl)methylamino]ethyl ester, methyl sulfate (1:1) | 336206 | 52060
2-Propenoic acid, 2-methyl-, methyl ester, polymer with octadecyl 2-methyl-2-propenoate and 2-oxiranylmethyl 2-methyl-2-propenoate | 336198 | 52061
Oxirane, 2,2'-[(1-methylethylidene)bis[4,1-phenyleneoxy(1-methyl-2,1-ethanediyl)oxymethylene]]bis- | 336180 | 52062
2,4-Hexadienoic acid, (2E,4E)-, compd. with 2,3,4,6,7,8,9,10-octahydropyrimido[1,2-a]azepine (1:1) | 336172 | 52063
Benz[cd]indolium, 1-ethyl-2-[1,2,3,4-tetrahydro-1-(2-hydroxyethyl)-2,2,4-trimethyl-6-quinolinyl]-, chloride (1:1) | 336164 | 52064
1,3,6-Naphthalenetrisulfonic acid, 7-[2-[2-[(aminocarbonyl)amino]-4-[[4-fluoro-6-[(2-methylphenyl)amino]-1,3,5-triazin-2-yl]amino]phenyl]diazenyl]-, sodium salt (1:3) | 336156 | 52065
Benzoxazolium, 6-chloro-3-methyl-2-[2-(phenylamino)ethenyl]-, iodide (1:1) | 336149 | 52066
Benzoxazolium, 6-chloro-2,3-dimethyl-, iodide (1:1) | 336131 | 52067
Benzoxazole, 6-chloro-2-methyl- | 336123 | 52068
Benzoselenazolium, 3-ethyl-5-methoxy-2-[2-(methylthio)-1-buten-1-yl]-, iodide (1:1) | 336115 | 52069
Benzothiazolium, 3-ethyl-2-[2-[(3-ethyl-5-methoxy-2(3H)-benzoselenazolylidene)methyl]-1-buten-1-yl]-6-methyl-, iodide (1:1) | 336107 | 52070
Benzenamine, 2,2'-diselenobis[5-methoxy- | 336099 | 52071
Selenocyanic acid, 4-methoxy-2-nitrophenyl ester | 336081 | 52072
Quinolinium, 1-ethyl-2-(ethylthio)-6-methoxy-, iodide (1:1) | 336073 | 52073
2(1H)-Quinolinone, 1-ethyl-6-methoxy- | 336065 | 52074
Benzothiazolium, 3-(carboxymethyl)-5-chloro-2-methyl-, bromide (1:1) | 336057 | 52075
Quinolinium, 6-methoxy-1-(phenylmethyl)-, bromide (1:1) | 336040 | 52076
2(1H)-Quinolinone, 6-methoxy-1-(phenylmethyl)- | 336032 | 52077
Quinolinium, 6-methoxy-1-(phenylmethyl)-2-[[3-(3-sulfopropyl)-2(3H)-benzoselenazolylidene]methyl]-, inner salt | 336016 | 52078
1H-Imidazo[4,5-b]quinoxalinium, 6-chloro-2-[2-(1-ethyl-2,3-dihydro-5-methyl-3-oxo-2-phenyl-1H-pyrazol-4-yl)ethenyl]-1,3-diphenyl-, perchlorate (1:1) | 336008 | 52079
1H-Benzimidazolium, 6-chloro-1-ethyl-2-methyl-3-(4-sulfobutyl)-5-(trifluoromethyl)-, inner salt | 335992 | 52080
Benzothiazolium, 3-ethyl-6-methoxy-5-methyl-2-[2-(methylthio)-1-buten-1-yl]-, iodide (1:1) | 335976 | 52081
Benzothiazolium, 3-(2-hydroxyethyl)-6-methoxy-2,5-dimethyl-, bromide (1:1) | 335950 | 52082
Benzothiazolium, 2-[2-[(3-ethyl-5-methoxy-2(3H)-benzoselenazolylidene)methyl]-1-buten-1-yl]-6-methoxy-5-methyl-3-(3-sulfopropyl)-, inner salt | 335943 | 52083
Ethanethioamide, N-(4-methoxy-3-methylphenyl)- | 335927 | 52084
Benzothiazolium, 3-(2-carboxyethyl)-2-[2-[(3-ethyl-6-methoxy-5-methyl-2(3H)-benzothiazolylidene)methyl]-1-buten-1-yl]-6-methoxy-5-methyl-, iodide (1:1) | 335919 | 52085
Naphtho[1,2-d]thiazolium, 1-methyl-2-[2-(methylthio)-1-buten-1-yl]-, iodide (1:1) | 335893 | 52086
3-Thiazolidineacetic acid, 4-oxo-5-[2-[3-(phenylmethyl)-2(3H)-benzoxazolylidene]ethylidene]-2-thioxo- | 335877 | 52087
Thiazolium, 3-(carboxymethyl)-2-(ethylthio)-4,5-dihydro-4-oxo-5-[2-[3-(phenylmethyl)-2(3H)-benzoxazolylidene]ethylidene]-, ethyl sulfate (1:1) | 335869 | 52088
1H-Benzimidazolium, 1,2-dimethyl-3-(3-sulfopropyl)-5-(trifluoromethyl)-, inner salt | 335844 | 52089
Naphtho[1,2-d]thiazolium, 2-[3-(3-ethyl-6-methoxy-5-methyl-2(3H)-benzothiazolylidene)-2-(2-thienyl)-1-propen-1-yl]-1-methyl-, iodide (1:1) | 335828 | 52090
Benzothiazolium, 3-(2-hydroxyethyl)-6-methoxy-2-methyl-, bromide (1:1) | 335802 | 52091
Benzoselenazolium, 2-methyl-3-(4-sulfobutyl)-, inner salt | 335794 | 52092
Ethanone, 2-(1-methylnaphtho[1,2-d]thiazol-2(1H)-ylidene)-1-(2-thienyl)- | 335778 | 52093
Benzoselenazolium, 5-methoxy-2-methyl-3-(4-sulfobutyl)-, inner salt | 335752 | 52094
Quinolinium, 6-methoxy-1-(phenylmethyl)-2-[[3-(4-sulfobutyl)-2(3H)-benzoselenazolylidene]methyl]-, inner salt | 335745 | 52095
1H-Benzimidazolium, 1,2-dimethyl-3-(4-sulfobutyl)-5-(trifluoromethyl)-, inner salt | 335729 | 52096
Benzothiazolium, 2-methyl-3-(4-sulfobutyl)-5-(trifluoromethyl)-, inner salt | 335711 | 52097
Benzothiazolium, 6-methoxy-2,5-dimethyl-3-(4-sulfobutyl)-, chloride, sodium salt (1:1:1) | 335695 | 52098
Benzothiazolium, 6-methoxy-2,5-dimethyl-3-(4-sulfobutyl)-, inner salt | 335687 | 52099
Benzothiazolium, 2-[2-[(3-ethyl-5-methoxy-2(3H)-benzoselenazolylidene)methyl]-1-buten-1-yl]-6-methoxy-5-methyl-3-(4-sulfobutyl)-, inner salt | 335679 | 52100
4,6(1H,5H)-Pyrimidinedione, 5-[5-(hexahydro-4,6-dioxo-2-thioxo-5-pyrimidinyl)-2,4-pentadien-1-ylidene]dihydro-2-thioxo- | 335661 | 52101
Benzenamine, 2-(2-methoxyethoxy)-5-nitro- | 335653 | 52102
Benzenamine, 2-(2-methoxyethoxy)-4-nitro- | 335646 | 52103
Cyclopentanone, 2-(4-methylpentyl)- | 335638 | 52104
Sepiolite (Mg4(OH)2(Si2O5)3.6H2O) | 335620 | 52105
[1,1'-Biphenyl]-4-carbonitrile, 4'-[(2S)-2-methylbutyl]- | 335612 | 52106
Starch, acetate hexanedioate | 335604 | 52107
Poly[oxy(methyl-1,2-ethanediyl)], .alpha.-tetradecyl-.omega.-hydroxy- | 335596 | 52108
2-Propenoic acid, polymer with isooctyl 2-propenoate and 2-propenenitrile | 335588 | 52109
2-Propenoic acid, polymer with butyl 2-propenoate and isooctyl 2-propenoate | 335570 | 52110
2-Propenenitrile, polymer with 2-methyloxirane polymer with oxirane ether with 1,2,3-propanetriol (3:1) | 335562 | 52111
Pyridine, 1-butyl-3,5-diethyl-1,2-dihydro-2-propyl- | 335554 | 52112
Propanoic acid, sodium salt (2:1) | 335547 | 52113
Propanoic acid, ammonium salt (2:1) | 335539 | 52114
Aluminum barium magnesium oxide | 335521 | 52115
Cyclohexanemethanol, 4-(1,1-dimethylethyl)-.alpha.-methyl- | 335513 | 52116
Cyclohexanemethanol, .alpha.-methyl-4-(1-methylethyl)- | 335505 | 52117
Pyridine, 5-ethenyl-2-methyl-, polymer with diethenylbenzene and ethenylethylbenzene, compd. with chloromethane | 335497 | 52118
Butanedioic acid, 2-methylene-, polymer with butyl hydrogen 2-methylenebutanedioate, ethyl 2-propenoate, methyl 2-methyl-2-propenoate and 2-methyl-2-propenoic acid | 335489 | 52119
2-Propenoic acid, 2-methyl-, 2-sulfoethyl ester, polymer with 1,1-dichloroethene, 2-hydroxyethyl 2-propenoate and methyl 2-propenoate | 335471 | 52120
2,5-Furandione, polymer with 1,4-bis(ethenyloxy)butane and methoxyethene | 335463 | 52121
2-Octanone, 3-methylene- | 335455 | 52122
Eicosane, 2-chloro- | 335448 | 52123
Benzaldehyde, 2-hydroxy-5-nonyl- | 335430 | 52124
Oxirane, 2-methyl-, polymer with oxirane, monododecyl ether, phosphate | 335422 | 52125
2-Propenoic acid, telomer with 1-dodecanethiol and 2-propenenitrile | 335414 | 52126
Propanoic acid, 3-[(2-chloro-5-nitrophenyl)imino]-3-[2-(2,4,6-trichlorophenyl)hydrazinyl]-, ethyl ester | 335406 | 52127
2-Propenoic acid, 2-methyl-, polymer with butyl 2-propenoate, methyl 2-methyl-2-propenoate, methyl 2-propenoate and 2-sulfoethyl 2-methyl-2-propenoate | 335398 | 52128
Butanedioic acid, 2-methylene-, polymer with ethyl 2-propenoate, methyl 2-methyl-2-propenoate, methyl 2-propenoate and 2-methyl-2-propenoic acid | 335380 | 52129
2-Butenedioic acid (2E)-, polymer with butyl 2-propenoate and methyl 2-propenoate | 335372 | 52130
2-Propenoic acid, 2-methyl-, 1,1'-(1,4-butanediyl) ester, polymer with 1,1-dichloroethene, methyl 2-propenoate and 2-propenoic acid | 335364 | 52131
2-Propenoic acid, 2-methyl-, methyl ester, polymer with ethyl 2-propenoate, 2-hydroxyethyl 2-propenoate, N-(hydroxymethyl)-2-propenamide, 2-propenenitrile and 1,3,5-tri-2-propen-1-yl-1,3,5-triazine-2,4,6(1H,3H,5H)-trione | 335356 | 52132
2-Propenoic acid, polymer with butyl 2-propenoate, 2-ethylhexyl 2-propenoate and 2-hydroxyethyl 2-propenoate | 335349 | 52133
2-Propenoic acid, 2-methyl-, polymer with butyl 2-propenoate, ethenylbenzene, methyl 2-propenoate and 2-propenenitrile | 335331 | 52134
2-Propenoic acid, 2-methyl-, polymer with ethenylbenzene, 2-ethylhexyl 2-propenoate, methyl 2-methyl-2-propenoate and 2-propenenitrile | 335323 | 52135
2-Propenoic acid, 2-methyl-, polymer with ethenylbenzene, 2-ethylhexyl 2-propenoate, ethyl 2-propenoate, methyl 2-methyl-2-propenoate and 2-propenenitrile | 335315 | 52136
2-Propenoic acid, 2-methyl-, polymer with butyl 2-propenoate, ethenylbenzene, ethyl 2-propenoate and methyl 2-methyl-2-propenoate | 335307 | 52137
Butanedioic acid, 2-methylene-, polymer with ethenylbenzene, ethyl 2-propenoate and 2-hydroxyethyl 2-propenoate | 335299 | 52138
2-Propenoic acid, 2-methyl-, methyl ester, polymer with butyl 2-propenoate, ethenylbenzene, 2-hydroxyethyl 2-propenoate, 2-propenenitrile and 2-sulfoethyl 2-methyl-2-propenoate | 335281 | 52139
2-Propenoic acid, 2-methyl-, methyl ester, polymer with 1,1-dichloroethene, 2-hydroxyethyl 2-propenoate, methyl 2-propenoate and 2-sulfoethyl 2-methyl-2-propenoate | 335273 | 52140
2-Propenoic acid, 2-hydroxyethyl ester, polymer with 1,1-dichloroethene and methyl 2-propenoate | 335265 | 52141
Titanium, [1,2-ethanediolato(2-)-.kappa.O1,.kappa.O2](isooctadecanoato-.kappa.O)(2-methyl-2-propenoato-.kappa.O)- | 335257 | 52142
Titanium, [2-(hydroxy-.kappa.O)acetato(2-)-.kappa.O]bis(isooctadecanoato-.kappa.O)- | 335240 | 52143
1,3-Benzenedicarboxylic acid, polymer with 1,4-benzenedicarboxylic acid, 1,2-ethanediol and 2-ethyl-2-(hydroxymethyl)-1,3-propanediol | 335224 | 52144
1,3-Benzenedimethanamine, N1,N1,N3,N3-tetrakis(2-oxiranylmethyl)- | 335216 | 52145
Titanium, [2-(hydroxy-.kappa.O)acetato(2-)-.kappa.O]bis(2-methyl-2-propenoato-.kappa.O)-, (T-4)- | 335208 | 52146
Titanium, [1,2-ethanediolato(2-)-.kappa.O1,.kappa.O2]bis(2-propenoato-.kappa.O)-, (T-4)- | 335190 | 52147
Titanium, [1,2-ethanediolato(2-)-.kappa.O1,.kappa.O2]bis(2-methyl-2-propenoato-.kappa.O)-, (T-4)- | 335182 | 52148
Formaldehyde, polymer with .alpha.-(4-nonylphenyl)-.omega.-hydroxypoly(oxy-1,2-ethanediyl) | 335166 | 52149
3H-Naphtho[1,2,3-de]quinoline-2,7-dione, 1-acetyl-6-bromo-4-methyl- | 335158 | 52150
Ethenesulfonic acid, sodium salt (1:1), polymer with N-ethenylacetamide | 335141 | 52151
Titanium, [2-(hydroxy-.kappa.O)acetato(2-)-.kappa.O](isooctadecanoato-.kappa.O)(2-propenoato-.kappa.O)- | 335125 | 52152
Titanium, (4-aminobenzoato-.kappa.O)[2-(hydroxy-.kappa.O)acetato(2-)-.kappa.O](isooctadecanoato-.kappa.O)- | 335117 | 52153
Titanium, (4-aminobenzenesulfonato-O)(dodecylbenzenesulfonato-O)[1,2-ethanediolato(2-)-O1,O2]- | 335109 | 52154
Titanium, (4-aminobenzenesulfonato-.kappa.O)(dodecylbenzenesulfonato-.kappa.O)[2-(hydroxy-.kappa.O)acetato(2-)-.kappa.O]- | 335091 | 52155
Titanium, bis(dodecylbenzenesulfonato-.kappa.O)[2-(hydroxy-.kappa.O)acetato(2-)-.kappa.O]- | 335083 | 52156
1,2,3-Propanetriol, homopolymer, diisooctadecanoate | 335075 | 52157
1,4-Butanediol, polymer with 1,3-diisocyanatomethylbenzene, 2-ethyl-2-(hydroxymethyl)-1,3-propanediol, .alpha.-hydro-.omega.-hydroxypoly[oxy(methyl-1,2-ethanediyl)] and 1,2-propanediol | 335067 | 52158
Naphthalenesulfonic acid, diisododecyl-, sodium salt (1:1) | 335059 | 52159
Naphthalenesulfonic acid, diisododecyl-, ammonium salt (1:1) | 335042 | 52160
2-Propenoic acid, methyl ester, polymer with diethenylbenzene, ethenylethylbenzene, 1,1'-(1-methyl-1,3-propanediyl) di-2-propenoate and 2-propenenitrile | 335034 | 52161
2-Propenoic acid, 1,1'-(1,2-ethanediyl) ester, polymer with diethenylbenzene, ethenylbenzene and ethenylethylbenzene | 335026 | 52162
Nitric acid, methyl ester, compd. with diethenylbenzene polymer with ethenylethylbenzene and 5-ethenyl-2-methylpyridine | 335018 | 52163
Pyridine, 5-ethenyl-2-methyl-, polymer with diethenylbenzene and ethenylethylbenzene | 335000 | 52164
2-Propenoic acid, methyl ester, polymer with diethenylbenzene, ethenylethylbenzene and 2-propenenitrile | 334995 | 52165
1,3-Benzenedicarboxylic acid, polymer with 2,2,4-trimethyl-1,3-pentanediol | 334987 | 52166
5H-Tetrazole-5-thione, 1-(3,4-dichlorophenyl)-1,2-dihydro- | 334979 | 52167
Benzenepropanoic acid, .beta.,.beta.'-dithiobis- | 334961 | 52168
Morpholine, polymer with 1,3-diisocyanatomethylbenzene, .alpha.,.alpha.'-[(1-methylethylidene)di-4,1-phenylene]bis[.omega.-hydroxypoly[oxy(methyl-1,2-ethanediyl)]], 2-methylpiperazine and .alpha.,.alpha.',.alpha.''-1,2,3-propanetriyltris[.omega.-hydroxypoly[oxy(methyl-1,2-ethanediyl)]] | 334953 | 52169
Poly[oxy(methyl-1,2-ethanediyl)], .alpha.-hydro-.omega.-hydroxy-, ether with 2-ethyl-2-(hydroxymethyl)-1,3-propanediol, potassium salt (3:1:3) | 334946 | 52170
Formaldehyde, polymer with ammonia, phenol and 1,3,5,7-tetraazatricyclo[3.3.1.13,7]decane | 334938 | 52171
1H-1,2,4-Triazole-3-carboxylic acid, 5-amino-, ethyl ester | 334912 | 52172
1,2-Benzenediamine, N1-methyl-N2-(2,4,6-trinitrophenyl)- | 334896 | 52173
2-Propenoic acid, 3-[(2,4-dichlorophenyl)amino]-3-[2-(2,4,6-trichlorophenyl)hydrazinyl]-, ethyl ester | 334870 | 52174
3H-Pyrrolo[2,3-b]pyridinium, 2-[2-[1-(2-cyanoethyl)-2-phenyl-1H-indol-3-yl]ethenyl]-1,3,3-trimethyl-, 4-methylbenzenesulfonate (1:1) | 334862 | 52175
Hexadecanoic acid, 3,4-dihydro-2,7,8-trimethyl-3-(4,8,12-trimethyltridecyl)-2H-1-benzopyran-6-yl ester | 334854 | 52176
Naphtho[1,2-d]thiazolium, 1-ethyl-2-[(1-ethyl-6-methyl-2(1H)-quinolinylidene)methyl]-, bromide (1:1) | 334847 | 52177
Methanone, (2,3-dihydro-7-methyl-1H-inden-4-yl)-1-naphthalenyl- | 334839 | 52178
Naphtho[1,2-d]thiazolium, 1-methyl-2-[3-(1-methylnaphtho[1,2-d]thiazol-2(1H)-ylidene)-2-phenyl-1-propen-1-yl]-, 4-methylbenzenesulfonate (1:1) | 334821 | 52179
Naphtho[1,2-d]thiazolium, 2-(2-chloro-2-phenylethenyl)-1-methyl-, chloride (1:1) | 334813 | 52180
Phenol, 4,4'-(1,1-dioxido-1,2-benzisothiazol-3(2H)-ylidene)bis[2-methyl- | 334805 | 52181
[1,2,4]Triazolo[1,5-a]pyrimidine-2-carboxylic acid, 7-hydroxy-5-methyl-, methyl ester | 334797 | 52182
Naphtho[1,2-d]thiazolium, 1-ethyl-2-[(1-ethyl-6-methyl-2(1H)-quinolinylidene)methyl]-, 4-methylbenzenesulfonate (1:1) | 334789 | 52183
Poly[oxy(methyl-1,2-ethanediyl)], .alpha.,.alpha.',.alpha.''-1,2,3-propanetriyltris[.omega.-hydroxy-, polymer with 1,3-diisocyanatomethylbenzene and .alpha.,.alpha.'-[(1-methylethylidene)di-4,1-phenylene]bis[.omega.-hydroxypoly[oxy(methyl-1,2-ethanediyl)]] | 334771 | 52184
Poly[oxy(methyl-1,2-ethanediyl)], .alpha.,.alpha.',.alpha.''-1,2,3-propanetriyltris[.omega.-hydroxy-, potassium salt (1:3) | 334763 | 52185
2-Propenoic acid, 2-methyl-, polymer with butyl 2-propenoate, 2-[(1,1-dimethylethyl)amino]ethyl 2-methyl-2-propenoate and 2-methylpropyl 2-methyl-2-propenoate | 334755 | 52186
Pentanediamide, N1,N5-dibutyl-2-[(1-oxododecyl)amino]-, (2S)- | 334748 | 52187
Phenol, 2-methoxy-4-(1-propen-1-yl)-, sodium salt (1:1) | 334730 | 52188
Oxirane, 2-methyl-, polymer with oxirane, 2-propen-1-yl ether | 334722 | 52189
Oxirane, 2-methyl-, polymer with oxirane, pentadecyl ether | 334714 | 52190
Ethanaminium, 2-amino-N-[2-[[(2Z)-3-carboxy-1-oxo-2-propen-1-yl]oxy]ethyl]-N,N-dimethyl-2-oxo-, dodecyl sulfate (1:1) | 334706 | 52191
1-Propene, 1,1,2,3,3,3-hexafluoro-, polymer with 1,1,1,2,2,3,3-heptafluoro-3-[(1,2,2-trifluoroethenyl)oxy]propane and 1,1,2,2-tetrafluoroethene | 334698 | 52192
3-Cyclohexene-1-methanol, .alpha.,4,6,6-tetramethyl-, 1-formate | 334680 | 52193
3-Cyclohexene-1-methanol, .alpha.,4,6,6-tetramethyl-, 1-acetate | 334672 | 52194
Oxirane, 2-methyl-, polymer with oxirane, ether with 2-ethyl-2-(hydroxymethyl)-1,3-propanediol (3:1), potassium salt | 334656 | 52195
Oxirane, 2-methyl-, polymer with oxirane, mono[(dodecylthio)alkyl] ether | 334649 | 52196
1,3-Propanediol, 2-ethyl-2-(hydroxymethyl)-, polymer with 1,3-diisocyanatomethylbenzene, 2-methyloxirane, 2-methylpiperazine and oxirane | 334631 | 52197
Piperazine, 2-methyl-, polymer with 1,3-diisocyanatomethylbenzene, 2-methyloxirane and oxirane | 334623 | 52198
Piperazine, 2-methyl-, polymer with 1,3-diisocyanatomethylbenzene and 2-methyloxirane | 334615 | 52199
Poly[oxy(methyl-1,2-ethanediyl)], .alpha.-hydro-.omega.-hydroxy-, ether with 2,2-bis(hydroxymethyl)-1,3-propanediol (4:1), potassium salt (1:4) | 334607 | 52200
Poly[oxy(methyl-1,2-ethanediyl)], .alpha.-hydro-.omega.-hydroxy-, potassium salt (1:2) | 334599 | 52201
Isocyanic acid, polymethylenepolyphenylene ester, polymer .alpha.,.alpha.'-phosphinicobis[.omega.-hydroxypoly[oxy(methyl-1,2-ethanediyl)]] | 334581 | 52202
2-Propanol, 1-[(2-aminoethyl)amino]-, polymer with 1,1'-methylenebis[isocyanatocyclohexane], .alpha.,.alpha.'-[(1-methylethylidene)di-4,1-phenylene]bis[.omega.-hydroxypoly[oxy(methyl-1,2-ethanediyl)]] and .alpha.,.alpha.',.alpha.''-1,2,3-propanetriyltris[.omega.-hydroxypoly[oxy(methyl-1,2-ethanediyl)]] | 334573 | 52203
Poly[oxy(methyl-1,2-ethanediyl)], .alpha.,.alpha.'-[(1-methylethylidene)di-4,1-phenylene]bis[.omega.-hydroxy-, polymer with 1,1'-methylenebis[isocyanatocyclohexane] and .alpha.,.alpha.',.alpha.''-1,2,3-propanetriyltris[.omega.-hydroxypoly[oxy(methyl-1,2-ethanediyl)]] | 334565 | 52204
Oxirane, 2-methyl-, polymer with 1,3-diisocyanatomethylbenzene, .alpha.-hydro-.omega.-hydroxypoly[oxy(methyl-1,2-ethanediyl)] ether with 2-ethyl-2-(hydroxymethyl)-1,3-propanediol (3:1), and oxirane | 334557 | 52205
2-Propanol, 1-[(2-aminoethyl)amino]-, polymer with 1,3-diisocyanatomethylbenzene, .alpha.-hydro-.omega.-hydroxypoly[oxy(methyl-1,2-ethanediyl)] ether with 2-ethyl-2-(hydroxymethyl)-1,3-propanediol (3:1), and .alpha.,.alpha.'-[(1-methylethylidene)di-4,1-phenylene]bis[.omega.-hydroxypoly[oxy(methyl-1,2-ethanediyl)]] | 334540 | 52206
Benzenediamine, ar-methyl-, polymer with oxirane | 334532 | 52207
Benzenediamine, ar-methyl-, polymer with 2-methyloxirane | 334524 | 52208
Benzonitrile, 4-[5-(4-butylphenyl)-2-pyrimidinyl]- | 334516 | 52209
2(1H)-Pyrimidinone, 3,4-dihydro-1,3-dimethyl-4-[(2-phenyldiazenyl)methyl]- | 334490 | 52210
Ferrate(2-), [5-[2-[2-hydroxy-4-(hydroxy-.kappa.O)-5-[2-[2-(hydroxy-.kappa.O)-4,6-dinitrophenyl]diazenyl-.kappa.N1]phenyl]diazenyl]-4-hydroxy-3-[2-(4-nitrophenyl)diazenyl]-2,7-naphthalenedisulfonato(4-)]-, sodium (1:2) | 334474 | 52211
Nickelate(3-), [N,N-bis[(phosphono-.kappa.O)methyl]glycinato(5-)-.kappa.N,.kappa.O]-, potassium (1:3), (T-4)- | 334466 | 52212
Sulfuric acid, iron(2+) salt, compd. with 1,2-ethanediamine (2:1:1) | 334441 | 52213
1H-Pyrazolium, 2-cyclohexyl-3-[2-[4-(diethylamino)phenyl]diazenyl]-1-methyl-, (T-4)-tetrachlorozincate(2-) (2:1) | 334433 | 52214
Phenoxazin-5-ium, 3,7-bis(diethylamino)-, (T-4)-tetrachlorozincate(2-) (2:1) | 334425 | 52215
Propanenitrile, 3-[butyl[4-[2-(6-methoxy-2-benzothiazolyl)diazenyl]phenyl]amino]- | 334417 | 52216
1,3-Benzenedisulfonic acid, 4-amino-, sodium salt (1:2) | 334391 | 52217
Propanenitrile, 3-(ethylphenylamino)-, hydrochloride (1:1) | 334375 | 52218
Ethanol, 2-(ethylphenylamino)-, 1-acetate, hydrochloride (1:1) | 334367 | 52219
2-Anthracenecarbonyl chloride, 4-amino-9,10-dihydro-1-nitro-9,10-dioxo- | 334342 | 52220
Ethanol, 2,2'-[(3-chlorophenyl)imino]bis-, hydrochloride (1:1) | 334334 | 52221
1H-Imidazolium, 2-[2-[4-(dimethylamino)phenyl]diazenyl]-1,3-dimethyl-, methyl sulfate (1:1) | 334318 | 52222
1H-Indole, 2,3-dihydro-3,3-dimethyl-2-[[2-(2-naphthalenyl)diazenyl]methylene]- | 334292 | 52223
1H-Imidazole, 2-[2-(4-chlorophenyl)diazenyl]- | 334276 | 52224
2-Anthracenecarboxamide, 4-amino-9,10-dihydro-N-(3-methoxypropyl)-1-nitro-9,10-dioxo- | 334250 | 52225
1-Naphthalenesulfonic acid, 4-diazo-3,4-dihydro-7-nitro-3-oxo- | 334243 | 52226
2,7-Naphthalenedisulfonic acid, 4-[2-(2,4-dihydroxyphenyl)diazenyl]-5-hydroxy-, sodium salt (1:2) | 334235 | 52227
2-Thiazolamine, sulfate (1:1) | 334219 | 52228
Benzonitrile, 2-hydrazinyl- | 334193 | 52229
2-Benzothiazolamine, 6-methoxy-, sulfate (1:1) | 334185 | 52230
Propanenitrile, 3-[[2-(acetyloxy)ethyl]phenylamino]-, hydrochloride (1:1) | 334169 | 52231
Propanenitrile, 3-(butylphenylamino)-, sulfate (2:1) | 334151 | 52232
Phenol, 2-amino-3,5-dinitro-, sodium salt (1:1) | 334144 | 52233
2,7-Naphthalenedisulfonic acid, 4-[2-[2,4-dihydroxy-5-[2-(2-hydroxy-4,6-dinitrophenyl)diazenyl]phenyl]diazenyl]-5-hydroxy-, sodium salt (1:2) | 334136 | 52234
2,7-Naphthalenedisulfonic acid, 5-[2-[2,4-dihydroxy-5-[2-(2-hydroxy-4,6-dinitrophenyl)diazenyl]phenyl]diazenyl]-4-hydroxy-3-[2-(4-nitrophenyl)diazenyl]-, sodium salt (1:2) | 334128 | 52235
2-Anthracenesulfonic acid, 1-amino-9,10-dihydro-4-[(4-methoxyphenyl)amino]-9,10-dioxo-, sodium salt (1:1) | 334110 | 52236
Propanenitrile, 3-[(2-hydroxyethyl)phenylamino]-, hydrochloride (1:1) | 334102 | 52237
Benzamide, 4-amino-N-(2-ethylhexyl)-, hydrochloride (1:1) | 334094 | 52238
3-Pyridinecarbonitrile, 1,2-dihydro-6-hydroxy-1,4-dimethyl-2-oxo-, sodium salt (1:1) | 334086 | 52239
5,9,14,18-Anthrazinetetrone, 8,17-dichloro- | 334078 | 52240
Benzenesulfonic acid, 4-(4,5-dihydro-3-methyl-5-oxo-1H-pyrazol-1-yl)-3-methyl-, sodium salt (1:1) | 334060 | 52241
8,16-Pyranthrenedione, dibromo-6,14-dichloro- | 334052 | 52242
Cuprate(4-), [[P,P',P''-[(nitrilo-.kappa.N)tris(methylene)]tris[phosphonato-.kappa.O]](6-)]-, potassium (1:4), (T-4)- | 334045 | 52243
Cobaltate(4-), [[P,P',P''-[(nitrilo-.kappa.N)tris(methylene)]tris[phosphonato-.kappa.O]](6-)]-, potassium (1:4), (T-4)- | 334037 | 52244
Nickelate(4-), [[P,P',P''-[(nitrilo-.kappa.N)tris(methylene)]tris[phosphonato-.kappa.O]](6-)]-, potassium (1:4), (T-4)- | 334029 | 52245
2-Propenoic acid, 2-methyl-, polymer with butyl 2-propenoate, 2-hydroxyethyl 2-propenoate, N-(hydroxymethyl)-2-propenamide and 2-propenenitrile | 334011 | 52246
Propanoic acid, 2-methyl-, 1-cyclohexyl-1-methylethyl ester | 334003 | 52247
Cyclohexanemethanol, .alpha.,4-dimethyl-, 1-acetate, cis- | 333997 | 52248
Cyclohexanemethanol, .alpha.,4-dimethyl-, 1-acetate, trans- | 333989 | 52249
Tetradecanoic acid, 2-[4-[(butylsulfonyl)amino]phenoxy]- | 333963 | 52250
Benzamide, N-[4-[[2-[4-[(butylsulfonyl)amino]phenoxy]-1-oxotetradecyl]amino]-5-chloro-2-hydroxyphenyl]- | 333955 | 52251
1,3-Benzenedicarboxylic acid, 5-sulfo-, 1,3-dimethyl ester, sodium salt (1:1), polymer with 1,2-ethanediamine, 2-methyloxirane and oxirane | 333948 | 52252
Poly(oxy-1,2-ethanediyl), .alpha.,.alpha.'-1,2-ethanediylbis[.omega.-hydroxy-, potassium salt (1:2) | 333930 | 52253
Naphthalenedisulfonic acid, diisononyl-, ammonium salt (1:2) | 333922 | 52254
Naphthalenedisulfonic acid, diisononyl-, compd. with 2,2',2''-nitrilotris[ethanol] (1:2) | 333914 | 52255
Naphthalenedisulfonic acid, diisononyl-, compd. with 1,1'-iminobis[2-propanol] (1:2) | 333906 | 52256
Naphthalenedisulfonic acid, diisononyl-, compd. with N,N-diethylethanamine (1:2) | 333898 | 52257
Naphthalenedisulfonic acid, diisononyl-, compd. with 2-(dimethylamino)ethanol (1:2) | 333872 | 52258
Naphthalenesulfonic acid, diisononyl-, lead(2+) salt (2:1) | 333864 | 52259
Naphthalenesulfonic acid, diisononyl-, ammonium salt (1:1) | 333856 | 52260
Naphthalenesulfonic acid, diisononyl-, compd. with N-(2-aminoethyl)-1,2-ethanediamine (1:?) | 333849 | 52261
1,4-Benzenedicarboxylic acid, polymer with 1,2-ethanediol and 2-[(6-oxido-6H-dibenz[c,e][1,2]oxaphosphorin-6-yl)methyl]butanedioic acid | 333823 | 52262
Butanedioic acid, 2-[(6-oxido-6H-dibenz[c,e][1,2]oxaphosphorin-6-yl)methyl]-, 1,4-bis(2-hydroxyethyl) ester | 333815 | 52263
Butanedioic acid, 2-[(6-oxido-6H-dibenz[c,e][1,2]oxaphosphorin-6-yl)methyl]- | 333807 | 52264
Glycine, N-(2-hydroxyethyl)-N-[2-[(1-oxotetradecyl)amino]ethyl]-, sodium salt (1:1) | 333799 | 52265
Benzoic acid, 3-(chlorosulfonyl)-, methyl ester | 333781 | 52266
Poly[oxy(methyl-1,2-ethanediyl)], .alpha.,.alpha.'-[(phenylimino)bis(methyl-2,1-ethanediyl)]bis[.omega.-hydroxy- | 333773 | 52267
Hexanedioic acid, polymer with 2-methyloxirane polymer with oxirane ether with oxybis[propanol] (2:1) | 333765 | 52268
Mercury, bis(acetato-.kappa.O)(benzenamine)- | 333740 | 52269
Xanthylium, 3,6-diamino-9-(2-carboxyphenyl)-, sulfate (1:1) | 333732 | 52270
1H-Pyrazole-4,5-dione, 3-methyl-1-(4-nitrophenyl)-, 4-(O-nitrooxime) | 333716 | 52271
1-Naphthalenemethanimine, .alpha.-(2,3-dihydro-7-methyl-1H-inden-4-yl)-, hydrochloride (1:1) | 333690 | 52272
1-Propanone, 3-chloro-1-(5-chloro-2-methylphenyl)- | 333674 | 52273
1-Benzopyrylium, 2-(2,4-dihydroxyphenyl)-7-hydroxy-3-methoxy-, chloride (1:1) | 333666 | 52274
1-Benzopyrylium, 2-[2,4-bis(phenylmethoxy)phenyl]-7-hydroxy-3-methoxy-, chloride (1:1) | 333658 | 52275
1,3-Benzenediol, 4-(1-imino-2-methoxyethyl)-, hydrochloride (1:1) | 333641 | 52276
Xanthylium, 9-(2-carboxyphenyl)-2,7-dichloro-3,9a-dihydro-6-hydroxy-3-oxo-, methanesulfonate (1:1) | 333625 | 52277
1,2-Benzoxathiin, 5,6,7,8-tetrahydro-4,7-dimethyl-, 2,2-dioxide | 333617 | 52278
2H-Naphtho[1,2-d]triazole-5-sulfonic acid, 2-[4-[2-[4-[2-[1-[[(2-methoxyphenyl)amino]carbonyl]-2-oxopropyl]diazenyl]-2-sulfophenyl]ethenyl]-3-sulfophenyl]-, sodium salt (1:3) | 333591 | 52279
1,3-Isobenzofurandione, polymer with 2,5-furandione, 1,2-propanediol and 3a,4,7,7a-tetrahydro-4,7-methano-1H-indene | 333583 | 52280
2-Propenoic-3,3-d2 acid, 2-(methyl-d3)-, methyl-d3 ester, homopolymer | 333575 | 52281
Carbamic acid, N,N'-1,3-phenylenebis[(3-methoxyphenyl)-, C,C'-diethyl ester | 333567 | 52282
1,3-Benzenedicarboxylic acid, 5-sulfo-, 1,3-dimethyl ester, sodium salt (1:1), polymer with 1,4-dimethyl 1,4-benzenedicarboxylate, 1,2-ethanediol and 2,2'-oxybis[ethanol] | 333559 | 52283
Urea, polymer with formaldehyde and 2,2'-iminobis[ethanol] | 333542 | 52284
Formaldehyde, polymer with [1,1'-biphenyl]-4-ol and 4-(1,1,3,3-tetramethylbutyl)phenol | 333534 | 52285
2-Butenedioic acid (2Z)-, 1-methyl ester, polymer with ethenyl acetate and 2,5-furandione | 333526 | 52286
2-Butenedioic acid (2Z)-, 1-(2-ethylhexyl) ester, polymer with ethenyl acetate and 2,5-furandione | 333518 | 52287
2-Butenedioic acid (2Z)-, 1-methyl ester, polymer with ethenylbenzene, 2,5-furandione and 1-(2-methylpropyl) hydrogen (2Z)-2-butenedioate | 333500 | 52288
Cuprate(4-), [29H,31H-phthalocyanine-C,C,C,C-tetrasulfonato(6-)-.kappa.N29,.kappa.N30,.kappa.N31,.kappa.N32]-, hydrogen, compd. with N,N',N''-triphenylguanidine (1:4:4) | 333492 | 52289
Formaldehyde, polymer with ammonia and chloroethane | 333476 | 52290
Naphthalenesulfonic acid, diisononyl-, compd. with 1,2-ethanediamine (2:1) | 333468 | 52291
Naphthalene, diisononyl- | 333450 | 52292
Butanethioic acid, S-[2-(dimethylamino)ethyl] ester | 333443 | 52293
Quinolinium, 1-(3-hydroxypropyl)-2-methyl-, iodide (1:1) | 333435 | 52294
Benzene, 1-(dibromomethyl)-3-methyl- | 333427 | 52295
Butanoic acid, 2-(3-pentadecyl-4-sulfophenoxy)- | 333419 | 52296
Quinolinium, 1-ethyl-6-methyl-2-(phenylthio)-, 4-methylbenzenesulfonate (1:1) | 333401 | 52297
Benzothiazolium, 3-methyl-2-[2-(1-piperidinyl)ethenyl]-, chloride (1:1) | 333393 | 52298
2-Naphthalenethiol, 1-amino- | 333385 | 52299
4-Oxazolidinone, 3-heptyl-2-thioxo- | 333377 | 52300
Pyridinium, 1-ethyl-4-(phenylthio)-, iodide (1:1) | 333369 | 52301
1,3-Benzenediol, 4-nitro-, sodium salt (1:?) | 333351 | 52302
Glucose, 2,3,4,6-tetrakis(3-methylbutanoate) | 333344 | 52303
5,8,11,14-Tetraoxaoctadecane | 333336 | 52304
9-Octadecen-1-ol, 1-(hydrogen sulfate), (9Z)-, compd. with 2-(diethylamino)ethanol (1:1) | 333328 | 52305
1,3-Benzenedicarboxylic acid, 5-sulfo-, 1,3-dimethyl ester, sodium salt (1:1), polymer with 1,3-benzenedicarboxylic acid, 1,4-cyclohexanedimethanol and 2,2'-oxybis[ethanol] | 333310 | 52306
1,6-Hexanediamine, polymer with carbon dioxide | 333302 | 52307
1,3-Benzenedicarboxylic acid, 5-sulfo-, 1,3-dimethyl ester, sodium salt (1:1), polymer with 1,4-cyclohexanedimethanol, 1,3-dimethyl 1,3-benzenedicarboxylate, 1,4-dimethyl 1,4-benzenedicarboxylate and .alpha.-hydro-.omega.-hydroxypoly(oxy-1,2-ethanediyl) | 333294 | 52308
Benzoxazolium, 5-chloro-3-ethyl-2-methyl-, 4-methylbenzenesulfonate (1:1) | 333286 | 52309
Carbamodithioic acid, N,N-dibutyl-, 2-cyanoethyl ester | 333278 | 52310
2H-Naphtho[1,2-d]triazole-5-sulfonic acid, 2-[4-[2-(4-amino-2-sulfophenyl)ethenyl]-3-sulfophenyl]-, sodium salt (1:3) | 333260 | 52311
2-Butenedioic acid (2E)-, polymer with 1,2-ethanediol, 1,3-isobenzofurandione and 4,4'-(1-methylethylidene)bis[cyclohexanol] | 333252 | 52312
2-Propenoic acid, 2-(diethylamino)ethyl ester, sulfate (1:?), polymer with 2-propenamide | 333245 | 52313
Phosphonium, tetrakis(hydroxymethyl)-, sulfate (2:1), polymer with urea | 333237 | 52314
Chromium cobalt iron oxide | 333229 | 52315
Formaldehyde, polymer with dinonylphenol and nonylphenol | 333211 | 52316
Formaldehyde, polymer with 4-methyl-2-nonylphenol and 4-methylphenol | 333203 | 52317
Benzoic acid, 3-[(4-hydroxy-3-sulfophenyl)(4-oxo-3-sulfo-2,5-cyclohexadien-1-ylidene)methyl]-, calcium salt (1:1) | 333187 | 52318
Acetamide, N-[4,5-dichloro-2-(ethylamino)phenyl]- | 333179 | 52319
Acetamide, N-[3-[(2-hydroxyethyl)amino]-4-methoxyphenyl]- | 333161 | 52320
4H-1,3-Benzoxazin-4-one, 6-chloro-2-(2-chloropropyl)-2,3-dihydro-3-hydroxy- | 333146 | 52321
2-Propanol, 1,1'-[[3-(dimethylamino)propyl]imino]bis- | 333138 | 52322
1,4-Butanediol, 1,1,4,4-tetraphenyl- | 333120 | 52323
Cholest-5-ene-3-thiol, 3-carbamimidothioate, (3.beta.)-, 4-methylbenzenesulfonate (1:1) | 333096 | 52324
1,3,6,8-Pyrenetetrasulfonic acid, calcium salt (1:2) | 333070 | 52325
Phenol, 2,2'-methylenebis[5-(dimethylamino)- | 333062 | 52326
Carbamodithioic acid, N,N'-1,4-phenylenebis-, compd. with N,N-diethylethanamine (1:2) | 333047 | 52327
Benzenesulfonic acid, 2,2'-dithiobis[5-methyl-, compd. with benzenamine (1:2) | 333021 | 52328
Acetic acid, 2-[[(1-methylethylidene)amino]oxy]-, sodium salt (1:1) | 333005 | 52329
Octanenitrile, 2-amino- | 332981 | 52330
Benzenesulfonic acid, 2-bromo-, potassium salt (1:1) | 332973 | 52331
Benzenesulfonic acid, 2-bromo-, sodium salt (1:1) | 332965 | 52332
Phosphorodichloridic acid, 4-methyl-2-oxo-2H-1-benzopyran-7-yl ester | 332932 | 52333
Benzenethiol, 3-methyl-, potassium salt (1:1) | 332924 | 52334
1,4-Benzenedicarboxylic acid, 1,4-dimethyl ester, polymer with 1,4-butanediol, 1,2-ethanediol and hexanedioic acid | 332916 | 52335
Propanoic acid, 3-hydroxy-2-(hydroxymethyl)-2-methyl-, propyl ester | 332890 | 52336
Benzoxazolium, 3-ethyl-2-methyl-5-phenyl-, 4-methylbenzenesulfonate (1:1) | 332882 | 52337
Pyridine, 2-[1-methyl-2-(3-methylbutyl)hydrazinyl]- | 332874 | 52338
Benzoxazolium, 3-ethyl-2-[4-(phenylamino)-1,3-butadien-1-yl]-, iodide (1:1) | 332858 | 52339
Benzoic acid, 5-mercapto-2-nitro-, sodium salt (1:1) | 332841 | 52340
Carbamodithioic acid, N-[3-(acetylamino)phenyl]-, compd. with N,N-diethylethanamine (1:1) | 332833 | 52341
Benzenamine, N,N-dimethyl-3-nitro-, hydrobromide (1:1) | 332817 | 52342
4-Piperidinone, 2,2,6,6-tetramethyl-, oxime, hydrochloride (1:1) | 332791 | 52343
2-Butanesulfonic acid, 4-hydroxy- | 332775 | 52344
Naphtho[1,2-d]thiazole, 8,9-dihydro-2-methyl- | 332767 | 52345
Ethanesulfonic acid, 2-(methylamino)-, sodium salt, hydrochloride (1:1:1) | 332742 | 52346
Pyridinium, 1-methoxy-4-phenyl-, iodide (1:1) | 332734 | 52347
Hydrazinecarboximidamide, 2-(1-methylethylidene)-N-[(phenylamino)thioxomethyl]- | 332718 | 52348
Propanenitrile, 3-[[4-[2-(2-chloro-4-nitrophenyl)diazenyl]phenyl][2-(2,5-dioxo-1-pyrrolidinyl)ethyl]amino]- | 332692 | 52349
Acetamide, N-[2-[2-(2-bromo-4-nitrophenyl)diazenyl]-5-[[2-(2,5-dioxo-1-pyrrolidinyl)ethyl]ethylamino]phenyl]- | 332676 | 52350
Acetamide, N-[2-[2-(2,6-dibromo-4-nitrophenyl)diazenyl]-5-[(2,3-dihydroxypropyl)ethylamino]phenyl]- | 332650 | 52351
Propanedinitrile, 2-[[1,2,3,4-tetrahydro-2,2,4-trimethyl-1-[2-[[(phenylamino)carbonyl]oxy]ethyl]-6-quinolinyl]methylene]- | 332635 | 52352
Benzeneethanesulfonamide, 2-amino-5-(diethylamino)-N-methyl-, hydrochloride (1:1) | 332619 | 52353
Propanenitrile, 3-[[1-(2,5-dioxo-1-pyrrolidinyl)ethyl][3-methyl-4-[2-(4-nitrophenyl)diazenyl]phenyl]amino]- | 332601 | 52354
1(2H)-Quinolinepropanamide, 6-(2,2-dicyanoethenyl)-3,4-dihydro-2,2,4,7-tetramethyl-N-phenyl- | 332593 | 52355
9,10-Anthracenedione, 1-amino-4-hydroxy-2-[2-[4-(2-hydroxyethyl)phenyl]ethoxy]- | 332585 | 52356
1H-Isoindole-1,3(2H)-dione, 2-[2-[[3-methyl-4-[2-[6-(methylsulfonyl)-2-benzothiazolyl]diazenyl]phenyl]amino]ethyl]- | 332577 | 52357
Propanenitrile, 3-[[4-[2-(2,6-dichloro-4-nitrophenyl)diazenyl]-3-methylphenyl]ethylamino]- | 332569 | 52358
Acetamide, N-[3-[(2,3-dihydroxypropyl)amino]-2-methoxy-6-[2-(5-nitro-2-thiazolyl)diazenyl]phenyl]- | 332551 | 52359
Propanenitrile, 3-[[2-(acetyloxy)ethyl][4-[2-[6-(methylsulfonyl)-2-benzothiazolyl]diazenyl]phenyl]amino]- | 332544 | 52360
Propanenitrile, 3-[[2-(acetyloxy)ethyl][4-[2-[2-(methylsulfonyl)-4-nitrophenyl]diazenyl]phenyl]amino]- | 332536 | 52361
Ethanol, 2,2'-[[4-[2-(2,6-dichloro-4-nitrophenyl)diazenyl]phenyl]imino]bis- | 332528 | 52362
1,3-Cyclohexanedione, 2-[2-(4-chloro-2-nitrophenyl)diazenyl]-5,5-dimethyl- | 332510 | 52363
Ethanol, 2,2'-[[4-[2-[6-(methylsulfonyl)-2-benzothiazolyl]diazenyl]phenyl]imino]bis- | 332494 | 52364
9,10-Anthracenedione, 1-[(2-hydroxyethyl)amino]-4-[(2-methoxyethyl)amino]- | 332478 | 52365
Oxirane, 2-methyl-, polymer with oxirane, ether with oxybis[propanol] (2:1) | 332452 | 52366
Poly(oxy-1,2-ethanediyl), .alpha.-hydro-.omega.-hydroxy-, ether with 2-ethyl-2-(hydroxymethyl)-1,3-propanediol (3:1), phosphate | 332445 | 52367
Methanamine, N,N-dimethyl-, compd. with (chloromethyl)ethenylbenzene polymer with diethenylbenzene | 332437 | 52368
1,4-Benzenediol, (1-methylpentadecyl)(1-methyltridecyl)- | 332429 | 52369
1,4-Benzenediol, bis(1-methylpentadecyl)- | 332403 | 52370
1-Naphthalenamine, N-(nonylphenyl)- | 332395 | 52371
Zinc, hydroxy(2-methyl-2-propenoato-.kappa.O)- | 332379 | 52372
Phosphoric acid, P,P'-[2,2-bis(hydroxymethyl)-1,3-propanediyl] P,P,P',P'-tetrakis(2-chloroethyl) ester | 332353 | 52373
1,3,2-Dioxaphosphorinane-5,5-dimethanol, 2-(2-chloroethoxy)-, 2-oxide | 332338 | 52374
2,5-Cyclohexadien-1-one, 4-(phenylimino)-, oxime, sodium salt (1:1) | 332320 | 52375
Benzoic acid, 2-(2-ethylhexylidene)hydrazide | 332312 | 52376
2-Propanone, polymer with 1,3-benzenediol | 332304 | 52377
[2,2'-Biquinoline]-4,4'-dicarboxylic acid, potassium salt (1:2) | 332288 | 52378
1,2-Benzenedicarboxylic acid, 3-nitro-, compd. with pyridine (1:1) | 332262 | 52379
Benzoic acid, 3,3'-[(3-carboxy-4-oxo-2,5-cyclohexadien-1-ylidene)methylene]bis[6-hydroxy-, calcium salt (2:3) | 332254 | 52380
Propanoic acid, 3-[2-(2-heptyl-4,5-dihydro-1H-imidazol-1-yl)ethoxy]- | 332239 | 52381
Octanamide, N-[2-[(2-hydroxyethyl)amino]ethyl]- | 332213 | 52382
Piperidine, 1,2,2,6,6-pentamethyl-, hydriodide (1:1) | 332205 | 52383
Pyrazine, 2-chloro-3-ethyl- | 332189 | 52384
2,6-Pyridinedicarboxylic acid, potassium salt (1:2) | 332163 | 52385
Benzeneacetic acid, .alpha.-methoxy-, sodium salt (1:1) | 332155 | 52386
Benzoic acid, 4-amino-, methyl ester, hydrochloride (1:1) | 332130 | 52387
Benzoic acid, 2-[bis(4-hydroxyphenyl)methyl]-, ethyl ester | 332122 | 52388
1-Triazene, 1,3,3-triphenyl-, hydrochloride (1:1) | 332114 | 52389
Disulfoxide, dioctyl | 332098 | 52390
Disulfone, dihexyl | 332072 | 52391
1H-Benz[e]indolium, 2-[7-[1,3-dihydro-1,1-dimethyl-3-(4-sulfobutyl)-2H-benz[e]indol-2-ylidene]-1,3,5-heptatrien-1-yl]-1,1-dimethyl-3-(4-sulfobutyl)-, iodide, sodium salt (1:1:2) | 332064 | 52392
Benzothiazolium, 3-ethyl-2-[(3,5,5-trimethyl-2-cyclohexen-1-ylidene)methyl]-, 4-methylbenzenesulfonate (1:1) | 332049 | 52393
Benzenebutanoic acid, 2-hydroxy-.alpha.-oxo-.gamma.-[(6-sulfo-2-naphthalenyl)amino]-, sodium salt (1:1) | 332031 | 52394
D-Glucopyranosyl bromide, 2,3,4,6-tetrakis(3-methylbutanoate) | 332015 | 52395
3H-Pyrazol-3-one, 5-[(4-aminophenyl)amino]-2,4-dihydro-2-(2,4,6-trichlorophenyl)- | 331991 | 52396
2,5-Cyclohexadien-1-one, 4-[[4-[[4-[(4-methoxyphenyl)amino]phenyl]amino]phenyl]imino]-, hydrochloride (1:?) | 331983 | 52397
Benzothiazolium, 5-chloro-2-[2-[[5-chloro-3-(4-sulfobutyl)-2(3H)-benzothiazolylidene]methyl]-1-buten-1-yl]-3-(4-sulfobutyl)-, inner salt, compd. with N,N-diethylethanamine (1:1) | 331975 | 52398
Ethanone, 1-[4-(diethylamino)phenyl]-2-hydroxy-2-phenyl- | 331967 | 52399
Carbamic acid, N-[2-oxo-4-(trifluoromethyl)-2H-1-benzopyran-7-yl]-, ethyl ester | 331959 | 52400
1,3-Propanedione, 1-(1-hydroxy-2-naphthalenyl)-3-phenyl- | 331942 | 52401
Ethanone, 1-[1-(benzoyloxy)-2-naphthalenyl]- | 331934 | 52402
Nonadien-1-ol | 331926 | 52403
Pyrazine, methoxymethyl- | 331918 | 52404
2-Butenedioic acid (2E)-, 1-hexyl ester, diester with butanediol | 331900 | 52405
2-Butenedioic acid (2E)-, 1-(4-methylpentyl) ester, diester with butanediol | 331892 | 52406
1,3-Benzenedicarboxylic acid, 1,3-bis(nonylphenyl) ester | 331884 | 52407
Phosphoric acid, mono(dimethylhexyl) monophenyl ester | 331876 | 52408
2-Propenoic acid, 2-ethylhexyl ester, polymer with 4-hydroxy-4-methyl-2-pentanone and 2-propenamide | 331868 | 52409
2-Propenoic acid, polymer with ethenyl acetate, 2-ethylhexyl 2-propenoate and methyl 2-propenoate | 331850 | 52410
2-Propenoic acid, bicyclo[2.2.1]hept-5-en-2-ylmethyl ester, polymer with ethenyl acetate and 2-propenoic acid | 331843 | 52411
2-Butenoic acid, polymer with ethenyl acetate and 2-propenoic acid | 331835 | 52412
Acetic acid ethenyl ester, polymer with ethenol and 1,1'-[methylenebis(oxy)]bis[ethene] | 331827 | 52413
2-Propenoic acid, 2-methyl-, 2-oxiranylmethyl ester, polymer with ethenyl acetate, 2-ethylhexyl 2-propenoate and 2-hydroxyethyl 2-propenoate | 331819 | 52414
Butanedioic acid, 2-methylene-, polymer with butyl 2-propenoate and ethenyl acetate | 331801 | 52415
2-Oxetanone, 4-(1-propen-1-yl)-, homopolymer | 331793 | 52416
Cyclohexanepropanol, .alpha.,.beta.-dimethyl- | 331785 | 52417
Phenol, 4,4'-(1,2-ethanediyl)bis-, 1,1'-diacetate | 331777 | 52418
1(2H)-Biphenylenone, decahydro-3,3,4a-trimethyl- | 331769 | 52419
Benzenepropanol, .alpha.,.beta.-dimethyl-, 1-formate | 331744 | 52420
1,5-Dioxaspiro[5.5]undecane, 9-(1,1-dimethylethyl)-2-methyl- | 331736 | 52421
Butanoic acid, 1-cyclohexylethyl ester | 331710 | 52422
1-Butanaminium, N,N-dibutyl-N-ethyl-, hydroxide (1:1) | 331702 | 52423
2-Propanamine, N-(1-methylethyl)-, sulfate (2:1) | 331694 | 52424
3-Hexene, 1,1'-[ethylidenebis(oxy)]bis-, (3Z,3'Z)- | 331678 | 52425
Acetic acid, 2-(carboxymethoxy)-, 1-methyl ester, ammonium salt (1:1) | 331660 | 52426
Phosphinic acid, P-(2-methoxyphenyl)-P-methyl- | 331652 | 52427
1H-Indene, 1-cyclohexyl-3-(2-cyclohexyl-2-methylpropyl)octahydro-1,3-dimethyl- | 331637 | 52428
2-Butanamine, 1-methoxy- | 331595 | 52429
9-Octadecenamide, N-[2-[2-(8Z)-8-heptadecen-1-yl-4,5-dihydro-1H-imidazol-1-yl]ethyl]-, (9Z)- | 331587 | 52430
Spiro[isobenzofuran-1(3H),9'-[9H]xanthen]-3-one, 6'-[ethyl(4-methylphenyl)amino]-3'-methyl-2'-[(4-methylphenyl)amino]- | 331561 | 52431
Ethanediamide, N1,N2-bis(1,3-dihydro-1,3-dioxo-2H-isoindol-2-yl)- | 331546 | 52432
Phenol, 2,4-bis(1,1-dimethylethyl)-6-(1-phenylethyl)- | 331538 | 52433
Benzenesulfonic acid, dodecyldimethyl-, sodium salt (1:1) | 331520 | 52434
Formaldehyde, polymer with 2,4-dinonylphenol, 1,2-ethanediamine and 4-nonylphenol | 331512 | 52435
Formaldehyde, polymer with 4-(1,1-dimethylpropyl)phenol and oxirane | 331504 | 52436
Formaldehyde, polymer with 2-methyloxirane, 4-nonylphenol and oxirane | 331496 | 52437
Formaldehyde, polymer with 4-(1,1-dimethylpropyl)phenol, 2-methyloxirane and oxirane | 331488 | 52438
Hexadecanoic acid, polymer with 4-(1,1-dimethylethyl)phenol, formaldehyde and oxirane | 331470 | 52439
Hexanoic acid, 2-ethyl-, compd. with N1-(2-aminoethyl)-1,2-ethanediamine (1:?) | 331462 | 52440
Poly(oxy-1,2-ethanediyl), .alpha.-sulfo-.omega.-(decyloxy)-, sodium salt (1:1) | 331454 | 52441
Poly(oxy-1,2-ethanediyl), .alpha.-sulfo-.omega.-(hexyloxy)-, ammonium salt (1:1) | 331447 | 52442
Poly(oxy-1,2-ethanediyl), .alpha.-sulfo-.omega.-(hexyloxy)-, sodium salt (1:1) | 331439 | 52443
Quinolinium, 1-ethyl-2-[(3-ethyl-4-phenyl-2(3H)-oxazolylidene)methyl]-, iodide (1:1) | 331397 | 52444
Poly[oxy(methyl-1,2-ethanediyl)], .alpha.-butyl-.omega.-(2-propen-1-yloxy)- | 331389 | 52445
1,3-Benzenedicarboxylic acid, polymer with 1,6-hexanediamine, hexanedioic acid and nonanedioic acid | 331371 | 52446
1,3-Benzenedicarbonyl dichloride, 5-hydroxy- | 323527 | 52447
Poly[oxy(methyl-1,2-ethanediyl)], .alpha.,.alpha.',.alpha.''-1,2,3-propanetriyltris[.omega.-hydroxy-, polymer with 1,3-diisocyanatomethylbenzene and .alpha.-hydro-.omega.-hydroxypoly(oxy-1,2-ethanediyl) | 323519 | 52448
Ethanol, 2,2'-iminobis-, compd. with .alpha.-(nonylphenyl)-.omega.-hydroxypoly(oxy-1,2-ethanediyl) phosphate | 323501 | 52449
Ethanol, 2,2'-iminobis-, compd. with .alpha.-dodecyl-.omega.-hydroxypoly(oxy-1,2-ethanediyl) phosphate | 323493 | 52450
Ethanol, 2-amino-, compd. with .alpha.-dodecyl-.omega.-hydroxypoly(oxy-1,2-ethanediyl) phosphate | 323485 | 52451
1-Hexanol, 3,3,5-trimethyl-, 1-acetate | 323477 | 52452
Oxirane, 2-methyl-, polymer with oxirane, octyl ether | 323469 | 52453
Lignosulfonic acid, copper salt | 323451 | 52454
Benzenesulfonic acid, [[ethyl[4-[2-[4-(2-phenyldiazenyl)phenyl]diazenyl]phenyl]amino]methyl]-, sodium salt (1:1) | 323436 | 52455
1,5-Naphthalenedisulfonic acid, 3-[2-(4-amino-5-methoxy-2-methylphenyl)diazenyl]- | 323428 | 52456
1,2-Benzenedicarboxylic acid, 1-(2-ethylhexyl) 2-(2-methylpropyl) ester | 323402 | 52457
1,2-Benzenedicarboxylic acid, 1-hexyl 2-octyl ester | 323394 | 52458
Phenol, (1,1,3,3-tetramethylbutyl)-, polymer with formaldehyde, calcium salt | 323386 | 52459
Poly(oxy-1,2-ethanediyl), .alpha.-[(9Z)-1-oxo-9-octadecen-1-yl]-.omega.-(nonylphenoxy)- | 323378 | 52460
Poly(oxy-1,2-ethanediyl), .alpha.-isodecyl-.omega.-hydroxy- | 323360 | 52461
2H-2,4a-Methanonaphthalene-8-methanol, 1,3,4,5,6,7-hexahydro-1,1,5,5-tetramethyl-, 8-acetate, (2S,4aR)- | 323352 | 52462
2H-2,4a-Methanonaphthalene-8-carboxaldehyde, 1,3,4,5,6,7-hexahydro-1,1,5,5-tetramethyl-, (2S,4aR)- | 323345 | 52463
2H-2,4a-Methanonaphthalene-8-methanol, 1,3,4,5,6,7-hexahydro-1,1,5,5-tetramethyl-, (2S,4aR)- | 323337 | 52464
2H-2,4a-Methanonaphthalene-8-methanol, 1,3,4,5,6,7-hexahydro-1,1,5,5-tetramethyl-, 8-formate, (2S,4aR)- | 323329 | 52465
Poly(oxy-1,2-ethanediyl), .alpha.-(3-methylbutyl)-.omega.-hydroxy-, phosphate | 323311 | 52466
C.I. Leuco Sulphur Black 2 | 323303 | 52467
C.I. Solvent Yellow 40 | 323295 | 52468
2-Butenedioic acid (2Z)-, 1,1'-(dibutylstannylene) 4,4'-dioctadecyl ester | 323287 | 52469
1,4-Benzenediamine, 2-chloro-N1,N1-diethyl-, hydrochloride (1:?) | 323279 | 52470
Benzenediazonium, 2,5-dibutoxy-4-(4-morpholinyl)-, sulfate (1:1) | 323261 | 52471
2-Naphthalenol, 5-amino-8-(2-phenyldiazenyl)- | 323253 | 52472
1H-Benzimidazole-5-sulfonic acid, 2-(4-nitrophenyl)-1-octadecyl- | 323246 | 52473
Benzenamine, N-(2-chloroethyl)-4-[2-(2-chloro-4-nitrophenyl)diazenyl]-N-ethyl- | 323238 | 52474
Acetamide, N-phenyl-, mono(aminomethoxy) deriv. | 323220 | 52475
Heptanoic acid, manganese(2+) salt (2:1) | 323212 | 52476
1,3-Benzenedicarboxylic acid, polymer with 2,2-dimethyl-1,3-propanediol, hexanedioic acid and 1,2-propanediol | 323204 | 52477
Poly(oxy-1,2-ethanediyl), .alpha.-(9Z,12Z)-9,12-octadecadien-1-yl-.omega.-hydroxy- | 323196 | 52478
Phenol, polymer with 1,4-bis(methoxymethyl)benzene and 1,1'-oxybis[benzene] | 323188 | 52479
2-Propenoic acid, 2-methyl-, butyl ester, polymer with 3-(trimethoxysilyl)propyl 2-methyl-2-propenoate | 323170 | 52480
1-Propanaminium, N-(2-carboxyethyl)-N,N-dimethyl-3-[[(3,3,4,4,5,5,6,6,7,7,8,8,8-tridecafluorooctyl)sulfonyl]amino]-, inner salt | 323154 | 52481
Poly(oxy-1,2-ethanediyl), .alpha.-sulfo-.omega.-(tetradecyloxy)-, potassium salt (1:1) | 323139 | 52482
Benzenesulfonic acid, 2-hydroxy-, polymer with formaldehyde | 323121 | 52483
4-Hexen-1-ol, 5-methyl-2-(1-methylethylidene)-, dihydro deriv. | 323105 | 52484
4-Hexenal, 5-methyl-2-(1-methylethylidene)-, dihydro deriv. | 323097 | 52485
Cyclohexanol, methyl-, 1-propanoate | 323089 | 52486
Phosphorodithioic acid, O,O-bis(methylphenyl) ester, sodium salt (1:1) | 323071 | 52487
1,4-Benzenediamine, N1-(1-methylpentyl)-N1-phenyl- | 323063 | 52488
Phosphoric acid, monodecyl monooctyl ester | 323055 | 52489
Dodecanamide, N-[3-(dimethyloxidoamino)propyl]- | 323048 | 52490
2-Benzothiazolamine, dichloro- | 323030 | 52491
Benzenesulfonothioic acid, (4,5-dihydro-3-methyl-5-oxo-1H-pyrazol-1-yl)-, sodium salt (1:1) | 323022 | 52492
2-Butenoic acid, 2-methyl-, 3-phenyl-2-propen-1-yl ester, (2E)- | 323014 | 52493
2,6-Nonadienenitrile, 3,7-dimethyl- | 323006 | 52494
Acetic acid, (2,4,5-trichlorophenoxy)-, 1-methylpropyl ester | 322990 | 52495
9,10-Anthracenedione, 1,8-bis(2,4-dinitrophenoxy)-4,5-dinitro- | 322982 | 52496
.beta.-Alanine, N-tetradecyl-, compd. with 2,2',2''-nitrilotris[ethanol] (1:1) | 322974 | 52497
2-Butenedioic acid (2Z)-, 1,4-ditridecyl ester | 322966 | 52498
Octadecanoic acid, 10-sulfo-, 1-methyl ester, sodium salt (1:1) | 322958 | 52499
Thiocyanic acid, 4-methoxy-2-nitrophenyl ester | 314948 | 52500
2-Oxepanone, polymer with 1,4-butanediol, 1,1'-methylenebis[4-isocyanatobenzene], 2-methyloxirane and oxirane | 314930 | 52501
Carbamic acid, N-(3,4-dichlorophenyl)-, 2-[butyl[4-(2,2-dicyanoethenyl)-3-methylphenyl]amino]ethyl ester | 314914 | 52502
Benzoic acid, 2-(4-dodecylbenzoyl)- | 314906 | 52503
Benzenemethanaminium, ar-ethenyl-N,N-dimethyl-N-octadecyl-, chloride (1:1) | 314880 | 52504
Cobalt(3+), hexaammine-, (OC-6-11)-, 2,2,2-trifluoroacetate (1:3) | 314872 | 52505
Octanoic acid, 4-methylphenyl ester | 314864 | 52506
Poly[oxy(methyl-1,2-ethanediyl)], .alpha.,.alpha.',.alpha.''-1,2,3-propanetriyltris[.omega.-hydroxy-, polymer with 2,4-diisocyanato-1-methylbenzene | 314856 | 52507
1,4-Benzenedicarboxylic acid, 1,4-dimethyl ester, polymer with 1,4-butanediol, 1,6-dimethyl hexanedioate, 1,2-ethanediol and .alpha.-hydro-.omega.-hydroxypoly(oxy-1,4-butanediyl) | 314849 | 52508
Poly(oxy-1,2-ethanediyl), .alpha.-hydro-.omega.-hydroxy-, ether with 4-hydroxy-2,2,6,6-tetramethyl-1-piperidineethanol (2:1) | 314831 | 52509
Aluminum, tetrachloro-.mu.-1,2-ethanediyldi- | 314823 | 52510
Hexanedioic acid, polymer with 1,3-dihydro-1,3-dioxo-5-isobenzofurancarboxylic acid, 2,2-dimethyl-1,3-propanediol and 1,3,5-tris(2-hydroxyethyl)-1,3,5-triazine-2,4,6(1H,3H,5H)-trione | 314815 | 52511
Phosphonium, tetrabutyl-, salt with 1,3-dimethyl 5-sulfo-1,3-benzenedicarboxylate (1:1) | 314807 | 52512
Pyrrolidine, 1-(4-methyl-2-nitrophenyl)- | 314799 | 52513
2-Naphthalenecarboxamide, 4-[2-[5-[[[4-(aminocarbonyl)phenyl]amino]carbonyl]-2-methoxyphenyl]diazenyl]-N-(5-chloro-2,4-dimethoxyphenyl)-3-hydroxy- | 314781 | 52514
9-Octadecene, 1-chloro- | 314773 | 52515
5-Isobenzofurancarboxylic acid, 1,3-dihydro-1,3-dioxo-, polymer with 2,2'-oxybis[ethanol] | 314765 | 52516
Cyclohexanone, 2-methyl-5-(1-methylethyl)- | 314757 | 52517
[1,1'-Biphenyl]-4-carbonitrile, 4'-decyl- | 314740 | 52518
Propanal, 2-bromo-3,3-dimethoxy- | 314732 | 52519
2-Propenoic acid, 2-methyl-, polymer with 1,1-dichloroethene, 2-hydroxyethyl 2-propenoate and methyl 2-propenoate | 314724 | 52520
Benzenepropanenitrile, 4-amino-.beta.-oxo- | 314716 | 52521
1,2,4-Benzenetricarboxylic acid, 1,2,4-tris(1-methylheptyl) ester | 314708 | 52522
1,3-Propanediol, 2-ethyl-2-[(2-propen-1-yloxy)methyl]-, polymer with 2,2'-oxybis[ethanol] and 2,2'-thiobis[ethanol] | 314690 | 52523
Starch, carboxymethyl ether, polymer with 2-(chloromethyl)oxirane | 314682 | 52524
Starch, polymer with 2-(chloromethyl)oxirane and 2-methyloxirane | 314674 | 52525
Silane, [(3-methoxy-1-methylene-2-propen-1-yl)oxy]trimethyl- | 314666 | 52526
2-Naphthalenecarboxylic acid, 4,4'-methylenebis[3-hydroxy-, lithium salt (1:2) | 314658 | 52527
Silanol, 1,1-dimethyl-1-phenyl-, potassium salt (1:1) | 314641 | 52528
Morpholine, 4-(2,5-dimethoxy-4-nitrophenyl)- | 314633 | 52529
Ethaneperoxoic acid, 2-phenoxy-, 1,1,3,3-tetramethylbutyl ester | 314617 | 52530
Benzenesulfonic acid, hydroxydinonyl-, ammonium salt (1:1) | 314609 | 52531
2,4-Undecadien-1-ol | 314591 | 52532
2-Propenoic acid, 2-methyl-, polymer with butyl 2-propenoate, 2-ethylhexyl 2-propenoate and methyl 2-methyl-2-propenoate | 314575 | 52533
Propanoic acid, 2-methyl-, 1,1-dimethyl-2-phenylethyl ester | 314567 | 52534
2-Thiophenecarboxylic acid, 3-(aminosulfonyl)-, methyl ester | 314542 | 52535
2-Oxepanone, polymer with 2,2-dimethyl-1,3-propanediol and 1,1'-methylenebis[4-isocyanatobenzene] | 314534 | 52536
4,7-Methanoisobenzofuran-1,3-dione, 4,5,6,7,8,8-hexachloro-3a,4,7,7a-tetrahydro-, polymer with 2,2-dimethyl-1,3-propanediol, 2,5-furandione and 1,2-propanediol | 314526 | 52537
1,3-Oxathiane, 2-methyl-4-propyl-, (2R,4R)-rel- | 314518 | 52538
1,3-Oxathiane, 2-methyl-4-propyl-, (2R,4S)-rel- | 314500 | 52539
Chromate(1-), [1-[2-[2-(hydroxy-.kappa.O)-4-nitrophenyl]diazenyl-.kappa.N1]-2-naphthalenolato(2-)-.kappa.O][1-[2-[2-(hydroxy-.kappa.O)-5-nitrophenyl]diazenyl-.kappa.N1]-2-naphthalenolato(2-)-.kappa.O]-, sodium (1:1) | 314484 | 52540
Pyrazine, 2-[(2-furanylmethyl)thio]-6-methyl- | 314476 | 52541
Pyrazine, 2-[(2-furanylmethyl)thio]-3-methyl- | 314450 | 52542
1,2-Benzenedicarboxylic acid, 4,4'-[2,2,2-trifluoro-1-(trifluoromethyl)ethylidene]bis-, ar,ar'-dimethyl ester | 314443 | 52543
1,3-Isobenzofurandione, polymer with .alpha.-hydro-.omega.-hydroxypoly(oxy-1,2-ethanediyl) | 314427 | 52544
1-Propanaminium, N-(carboxymethyl)-N,N-dimethyl-3-[(1-oxotetradecyl)amino]-, inner salt | 314419 | 52545
Poly(oxy-1,2-ethanediyl), .alpha.-sulfo-.omega.-(dodecylphenoxy)-, sodium salt (1:1) | 314401 | 52546
2,7-Naphthalenedisulfonic acid, 3,3'-[carbonylbis(imino-4,1-phenylene-2,1-diazenediyl)]bis[4-amino-5-hydroxy-6-(2-phenyldiazenyl)-, sodium salt (1:4) | 314393 | 52547
1,3-Benzodioxole, 5-(dimethoxymethyl)- | 314377 | 52548
2-Propenoic acid, polymer with ethenylbenzene and ethenylmethylbenzene | 314369 | 52549
Poly[oxy(methyl-1,2-ethanediyl)], .alpha.-hydro-.omega.-hydroxy-, polymer with 1,3-diisocyanatomethylbenzene and .alpha.-hydro-.omega.-hydroxypoly[oxy(methyl-1,2-ethanediyl)] ether with 2-ethyl-2-(hydroxymethyl)-1,3-propanediol (3:1) | 314344 | 52550
9,12-Octadecadienoic acid (9Z,12Z)-, compd. with 2,2'-iminobis[ethanol] (1:1) | 314336 | 52551
Hexanoic acid, 3,5,5-trimethyl-, isotridecyl ester | 314328 | 52552
Benzenemethanaminium, N-dodecyl-4-ethenyl-N,N-dimethyl-, chloride (1:1) | 306589 | 52553
2-Butenedioic acid (2Z)-, 1-methyl ester, polymer with ethenyl acetate and 2-propenoic acid | 306563 | 52554
1-Propanaminium, 3-[ethyl(3-methylphenyl)amino]-2-hydroxy-N,N,N-trimethyl-, chloride (1:1) | 306555 | 52555
7H,11H-Benz[de]imidazo[4',5':5,6]benzimidazo[2,1-a]isoquinoline-7,11-dione, 10,12-dihydro- | 306548 | 52556
Phenol, 2-[2-[4-[[4-[bis(2-hydroxyethyl)amino]-6-chloro-1,3,5-triazin-2-yl]amino]phenyl]diazenyl]-4-methyl- | 306522 | 52557
2,4,6-Nonatrienal | 306506 | 52558
Hexanedioic acid, polymer with 2-ethyl-2-(hydroxymethyl)-1,3-propanediol and 1,6-hexanediol | 306498 | 52559
2-Propenoic acid, 3-(4-methoxyphenyl)-, compd. with 2,2'-iminobis[ethanol] (1:1) | 306480 | 52560
Benzene, 1-(chloromethyl)-2-(1,1-dimethylethyl)- | 306464 | 52561
Aluminum, (2-ethylhexanoato-.kappa.O)oxo-, homopolymer | 306456 | 52562
Aluminum, (2-ethylhexanoato-.kappa.O)oxo- | 306449 | 52563
4,7-Methano-1H-indene, 3a,4,7,7a-tetrahydro-, polymer with ethenylbenzene and (1-methylethenyl)benzene | 306431 | 52564
9-Hexadecenal, (9Z)- | 306415 | 52565
9-Tetradecen-1-ol, 1-formate, (9Z)- | 306407 | 52566
Potassium titanium fluoride | 306381 | 52567
Aluminum, bis(2-ethylhexanoato-.kappa.O)(2-propanolato)- | 306373 | 52568
Copper, [N,N',N'',N'''-tetrakis[2-(2,5-dimethoxyphenyl)-1-methylethyl]-29H,31H-phthalocyanine-1,8,15,22-tetrasulfonamidato(2-)-.kappa.N29,.kappa.N30,.kappa.N31,.kappa.N32]-, (SP-4-1)- | 306365 | 52569
1,4-Benzenedisulfonic acid, 2,2'-[1,2-ethenediylbis[(3-sulfo-4,1-phenylene)imino[6-[[3-(acetylamino)propyl]amino]-1,3,5-triazine-4,2-diyl]imino]]bis-, sodium salt (1:6) | 306340 | 52570
Lead, bis(octadecanoato)dioxodi- | 306332 | 52571
Cyclopentanone, 2-[[4-(1-methylethyl)-1-cyclohexen-1-yl]methyl]- | 306316 | 52572
Ferrate(2-), [[N,N'-1,2-ethanediylbis[N-[(carboxy-.kappa.O)methyl]glycinato-.kappa.N,.kappa.O]](4-)]-, ammonium (1:2), (OC-6-21)- | 306308 | 52573
2-Butenoic acid, (2E)-3,7-dimethyl-2,6-octadien-1-yl ester | 306290 | 52574
Benzene, ethenyl-, polymer with (1-methylethenyl)benzene and (4R)-1-methyl-4-(1-methylethenyl)cyclohexene | 306282 | 52575
1,2-Ethanedione, 1-(2-chlorophenyl)-2-(3,4-dimethoxyphenyl)- | 306274 | 52576
Acetamide, N-[5-[bis(2-hydroxyethyl)amino]-2-[2-(2-chloro-4,6-dinitrophenyl)diazenyl]-4-methoxyphenyl]- | 306266 | 52577
Methanamine, N-methyl-, phosphonate (1:1) | 306258 | 52578
2-Naphthalenecarboxylic acid, 2-(2-naphthalenylcarbonyl)hydrazide | 306241 | 52579
Phenol, polymer with formaldehyde, barium salt | 306233 | 52580
1H-Pyrrole-2-methanamine, N,N,1-trimethyl- | 306225 | 52581
9,10-Anthracenediol, 1,4-dihydro- | 306217 | 52582
4-Hexenal, 2-ethenyl-2,5-dimethyl- | 306209 | 52583
Benzenepropanol, 4-(1,1-dimethylethyl)-.beta.-methyl- | 306191 | 52584
1,6-Decadien-3-ol, 3,7,9-trimethyl- | 306183 | 52585
Phenol, 2,6-bis(1,1-dimethylpropyl)-4-methyl- | 306175 | 52586
Aluminum, dihexyl-(1Z)-1-octen-1-yl- | 306167 | 52587
Aluminum, [(1Z)-4-methyl-1-penten-1-yl]bis(2-methylpropyl)- | 306159 | 52588
Aluminum, dibutyl-(1Z)-1-hexen-1-yl- | 306142 | 52589
Aluminum, (1Z)-1-buten-1-yldiethyl- | 306134 | 52590
3-Hepten-1-ol, 6-methyl-, (3Z)- | 306126 | 52591
Oxirane, 2-methyl-, polymer with oxirane, monoacetate, 2-propen-1-yl ether | 306118 | 52592
Propanol, oxybis-, polymer with 1,3-diisocyanatomethylbenzene and .alpha.-hydro-.omega.-hydroxypoly[oxy(methyl-1,2-ethanediyl)] | 306100 | 52593
1,3-Benzenedicarboxylic acid, polymer with 2,2-dimethyl-1,3-propanediol, 2,5-furandione and oxybis[propanol] | 306092 | 52594
2,5-Furandione, polymer with oxybis[propanol] and 1,2-propanediol | 306084 | 52595
Ruthenate(2-), hexakis(cyano-.kappa.C)-, potassium (1:2), (OC-6-11)- | 306076 | 52596
2H-1-Benzopyran-2-one, 3-[3-(4'-bromo[1,1'-biphenyl]-4-yl)-1,2,3,4-tetrahydro-1-naphthalenyl]-4-hydroxy- | 306068 | 52597
1,?-Propanediol, 2(or 3)-(2-propen-1-yloxy)-, polymer with .alpha.-hydro-.omega.-hydroxypoly(oxy-1,4-butanediyl) and 1,1'-methylenebis[4-isocyanatobenzene] | 306050 | 52598
Ethanol, 2-[2-[2-(hexadecyloxy)ethoxy]ethoxy]-, 1-(hydrogen sulfate), ammonium salt (1:1) | 306035 | 52599
1,2-Benzenedicarboxylic acid, 4-chloro-, sodium salt (1:1) | 306019 | 52600
Butanamide, 2-[2-(2,5-dichlorophenyl)diazenyl]-N-(2,3-dihydro-2-oxo-1H-benzimidazol-5-yl)-3-oxo- | 305995 | 52601
Methanesulfonamide, N-[2-[ethyl(3-methyl-4-nitrosophenyl)amino]ethyl]- | 305987 | 52602
[1,1'-Bicyclohexyl]one | 305961 | 52603
Phosphonium, ethyltrioctyl-, bromide (1:1) | 305946 | 52604
Benzenamine, N-(1-ethylpropyl)-3,4-dimethyl-2,6-dinitro- | 281436 | 52605
2,5-Furandione, dihydro-, polymer with 2,2'-oxybis[ethanol] | 281428 | 52606
1,3-Benzenedicarboxylic acid, polymer with 1,4-benzenedicarboxylic acid, 2,2-dimethyl-1,3-propanediol, 1,2-ethanediol and hexanedioic acid | 281410 | 52607
2-Propenoic acid, 2-methyl-, butyl ester, polymer with ethyl 2-propenoate and methyl 2-methyl-2-propenoate | 281402 | 52608
Benzenesulfonic acid, 4-ethenyl-, sodium salt (1:1), polymer with chloroethene and 2-propenenitrile | 281386 | 52609
Benzonitrile, 4-isocyanato- | 281378 | 52610
1-Propanesulfonic acid, 3,3'-[2-butyne-1,4-diylbis(oxy)]bis[2-hydroxy- | 281352 | 52611
2-Butyn-1-ol, 4-[(tetrahydro-1,1-dioxido-3-thienyl)oxy]- | 281345 | 52612
Oxirane, 2-(5-methoxy-1,5-dimethylhexyl)- | 281329 | 52613
Ethanol, 2-(methyldiphenylsilyl)- | 281311 | 52614
2-Propenoic acid, butyl ester, polymer with bicyclo[2.2.1]hept-5-en-2-ylmethyl 2-chloroacetate and 2-methoxyethyl 2-propenoate | 281303 | 52615
Formaldehyde, polymer with 4-nonylphenol and phenol | 281295 | 52616
Benzene, 2-isocyanato-1,4-dimethyl- | 281279 | 52617
Benzenesulfonic acid, 4,4'-(2,9-dimethyl-1,10-phenanthroline-4,7-diyl)bis-, sodium salt (1:2) | 281261 | 52618
1,3-Benzenedicarboxylic acid, polymer with 1,6-hexanediol | 281246 | 52619
3,16-Dioxa-8,9,10,11-tetrathia-4,15-disilaoctadecane, 4,4,15,15-tetraethoxy- | 281238 | 52620
1,2,4-Butanetricarboxylic acid, 2-phosphono-, sodium salt (1:?) | 281220 | 52621
Aluminate(1-), .mu.-chlorohexachlorodi-, sodium (1:1) | 281212 | 52622
Propanal, 3-hydroxy-2-(hydroxymethyl)- | 281204 | 52623
Phenol, 4,4'-(1-methylethylidene)bis-, polymer with 2-(chloromethyl)oxirane and 4,4'-methylenebis[benzenamine] | 281196 | 52624
1H-Isoindol-3-amine, 4,5,6,7-tetrachloro-1-imino- | 281170 | 52625
Benzothiazolium, 3-(2-carboxyethyl)-6-methoxy-2-methyl-, iodide (1:1) | 281162 | 52626
2-Propenoic acid, polymer with chloroethene, ethenyl acetate and N-(hydroxymethyl)-2-propenamide | 281154 | 52627
Benzenesulfonic acid, dodecyl(4-sulfophenoxy)- | 281139 | 52628
Neodecanoyl chloride | 281113 | 52629
2,6-Octadien-1-amine, N,N-diethyl-3,7-dimethyl-, (2E)- | 281097 | 52630
2-Propenenitrile, 3-(2,6,6-trimethyl-1-cyclohexen-1-yl)-, (2E)- | 281089 | 52631
2-Heptanone, 5-ethyl- | 281071 | 52632
Benzeneacetic acid, 3,4-dimethoxy-.alpha.-oxo-, ethyl ester | 281055 | 52633
Cholest-5-en-3-ol (3.beta.)-, 3-(2-methoxyethyl carbonate) | 281030 | 52634
Hydrazinium, 1,1-dimethyl-2-(1-oxohexadecyl)-1-(2-propen-1-yl)-, chloride (1:1) | 281022 | 52635
Formaldehyde, polymer with 2-(chloromethyl)oxirane, 4,4'-(1-methylethylidene)bis[phenol] and phenol | 281006 | 52636
Hexanedioic acid, polymer with dihydro-2,5-furandione and 1,2-propanediol | 280990 | 52637
Acetic acid, 2-cyclopentylidene-, methyl ester | 280982 | 52638
1-Hexanol, 6-chloro-, 1-acetate | 280974 | 52639
1,3-Isobenzofurandione, polymer with 2,2-bis[(2-propen-1-yloxy)methyl]-1-butanol and 2,2'-oxybis[ethanol] | 280966 | 52640
Octanenitrile, 3,7-dimethyl- | 280941 | 52641
Naphtho[1,2-d]thiazol-2-amine | 280925 | 52642
9-Octadecen-1-amine, N-(9Z)-9-octadecen-1-yl-, (9Z)- | 280917 | 52643
Acetamide, 2-chloro-N-(chloromethyl)-N-(2,6-diethylphenyl)- | 280909 | 52644
Acetamide, N-[(acetylamino)methyl]-2-chloro-N-(2,6-diethylphenyl)- | 280891 | 52645
Poly(oxy-1,2-ethanediyl), .alpha.-(3-pentadecylphenyl)-.omega.-hydroxy- | 280883 | 52646
1H-Benzotriazole, 1-hydroxy-, sodium salt (1:1) | 280875 | 52647
1,2-Benzenedicarboxylic acid, sulfo-, 1-[1-methyl-2-[(2-methyl-1-oxo-2-propen-1-yl)oxy]ethyl] ester | 280867 | 52648
Benzenesulfonic acid, dodecyl-, compd. with N1-(2-aminoethyl)-1,2-ethanediamine (1:?) | 280859 | 52649
Acetic acid, 2-chloro-, 1-methyl-2-(2-methylpropoxy)ethyl ester | 280842 | 52650
Phenol, 2-ethoxy-4-nitro- | 280834 | 52651
Hexanedioic acid, polymer with 1,4-butanediol and 5-isocyanato-1-(isocyanatomethyl)-1,3,3-trimethylcyclohexane | 280826 | 52652
1,4-Benzenedicarboxylic acid, 1,4-dimethyl ester, polymer with 1,2-propanediol | 280818 | 52653
1H-Isoindole-1,3(2H)-dione, 2-(9,10-dihydro-9,10-dioxo-1-anthracenyl)- | 280800 | 52654
1,2-Ethanedione, 1,2-bis(3-methoxyphenyl)- | 280792 | 52655
Octadecanoic acid, 9(or 10)-carboxy- | 280784 | 52656
Ethanedial, trimer | 280776 | 52657
Benzene, 1,1'-oxybis-, tetrabromo deriv. | 280768 | 52658
9,12-Octadecadienoic acid (9Z,12Z)-, dimer, polymer with N1-(2-aminoethyl)-1,2-ethanediamine | 273078 | 52659
2,4-Pentanedione, peroxide | 273060 | 52660
Phosphonic acid, P-[2-(2-chloro-1-methylethoxy)-1-propen-1-yl]-, dipropyl ester | 273052 | 52661
Cyclohexanol, 1-ethynyl-2-(1-methylpropyl)- | 273045 | 52662
Cyclopentanecarboxylic acid, 2-hexyl-3-oxo-, ethyl ester | 273037 | 52663
Cyclopentanecarboxylic acid, 2-hexyl-3-oxo-, methyl ester | 273029 | 52664
Cyclopentanecarboxylic acid, 2-hexyl-3-oxo- | 273011 | 52665
2-Penten-1-ol, 2-methyl-5-[(1S,2R,4R)-2-methyl-3-methylenebicyclo[2.2.1]hept-2-yl]-, (2E)- | 273003 | 52666
Cyclohexanol, 1-ethenyl-2-(1-methylpropyl)-, 1-acetate | 272989 | 52667
Propanedioic acid, 2,2-dibromo-, 1,3-dimethyl ester | 272971 | 52668
2-Propanamine, 1-methoxy- | 272963 | 52669
Benzenemethanaminium, N,N-dimethyl-N-(9Z)-9-octadecen-1-yl-, chloride (1:1) | 272955 | 52670
Benzenesulfonic acid, 2,2'-(1,2-ethenediyl)bis[5-[[4-chloro-6-[(3-sulfophenyl)amino]-1,3,5-triazin-2-yl]amino]-, sodium salt (1:4) | 272930 | 52671
Benzenesulfonic acid, 2,2'-(1,2-ethenediyl)bis[5-[[4-chloro-6-(phenylamino)-1,3,5-triazin-2-yl]amino]-, sodium salt (1:2) | 272922 | 52672
1,3-Benzenedicarboxylic acid, polymer with 1,2-propanediol | 272914 | 52673
2-Propenoic acid, butyl ester, polymer with N-(hydroxymethyl)-2-methyl-2-propenamide and 2-methyl-2-propenamide | 272906 | 52674
1,2-Propanediol, 1-benzoate | 272898 | 52675
Benzenesulfonic acid, 4-chloro-3-[2-[1-(4-chlorophenyl)-4,5-dihydro-3-methyl-5-oxo-1H-pyrazol-4-yl]diazenyl]-, sodium salt (1:1) | 272872 | 52676
2-Penten-1-ol, 3-methyl-, 1-acetate | 272864 | 52677
2H-1-Benzopyran-2-one, 7-[[2-(acetylamino)-2-deoxy-.beta.-D-glucopyranosyl]oxy]-4-methyl- | 272849 | 52678
1,8-Octanediol, titanium(4+) salt (4:1) | 272831 | 52679
Benzoic acid, 2,2'-(dioxydicarbonyl)bis- | 272815 | 52680
2-Propenoic acid, 2-methyl-, polymer with ethenylbenzene and 2-methylpropyl 2-propenoate | 272807 | 52681
4-Imidazolidinone, 3-ethyl-1-phenyl-2-thioxo- | 272781 | 52682
Cyanamide, N,N-dipentyl- | 272773 | 52683
2-Butenedioic acid (2E)-, polymer with 1,3-isobenzofurandione, 2,2'-oxybis[ethanol] and 1,2-propanediol | 272765 | 52684
2-Propenoic acid, 2-methoxy-, ethyl ester | 272757 | 52685
Ethanamine, 2,2'-[methylenebis(oxy)]bis[N,N-dimethyl- | 272740 | 52686
2-Naphthalenecarboxamide, 4-[2-[4-(aminocarbonyl)phenyl]diazenyl]-3-hydroxy-N-(2-methoxyphenyl)- | 272716 | 52687
2-Propenoic acid, 2-methyl-, 2-(dimethylamino)ethyl ester, polymer with ethenyl acetate and 2-ethylhexyl 2-propenoate | 272708 | 52688
Octadecasiloxane, octatriacontamethyl- | 272682 | 52689
Hexadecasiloxane, tetratriacontamethyl- | 272674 | 52690
Poly(oxy-1,2-ethanediyl), .alpha.,.alpha.',.alpha.''-(nitrilotri-2,1-ethanediyl)tris[.omega.-hydroxy- | 272666 | 52691
Benzeneethanaminium, 4-[[4-[ethyl[2-hydroxy-3-(trimethylammonio)propyl]amino]-2-methylphenyl]azo]-N,N,N-trimethyl-.beta.-oxo-, tetrafluoroborate(1-) (1:2) | 272658 | 52692
Hexanedioic acid, polymer with 1,2-ethanediol, 1,6-hexanediol and 1,1'-methylenebis[4-isocyanatobenzene] | 272633 | 52693
2-Propenoic acid, telomer with 1-octanethiol and 2-propenenitrile | 272625 | 52694
1-Propanesulfonic acid, 3-[ethyl[3-methyl-4-[2-[4-(2-phenyldiazenyl)phenyl]diazenyl]phenyl]amino]-, sodium salt (1:1) | 272617 | 52695
2-Propenoic acid, 2-methyl-, methyl ester, polymer with 2-chloro-1,3-butadiene and ethenylbenzene | 272591 | 52696
Propanal, 2-methyl-, polymer with formaldehyde and phenol | 272583 | 52697
Benzenesulfonyl chloride, 4-(2,5-dihydro-2,5-dioxo-1H-pyrrol-1-yl)- | 272575 | 52698
Bicyclo[2.2.1]hept-5-ene-2,3-dicarboxylic acid, 2-methyl ester | 272567 | 52699
Ethanimidamide, acetate (1:1) | 272542 | 52700
2-Oxepanone, polymer with 2,2'-oxybis[ethanol] | 272534 | 52701
Butanedioic acid, 2-methylene-, polymer with N1-(2-aminoethyl)-1,2-ethanediamine | 272526 | 52702
2H-Tetrazolium, 2,2'-(3,3'-dimethoxy[1,1'-biphenyl]-4,4'-diyl)bis[5-[4-(aminothioxomethyl)phenyl]-3-(4-nitrophenyl)-, chloride (1:2) | 272518 | 52703
2,4,6(1H,3H,5H)-Pyrimidinetrione, 5,5'-(1H-isoindole-1,3(2H)-diylidene)bis- | 272500 | 52704
Spiro[isobenzofuran-1(3H),9'-[9H]xanthen]-3-one, 3',6'-dimethoxy- | 272492 | 52705
Benzoic acid, 2-(diphenylphosphino)-, sodium salt (1:1) | 272484 | 52706
2-Thiophenecarboxaldehyde, 5-ethyl- | 272476 | 52707
Benzenamine, ar-nonyl-N-(nonylphenyl)- | 272468 | 52708
Xanthylium, 9-[2-carboxy-5(or 6)-isothiocyanatophenyl]-3,6-bis(diethylamino)-, chloride (1:1) | 272450 | 52709
1,1'-Biphenyl, ar,ar'-bis(1-methylethyl)- | 272443 | 52710
threo-2,5-Hexodiulose, 1,6-dideoxy- | 272435 | 52711
erythro-2,5-Hexodiulose, 1,6-dideoxy- | 272427 | 52712
Titanium, bis(2,4-pentanedionato-.kappa.O2,.kappa.O4)(1,3-propanediolato-.kappa.O1,.kappa.O3)- | 272419 | 52713
2-Naphthalenesulfonic acid, 7-amino-4-hydroxy-3-[2-[3-methyl-4-[2-(4-sulfophenyl)diazenyl]phenyl]diazenyl]- | 272401 | 52714
Octanoic acid, 2,2,3,3,4,4,5,5,6,6,7,7,8,8,8-pentadecafluoro-, 1,1'-anhydride | 264515 | 52715
Copper, [NC,NC,NC-tris[3-(dimethylamino)propyl]-29H,31H-phthalocyanine-C,C,C-trisulfonamidato(2-)-.kappa.N29,.kappa.N30,.kappa.N31,.kappa.N32]- | 264507 | 52716
2-Propenoic acid, 2-methyl-, 2-propen-1-yl ester, polymer with butyl 2-propenoate, ethenylbenzene, ethyl 2-propenoate and methyl 2-methyl-2-propenoate | 264499 | 52717
Hexanedioic acid, polymer with 1,4-cyclohexanedimethanol | 264481 | 52718
2,4-Heptadien-1-ol, (2E,4E)- | 264473 | 52719
2-Hepten-1-ol, (2E)- | 264465 | 52720
3-Hexen-1-ol, 1-propanoate, (3Z)- | 264457 | 52721
3-Hexen-1-ol, 1-formate, (3Z)- | 264440 | 52722
2-Butenedioic acid (2Z)-, 1,1'-(dibutylstannylene) 4,4'-didodecyl ester | 264432 | 52723
Methanesulfonic acid, 1,1,1-trifluoro-, lithium salt (1:1) | 264424 | 52724
Benzenesulfonic acid, 3-[[ethyl[4-[2-[4-(2-phenyldiazenyl)-1-naphthalenyl]diazenyl]phenyl]amino]methyl]- | 264416 | 52725
Cyclohexanone, 3-mercapto- | 264408 | 52726
2-Propenoic acid, butyl ester, polymer with ethyl 2-propenoate and N-(hydroxymethyl)-2-propenamide | 264390 | 52727
Hexanedioic acid, polymer with 1,1'-[(4-methylphenyl)imino]bis[2-propanol] | 264382 | 52728
2-Propenoic acid, butyl ester, polymer with ethenyl acetate and ethyl 2-propenoate | 264374 | 52729
Benzene, tetrachloro(trichlorosilyl)- | 264366 | 52730
Ethanaminium, N,N,N-trimethyl-2-[(2-methyl-1-oxo-2-propen-1-yl)oxy]-, chloride (1:1), polymer with ethyl 2-propenoate and methyl 2-methyl-2-propenoate | 264358 | 52731
3-Butyn-2-ol, 2-methyl-4-(3-nitrophenyl)- | 264341 | 52732
Benzene, 1-methyl-4-(pentyloxy)- | 264325 | 52733
2-Propenoic acid, 2-methyl-, polymer with N-(butoxymethyl)-2-propenamide, ethenylbenzene and methyl 2-methyl-2-propenoate | 264317 | 52734
Benzenemethanesulfonic acid, .alpha.-hydroxy-4-methoxy-, sodium salt (1:1) | 264309 | 52735
Pyridine, 4-(phenylthio)- | 264283 | 52736
2-Propenoic acid, 2-methyl-, methyl ester, polymer with butyl 2-propenoate, ethyl 2-propenoate and 2-hydroxyethyl 2-propenoate | 264267 | 52737
Acetic acid ethenyl ester, polymer with chloroethene and 1,1,2-trichloroethene | 264259 | 52738
Phenol, 2,3,4,5,6-pentabromo-, 1,1'-carbonate | 264242 | 52739
Oxazolidine, 2-(trichloromethyl)- | 264234 | 52740
Zinc, diamminebis(nitrato-.kappa.O,.kappa.O')- | 264226 | 52741
1,?-Anthracenedisulfonic acid, 5(or 8)-[[4-(acetylamino)phenyl]amino]-8(or 5)-amino-9,10-dihydro-9,10-dioxo-, sodium salt (1:2) | 264200 | 52742
Hexanedioic acid, polymer with 2,2-dimethyl-1,3-propanediol and 2-ethyl-2-(hydroxymethyl)-1,3-propanediol | 264192 | 52743
2-Propenoic acid, 2-methyl-, 2-oxiranylmethyl ester, polymer with 2-ethylhexyl 2-propenoate and ethyl 2-propenoate | 264184 | 52744
2-Pyrazinamine, 6-chloro- | 264176 | 52745
Propanoic acid, 3-(acetylthio)-2-methyl- | 264150 | 52746
Silane, dichlorobis(3-chloropropyl)- | 264143 | 52747
Oxirane, 2,2'-[(1-methylethylidene)bis[(2,6-dibromo-4,1-phenylene)oxymethylene]]bis-, homopolymer | 264127 | 52748
1,4-Benzenedicarboxylic acid, 1,4-dimethyl ester, polymer with 1,2-ethanediol, 2,2'-oxybis[ethanol] and 1,2,3-propanetriol | 264119 | 52749
Phenoxazin-5-ium, 3,7-bis(diethylamino)-, trichlorozincate(1-) (1:1) | 264101 | 52750
Chromate(1-), bis[2,4-dihydro-4-[2-[2-(hydroxy-.kappa.O)-4-nitrophenyl]diazenyl-.kappa.N1]-5-methyl-2-phenyl-3H-pyrazol-3-onato(2-)-.kappa.O3]-, hydrogen (1:1) | 264093 | 52751
Benzamide, 3,5-dichloro-N-(1-methylethyl)- | 264077 | 52752
Magnesium, bromocyclopentyl- | 264051 | 52753
Glycine, N,N-dimethyl-, ethyl ester | 264044 | 52754
Benzenamine, 4-pentyl- | 264036 | 52755
1,2-Benzenedicarboxylic acid, rubidium salt (1:1) | 264028 | 52756
Benzenesulfonamide, 2-amino-N-decyl- | 264002 | 52757
1H-Benz[de]isoquinoline-1,3(2H)-dione, 6-(cyclohexylamino)-2-methyl- | 263988 | 52758
Phenoxazin-5-ium, 3,7-bis(diethylamino)-, chloride (1:1) | 263962 | 52759
Benzenamine, 3,4-dichloro-N-hydroxy- | 263947 | 52760
Glycine, N-[imino(phosphonoamino)methyl]-N-methyl-, sodium salt (1:?) | 263939 | 52761
3H-1,2,4-Triazole-3-selone, 1,2-dihydro-5-methyl- | 263913 | 52762
Benzenesulfonic acid, 2,4,6-trimethyl-3,5-dinitro- | 263905 | 52763
2,5-Furandione, polymer with 2-(2-hydroxypropoxy)-1-propanol | 263889 | 52764
Carbonochloridic acid, 4-(1,1-dimethylethyl)phenyl ester | 263871 | 52765
Carbonic acid, copper(2+) ammonium salt (1:?:?) | 263855 | 52766
Spiro[benzofuran-3(2H),1'-[3]cyclohexen]-5-ol, methyl-2-(4-morpholinyl)- | 263848 | 52767
1,4,7,10,13-Pentaoxacyclopentadecane | 263830 | 52768
1,7-Naphthalenedisulfonic acid, 5-hydroxy-6-[2-(2-sulfophenyl)diazenyl]-4-[(2,5,6-trichloro-4-pyrimidinyl)amino]-, sodium salt (1:3) | 289603 | 52769
Benzoic acid, 4-(octyloxy)-, 4-cyanophenyl ester | 289587 | 52770
Benzoic acid, 4-octyl-, 4-cyanophenyl ester | 289579 | 52771
Iron, [7,16-dihydrodibenzo[b,i][1,4,8,11]tetraazacyclotetradecinato(2-)-.kappa.N5,.kappa.N9,.kappa.N14,.kappa.N18]-, (SP-4-1)- | 289553 | 52772
Acetamide, N,N'-(ethenylmethylsilylene)bis[N-methyl- | 289546 | 52773
Pentanal, 5,5-dimethoxy- | 289520 | 52774
Phosphonothioic acid, P-methyl-, S-[2-[bis(1-methylethyl)amino]ethyl] O-ethyl ester | 289512 | 52775
Butanoic acid, 4-[2,4-bis(1,1-dimethylpropyl)phenoxy]- | 289496 | 52776
Poly(oxy-1,2-ethanediyl), .alpha.-phosphono-.omega.-butoxy- | 289470 | 52777
9,11-Tetradecadien-1-ol, 1-acetate, (9Z,11E)- | 289462 | 52778
Quinolinium, 1-ethyl-2-(ethylthio)-, iodide (1:1) | 289454 | 52779
1,3,5-Triazine-2,4-diamine, 6-[2-(2-undecyl-1H-imidazol-1-yl)ethyl]- | 289439 | 52780
Propanoic acid, 3-mercapto-, tridecyl ester | 289421 | 52781
1H-2,1,3-Benzothiadiazin-4(3H)-one, 3-(1-methylethyl)-, 2,2-dioxide, sodium salt | 289413 | 52782
2-Propenoic acid, 2-methyl-, 2-ethylhexyl ester, polymer with ethenylbenzene and 2-methylpropyl 2-methyl-2-propenoate | 289397 | 52783
Undecanoic acid, phenyl- | 289389 | 52784
Benzoic acid, 2-chloro-4-hydroxy-, 4-octylphenyl ester | 289363 | 52785
Benzoic acid, 3-chloro-4-hydroxy-, 4-pentylphenyl ester | 289348 | 52786
Benzoic acid, 5-(acetylamino)-2-amino- | 289330 | 52787
Poly(oxy-1,2-ethanediyl), .alpha.,.alpha.'-phosphinicobis[.omega.-(dodecyloxy)-, potassium salt (1:1) | 289314 | 52788
Furo[3,4-b]pyridin-7(5H)-one, 5,5-bis(1-ethyl-2-methyl-1H-indol-3-yl)- | 289306 | 52789
Benzenesulfonic acid, 4-amino-3-nitro-, ammonium salt (1:1) | 289298 | 52790
Poly(oxy-1,2-ethanediyl), .alpha.-dodecyl-.omega.-methoxy- | 289272 | 52791
2-Propenoic acid, 3-hydroxypropyl ester, polymer with chloroethene and ethenyl acetate | 289264 | 52792
1,4-Butanediol, polymer with 1,3-diisocyanatomethylbenzene and .alpha.-hydro-.omega.-hydroxypoly[oxy(methyl-1,2-ethanediyl)] | 289256 | 52793
2-Propenoic acid, 2-methyl-, methyl ester, polymer with butyl 2-propenoate and 1,1'-[oxybis(2,1-ethanediyloxy-2,1-ethanediyl)] bis(2-methyl-2-propenoate) | 289249 | 52794
Phosphonic acid, P,P',P'',P'''-[[(phosphonomethyl)imino]bis[6,1-hexanediylnitrilobis(methylene)]]tetrakis-, potassium salt (1:10) | 289231 | 52795
Acetamide, N-(4-methoxy-3-nitrophenyl)- | 289223 | 52796
Benzoic acid, 4-propyl-, 4-pentylphenyl ester | 289207 | 52797
Benzoic acid, 4-(pentyloxy)-, 4-pentylphenyl ester | 289199 | 52798
Benzoic acid, 4-methoxy-, 4-propylphenyl ester | 289181 | 52799
Phenol, 3-[(4-amino-6-chloro-1,3,5-triazin-2-yl)oxy]- | 289165 | 52800
Benzene, [2-[(3-methyl-2-buten-1-yl)oxy]ethyl]- | 289140 | 52801
2-Propenoic acid, 3-(2-ethoxyphenyl)-, ethyl ester | 289132 | 52802
Tetradecanoyl chloride, 2-[4-(acetyloxy)-3-(1,1-dimethylethyl)phenoxy]- | 289116 | 52803
1H-Indole, 1-(3-methyl-2-buten-1-yl)- | 289090 | 52804
1,3,4-Thiadiazol-2-amine, 5-(1,1-dimethylethyl)-N-methyl- | 289082 | 52805
Benzoic acid, 2-[(2-methylpentylidene)amino]-, methyl ester | 289074 | 52806
Benzoyl chloride, 4-octyl- | 289066 | 52807
Benzoyl chloride, 4-heptyl- | 289058 | 52808
Benzoyl chloride, 4-hexyl- | 289041 | 52809
3-Pyridinecarbonitrile, 5-[2-[4-(3,4-dihydro-4-oxo-2-quinazolinyl)phenyl]diazenyl]-1,2-dihydro-6-hydroxy-4-methyl-6-oxo- | 289033 | 52810
2-Propenoic acid, 2-methyl-, polymer with diethenylbenzene | 289025 | 52811
Poly(oxy-1,2-ethanediyl), .alpha.-sulfo-.omega.-(dodecyloxy)-, potassium salt (1:1) | 289017 | 52812
2-Propenoic acid, 2-ethylhexyl ester, polymer with 2-hydroxyethyl 2-propenoate and methyl 2-propenoate | 289009 | 52813
1,3-Isobenzofurandione, polymer with 1,2-ethanediol, 2,2'-[1,2-ethanediylbis(oxy)]bis[ethanol] and 2-ethyl-2-(hydroxymethyl)-1,3-propanediol | 288993 | 52814
2-Propenoic acid, 2-methyl-, 2,2,2-trichloroethyl ester, homopolymer | 288985 | 52815
1-Octanesulfonamide, 1,1,2,2,3,3,4,4,5,5,6,6,7,7,8,8,8-heptadecafluoro-N-(phenylmethyl)- | 288977 | 52816
1-Hexanesulfonamide, N-[3-(dimethylamino)propyl]-1,1,2,2,3,3,4,4,5,5,6,6,6-tridecafluoro- | 288969 | 52817
Phenol, 3-[2-chloro-4-(trifluoromethyl)phenoxy]-, 1-acetate | 288951 | 52818
Benzoic acid, 5-[2-chloro-4-(trifluoromethyl)phenoxy]-2-nitro- | 288944 | 52819
Phenol, 5-[2-chloro-4-(trifluoromethyl)phenoxy]-2-nitro-, 1-acetate | 288936 | 52820
Poly(oxy-1,2-ethanediyl), .alpha.-hydro-.omega.-hydroxy-, ether with 2-ethyl-2-(hydroxymethyl)-1,3-propanediol (3:1) | 288928 | 52821
Ethanaminium, 2-(ethylphenylamino)-N,N,N-trimethyl-, methyl sulfate (1:1) | 280750 | 52822
1,3,8-Triazaspiro[4.5]decane-2,4-dione, 7,7,9,9-tetramethyl-3-octyl-8-(phenylmethyl)- | 280743 | 52823
2-Propenoic acid, 1,1'-[phosphinicobis(oxy-2,1-ethanediyl)] ester | 280735 | 52824
Propanoic acid, 2-chloro-, 1-methylethyl ester | 280727 | 52825
Nonanedioic acid, polymer with 2-(chloromethyl)oxirane, 3-hydroxy-2-(hydroxymethyl)-2-methylpropanoic acid and 4,4'-(1-methylethylidene)bis[phenol] | 280719 | 52826
Phenol, 4,4'-(1-methylethylidene)bis[2,6-dibromo-, polymer with 2-(chloromethyl)oxirane | 280701 | 52827
Naphthalenesulfonic acid, didodecyl- | 280693 | 52828
2-Oxiranemethanamine, N-(2-methylphenyl)-N-(2-oxiranylmethyl)- | 280685 | 52829
Poly(oxy-1,2-ethanediyl), .alpha.,.alpha.'-(1,6-dioxo-1,6-hexanediyl)bis[.omega.-hydroxy- | 280669 | 52830
2(3H)-Furanone, 3-acetyl-5-butyldihydro- | 280651 | 52831
2-Propenoic acid, 2-methyl-, 2-[(1,1-dimethylethyl)amino]ethyl ester, polymer with 2-methylpropyl 2-methyl-2-propenoate | 280644 | 52832
Thorium hydride (ThH3) | 280636 | 52833
2-Propenoic acid, butyl ester, polymer with ethenylbenzene and 2-hydroxypropyl 2-propenoate | 280610 | 52834
Urea, N'-[3-[[[(dimethylamino)carbonyl]amino]methyl]-3,5,5-trimethylcyclohexyl]-N,N-dimethyl- | 280602 | 52835
1,2-Ethanediamine, compd. with lithium acetylide (Li(C2H)) (1:?) | 280594 | 52836
1H-Pyrrole-2,5-dione, 1,1'-(2,2,4-trimethyl-1,6-hexanediyl)bis- | 280578 | 52837
Formamide, N-methyl-N-(3-methylphenyl)- | 280560 | 52838
Poly(oxy-1,2-ethanediyl), .alpha.,.alpha.',.alpha.'',.alpha.'''-[1,6-hexanediylbis(nitrilodi-2,1-ethanediyl)]tetrakis[.omega.-hydroxy- | 280552 | 52839
2-Propenoic acid, 2-methyl-, 2-(dimethylamino)ethyl ester, polymer with 1,3-butadiene and ethenylbenzene | 280545 | 52840
1H-Isoindole-1,3(2H)-dione, 2,2'-[[5-(2-benzothiazolyl)-4-hydroxy-1,3-phenylene]bis(methylene)]bis- | 280529 | 52841
Hexanedioic acid, polymer with 1,4-butanediol, 1,2-ethanediol and 1,1'-methylenebis[4-isocyanatocyclohexane] | 280511 | 52842
Sulfuric acid, monodecyl ester, compd. with 2,2',2''-nitrilotris[ethanol] (1:1) | 280503 | 52843
1,3-Isobenzofurandione, polymer with 1,2-ethanediol, 2,5-furandione and 1,2,3-propanetriol | 280495 | 52844
2-Propenoic acid, 2-ethylhexyl ester, polymer with ethenyl acetate and 1-ethenyl-2-pyrrolidinone | 280487 | 52845
2-Butenedioic acid (2Z)-, 1,4-bis(2-ethylhexyl) ester, polymer with N-ethenyl-N-methylacetamide | 280479 | 52846
2-Propenoic acid, 2-methyl-, butyl ester, polymer with 2-(3-oxazolidinyl)ethyl 2-methyl-2-propenoate | 280461 | 52847
2-Propenoic acid, telomer with 1-octanethiol and 2-propenenitrile, potassium salt | 280453 | 52848
Cyclopentaneacetic acid, 3-oxo-2-(2-penten-1-yl)-, methyl ester | 280446 | 52849
Poly(oxy-1,2-ethanediyl), .alpha.-[[(1R,4aR,4bR,10aR)-1,2,3,4,4a,4b,5,6,10,10a-decahydro-1,4a-dimethyl-7-(1-methylethyl)-1-phenanthrenyl]carbonyl]-.omega.-hydroxy- | 280412 | 52850
2,5-Furandione, polymer with 4,4'-(1-methylethylidene)bis[phenol] and 2-methyloxirane | 280404 | 52851
Benzenamine, 4-(hexyloxy)- | 280396 | 52852
Benzenamine, 4-(pentyloxy)- | 280388 | 52853
1H-3a,7-Methanoazulen-6-ol, octahydro-3,6,8,8-tetramethyl-, 6-formate, (3R,3aS,6R,7R,8aS)- | 280362 | 52854
2-Butanol, 4-amino- | 280347 | 52855
Magnesium, butyl(1-methylpropyl)- | 280339 | 52856
Benzeneacetyl chloride, .alpha.-amino-, hydrochloride (1:1), (.alpha.R)- | 280321 | 52857
9-Octadecenoic acid (9Z)-, 1,1'-[2-(hydroxymethyl)-2-[[[(9Z)-1-oxo-9-octadecen-1-yl]oxy]methyl]-1,3-propanediyl] ester | 280313 | 52858
3-Oxetanemethanol, 3-ethyl-, 3,3',3''-phosphite | 280297 | 52859
Cyclohexene, 4-(1-chloro-1-methylethyl)-1-methyl- | 280271 | 52860
Benzoic acid, 4-(chlorocarbonyl)-, butyl ester | 280263 | 52861
Phenol, 4,4',4'',4'''-(1,2-ethanediylidene)tetrakis-, polymer with 2-(chloromethyl)oxirane and 4,4'-(1-methylethylidene)bis[phenol] | 280248 | 52862
Phenol, 3-amino-, polymer with benzenamine, 2-(chloromethyl)oxirane and 4,4'-(1-methylethylidene)bis[phenol] | 280230 | 52863
Oxirane, 2,2'-[methylenebis(phenyleneoxymethylene)]bis- | 280222 | 52864
Sulfamic acid, N-hydroxy-, ammonium salt (1:1) | 280214 | 52865
Benzenamine, N-[(4-butoxyphenyl)methylene]-4-pentyl- | 280206 | 52866
Bicyclo[3.1.1]heptan-3-ol, 6,6-dimethyl-2-methylene-, 3-acetate, (1R,3R,5R)- | 280198 | 52867
9,10-Anthracenedione, 1-amino-4-[(4-methylphenyl)amino]- | 280180 | 52868
9-Decenal | 280172 | 52869
8-Nonenal | 280164 | 52870
4,7-Methano-1H-indene, 1,2,3,4,5,6,7,8,8-nonachloro-2,3,3a,4,7,7a-hexahydro-, (1.alpha.,2.beta.,3.alpha.,3a.alpha.,4.beta.,7.beta.,7a.alpha.)- | 280156 | 52871
2-Heptene, 2,4,4,6,6-pentamethyl- | 280149 | 52872
Hexanedioic acid, polymer with 3-methyl-1,5-pentanediol | 280131 | 52873
Diazene, 1,2-bis[4-(methoxy-d3)phenyl-2,3,5,6-d4]-, 1-oxide | 280123 | 52874
Ethanone, 1-(1-ethyl-1H-pyrrol-2-yl)- | 280115 | 52875
2-Propenoic acid, polymer with butyl 2-propenoate, ethyl 2-propenoate and 2-propenenitrile | 272393 | 52876
1,4-Benzenedicarboxylic acid, 1,4-dimethyl ester, polymer with 1,2-ethanediol and 2,2'-[(1-methylethylidene)bis(4,1-phenyleneoxy)]bis[ethanol] | 272385 | 52877
Platinum, tetraamminehydroxy- | 272377 | 52878
Bicyclo[2.2.1]heptan-2-one, 1,7,7-trimethyl-3-[(4-methylphenyl)methylene]- | 272369 | 52879
Butanoic acid, 2,4-dibromo-, ethyl ester | 272351 | 52880
Urea, N,N-bis(2-hydroxyethyl)-N'-octadecyl- | 272344 | 52881
Formaldehyde, polymer with tetrahydroimidazo[4,5-d]imidazole-2,5(1H,3H)-dione | 272336 | 52882
Octadecanoic acid, 12-hydroxy-, octadecyl ester | 272328 | 52883
Benzoyl chloride, 4-(pentyloxy)- | 272310 | 52884
Phenol, (1,1-dimethylethyl)dimethyl- | 272302 | 52885
1,2-Ethanediamine, N1-ethyl-N2,N2-dimethyl-N1-(3-methylphenyl)- | 272294 | 52886
3,6,8,11-Tetraoxa-7-phosphatridecane-1,13-diol, 7-[2-(2-hydroxymethylethoxy)methylethoxy]tetramethyl- | 272286 | 52887
2-Propenoic acid, 2-methyl-, 1,1'-(thiodi-2,1-ethanediyl) ester, homopolymer | 272278 | 52888
2-Propenoic acid, 1,1'-(thiodi-2,1-ethanediyl) ester, homopolymer | 272260 | 52889
Acetaldehyde, polymer with benzenamine | 272252 | 52890
Ethanesulfonic acid, 2-[[[2,5-dichloro-4-[2-[4-(diethylamino)-2-methylphenyl]diazenyl]phenyl]sulfonyl]amino]- | 272245 | 52891
1-Propanesulfonic acid, 3-[ethyl(3-methylphenyl)amino]- | 272237 | 52892
2-Butanone, 3-methyl-4-[4-(1-methylethyl)cyclohexyl]- | 272211 | 52893
1-Piperidinyloxy, 4-[(2-chloroacetyl)amino]-2,2,6,6-tetramethyl- | 272195 | 52894
4-Piperidinamine, 2,2,6,6-tetramethyl- | 272187 | 52895
Carbonothioic acid, O-(1,1-dimethylethyl) S-phenyl ester | 272179 | 52896
Benzothiazolium, 2-[3-[3-[4-(ethoxycarbonyl)-1-piperazinyl]-5,5-dimethyl-2-cyclohexen-1-ylidene]-1-propen-1-yl]-3-ethyl-, perchlorate (1:1) | 272146 | 52897
Rhenium bromide (ReBr4) | 272138 | 52898
1-Imidazolidinecarboxamide, 3-(3,5-dichlorophenyl)-N-(1-methylethyl)-2,4-dioxo- | 272120 | 52899
Iridate(3-), hexachloro-, hydrogen (1:3), (OC-6-11)- | 272112 | 52900
2-Propenoic acid, 2-methyl-, 2-(diethylamino)ethyl ester, polymer with butyl 2-propenoate and methyl 2-methyl-2-propenoate | 272104 | 52901
Tetracosene | 272096 | 52902
Ethanol, 2,2'-[oxybis(methylenethio)]bis- | 272070 | 52903
Hexanoyl chloride, 3,5,5-trimethyl- | 272062 | 52904
Benzenesulfonic acid, 5-chloro-2-[2-[1-(2-chlorophenyl)-4,5-dihydro-3-methyl-5-oxo-1H-pyrazol-4-yl]diazenyl]- | 272047 | 52905
Phenol, 4,4'-(1-methylethylidene)bis-, polymer with 2-(chloromethyl)oxirane and 1,2-ethanediamine | 272039 | 52906
4,7-Methano-1H-indene, 3a,4,7,7a-tetrahydro-, polymer with ethenylbenzene | 272021 | 52907
1,2-Propanediamine, N2,N2'-1,2-ethanediylbis- | 272005 | 52908
2-Butene, 1,1,2,3,4,4-hexabromo- | 271999 | 52909
Titanium, bis[2-[bis(2-hydroxyethyl)amino-.kappa.N]ethanolato-.kappa.O]bis(2-propanolato)- | 271973 | 52910
Carbamic acid, N-octadecyl-, ethenyl ester, homopolymer | 271965 | 52911
Benzene, 2-chloro-5-(1-methylethyl)-1,3-dinitro- | 271957 | 52912
2-Propenoic acid, 2-methyl-, 2-(dimethylamino)ethyl ester, polymer with dodecyl 2-methyl-2-propenoate and methyl 2-methyl-2-propenoate | 271940 | 52913
Cuprate(2-), [4-[4,5-dihydro-4-[2-[2-(hydroxy-.kappa.O)-5-[[2-(sulfooxy)ethyl]sulfonyl]phenyl]diazenyl-.kappa.N1]-3-methyl-5-(oxo-.kappa.O)-1H-pyrazol-1-yl]benzenesulfonato(4-)]-, hydrogen (1:2) | 271932 | 52914
1,2,4-Benzenetricarboxylic acid, 1,2,4-triisodecyl ester | 271916 | 52915
1,3-Propanediol, 1-phenyl-, 1,3-diformate | 271908 | 52916
1,4-Benzenedicarboxylic acid, 1,4-dimethyl ester, polymer with 1,3-propanediol | 271890 | 52917
2-Butenedioic acid (2E)-, polymer with 1,3-butadiene and methyl 2-methyl-2-propenoate | 271882 | 52918
7-Oxabicyclo[4.1.0]heptan-2-one, 1-methyl-4-(1-methylethenyl)-, (1R,4R,6R)- | 271874 | 52919
Hexanedioic acid, polymer with 1,4-butanediol and 2,2-dimethyl-1,3-propanediol | 271866 | 52920
2-Propenoic acid, 2-methyl-, 2-oxiranylmethyl ester, polymer with ethene and ethenyl acetate | 271858 | 52921
2-Naphthalenesulfonic acid, 7,7'-(carbonyldiimino)bis[4-hydroxy-3-[2-(6-sulfo-2-naphthalenyl)diazenyl]-, compd. with 2,2',2''-nitrilotris[ethanol] (1:4) | 271841 | 52922
2-Propenoic acid, 2-methyl-, methyl ester, polymer with 1-ethenyl-2-pyrrolidinone and methyl 2-propenoate | 271825 | 52923
2-Propenoic acid, polymer with butyl 2-propenoate, ethenyl acetate and N-(hydroxymethyl)-2-propenamide | 271817 | 52924
Benzenediazonium, 3-methoxy-4-(1-pyrrolidinyl)-, tetrafluoroborate(1-) (1:1) | 271809 | 52925
1,3-Isobenzofurandione, polymer with 2,5-furandione, 1,2-propanediol and 1,2,3-propanetriol | 271791 | 52926
Propane, 1,1,3,3-tetrabromo-1,2,2,3-tetrafluoro- | 271783 | 52927
2-Butenedioic acid (Z)-, 1,4-bis[[tetrahydro-4-hydroxy-3,5,5-tris[[(1-oxooctadecyl)oxy]methyl]-2H-pyran-3-yl]methyl] ester | 271775 | 52928
Poly(oxy-1,2-ethanediyl), .alpha.,.alpha.'-[[octadecyl(phenylmethyl)iminio]di-2,1-ethanediyl]bis[.omega.-hydroxy-, chloride (1:1) | 271767 | 52929
2,5-Furandione, polymer with ethenylbenzene and hexahydro-2H-azepin-2-one | 271759 | 52930
2-Butenedioic acid (2E)-, 1,4-dibutyl ester, polymer with ethenylbenzene and 1-ethyl hydrogen (2Z)-2-butenedioate | 271742 | 52931
Methanimidamide, N'-(2,4-dimethylphenyl)-N-[[(2,4-dimethylphenyl)imino]methyl]-N-methyl- | 263822 | 52932
2-Pyridinethiol, 1-oxide, compd. with 2-methyl-2-propanamine (1:1) | 263806 | 52933
Acetic acid, 2-[3-(5-chloro-2-methoxyphenyl)-1-methyl-2-triazen-1-yl]-, sodium salt (1:1) | 263798 | 52934
2-Propanol, 1-(2-hydroxyethoxy)-3-(2-propen-1-yloxy)- | 263780 | 52935
Methanone, [2-hydroxy-4-(isooctyloxy)phenyl]phenyl- | 263772 | 52936
Butanedioic acid, 2,3-dibutyl- | 263764 | 52937
Bicyclo[3.1.1]heptan-3-ol, 6,6-dimethyl-2-methylene-, 3-acetate, (1R,3S,5R)- | 263756 | 52938
2-Butanone, 2-(1,1-dimethylethyl)hydrazone | 263749 | 52939
Thiopyrylium, 4-[4-(dimethylamino)phenyl]-2,6-diphenyl-, hexafluorophosphate(1-) (1:1) | 263731 | 52940
2-Propenoic acid, 2-methyl-, methyl ester, polymer with 1,3-butadiene and butyl 2-propenoate | 263723 | 52941
Octadecanoic acid, compd. with N-butyl-1-butanamine (1:1) | 263715 | 52942
Urea, N-[1-(2,4-dichloro-6-methoxyphenyl)-4,5-dihydro-5-oxo-1H-pyrazol-3-yl]-N'-(4-dodecylphenyl)- | 263707 | 52943
Propanoic acid, 3-mercapto-, 1,1'-[2-ethyl-2-[(3-mercapto-1-oxopropoxy)methyl]-1,3-propanediyl] ester | 263699 | 52944
3-Thiazolidineacetic acid, 5-[3-(carboxymethyl)-5-[2-(3-ethyl-2(3H)-benzothiazolylidene)ethylidene]-4-oxo-2-thiazolidinylidene]-4-oxo-2-thioxo- | 263681 | 52945
3-Thiazolidineacetic acid, 5-[3-ethyl-5-[2-(1-ethyl-2(1H)-quinolinylidene)ethylidene]-4-oxo-2-thiazolidinylidene]-4-oxo-2-thioxo- | 263673 | 52946
4,6(1H,5H)-Pyrimidinedione, 5-[5-(1,3-diethylhexahydro-4,6-dioxo-2-thioxo-5-pyrimidinyl)-2,4-pentadien-1-ylidene]-1,3-diethyldihydro-2-thioxo-, compd. with pyridine (1:1) | 263665 | 52947
Pyridinium, 2-[2-[4-(dimethylamino)phenyl]ethenyl]-1-methyl-, 4-methylbenzenesulfonate (1:1) | 263657 | 52948
1,3,5-Triazine-2,4(1H,3H)-dione, 6-chloro-, sodium salt (1:1) | 263640 | 52949
Ytterbium hydride (YbH3) | 263632 | 52950
Poly(oxy-1,2-ethanediyl), .alpha.-[2-[(1-oxotetradecyl)amino]ethyl]-.omega.-hydroxy- | 263624 | 52951
Poly(oxy-1,2-ethanediyl), .alpha.-[2-[(1-oxohexadecyl)amino]ethyl]-.omega.-hydroxy- | 263616 | 52952
Ethanone, 1-(3-ethyl-2-pyrazinyl)- | 263608 | 52953
Benzoic acid, 3,5-diamino-4-chloro-, 2-methylpropyl ester | 263590 | 52954
9-Octadecenoic acid (9Z)-, octyl ester | 263574 | 52955
Carbonic acid, barium calcium strontium salt (1:?:?:?) | 263558 | 52956
Carbonic acid, barium strontium salt (1:?:?) | 263541 | 52957
1H-Benzimidazolium, 5-chloro-1-ethyl-2-methyl-3-[2-(4-morpholinyl)ethyl]-, chloride, hydrochloride (1:1:1) | 263533 | 52958
2-Butenedioic acid (2E)-, polymer with ethenylbenzene, 1,3-isobenzofurandione and 1,2-propanediol | 263517 | 52959
Thiourea, N-ethyl-N'-2-propen-1-yl- | 263509 | 52960
Thiourea, N-butyl-N'-ethyl- | 263491 | 52961
1,3-Isobenzofurandione, polymer with 2,2-bis(hydroxymethyl)-1,3-propanediol and 2-(hydroxymethyl)-2-methyl-1,3-propanediol | 263483 | 52962
Butanedioic acid, 2-methylene-, polymer with ethyl 2-propenoate, N-(hydroxymethyl)-2-propenamide and methyl 2-propenoate | 263475 | 52963
2-Propenoic acid, ethyl ester, polymer with ethenyl acetate and N-(hydroxymethyl)-2-propenamide | 263467 | 52964
Hexanedioic acid, polymer with 1,4-butanediol and 1,1'-methylenebis[4-isocyanatocyclohexane] | 263459 | 52965
9,10-Anthracenedione, 1-amino-2-[[6-[(2-aminobenzoyl)oxy]hexyl]oxy]-4-hydroxy- | 263442 | 52966
Quinolinium, 4-methyl-1-propyl-, iodide (1:1) | 263418 | 52967
2-Propenoic acid, 3-(3-bromophenyl)- | 263400 | 52968
Ethanone, 1-(3-phenoxyphenyl)- | 263384 | 52969
2-Naphthalenesulfonic acid, 6-amino-5-[2-[2-[(cyclohexylmethylamino)sulfonyl]phenyl]diazenyl]-4-hydroxy-, sodium salt (1:1) | 263376 | 52970
Isohexadecanoic acid | 263368 | 52971
1-Naphthalenesulfonic acid, sodium salt (1:1), polymer with formaldehyde | 263350 | 52972
Carbonic dichloride, polymer with 4,4'-(1-methylethylidene)bis[2,6-dibromophenol] and 4,4'-(1-methylethylidene)bis[phenol] | 263343 | 52973
Ethanaminium, N,N,N-trimethyl-2-(sulfinooxy)-, inner salt | 263335 | 52974
3-Pentanone, 1-chloro- | 263319 | 52975
2-Pentanone, 4-methoxy-4-methyl-, 2-(1,1-dimethylethyl)hydrazone | 263293 | 52976
Propanimidamide, 2,2'-(1,2-diazenediyl)bis[N-hydroxy-2-methyl- | 263277 | 52977
Butanoic acid, 4-chloro-3-oxo-, methyl ester | 263269 | 52978
Octadecanoic acid, 12-hydroxy-, polymer with 2-oxiranylmethyl 2-methyl-2-propenoate | 263244 | 52979
1,3-Benzenedicarbonyl dichloride, polymer with 1,3-benzenediamine and 1,4-benzenediamine | 263236 | 52980
Tricyclo[3.3.1.13,7]decan-1-amine, sulfate (1:?) | 263228 | 52981
3-Butenal, 2-methyl-4-(2,6,6-trimethyl-1-cyclohexen-1-yl)- | 263210 | 52982
Benzenamine, 4,4'-carbonimidoylbis[N,N-dimethyl-, benzenesulfonate (1:?) | 263194 | 52983
Europium arsenide (EuAs) | 263186 | 52984
Benzene, 1,2-dichloro-3-methyl- | 263178 | 52985
Benzenamine, N-(2-methoxyethyl)-2,6-dimethyl- | 288910 | 52986
Acetamide, 2-chloro-N-(2,6-dimethylphenyl)-N-(2-methoxyethyl)- | 288902 | 52987
Benzenesulfonic acid, 2,2'-(1,2-ethenediyl)bis[5-[[4,6-bis[[3-[2-(2-hydroxyethoxy)ethoxy]propyl]amino]-1,3,5-triazin-2-yl]amino]-, sodium salt (1:2) | 288894 | 52988
Poly(oxy-1,2-ethanediyl), .alpha.-(carboxymethyl)-.omega.-(tetradecyloxy)-, sodium salt (1:1) | 288886 | 52989
2H-1-Benzopyran-2-one, 7-[(3,7-dimethyl-2,6-octadien-1-yl)oxy]-4-methyl- | 288860 | 52990
1,3,4-Thiadiazolidine-2,5-dithione, sodium salt (1:1) | 288845 | 52991
1H-Naphtho[1,2-c]pyran, dodecahydro-1,1-dimethyl- | 288837 | 52992
Cobaltate(1-), bis[4-(hydroxy-.kappa.O)-3-[2-[2-(hydroxy-.kappa.O)-1-naphthalenyl]diazenyl-.kappa.N1]benzenesulfonamidato(2-)]-, hydrogen (1:1) | 288811 | 52993
2-Butenedioic acid (2E)-, polymer with 1,3-butadiene, 1,1-dichloroethene, ethenylbenzene and 2-methylenebutanedioic acid | 288803 | 52994
1,4-Benzenedicarboxylic acid, polymer with 5-methyl-1,9-nonanediamine | 288795 | 52995
Thiazolium, 3-ethyl-2,4-dimethyl-, 4-methylbenzenesulfonate (1:1) | 288787 | 52996
Chromate(3-), bis[2-[2-[2-(hydroxy-.kappa.O)-6-sulfo-1-naphthalenyl]diazenyl-.kappa.N1]benzoato(3-)-.kappa.O]-, hydrogen (1:3) | 288779 | 52997
Chromate(1-), bis[1-[2-[2-(hydroxy-.kappa.O)-5-nitrophenyl]diazenyl-.kappa.N1]-2-naphthalenolato(2-)-.kappa.O]-, hydrogen (1:1) | 288761 | 52998
Palladate(2-), tetrabromo-, sodium (1:2), (SP-4-1)- | 288753 | 52999
2-Butenedioic acid (2E)-, polymer with 1,2-ethanediol and 1,1'-[(1-methylethylidene)bis(4,1-phenyleneoxy)]bis[2-propanol] | 288746 | 53000
Propanoic acid, 3-mercapto-, 2-ethylhexyl ester | 288720 | 53001
Octanoic acid, 4-formylphenyl ester | 288712 | 53002
2H-Pyran-2-one, 4-methyl-6-(1-methylethyl)- | 288696 | 53003
Acetic acid, 2-methoxy-, sodium salt (1:1) | 288688 | 53004
4-Hexen-3-one, (4E)- | 288662 | 53005
1-Naphthalenecarbonitrile, 4-amino-3-hydroxy- | 288654 | 53006
Quinolinium, 1-ethyl-2-[(3-ethyl-5-methoxy-2(3H)-benzoselenazolylidene)methyl]-6-methoxy-, iodide (1:1) | 288639 | 53007
Phosphonic acid, (1-hydroxyethylidene)bis-, copper(2+) salt (1:1) | 288613 | 53008
Acetamide, N-[4-(2-hydroxyethoxy)phenyl]- | 288605 | 53009
Cyclohexanol, 5-methyl-2-(1-methylethenyl)-, (1R,2S,5R)-rel- | 288597 | 53010
Naphthalene, 1-(1,1-dimethylethoxy)- | 288589 | 53011
Benzenamine, N-[3-(phenylamino)-2-propen-1-ylidene]-, hydrochloride (1:?) | 288563 | 53012
1,3-Benzenedicarboxylic acid, polymer with 2,5-furandione, 1,3-isobenzofurandione and 1,2-propanediol | 288555 | 53013
Hexanedioic acid, polymer with 1,4-butanediamine | 288548 | 53014
Benzenesulfonic acid, 4-chloro-2-[2-[2-hydroxy-3-[[(2-methoxyphenyl)amino]carbonyl]-1-naphthalenyl]diazenyl]-5-methyl-, barium salt (2:1) | 288530 | 53015
Oxonium, (methoxymethylene)methyl-, hexafluorophosphate(1-) (1:1) | 288522 | 53016
Neodecanoic acid, copper salt (1:?) | 288514 | 53017
Iron, [8,20-dihydro-8,20-diphenyl-5,24:12,17-diimino-7,10:22,19-dinitrilodibenz[f,p][1,2,4,9,11,12,14,19]octaazacycloeicosinato(2-)-.kappa.N25,.kappa.N26,.kappa.N27,.kappa.N28]-, (SP-4-1)- | 288498 | 53018
1(3H)-Isobenzofuranone, 4,5,6,7-tetrachloro-3,3-bis(2-methyl-1-octyl-1H-indol-3-yl)- | 288472 | 53019
1(3H)-Isobenzofuranone, 3,3-bis(1-butyl-2-methyl-1H-indol-3-yl)- | 288456 | 53020
1-Dodecanamine, sulfate (1:?) | 288431 | 53021
Pyridine, 2,4,6-triethyl- | 288423 | 53022
Carbonic acid, 4-formylphenyl pentyl ester | 288407 | 53023
Carbonic acid, butyl 4-formylphenyl ester | 288399 | 53024
Carbonic acid, ethyl 4-formylphenyl ester | 288373 | 53025
Pentanoic acid, 4-formylphenyl ester | 288357 | 53026
Butanoic acid, 4-formylphenyl ester | 288340 | 53027
Carbonic acid, 4-[[[4-(1-oxopentyl)phenyl]imino]methyl]phenyl pentyl ester | 288324 | 53028
Pentanoic acid, 4-[[[4-[[(pentyloxy)carbonyl]oxy]phenyl]imino]methyl]phenyl ester | 288316 | 53029
Carbonic acid, 4-[[(4-methoxyphenyl)imino]methyl]phenyl pentyl ester | 288308 | 53030
1,3-Benzenedicarboxylic acid, polymer with 1,6-hexanediol and 1,2-propanediol | 288290 | 53031
Poly(oxy-1,2-ethanediyl), .alpha.-phosphono-.omega.-phenoxy- | 288282 | 53032
2-Propenoic acid, 2-[methyl[(3,3,4,4,5,5,6,6,7,7,8,8,8-tridecafluorooctyl)sulfonyl]amino]ethyl ester | 288274 | 53033
Benzenesulfonic acid, 2,2'-(1,2-ethenediyl)bis[5-[[4-[bis(2-hydroxypropyl)amino]-6-[(4-sulfophenyl)amino]-1,3,5-triazin-2-yl]amino]-, potassium sodium salt (1:2:2) | 288266 | 53034
2-Butenoic acid, 2,6-dinitro-4-octylphenyl ester | 288258 | 53035
Hexanedioic acid, polymer with 1,2-ethanediol and 1,1'-methylenebis[4-isocyanatocyclohexane] | 288241 | 53036
Cadmate(1-), [N,N-bis[(carboxy-.kappa.O)methyl]glycinato(3-)-.kappa.N,.kappa.O]-, potassium (1:1), (T-4)- | 288233 | 53037
Benzaldehyde, 4-hexyl- | 288225 | 53038
Benzaldehyde, 4-octyl- | 288217 | 53039
Benzoyl chloride, 4-pentyl- | 288209 | 53040
Benzeneacetic acid, heptyl ester | 280107 | 53041
Benzenesulfonic acid, heptadecyl- | 280099 | 53042
Cyclohexanecarboxamide, N-ethyl-5-methyl-2-(1-methylethyl)- | 280081 | 53043
1,6-Octadiene-3-thiol, 3,7-dimethyl- | 280073 | 53044
Copper, [N,N',N'',N'''-tetraoctadecyl-29H,31H-phthalocyanine-C,C,C,C-tetrasulfonamidato(2-)-.kappa.N29,.kappa.N30,.kappa.N31,.kappa.N32]- | 280065 | 53045
Xanthylium, 3,6-bis(diethylamino)-9-[2-(methoxycarbonyl)phenyl]-, methyl sulfate (1:1) | 280057 | 53046
Ethanol, 2-[(2-aminoethyl)[2-[(2-hydroxyethyl)amino]ethyl]amino]- | 280040 | 53047
1,4-Benzenedicarbonyl dichloride, polymer with 1,3-benzenediamine and 1,4-benzenediamine | 280032 | 53048
Carbamodithioic acid, N-methyl-, ammonium salt (1:1) | 280024 | 53049
Hexanedioic acid, polymer with 2-aminoethanol, 1,2-ethanediol, and 2,2'-oxybis[ethanol] | 280016 | 53050
Hexanedioic acid, polymer with 1,4-butanediol, 1,2-ethanediol, 1,1'-methylenebis[4-isocyanatobenzene] and 1,2-propanediol | 280008 | 53051
Hexadecanamide, N-[3-(dimethylamino)propyl]- | 279984 | 53052
Cyclohexanecarbonyl chloride, 5-methyl-2-(1-methylethyl)- | 279976 | 53053
1,3-Benzenedicarboxylic acid, polymer with hexanedioic acid and 1,2,3-propanetriol | 279950 | 53054
2-Propenoic acid, 2-methyl-, 1,1'-[(1-methylethylidene)di-4,1-cyclohexanediyl] ester | 279943 | 53055
Acetic acid, 2-hydroxy-, lithium salt (1:1) | 279935 | 53056
Benzoyl chloride, 4-(hexyloxy)- | 279919 | 53057
Propane, 2,2'-oxybis[2-chloro- | 279893 | 53058
Phenol, 4,4'-sulfonylbis[2,6-dibromo- | 279885 | 53059
2-Pyridinecarboxamide, N-(2,6-dimethylphenyl)- | 279869 | 53060
Acetamide, 2-cyano-N-methyl-N-[(methylamino)carbonyl]- | 279844 | 53061
3-Pyridazinamine, 6-ethoxy- | 279836 | 53062
Hexanedioic acid, polymer with (2E)-2-butenedioic acid and 1,2-ethanediol | 279828 | 53063
Chromate(1-), bis[2-[2-[4,5-dihydro-3-methyl-5-(oxo-.kappa.O)-1-phenyl-1H-pyrazol-4-yl]diazenyl-.kappa.N1]benzoato(2-)-.kappa.O]-, hydrogen, compd. with 3-[(2-ethylhexyl)oxy]-1-propanamine (1:1:1) | 279810 | 53064
5(4H)-Oxazolone, 4-[[4-(acetyloxy)-3-methoxyphenyl]methylene]-2-methyl- | 279794 | 53065
Zinc(2+), tetraammine-, (T-4)-, nitrate (1:2) | 279786 | 53066
Pentane, 1,1,3-triethoxy- | 279778 | 53067
Poly(oxy-1,2-ethanediyl), .alpha.-nonyl-.omega.-hydroxy- | 279760 | 53068
2-Anthracenesulfonic acid, 1-amino-9,10-dihydro-4-[[3-[(2-hydroxyethyl)sulfonyl]phenyl]amino]-9,10-dioxo- | 279745 | 53069
Butanoic acid, 2-hydroxypropyl ester | 279729 | 53070
Phenol, 6-amino-2,4-dichloro-3-methyl-, hydrochloride (1:1) | 279711 | 53071
4-Piperidinecarboxamide | 279695 | 53072
1-Pentanamine, N-butyl- | 279679 | 53073
Octadecanoic acid, decaester with decaglycerol | 279661 | 53074
1,3-Propanediol, 2-ethyl-2-(hydroxymethyl)-, polymer with 1,3-bis(isocyanatomethyl)cyclohexane | 279653 | 53075
Propanedioic acid, 2-(2-methylpropyl)-, 1,3-dimethyl ester | 279646 | 53076
1,10-Dodecanediol | 279638 | 53077
Benzaldehyde, 3-phenoxy- | 279620 | 53078
Benzeneacetonitrile, .alpha.-hydroxy-3-phenoxy- | 279612 | 53079
Cyclopropanecarboxylic acid, 2,2,3,3-tetramethyl-, cyano(3-phenoxyphenyl)methyl ester | 279604 | 53080
Cyclopropanecarboxylic acid, 2,2-dimethyl-3-(2-methyl-1-propenyl)-, cyano(3-phenoxyphenyl)methyl ester | 279596 | 53081
Benzenaminium, 4-fluoro-N,N,N-trimethyl-3-nitro-, iodide (1:1) | 279588 | 53082
9-Tricosyne | 279570 | 53083
Silanamine, N-[dimethyl(3,3,3-trifluoropropyl)silyl]-1,1-dimethyl-1-(3,3,3-trifluoropropyl)- | 279562 | 53084
1,10-Phenanthroline-3,8-dicarboxylic acid, 4,7-dihydroxy-, 3,8-diethyl ester | 279554 | 53085
Phosphoric acid, octadecyl ester | 279547 | 53086
Hexanedioic acid, polymer with 1,1'-methylenebis[isocyanatobenzene] and 2,2'-oxybis[ethanol] | 279539 | 53087
Guar gum, 2-hydroxyethyl ether | 279521 | 53088
Scleroglucan | 279513 | 53089
Poly(oxy-1,2-ethanediyl), .alpha.-phenyl-.omega.-hydroxy-, phosphate | 279505 | 53090
Poly(oxy-1,2-ethanediyl), .alpha.-(9Z)-9-octadecen-1-yl-.omega.-hydroxy-, phosphate | 279497 | 53091
Poly(oxy-1,2-ethanediyl), .alpha.-(dodecylphenyl)-.omega.-hydroxy-, phosphate | 279489 | 53092
Poly(oxy-1,2-ethanediyl), .alpha.-dodecyl-.omega.-hydroxy-, phosphate | 279471 | 53093
Poly(oxy-1,2-ethanediyl), .alpha.-(dinonylphenyl)-.omega.-hydroxy-, phosphate | 279463 | 53094
Benzene, 1,2-dichloro-3-fluoro- | 271734 | 53095
Carbonodithioic acid, O-(1-methylpropyl) ester, sodium salt (1:1) | 271726 | 53096
Palladate(2-), hexachloro-, hydrogen (1:2), (OC-6-11)- | 271718 | 53097
Nickel, bis[(2-phenyldiazenecarbothioic acid-.kappa.S) 2-phenylhydrazidato-.kappa.N2]- | 271700 | 53098
3H-Indolium, 2-[5-(1,3-dihydro-1,3,3-trimethyl-2H-indol-2-ylidene)-1,3-pentadien-1-yl]-1,3,3-trimethyl-, iodide (1:1) | 271692 | 53099
2-Propenoic acid, 2-methyl-, 2-oxiranylmethyl ester, polymer with ethenyl acetate, 2-ethylhexyl 2-propenoate and 2-propenoic acid | 271684 | 53100
Iridate(2-), hexabromo-, ammonium (1:2), (OC-6-11)- | 271676 | 53101
Benzothiazolium, 3-ethyl-2-[5-[3-[(3-ethyl-2(3H)-benzothiazolylidene)methyl]-5,5-dimethyl-2-cyclohexen-1-ylidene]-1,3-pentadien-1-yl]-, iodide (1:1) | 271668 | 53102
Dodecanoic acid, decyl ester | 271650 | 53103
2-Naphthalenesulfonic acid, 6-amino-5-[2-[5-(benzoylamino)-2-sulfophenyl]diazenyl]-4-hydroxy-, sodium salt (1:2) | 271643 | 53104
Sorbitan, dioctadecanoate | 271635 | 53105
2-Propenoic acid, 2-methyl-, 2-methylpropyl ester, polymer with 2-ethylhexyl 2-propenoate and 2-hydroxypropyl 2-propenoate | 271627 | 53106
4-Thiazolamine, 2,5-dihydro-2-imino-, hydrochloride (1:1) | 271619 | 53107
Urea, N'-(4-ethoxyphenyl)-N,N-dimethyl- | 271601 | 53108
Lead, bis(N,N-dipentylcarbamodithioato-.kappa.S,.kappa.S')-, (T-4)- | 271593 | 53109
Dodecanedioic acid, polymer with 1,12-dodecanediamine | 271585 | 53110
Titanium, bis[ethyl 3-(oxo-.kappa.O)butanoato-.kappa.O'][1,3-propanediolato(2-)-.kappa.O1,.kappa.O3]- | 271577 | 53111
Poly(oxy-1,2-ethanediyl), .alpha.-(3-chloro-2-hydroxypropyl)-.omega.-hydroxy- | 271569 | 53112
Poly(oxy-1,2-ethanediyl), .alpha.-methyl-.omega.-[3-(trichlorosilyl)propoxy]- | 271551 | 53113
Poly(oxy-1,2-ethanediyl), .alpha.-(16-methyl-1-oxoheptadecyl)-.omega.-[(16-methyl-1-oxoheptadecyl)oxy]- | 271544 | 53114
Bromate(1-), bromochloro-, rubidium (1:1) | 271536 | 53115
1,3-Benzenedicarboxylic acid, 1,3-dimethyl ester, polymer with 1,4-cyclohexanedimethanol and 1,4-dimethyl 1,4-benzenedicarboxylate | 271528 | 53116
Phenol, 4,4'-(1-methylethylidene)bis-, polymer with 2-(chloromethyl)oxirane and 2-methyloxirane | 271510 | 53117
1-Propanol, 2,2-dimethyl-, tribromo deriv. | 271494 | 53118
Uranium, bis(nitrato-.kappa.O,.kappa.O')dioxo-, (OC-6-11)- | 271486 | 53119
Ethanol, 2,2'-iminobis-, compd. with 2-[2-[2-(dodecyloxy)ethoxy]ethoxy]ethyl hydrogen sulfate (1:1) | 271478 | 53120
1,3-Isobenzofurandione, 4,5,6,7-tetrabromo-, polymer with 1,2-ethanediol, 2,5-furandione and 1,3-isobenzofurandione | 271460 | 53121
2H-Azepin-2-one, hexahydro-1-(phenylthio)- | 271445 | 53122
1,3,5-Triazine-2,4,6(1H,3H,5H)-trione, sodium salt (1:2) | 271437 | 53123
2-Propenoic acid, 2-hydroxy-, sodium salt (1:1), homopolymer | 271411 | 53124
Benzenesulfonic acid, decyl(sulfophenoxy)-, sodium salt (1:2) | 271403 | 53125
Benzenepropanoic acid, 3-(1,1-dimethylethyl)-4-hydroxy-5-methyl-, 1,1'-[1,2-ethanediylbis(oxy-2,1-ethanediyl)] ester | 271395 | 53126
Benzenamine, 3-chloro-N,N-diethyl-2,6-dinitro-4-(trifluoromethyl)- | 271387 | 53127
2-Naphthalenecarboxamide, N-[1-[2,4-bis(1,1-dimethylpropyl)phenoxy]butyl]-1-hydroxy- | 271353 | 53128
Distannathiane, 1,3-dioctyl-1,3-dithioxo- | 271338 | 53129
1-Oxaspiro[4.5]dec-6-ene, 2,6,10,10-tetramethyl- | 271320 | 53130
2-Propenoic acid, 2-methyl-, methyl ester, polymer with 1,1-dichloroethene and ethyl 2-propenoate | 271312 | 53131
2-Propenoic acid, 2-methyl-, polymer with 2-(chloromethyl)oxirane, 2,5-furandione and 4,4'-(1-methylethylidene)bis[phenol] | 271304 | 53132
2-Propenoic acid, 2-methyl-, polymer with 2-(chloromethyl)oxirane and 4,4'-(1-methylethylidene)bis[phenol] | 271296 | 53133
Benzamide, 2-hydroxy-N-1H-1,2,4-triazol-5-yl- | 271270 | 53134
2-Naphthalenesulfonic acid, 5-[2-(4-ethoxyphenyl)diazenyl]-8-[2-(4-sulfophenyl)diazenyl]-, sodium salt (1:2) | 271262 | 53135
Cyclopentanol, 1-(2-propen-1-yl)- | 271247 | 53136
Benzenemethanol, .alpha.-[(1R)-1-aminoethyl]-, (.alpha.R)-rel- | 271239 | 53137
1,2-Benzenedicarboxylic acid, 1,2-bis[[tetradecahydro-1,4a-dimethyl-7-(1-methylethyl)-1-phenanthrenyl]methyl] ester | 271213 | 53138
Ethanone, 1-(2-hydroxy-4-methylphenyl)-, oxime | 271205 | 53139
Carbamic acid, N-[2-[(2-aminoethyl)amino]ethyl]- | 271197 | 53140
4-Thiazoleacetic acid, 2,3-dihydro-2-thioxo- | 271189 | 53141
Ethanamine, 2-(decylthio)-, hydrochloride (1:1) | 271171 | 53142
Ethanone, 1-(6-methyl-3-pyridinyl)- | 271163 | 53143
Poly(oxy-1,2-ethanediyl), .alpha.,.alpha.'-[(phenylimino)di-2,1-ethanediyl]bis[.omega.-hydroxy- | 271155 | 53144
Poly(oxy-1,2-ethanediyl), .alpha.,.alpha.'-[[(3-methylphenyl)imino]di-2,1-ethanediyl]bis[.omega.-hydroxy- | 271148 | 53145
2-Propenoic acid, 2-methyl-, 2-hydroxypropyl ester, polymer with 2-propenamide | 271130 | 53146
Hexanedioic acid, polymer with 1,2-ethanediol, 2-ethyl-2-(hydroxymethyl)-1,3-propanediol and 1,2-propanediol | 271122 | 53147
2-Propenoic acid, 2-methyl-, methyl ester, polymer with ethyl 2-propenoate, 2-propenenitrile and 2-propenoic acid | 271114 | 53148
2H-Pyran-2-one, tetrahydro-6-(3-penten-1-yl)- | 263160 | 53149
1,3-Benzenedicarboxylic acid, polymer with 2,2-dimethyl-1,3-propanediol, 2,5-furandione and 1,2-propanediol | 263152 | 53150
Phenol, bromo- | 263145 | 53151
Benzenediazonium, 2-methoxy-4-(phenylamino)-, 2,4,6-trimethylbenzenesulfonate (1:1), polymer with 1,1'-oxybis[4-(methoxymethyl)benzene] | 263137 | 53152
Iron(1+), (.eta.5-2,4-cyclopentadien-1-yl)[(1,2,3,4,5,6-.eta.)-(1-methylethyl)benzene]-, hexafluorophosphate(1-) (1:1) | 263129 | 53153
Formaldehyde, polymer with 2,2'-oxybis[ethanol] and phenol | 263111 | 53154
Formaldehyde, polymer with 2,2'-oxybis[ethanol] and 1,3,5-triazine-2,4,6-triamine | 263103 | 53155
2-Propenoic acid, 2-methyl-, methyl ester, polymer with 1,1'-(1-methyl-1,3-propanediyl) bis(2-methyl-2-propenoate) | 263095 | 53156
Cyanic acid, C,C'-[[2,2,2-trifluoro-1-(trifluoromethyl)ethylidene]di-4,1-phenylene] ester, homopolymer | 263087 | 53157
1,4-Methanoanthracene-9,10-dione, 1,4-dihydro- | 263079 | 53158
[1,1'-Biphenyl]-2,4',5-tricarboxylic acid, 2,4',5-trimethyl ester | 263061 | 53159
1,3-Benzenedicarboxylic acid, 1,3-bis[2-[(azidocarbonyl)oxy]ethyl] ester | 263053 | 53160
Pyrazine, 2-(1,1-dimethylethyl)- | 263046 | 53161
1,1'-Spirobi[1H-indene]-5,5',6,6',7,7'-hexol, 2,2',3,3'-tetrahydro-3,3,3',3'-tetramethyl- | 263038 | 53162
Pyrazine, 2-ethoxy-3-methyl- | 263020 | 53163
Pyrazine, 2-methyl-3-(3-methylbutyl)- | 263012 | 53164
Disulfurous acid, ammonium salt (1:2) | 263004 | 53165
Dodecene, 1-chloro- | 262998 | 53166
Hexanedioic acid, polymer with 1,4-butanediol, 2,4-diisocyanato-1-methylbenzene and 1,2-ethanediol | 262980 | 53167
2-Propenoic acid, polymer with butyl 2-propenoate, N-(1,1-dimethyl-3-oxobutyl)-2-propenamide and N-(hydroxymethyl)-2-propenamide | 262972 | 53168
2-Propenoic acid, polymer with butyl 2-propenoate and N-(hydroxymethyl)-2-propenamide | 262964 | 53169
2-Propenoic acid, 2-methyl-, 2-(diethylamino)ethyl ester, polymer with 2-ethylhexyl 2-propenoate, methyl 2-methyl-2-propenoate and 2-propen-1-yl 2-methyl-2-propenoate | 262956 | 53170
Cyanic acid, C,C'-[[2,2,2-trifluoro-1-(trifluoromethyl)ethylidene]di-4,1-phenylene] ester | 262949 | 53171
9,10-Anthracenedione, 1,4-bis[(2,6-diethyl-4-methylphenyl)amino]- | 262931 | 53172
Benzene, (methoxymethyl)phenoxy- | 262923 | 53173
L-Sorbose, bis-O-(1-methylethylidene)- | 262915 | 53174
Benzenesulfonic acid, 2,2'-(1,2-ethenediyl)bis[5-[[4-[(2-hydroxypropyl)amino]-6-(phenylamino)-1,3,5-triazin-2-yl]amino]-, sodium salt (1:2) | 262907 | 53175
2-Decanol, 2-(hydrogen sulfate), sodium salt (1:1) | 262899 | 53176
Benzenepropanoic acid, 3,5-bis(1,1-dimethylethyl)-4-hydroxy-, hydrazide | 262873 | 53177
Arsenic acid (H3AsO4), ammonium copper(2+) salt (1:1:1) | 262857 | 53178
2,5-Furandione, polymer with 1,2-propanediol and 3a,4,7,7a-tetrahydro-4,7-methano-1H-indene | 262840 | 53179
6H-1,3,2-Oxathiastannin-6-one, dihydro-2,2-dimethyl- | 262832 | 53180
Titanium, bis(octadecanoato-.kappa.O)bis(2-propanolato)-, (T-4)- | 262824 | 53181
Butanoic acid, 3-methyl-, 1-methylethyl ester | 262816 | 53182
Benzenesulfonamide, N-(4-chloro-2,6-dinitrophenyl)-4-methyl- | 262790 | 53183
1H-Isoindol-3-amine, 1-imino-5-phenyl- | 262774 | 53184
Benzenesulfonic acid, 2,2'-(1,2-ethenediyl)bis[5-[2-[4-[2-(4-sulfophenyl)diazenyl]phenyl]-1-oxidodiazenyl]-, sodium salt (1:4) | 262766 | 53185
1-Butanol, 3-methyl-, 1,1'-(hydrogen phosphorodithioate) | 262758 | 53186
2-Butenedioic acid (2E)-, polymer with 1,2-propanediol and 3a,4,7,7a-tetrahydro-4,7-methano-1H-indene | 262741 | 53187
D-Glucitol, tris-O-(phenylmethylene)- | 262725 | 53188
Spiro[3H-2,1-benzoxathiole-3,9'-[9H]xanthene]-3',4',5',6'-tetrol, 1,1-dioxide | 262709 | 53189
Butanedioic acid, 2,3-bis[(4-methylbenzoyl)oxy]-, (2R,3R)- | 262683 | 53190
1H-Benzimidazolium, 5,6-dichloro-1-ethyl-2-methyl-3-(4-sulfobutyl)-, inner salt | 262675 | 53191
2-Propenoic acid, 3,3'-(1,4-phenylene)bis-, 1,1'-diethyl ester, polymer with 2,2'-[1,4-cyclohexanediylbis(oxy)]bis[ethanol] | 262667 | 53192
1,3-Benzenedicarboxylic acid, polymer with 2,2-bis(hydroxymethyl)-1,3-propanediol | 262659 | 53193
Poly(oxy-1,2-ethanediyl), .alpha.-(1-oxotetradecyl)-.omega.-[(1-oxotetradecyl)oxy]- | 262642 | 53194
Poly(oxy-1,2-ethanediyl), .alpha.-(1-oxohexadecyl)-.omega.-[(1-oxohexadecyl)oxy]- | 262634 | 53195
1,3-Benzenedicarboxylic acid, polymer with ethenylbenzene, 2,5-furandione and 1,2-propanediol | 262626 | 53196
Poly(oxy-1,2-ethanediyl), .alpha.-sulfo-.omega.-(dodecyloxy)-, ammonium salt (1:1) | 262618 | 53197
Formaldehyde, polymer with N1,N2-bis(2-aminoethyl)-1,2-ethanediamine and phenol | 262600 | 53198
1H-Isoindole-1,3(2H)-dione, 2,2'-(methylenedi-4,1-phenylene)bis[4,5,6,7-tetrabromo- | 262576 | 53199
Ethanol, 2-(octylamino)- | 262550 | 53200
Copper, [[N,N'-1,2-ethanediylbis[glycinato-.kappa.N,.kappa.O]](2-)]- | 262543 | 53201
Benzoic acid, 4-pentyl-, 4-cyanophenyl ester | 288191 | 53202
Benzonitrile, 4-[[(4-pentylphenyl)methylene]amino]- | 288183 | 53203
Formaldehyde, polymer with 2-aminoethanol, 2-(chloromethyl)oxirane and 1,3,5-triazine-2,4,6-triamine | 288175 | 53204
2-Butenoic acid, 4-[2-(4-ethoxyphenyl)diazenyl]phenyl ester | 288167 | 53205
[1,1'-Biphenyl]-4,4'-bis(diazonium), 3,3'-dichloro-, chloride (1:2) | 288159 | 53206
Ethanol, 2-(2-methoxyethoxy)-, 1-(4-aminobenzoate) | 288142 | 53207
Phenol, 4,4'-[(3,3'-dichloro[1,1'-biphenyl]-4,4'-diyl)bis(2,1-diazenediyl)]bis[2-methyl- | 288134 | 53208
2-Naphthalenol, 1-[2-(4-methoxy-2-nitrophenyl)diazenyl]- | 288126 | 53209
3-Pyridinecarbonitrile, 1-ethyl-1,2-dihydro-6-hydroxy-4-methyl-5-[2-(2-nitrophenyl)diazenyl]-2-oxo- | 288100 | 53210
2-Propenoic acid, 2-methyl-, polymer with butyl 2-propenoate and 2-methylpropyl 2-propenoate | 288084 | 53211
2-Propenoic acid, 2-methyl-, dodecyl ester, polymer with ethenylbenzene and 2-propenoic acid | 288076 | 53212
Iodonium, diphenyl-, sulfate (1:1) | 288068 | 53213
2H-Purine-2-thione, 6-amino-3,7-dihydro-, sulfate (1:?) | 288050 | 53214
4,5,6-Pyrimidinetriamine, sulfate (1:1) | 288035 | 53215
1-Propanaminium, 2-hydroxy-N,N,N-trimethyl-3-[(2-methyl-1-oxo-2-propen-1-yl)oxy]-, chloride (1:1), polymer with 2-propenoic acid | 288027 | 53216
Hexadecanoic acid, compd. with 2,2',2''-nitrilotris[ethanol] (1:1) | 288019 | 53217
2-Butenedioic acid (2E)-, polymer with 1,3-butadiene, ethenylbenzene and 2-methylenebutanedioic acid | 288001 | 53218
Benzenesulfonamide, 4-amino-2,5-dimethoxy-N-methyl- | 287995 | 53219
2-Butenedioic acid (2Z)-, 1,4-dibutyl ester, polymer with 1-butyl hydrogen (2Z)-2-butenedioate, chloroethene and 1,1,2-trichloroethene | 287979 | 53220
Benzene, 1,1'-oxybis-, tribromo deriv. | 287961 | 53221
2-Imidazolidinone, 4,5-dihydroxy-1-(hydroxymethyl)-3-octadecyl- | 287953 | 53222
1H-Pyrrole-2-acetic acid, 1-methyl-, ethyl ester | 287938 | 53223
Cobalt, dibromobis[tris(3-methylphenyl)phosphine]-, (T-4)- | 287912 | 53224
Phenol, 3-(2-hydroxyethoxy)- | 287904 | 53225
1,5-Naphthalenedisulfonamide | 287896 | 53226
Benzenamine, 4,4'-[[(4-methylphenyl)sulfonyl]methylene]bis[N,N-dimethyl- | 287870 | 53227
2-Propenoic acid, 2-methyl-, methyl ester, polymer with N-(hydroxymethyl)-2-propenamide and 2-propenoic acid | 287854 | 53228
Poly(oxy-1,2-ethanediyl), .alpha.-[2-(dimethylamino)ethyl]-.omega.-[2-(dimethylamino)ethoxy]- | 287847 | 53229
Acetic acid ethenyl ester, polymer with ethene, N-(hydroxymethyl)-2-propenamide and 2-propenamide | 287839 | 53230
4,7-Methano-1H-indene, 3a,4,7,7a-tetrahydro-, polymer with 1,3-butadiene | 287821 | 53231
1-Propanesulfonic acid, 3-mercapto- | 287813 | 53232
1H-Indene-2-carboxylic acid, 2,3-dihydro-1,3-dioxo-, ethyl ester, ion(1-), sodium (1:1) | 287805 | 53233
2-Octenal, 2-methyl-, (2E)- | 287789 | 53234
Benzenesulfonamide, 4-amino-5-methoxy-N,2-dimethyl- | 287771 | 53235
1,2-Ethanediamine, polymer with 1,2-dichloroethane | 287755 | 53236
Benzene, [2-(trimethoxysilyl)ethyl]- | 287748 | 53237
2-Propenoic acid, 2-phenoxyethyl ester | 287730 | 53238
2-Propenoic acid, eicosyl ester | 287714 | 53239
1,4-Benzenediamine, N1,N1-dibutyl-N4,N4-bis[4-(dibutylamino)phenyl]- | 287698 | 53240
[2,6':2',6''-Terbenzothiazole]-7-sulfonic acid, 2''-(4-aminophenyl)-6-methyl- | 287672 | 53241
1,4-Benzenediamine, N1,N1-bis[4-(diethylamino)phenyl]-N4,N4-diethyl- | 287656 | 53242
L-Tyrosine, O-[[(2-bromophenyl)methoxy]carbonyl]-N-[(1,1-dimethylethoxy)carbonyl]- | 287631 | 53243
2,5-Furandione, dihydro-3-octadecyl- | 287615 | 53244
Benzenesulfonic acid, 4-tetradecyl- | 287607 | 53245
Benzenesulfonic acid, 4-dodecyl-, calcium salt (2:1) | 287581 | 53246
Benzoyl chloride, 4,4'-(1-oxido-1,2-diazenediyl)bis- | 287573 | 53247
Cyanic acid, C,C'-(ethylidenedi-4,1-phenylene) ester | 287557 | 53248
Hexanoic acid, 6-[methyl(phenylsulfonyl)amino]- | 287540 | 53249
Benzenemethanaminium, N,N-dimethyl-N-[2-[(2-methyl-1-oxo-2-propen-1-yl)oxy]ethyl]-, chloride (1:1) | 287532 | 53250
Acetamide, N-[5-(acetyloxy)-1-naphthalenyl]- | 287524 | 53251
2-Butenedioic acid (2Z)-, 1-(2-phenoxyethyl) ester | 287516 | 53252
Ammonium sodium vanadium oxide | 279455 | 53253
Aluminum chloride phosphate | 279448 | 53254
Oxirane, 2-ethyl-, polymer with oxirane, monododecyl ether | 279430 | 53255
Ethanol, 2-butoxy-, phosphate | 279422 | 53256
Oxirane, 2-methyl-, polymer with oxirane, bis(N-phenylcarbamate) | 279414 | 53257
Calcium magnesium hydroxide (CaMg(OH)4) | 279406 | 53258
Poly(oxy-1,2-ethanediyl), .alpha.-hydro-.omega.-hydroxy-, polymer with 1,1'-methylenebis[4-isocyanatocyclohexane] | 279398 | 53259
5-Isobenzofurancarboxylic acid, 1,3-dihydro-1,3-dioxo-, polymer with 1,1'-methylenebis[isocyanatobenzene] | 279380 | 53260
Benzenesulfonic acid, 2,4-diamino-, calcium salt (2:1), polymer with 1,3-benzenediamine, 1,3-benzenedicarbonyl dichloride and 1,4-benzenedicarbonyl dichloride | 279372 | 53261
Oxirane, 2-(chloromethyl)-, polymer with .alpha.-hydro-.omega.-hydroxypoly(oxy-1,2-ethanediyl) | 279364 | 53262
Disilane, dichlorotetramethyl- | 279356 | 53263
Poly(oxy-1,2-ethanediyl), .alpha.-hydro-.omega.-hydroxy-, ester with boric acid (H3BO3) | 279349 | 53264
Poly[oxy(methyl-1,2-ethanediyl)], .alpha.-hydro-.omega.-(2-aminomethylethoxy)-, ether with 2-ethyl-2-(hydroxymethyl)-1,3-propanediol (3:1) | 279323 | 53265
Guar gum, 2-hydroxypropyl ether | 279315 | 53266
Oxirane, 2,2'-[(1-methylethylidene)bis(4,1-phenyleneoxymethylene)]bis-, polymer with 1,3-diisocyanatomethylbenzene | 279307 | 53267
Poly[oxy(methyl-1,2-ethanediyl)], .alpha.-hydro-.omega.-hydroxy-, polymer with 1,1'-methylenebis[isocyanatobenzene] | 279299 | 53268
Poly[oxy(methyl-1,2-ethanediyl)], .alpha.-(2-methyl-1-oxo-2-propen-1-yl)-.omega.-hydroxy- | 279281 | 53269
Hydrogen tribromide, compd. with pyridine (1:1) | 279273 | 53270
Vanadate (VO44-), barium (1:2), (T-4)- | 279265 | 53271
1,3-Isobenzofurandione, polymer with 1,2,3-propanetriol, dodecanoate | 279257 | 53272
1,3-Benzenedicarboxylic acid, 1,3-dimethyl ester, polymer with 1,4-butanediol, 1,4-dimethyl 1,4-benzenedicarboxylate and .alpha.-hydro-.omega.-hydroxypoly[oxy(methyl-1,2-ethanediyl)] | 279240 | 53273
Phosphoric acid, octyl ester | 279232 | 53274
Cerium titanium oxide | 279224 | 53275
2-Butenedioic acid (2Z)-, polymer with .alpha.-hydro-.omega.-hydroxypoly(oxy-1,2-ethanediyl) | 279208 | 53276
2-Propenoic acid, 2-methyl-, 2-methylpropyl ester, polymer with ethenylmethylbenzene | 279190 | 53277
Xanthylium, 3,6-bis(diethylamino)-9-[2-(methoxycarbonyl)phenyl]-, chloride (1:1) | 279182 | 53278
Lead chloride silicate | 279174 | 53279
Benzenesulfonic acid, ethenyl-, polymer with diethenylbenzene | 279166 | 53280
Tamarind seed gum | 279158 | 53281
Dodecanoic acid, ester with 2,2-bis(hydroxymethyl)-1,3-propanediol | 279141 | 53282
2-Butenedioic acid (2E)-, polymer with 2,2-dimethyl-1,3-propanediol and .alpha.,.alpha.'-[(1-methylethylidene)di-4,1-phenylene]bis[.omega.-hydroxypoly[oxy(methyl-1,2-ethanediyl)]] | 279133 | 53283
2-Butenedioic acid (2E)-, polymer with .alpha.,.alpha.'-[(1-methylethylidene)di-4,1-phenylene]bis[.omega.-hydroxypoly[oxy(methyl-1,2-ethanediyl)]] | 279125 | 53284
Hexanedioic acid, polymer with butanediol, 1,2-ethanediol and 1,1'-methylenebis[4-isocyanatobenzene] | 279117 | 53285
Poly(oxy-1,4-butanediyl), .alpha.-hydro-.omega.-hydroxy-, polymer with 5-isocyanato-1-(isocyanatomethyl)-1,3,3-trimethylcyclohexane | 279109 | 53286
Hexanedioic acid, polymer with 1,4-butanediol, 1,3-diisocyanatomethylbenzene, 2-ethyl-2-(hydroxymethyl)-1,3-propanediol and 2,2'-oxybis[ethanol] | 279091 | 53287
Titanium tungsten carbide | 279083 | 53288
Aluminum oxide, basic | 279075 | 53289
2-Propenoic acid, polymer with 1,2-propanediol mono-2-propenoate | 279067 | 53290
Aluminum magnesium hydroxide | 279059 | 53291
Cobalt zirconium oxide | 279042 | 53292
2-Propenenitrile, polymer with ethenylbenzene and .alpha.,.alpha.',.alpha.''-1,2,3-propanetriyltris[.omega.-hydroxypoly[oxy(methyl-1,2-ethanediyl)]] | 279034 | 53293
Antimony, compd. with iron (2:3) | 279026 | 53294
Poly(oxy-1,2-ethanediyl), .alpha.-(3-carboxy-1-oxo-3-sulfopropyl)-.omega.-(dodecyloxy)-, sodium salt (1:2) | 279018 | 53295
2,5-Furandione, polymer with methoxyethene, methyl ester | 279000 | 53296
Agarose, 2-hydroxyethyl ether | 278994 | 53297
Guar gum, carboxymethyl ether, sodium salt | 278986 | 53298
D-Glucitol, acetate | 278978 | 53299
Lignin, polymer with formaldehyde | 278960 | 53300
Poly(oxy-1,2-ethanediyl), .alpha.,.alpha.'-phosphinicobis[.omega.-(decyloxy)- | 278952 | 53301
Niobium silicide | 278945 | 53302
Gallium magnesium oxide | 278937 | 53303
1,3-Propanediol, 2-ethyl-2-(hydroxymethyl)-, polymer with 1,3-diisocyanatomethylbenzene, .alpha.-hydro-.omega.-hydroxypoly[oxy(methyl-1,2-ethanediyl)] and oxybis[propanol] | 278929 | 53304
1,3-Isobenzofurandione, polymer with 2,2-bis(bromomethyl)-1,3-propanediol, ethenylbenzene and 2,5-furandione | 278911 | 53305
2-Propenoic acid, 2-methyl-, polymer with methyl 2-methyl-2-propenoate and 2-propenoic acid | 278903 | 53306
Lignosulfonic acid, sodium salt, polymer with formaldehyde | 278895 | 53307
Lignosulfonic acid, iron salt | 278887 | 53308
Poly[oxy(methyl-1,2-ethanediyl)], .alpha.-hydro-.omega.-hydroxy-, polymer with 5-isocyanato-1-(isocyanatomethyl)-1,3,3-trimethylcyclohexane | 278879 | 53309
Phosphoric acid, dodecyl ester, potassium salt | 278861 | 53310
Carbonic dichloride, polymer with .alpha.-hydro-.omega.-hydroxypoly(oxy-1,2-ethanediyl) and 4,4'-(1-methylethylidene)bis[phenol] | 278853 | 53311
Amylose, carboxymethyl ether, sodium salt | 278846 | 53312
1,1'-Biphenyl, hexabromo- | 271106 | 53313
Octadecanoic acid, diamide with N-(2-aminoethyl)-1,2-ethanediamine | 271098 | 53314
Glycine, N,N'-[(3',6'-dihydroxy-3-oxospiro[isobenzofuran-1(3H),9'-[9H]xanthene]-4',5'-diyl)bis(methylene)]bis[N-(carboxymethyl)-, calcium potassium salt (2:5:2) | 271080 | 53315
Poly(oxy-1,2-ethanediyl), .alpha.-sulfo-.omega.-(hexadecyloxy)-, sodium salt (1:1) | 271072 | 53316
Ethanaminium, N,N,N-trimethyl-2-[(2-methyl-1-oxo-2-propen-1-yl)oxy]-, chloride (1:1), polymer with methyl 2-methyl-2-propenoate | 271064 | 53317
1,3-Benzenedicarboxylic acid, polymer with 2,5-furandione, 2,2'-oxybis[ethanol] and 1,2-propanediol | 271056 | 53318
4-Cyclohexene-1,2-dicarboxylic acid, 1,2-bis(2-oxiranylmethyl) ester, homopolymer | 271049 | 53319
Hexanedioic acid, polymer with 1,3-butanediol, 1,2-ethanediol and 1,1'-methylenebis[4-isocyanatobenzene] | 271031 | 53320
Phenol, 2-(1,1-dimethylethyl)-4-[[5-(1,1-dimethylethyl)-4-hydroxy-2-methylphenyl]thio]-5-methyl-, 1,1',1''-phosphite | 271023 | 53321
.beta.-Alanine, N-[5-(acetylamino)-2-methoxyphenyl]-, 2-methoxyethyl ester | 271015 | 53322
Manganese, tetrakis(bicyclo[2.2.1]hept-1-yl)-, (T-4)- | 271007 | 53323
Pyrazine, 2-methoxy-5-(2-methylpropyl)- | 270991 | 53324
Benzene, 1,3-bis(dibromomethyl)- | 270983 | 53325
.beta.-Alanine, calcium salt (2:1) | 270975 | 53326
Benzene, [1-(dichloromethyl)-1-methylpropyl]- | 270967 | 53327
Pyridine, 3,4-dimethyl-, hydrochloride (1:1) | 270959 | 53328
Hexanedioic acid, polymer with 2-ethyl-2-(hydroxymethyl)-1,3-propanediol, 1,6-hexanediol and 4,5,6,7-tetrabromo-1,3-isobenzofurandione | 270942 | 53329
2-Propenoic acid, 2-methyl-, methyl ester, polymer with butyl 2-propenoate, ethyl 2-propenoate, 2-hydroxyethyl 2-propenoate and 2-propenoic acid | 270934 | 53330
Isohexadecanol | 270926 | 53331
Poly(oxy-1,2-ethanediyl), .alpha.-(3-carboxy-1-oxosulfopropyl)-.omega.-(tetradecyloxy)-, sodium salt (1:2) | 270918 | 53332
Cyclohexanone, 4-(1-ethoxyethenyl)-3,3,5,5-tetramethyl- | 270900 | 53333
Cyclohexene, 1-ethoxy-4-(1-ethoxyethenyl)-3,3,5,5-tetramethyl- | 270892 | 53334
Benzenediazonium, 2-methoxy-4-(phenylamino)-, sulfate (1:1) | 270884 | 53335
Benzenepropanoic acid, 3,5-bis(1,1-dimethylethyl)-4-hydroxy-, ethyl ester | 270876 | 53336
2-Naphthalenol, potassium salt (1:1) | 270868 | 53337
2-Naphthalenesulfonic acid, polymer with formaldehyde, sodium salt | 270850 | 53338
4-Aza-1-azoniabicyclo[2.2.2]octane, 1-(chloromethyl)-, chloride (1:1) | 270835 | 53339
Acetamide, N-[2-(cyanomethyl)phenyl]- | 270819 | 53340
Thieno[3,4-d]pyrimidine, 5,7-dihydro-2-methyl- | 270801 | 53341
Arabinonic acid, potassium salt (1:1) | 270785 | 53342
Urea, N-(3-pyridinylmethyl)- | 270777 | 53343
Bicyclo[2.2.2]oct-5-ene-2-carboxaldehyde, 4-methyl-1-(1-methylethyl)-, (1R,2R,4S)-rel- | 270751 | 53344
Bicyclo[2.2.2]oct-5-ene-2-carboxaldehyde, 4-methyl-1-(1-methylethyl)-, (1.alpha.,2.alpha.,4.beta.)- | 270736 | 53345
Bicyclo[2.2.2]oct-5-ene-2-carboxaldehyde, 1-methyl-4-(1-methylethyl)-, (1.alpha.,2.alpha.,4.beta.)- | 270728 | 53346
Benzeneethanol, .beta.,4-diethyl- | 270710 | 53347
2-Naphthalenamine, N-propyl- | 270694 | 53348
2-Propenoic acid, 2-methyl-, methyl ester, polymer with ethyl 2-propenoate and 2-propenoic acid, sodium salt | 270678 | 53349
2-Propenoic acid, 2-methyl-, butyl ester, polymer with butyl 2-propenoate, ethenylbenzene, 2-hydroxyethyl 2-methyl-2-propenoate and methyl 2-methyl-2-propenoate | 270660 | 53350
2-Propenoic acid, 2-methyl-, polymer with butyl 2-propenoate, ethenylbenzene, 2-hydroxyethyl 2-methyl-2-propenoate and methyl 2-methyl-2-propenoate | 270652 | 53351
Benzenaminium, 4-[[4-(dimethylamino)phenyl][4-(dimethyliminio)-2,5-cyclohexadien-1-ylidene]methyl]-N,N,N-trimethyl-, (T-4)-tetrachlorozincate(2-) (1:1) | 270645 | 53352
2-Propenoic acid, polymer with octadecyl 2-propenoate | 270637 | 53353
Propanoic acid, 3,3',3''-[(butylstannylidyne)tris(thio)]tris-, 1,1',1''-triisooctyl ester | 270629 | 53354
Hexanedioic acid, polymer with 2,2-bis(bromomethyl)-1,3-propanediol | 270611 | 53355
Phosphonic acid, diisooctyl ester | 270603 | 53356
1H-Benzimidazolium, 6-chloro-4-[2-[4-[ethyl(2-hydroxyethyl)amino]-2-methylphenyl]diazenyl]-1,3-dimethyl-, chloride (1:1) | 270595 | 53357
1H-Benzotriazolium, 6-chloro-4-[2-[4-[(2-cyanoethyl)ethylamino]phenyl]diazenyl]-1,3-dimethyl-, methyl sulfate (1:1) | 270579 | 53358
Cuprate(3-), [3-[2-[2-(hydroxy-.kappa.O)-4-hydroxy-3-[2-[2-(hydroxy-.kappa.O)-5-[2-[2-(sulfooxy)ethyl]sulfonyl]phenyl]diazenyl-.kappa.N1]phenyl]diazenyl]-1,5-naphthalenedisulfonato(5-)]-, hydrogen (1:3) | 270561 | 53359
2-Propenoic acid, 2-ethylhexyl ester, polymer with 2-hydroxyethyl 2-propenoate | 270553 | 53360
Hexanedioic acid, polymer with 1,3-butanediol and 2-ethyl-2-(hydroxymethyl)-1,3-propanediol | 270546 | 53361
Silanetriol, 1-propyl-, homopolymer | 270538 | 53362
Dibenzo[b,e][1,4]dioxin, pentachloro- | 270520 | 53363
1,3-Benzenedicarboxylic acid, polymer with 2-ethyl-2-(hydroxymethyl)-1,3-propanediol | 270512 | 53364
1,3-Benzenedicarboxylic acid, polymer with 2-(hydroxymethyl)-2-methyl-1,3-propanediol | 270504 | 53365
1,4-Benzenedicarboxamide, N1,N4-bis(2-oxo-2-phenylethyl)- | 270488 | 53366
Cholestan-3-ol, 3-carbonochloridate, (3.beta.,5.alpha.)- | 270462 | 53367
Acetamide, N-[5-[bis(2-hydroxyethyl)amino]-2-[2-(5-nitro-2,1-benzisothiazol-3-yl)diazenyl]phenyl]- | 262527 | 53368
1H-Indene-1,3(2H)-dione, 2-(3-hydroxy-2(1H)-quinolinylidene)- | 262501 | 53369
Benzene, ethenyl-, polymer with 1-propene | 262493 | 53370
2-Propen-1-aminium, N,N-dimethyl-N-2-propen-1-yl-, chloride (1:1), polymer with ethanedial and 2-propenamide | 262485 | 53371
1,3-Isobenzofurandione, polymer with 1,2-ethanediol, ethenylbenzene, 2,5-furandione and 1,2-propanediol | 262477 | 53372
Hexanedioic acid, polymer with 1,4-butanediol, 1,1'-methylenebis[4-isocyanatobenzene], 2-methyloxirane and oxirane | 262469 | 53373
1,3-Isobenzofurandione, polymer with 2,2-bis(hydroxymethyl)-1,3-propanediol, 2,5-furandione and 1,2-propanediol | 262451 | 53374
1,3,4-Thiadiazole, 2-(methylthio)-5-(trifluoromethyl)- | 262444 | 53375
9-Octadecenoic acid, sulfo-, sodium salt (1:1), (9Z)- | 262436 | 53376
Zirconate(3-), tris[carbonato(2-)-.kappa.O]hydroxy-, ammonium (1:3), (T-4)- | 262410 | 53377
Propanoic acid, 2-(2,4,5-trichlorophenoxy)-, isooctyl ester | 262402 | 53378
Benzene, 1,1'-oxybis-, pentabromo deriv. | 262394 | 53379
2,4-Hexadiyne-1,6-diol, 1,6-bis(4-methylbenzenesulfonate) | 262386 | 53380
Zinc, dichlorobis(1,2-dimethyl-1H-imidazole-.kappa.N3)-, (T-4)- | 262378 | 53381
Chromate(1-), bis[1-[2-(hydroxy-.kappa.O)-4-nitrophenyl]diazenyl-2-naphthalenolato(2-)-.kappa.O]-, hydrogen (1:1), (OC-6-22')- | 262360 | 53382
Hexanedioic acid, polymer with 1,4-butanediol, 1,1'-methylenebis[4-isocyanatobenzene] and 2,2'-oxybis[ethanol] | 262352 | 53383
1,3,5,7-Tetraazabicyclo[3.3.1]nonane, 3,7-diacetyl- | 262345 | 53384
2(3H)-Benzothiazolethione, copper salt (1:?) | 262337 | 53385
Benzenepropanoic acid, 3-(1,1-dimethylethyl)-.beta.-[3-(1,1-dimethylethyl)-4-hydroxyphenyl]-4-hydroxy-.beta.-methyl-, 1,1'-(1,2-ethanediyl) ester | 262329 | 53386
Octadecanoic acid, decyl ester | 262311 | 53387
2-Propenamide, N-(hydroxymethyl)-, polymer with 1,3-butadiene, ethenylbenzene and 2-propenenitrile | 262303 | 53388
2-Propenamide, polymer with 1,3-butadiene, ethenylbenzene and 2-propenenitrile | 262295 | 53389
Hexanedioic acid, polymer with 2,5-furandione, 1,3-isobenzofurandione and 2,2'-oxybis[ethanol] | 262287 | 53390
2-Propenenitrile, polymer with ethene, ethenylbenzene and 1-propene | 262279 | 53391
1-Hexanaminium, N,N,N-trihexyl-, sulfate (1:1) | 262261 | 53392
1-Butanaminium, N,N,N-tributyl-, sulfate (1:1) | 262253 | 53393
Acetamide, N,N'-(9,9',10,10'-tetrahydro-9,9',10',10'-tetraoxo[1,1'-bianthracene]-2,2'-diyl)bis- | 262246 | 53394
Poly(oxy-1,2-ethanediyl), .alpha.,.alpha.'-[(1-methylethylidene)di-4,1-phenylene]bis[.omega.-hydroxy- | 262238 | 53395
1,3-Isobenzofurandione, polymer with 2,2'-oxybis[ethanol] | 262220 | 53396
Benzeneacetic acid, .alpha.-amino-4-hydroxy-, (.alpha.S)- | 262212 | 53397
Benzene, 1-ethoxy-4-isocyanato- | 262204 | 53398
2-Propenoic acid, 2-methyl-, butyl ester, polymer with ethenylbenzene, 2-hydroxyethyl 2-methyl-2-propenoate and methyl 2-methyl-2-propenoate | 262196 | 53399
2-Butenedioic acid (2E)-, polymer with 4,4'-(1-methylethylidene)bis[phenol] and oxirane | 262170 | 53400
3-Dodecen-1-ol, (3Z)- | 262162 | 53401
D-Glucuronic acid, .gamma.-lactone | 262154 | 53402
Benzenamine, N-[2-(1-ethylnaphtho[1,2-d]thiazol-2(1H)-ylidene)-1-methylethylidene]-4-methyl- | 262139 | 53403
Benzenediazonium, 2-methoxy-4-(phenylamino)- | 262121 | 53404
1,4-Benzenedicarboxylic acid, polymer with 1,2-ethanediol and 1,6-hexanediol | 262105 | 53405
2-Propenoic acid, ethyl ester, polymer with ethenyl acetate and sodium ethenesulfonate (1:1) | 262097 | 53406
Ethanol, 2-amino-, polymer with 2-methyloxirane and oxirane | 262089 | 53407
Benzene, (2,2-diethoxyethoxy)- | 262071 | 53408
Benzenesulfonic acid, 3,5-diamino-2,4,6-trimethyl- | 262055 | 53409
Butanamide, N-(4-chloro-2-methylphenyl)-2-[2-(4-chloro-2-nitrophenyl)diazenyl]-3-oxo- | 262048 | 53410
Benzenemethanaminium, N,N-didecyl-N-methyl-, chloride (1:1) | 262022 | 53411
Phosphonic acid, P-[(tetrahydro-2-hydroxy-2-oxido-4H-1,4,2-oxazaphosphorin-4-yl)methyl]- | 262014 | 53412
Benzeneacetic acid, .alpha.-hydroxy-3,4-dimethoxy-, ethyl ester | 262006 | 53413
Ethanone, 1-(1,2,3,4,7,7a-hexahydro-1,4,4,5-tetramethyl-1,3a-ethano-3aH-inden-6-yl)- | 261982 | 53414
Ethanone, 1-[(3R,3aR,7R,8aS)-2,3,4,7,8,8a-hexahydro-3,6,8,8-tetramethyl-1H-3a,7-methanoazulen-5-yl]- | 261966 | 53415
5-Quinoxalinamine, 6-methoxy-2,3-dimethyl- | 261958 | 53416
2-Propenoic acid, 2-methyl-, polymer with ethenylbenzene, ethyl 2-propenoate and 2-methyl-2-propenamide | 261941 | 53417
1,3-Dioxane, 2,5,5-trimethyl-2-(1-methylethyl)- | 261925 | 53418
2-Propenoic acid, 2-methyl-, octadecyl ester | 261909 | 53419
Phenol, 2,4-bis(1,1-dimethylethyl)-5-pentadecyl- | 261891 | 53420
Benzenemethanaminium, N,N-dimethyl-N-[2-[(1-oxo-2-propen-1-yl)oxy]ethyl]-, chloride (1:1) | 287508 | 53421
10H-Phenothiazine, 2-(ethylthio)- | 287490 | 53422
1,2-Ethanediamine, N1-[2-(dimethylamino)ethyl]-N2,N2-dimethyl-N1-phenyl- | 287482 | 53423
Benzenediazonium, 5-chloro-2-(4-chlorophenoxy)- | 287474 | 53424
2-Propenoic acid, 2-methyl-, 4-(1,1-dimethylethyl)cyclohexyl ester | 287466 | 53425
1,3-Benzenedicarboxylic acid, 5-sulfo-, lithium salt (1:1) | 287458 | 53426
1,3-Benzenedicarboxylic acid, 5-sulfo-, potassium salt (1:1) | 287441 | 53427
Benzoic acid, 2-hydroxy-3,5-dinitro-, sodium salt (1:1) | 287433 | 53428
9,10-Anthracenediol, sodium salt (1:2) | 287425 | 53429
Benzamide, 4-bromo-3,5-dihydroxy-N-(2-hydroxyethyl)- | 287417 | 53430
1,4-Piperazinediethanamine, .alpha.1,.alpha.4-dimethyl- | 287409 | 53431
2-Propenoic acid, 2-methyl-, 2-(3-oxazolidinyl)ethyl ester | 287391 | 53432
2,5-Furandione, 3-hexyldihydro- | 287383 | 53433
4-Pyrimidinecarboxylic acid, 2-amino-5-chloro- | 287367 | 53434
1H-1,2,4-Triazol-3-amine, 5-(methylthio)- | 287359 | 53435
9-Octadecenamide, N,N'-[(methylimino)di-3,1-propanediyl]bis-, (9Z,9'Z)- | 287334 | 53436
9,12-Octadecadienoic acid (9Z,12Z)-, 2-ethylhexyl ester | 287318 | 53437
9-Octadecenoic acid (9Z)-, 2-(diethylamino)ethyl ester | 287300 | 53438
Poly(oxy-1,2-ethanediyl), .alpha.-sulfo-.omega.-(octadecyloxy)- | 287284 | 53439
Poly(oxy-1,2-ethanediyl), .alpha.-sulfo-.omega.-(hexadecyloxy)- | 287276 | 53440
Carbamimidothioic acid, octadecyl ester | 287268 | 53441
Propanenitrile, 3,3',3'',3'''-(1,2-ethanediyldinitrilo)tetrakis- | 287243 | 53442
1-Decanol, 2-octyl- | 287235 | 53443
Acetic acid, 2-mercapto-, decyl ester | 287219 | 53444
Undecanoic acid, 2-ethyl- | 287201 | 53445
2-Propenoic acid, 2-methyl-, 2,2,3,3,3-pentafluoropropyl ester | 287185 | 53446
2-Propenoic acid, 2-methyl-, 2-(2-methoxyethoxy)ethyl ester | 287177 | 53447
1-Propanaminium, N,N,N-trimethyl-3-[(1-oxo-2-propen-1-yl)amino]-, chloride (1:1) | 287151 | 53448
Nonanoic acid, 4-methyl- | 287144 | 53449
Ethanaminium, N,N,N-trimethyl-2-[(1-oxo-2-propen-1-yl)oxy]-, chloride (1:1) | 287128 | 53450
Ethanol, 2-[[2-(acetyloxy)ethyl]amino]- | 287110 | 53451
Ethanol, 2,2'-[methylenebis(thio)]bis- | 287094 | 53452
Carbamimidothioic acid, 2-methylbutyl ester | 287086 | 53453
Ethanaminium, 2-hydroxy-N,N,N-trimethyl-, inner salt | 287078 | 53454
Ruthenate(3-), hexachloro-, hydrogen (1:3), (OC-6-11)- | 287060 | 53455
1H-Pyrazolium, 1,2-dimethyl-3,5-diphenyl-, methyl sulfate | 287052 | 53456
Ethanone, 1-(1,4-dimethyl-3-cyclohexen-1-yl)- | 287045 | 53457
2-Propenoic acid, homopolymer, compd. with 1,1'-iminobis[2-propanol] | 287029 | 53458
Titanium, tris(2,4-pentanedionato-.kappa.O2,.kappa.O4)(2-propanolato)- | 287011 | 53459
Benzeneacetic acid, .alpha.-oxo-, sodium salt (1:1) | 287003 | 53460
Butanedioic acid, 2-sulfo-, 1-[1-methyl-2-[(1-oxo-9-octadecen-1-yl)amino]ethyl] ester, sodium salt (1:2) | 286989 | 53461
2,7-Naphthalenedisulfonic acid, 4-amino-3-[2-[4-[[[4-[2-(2-amino-4-hydroxyphenyl)diazenyl]phenyl]amino]carbonyl]phenyl]diazenyl]-5-hydroxy-6-(2-phenyldiazenyl)-, sodium salt (1:2) | 286971 | 53462
9-Octadecenoic acid (9Z)-, 1,1'-(1,1,3,3-tetramethyl-1,3-distannoxanediyl) ester | 286955 | 53463
Ethanone, 1-[(1,1-dimethylethyl)phenyl]- | 286930 | 53464
2-Propenoic acid, 2-methyl-, 2-hydroxyethyl ester, polymer with butyl 2-propenoate, ethyl 2-propenoate and 2-propenoic acid | 286922 | 53465
2-Propenoic acid, 2-methyl-, 2-(dimethylamino)ethyl ester, homopolymer, acetate | 286914 | 53466
1-Oxaspiro[4.5]dec-6-ene, 2,6,10,10-tetramethyl-, (2R,5R)-rel- | 286898 | 53467
1-Oxaspiro[4.5]dec-6-ene, 2,6,10,10-tetramethyl-, (2R,5S)-rel- | 286880 | 53468
2-Butanone, 1-(4-chlorophenoxy)-3,3-dimethyl-1-(1H-1,2,4-triazol-1-yl)- | 286872 | 53469
Aspartic acid, 1,4-diethyl ester | 286849 | 53470
1H-Indene-5-carboxamide, 2,3-dihydro-2-(3-hydroxy-2(1H)-quinolinylidene)-N,N-dimethyl-1,3-dioxo- | 286831 | 53471
Benzamide, N-[4-[(3-chlorophenyl)amino]-9,10-dihydro-9,10-dioxo-1-anthracenyl]- | 286815 | 53472
2-Propenamide, 2-methyl-N-[4-(phenylamino)phenyl]-, polymer with 1,3-butadiene and 2-propenenitrile | 286799 | 53473
Formaldehyde, polymer with dodecylphenol | 278838 | 53474
Poly(oxy-1,2-ethanediyl), .alpha.-hydro-.omega.-hydroxy-, polymer with 5-isocyanato-1-(isocyanatomethyl)-1,3,3-trimethylcyclohexane | 278820 | 53475
Tungsten oxide | 278812 | 53476
Formaldehyde, polymer with (1,1-dimethylethyl)phenol and (1,1-dimethylpropyl)phenol | 278804 | 53477
Formaldehyde, polymer with (1,1-dimethylpropyl)phenol | 278796 | 53478
2-Propenoic acid, 2-methyl-, methyl ester, polymer with ethyl 2-propenoate, 1,2-propanediol mono(2-methyl-2-propenoate) and 2-propenoic acid | 278788 | 53479
Poly[oxy(methyl-1,2-ethanediyl)], .alpha.,.alpha.',.alpha.''-1,2,3-propanetriyltris[.omega.-[[2-(sulfothio)acetyl]oxy]-, sodium salt (1:3) | 278770 | 53480
Starch, hydrogen butanedioate | 278762 | 53481
Benzene, 1,1'-methylenebis[isocyanato-, homopolymer | 278754 | 53482
Zirconate(4-), [orthosilicato(4-)-.kappa.O]dioxo-, lithium (1:4) | 278747 | 53483
2-Butenoic acid, 2(or 4)-isooctyl-4,6(or 2,6)-dinitrophenyl ester | 278739 | 53484
Strontium arsenide (Sr3As2) | 278721 | 53485
Starch, polymer with 2-propenamide and 2-propenoic acid | 278713 | 53486
Antimony, compd. with strontium (2:3) | 278705 | 53487
Boric acid, copper salt | 278697 | 53488
Aluminum chloride hydroxide sulfate | 278689 | 53489
Benzenediazonium, 4-(phenylamino)-, tris(1-methylethyl)naphthalenesulfonate (1:1), polymer with formaldehyde | 278671 | 53490
Poly[oxy(methyl-1,2-ethanediyl)], .alpha.-hydro-.omega.-hydroxy-, polymer with 1,3-diisocyanatomethylbenzene and 1,1'-methylenebis[isocyanatobenzene] | 278663 | 53491
Poly[oxy(methyl-1,2-ethanediyl)], .alpha.-hydro-.omega.-hydroxy-, ether with methyl .alpha.-D-glucopyranoside (4:1) | 278655 | 53492
Undecanoic acid, hydroxy-, lactone | 278648 | 53493
Hexanedioic acid, polymer with .alpha.-hydro-.omega.-hydroxypoly[oxy(methyl-1,2-ethanediyl)] | 278630 | 53494
Chitosan, 2-hydroxyethyl ether | 278622 | 53495
Poly[oxy(methyl-1,2-ethanediyl)], .alpha.,.alpha.',.alpha.''-1,2,3-propanetriyltris[.omega.-hydroxy-, polymer with 1,3-diisocyanatomethylbenzene | 278614 | 53496
Poly(oxy-1,2-ethanediyl), .alpha.-(dioctylphenyl)-.omega.-hydroxy- | 278606 | 53497
Lignosulfonic acid, barium salt | 278598 | 53498
Benzenesulfonamide, ar-methyl-, polymer with formaldehyde and 1,3,5-triazine-2,4,6-triamine | 278580 | 53499
1-Benzopyrylium, 4-ethoxy-2-(4-methoxyphenyl)-, perchlorate (1:1) | 278572 | 53500
Pentanoic acid, 2-methyl-, ethyl ester | 278564 | 53501
Octanoic acid, 2-furanylmethyl ester | 278556 | 53502
Urea, N,N''-methylenebis[N'-[3-(hydroxymethyl)-2,5-dioxo-4-imidazolidinyl]- | 278531 | 53503
1,3,4-Thiadiazol-2-amine, 5-(1,1-dimethylethyl)- | 278515 | 53504
2(3H)-Furanone, 5-butyldihydro-4-methyl- | 278507 | 53505
Pyrazine, 2-(chloromethyl)- | 278499 | 53506
Benzonitrile, 4-[[(4-butylphenyl)imino]methyl]- | 278481 | 53507
2-Butanone, 3,3-dimethyl-1-(methylthio)- | 278465 | 53508
2-Butanone, 3,3-dimethyl-1-(methylthio)-, oxime | 278440 | 53509
Cyclopentanone, 2-heptylidene- | 278424 | 53510
Acetamide, N-(2,4-dimethyl-3-nitrophenyl)- | 278416 | 53511
Acetic acid, thulium(3+) salt (3:1) | 278390 | 53512
1,3-Benzenediamine, 4-methoxy-, sulfate (1:1) | 278382 | 53513
Phosphonic acid, monoethyl ester, aluminum salt | 278374 | 53514
4-Thiazolidinone, 3-propyl-2-thioxo- | 278366 | 53515
Acetamide, 2-chloro-N-(2,4-dimethylphenyl)- | 278341 | 53516
2-Thiopheneacetyl chloride | 278333 | 53517
Hafnium telluride (HfTe2) | 278325 | 53518
3,4-Hexanedione, 2,5-dibromo- | 278309 | 53519
2,6-Octadiene-1-thiol, 3,7-dimethyl-, (2E)- | 278291 | 53520
Bicyclo[2.2.1]hept-5-ene-2-carboxaldehyde, 3-propyl- | 278283 | 53521
3-Cyclohexene-1-carboxaldehyde, 2,4-dimethyl-6-propyl- | 278275 | 53522
Benzenesulfonic acid, 4,4',4'',4'''-(21H,23H-porphine-5,10,15,20-tetrayl)tetrakis-, sodium salt (1:4) | 278267 | 53523
2-Propenoic acid, 2-ethylhexyl ester, polymer with bis(2-chloroethyl) P-ethenylphosphonate and chloroethene | 278259 | 53524
9,10-Anthracenedione, 1,8-dihydroxy-2,5-dinitro- | 278226 | 53525
Dibenzofuran, heptachloro- | 278200 | 53526
Benzene, 1-fluoro-2-isothiocyanato- | 278192 | 53527
Benzoic acid, 2-hydroxy-, lithium salt (1:2) | 278176 | 53528
Cyclohexane, 1,1'-(1,1,3-trimethyl-1,3-propanediyl)bis- | 278168 | 53529
Ethanol, 2-(ethylphenylamino)-, 1-acetate | 278143 | 53530
1,4-Benzenedicarboxamide, N1,N4-bis(1-methyl-2-oxo-2-phenylethyl)- | 270447 | 53531
1,3-Benzenedicarboxylic acid, polymer with 1,4-butanediol and 1,4-dimethyl 1,4-benzenedicarboxylate | 270439 | 53532
Ethanone, 2-(1-ethylnaphtho[1,2-d]thiazol-2(1H)-ylidene)-1-phenyl- | 270413 | 53533
Phenol, 2,2'-ethylidenebis[4,6-bis(1,1-dimethylethyl)- | 270405 | 53534
6H-Dibenz[c,e][1,2]oxaphosphorin, 6-phenoxy- | 270397 | 53535
6H-Dibenz[c,e][1,2]oxaphosphorin, 6-oxide | 270389 | 53536
Benzenamine, 2,5-diethoxy-N,N-diethyl- | 270371 | 53537
Benzenamine, 2,5-diethoxy-N-ethyl- | 270363 | 53538
9,10-Anthracenedione, 1-amino-4-[(5-amino-9,10-dihydro-9,10-dioxo-1-anthracenyl)amino]- | 270355 | 53539
Spiro[isobenzofuran-1(3H),9'-[9H]xanthen]-3-one, 6'-(cyclohexylamino)-2'-methyl- | 270348 | 53540
1-Hexen-3-ol, 3-acetate | 270330 | 53541
Benzoic acid, 2,4(or 2,5)-dichloro- | 270322 | 53542
Benzaldehyde, chloro- | 270314 | 53543
Dodecanedioic acid, polymer with decanedioic acid, hexahydro-2H-azepin-2-one, 1,6-hexanediamine and hexanedioic acid | 270306 | 53544
D-Glucose, O-(N-acetyl-.alpha.-neuraminosyl)-(2.fwdarw.3)-O-.beta.-D-galactopyranosyl-(1.fwdarw.4)- | 270298 | 53545
1,5-Naphthalenedisulfonic acid, 3-isothiocyanato-, sodium salt (1:2) | 270280 | 53546
Nickel, tetrakis[tris(methylphenyl) phosphite-.kappa.P]- | 270272 | 53547
2-Naphthalenecarboxamide, N,N'-(2-chloro-1,4-phenylene)bis[4-[2-(4-chloro-2-nitrophenyl)diazenyl]-3-hydroxy- | 270264 | 53548
1H-Benzimidazolium, 2-[7-(diethylamino)-2-oxo-2H-1-benzopyran-3-yl]-1,3-dimethyl-, methyl sulfate (1:1) | 270256 | 53549
Naphthalene, tris(1-methylethyl)- | 270249 | 53550
9-Tricosene, (9E)- | 270231 | 53551
6-Nonen-1-ol, (6Z)- | 270223 | 53552
Pentanoic acid, (3Z)-3-hexen-1-yl ester | 270215 | 53553
Benzoic acid, 4-methoxy-, 4-butylphenyl ester | 270207 | 53554
2-Propenoic acid, 2-methyl-, 1,1',1''-[(2,4,6-trioxo-1,3,5-triazine-1,3,5(2H,4H,6H)-triyl)tri-2,1-ethanediyl] ester | 270199 | 53555
Phosphonium, ethyltriphenyl-, acetate (1:1) | 270181 | 53556
2-Propenoic acid, 2-methyl-, 2-oxiranylmethyl ester, polymer with ethene and ethyl 2-propenoate | 270173 | 53557
2-Propenoic acid, homopolymer, calcium sodium salt | 270165 | 53558
2-Propenoic acid, ethyl ester, polymer with 1,1-dichloroethene, N-(hydroxymethyl)-2-propenamide and 2-propenamide | 270157 | 53559
4-Oxazolidinone, 3-ethyl-5-[2-(3-methyl-2-thiazolidinylidene)ethylidene]-2-thioxo- | 270132 | 53560
Piperidine, 3,5-dimethyl- | 270124 | 53561
5-Benzoxazolesulfonamide, 2-[7-(diethylamino)-2-oxo-2H-1-benzopyran-3-yl]-N,N-dimethyl- | 270108 | 53562
2H-1-Benzopyran-2-one, 3-(2-benzoxazolyl)-7-(diethylamino)- | 270082 | 53563
2-Propenoic acid, polymer with butyl 2-propenoate, ethenylbenzene, 2-hydroxyethyl 2-propenoate and 2-propenenitrile | 270074 | 53564
11-Tetradecenal, (11E)- | 270058 | 53565
Copper, [tetraphenyl 29H,31H-phthalocyanine-C,C,C,C-tetrasulfonato(2-)-.kappa.N29,.kappa.N30,.kappa.N31,.kappa.N32]- | 270041 | 53566
Butanedioic acid, polymer with 1,3-isobenzofurandione and 1,2-propanediol | 270033 | 53567
2-Propenoic acid, polymer with butyl 2-propenoate, 1,1-dichloroethene and N-(hydroxymethyl)-2-propenamide | 270025 | 53568
2-Propenoic acid, polymer with chloroethene, ethyl 2-propenoate, N-(hydroxymethyl)-2-propenamide and 2-propenenitrile | 270017 | 53569
2-Propenoic acid, polymer with chloroethene, ethyl 2-propenoate and N-(hydroxymethyl)-2-propenamide | 270009 | 53570
Neodecanoic acid, antimony(3+) salt (3:1) | 269993 | 53571
Isodecanamine, N,N-diisodecyl- | 269985 | 53572
Isotridecanamine | 269977 | 53573
Benzenemethanaminium, N-[2-[[4-[2-(2-chloro-4-nitrophenyl)diazenyl]phenyl]ethylamino]ethyl]-N,N-dimethyl-, methyl sulfate (1:1) | 269969 | 53574
9-Octadecen-1-ol, 1-methanesulfonate, (9Z)- | 269944 | 53575
Poly(oxy-1,2-ethanediyl), .alpha.-(2-methyl-1-oxo-2-propen-1-yl)-.omega.-(phosphonooxy)- | 269936 | 53576
2-Propenoic acid, 2-methyl-, polymer with ethyl 2-propenoate and 2-hydroxyethyl 2-methyl-2-propenoate | 269928 | 53577
Butanedioic acid, 2-methylene-, polymer with ethyl 2-propenoate and 2-propenenitrile | 269910 | 53578
2-Propenoic acid, polymer with 2-ethylhexyl 2-propenoate and methyl 2-propenoate | 269902 | 53579
Pentanedinitrile, 2-bromo-2-(bromomethyl)- | 269886 | 53580
Benzoic acid, 4-butyl-, 4-methoxyphenyl ester | 269860 | 53581
Benzeneacetic acid, .alpha.-cyano-.alpha.-ethyl- | 269852 | 53582
Zirconate(2-), oxobis[sulfato(2-)-.kappa.O]-, hydrogen (1:2) | 269837 | 53583
Phosphonic acid, P,P',P'',P'''-[[(phosphonomethyl)imino]bis[6,1-hexanediylnitrilobis(methylene)]]tetrakis-, sodium salt (1:?) | 269829 | 53584
2,8,10-Trioxa-5-azaundecanoic acid, 5-[4-[2-(2-cyano-4-nitrophenyl)diazenyl]phenyl]-9-oxo-, methyl ester | 269811 | 53585
Hexane, 1-(pentyloxy)- | 261875 | 53586
Butanoic acid, 4-(2,4-dichlorophenoxy)-, 2-butoxyethyl ester | 261867 | 53587
Propanoic acid, 2-(4-chloro-2-methylphenoxy)-, compd. with N-methylmethanamine (1:1) | 261859 | 53588
Phosphoric acid, mono(4-nitrophenyl) ester, magnesium salt (1:2) | 261834 | 53589
Acetic acid, (2,4-dichlorophenoxy)-, compd. with 1,1',1''-nitrilotris[2-propanol] (1:1) | 261826 | 53590
Benzenesulfonic acid, 4-[(phenylmethyl)amino]-, sodium salt (1:1) | 261818 | 53591
2-Propenoic acid, 2-methyl-, methyl ester, polymer with 1,1-dichloroethene and 2-methyl-2-propenenitrile | 261800 | 53592
2H-1,4-Benzoxazine, 3,4-dihydro-3-methyl- | 261784 | 53593
Zirconium telluride (ZrTe2) | 261768 | 53594
Benzenamine, 4,4'-(methoxyphenylmethylene)bis[N,N-dimethyl- | 261750 | 53595
Bicyclo[2.2.1]hept-5-ene-2,3-dicarboxylic acid, 1,4,5,6,7,7-hexachloro-, polymer with 2,2-bis(hydroxymethyl)-1,3-propanediol and 1,3-isobenzofurandione | 261743 | 53596
2-Propenoic acid, 2-methyl-, polymer with 1,3-butadiene, ethenylbenzene, 2-methyl-2-propenamide and 2-propenenitrile | 261735 | 53597
2-Propenoic acid, polymer with butyl 2-propenoate, ethyl 2-propenoate, N-(hydroxymethyl)-2-propenamide and 2-propenenitrile | 261727 | 53598
Poly(iminocarbonimidoyliminocarbonimidoylimino-1,6-hexanediyl), hydrochloride | 261719 | 53599
Anthra[2,1,9-def:6,5,10-d'e'f']diisoquinoline-1,3,8,10(2H,9H)-tetrone, 2,9-bis(4-aminophenyl)- | 261693 | 53600
Thiazole, 2,4-diethyl- | 261677 | 53601
Phosphonic acid, P,P'-(hydroxyphenylmethylene)bis-, P,P,P',P'-tetramethyl ester | 261669 | 53602
Naphthalene, heptachloro- | 261651 | 53603
Hexanedioic acid, polymer with 1,4-butanediol, 1,1'-methylenebis[4-isocyanatobenzene] and 2,2'-[1,4-phenylenebis(oxy)]bis[ethanol] | 261644 | 53604
1,3-Benzenedicarboxylic acid, 5-(3-sulfopropoxy)-, 1,3-dimethyl ester, sodium salt (1:1), polymer with 1,4-dimethyl 1,4-benzenedicarboxylate and 1,2-ethanediol | 261636 | 53605
2-Butenedioic acid (2Z)-, 1-(2-methylpropyl) ester, polymer with ethenyl acetate | 261628 | 53606
Pentanedioic acid, sodium salt (1:?) | 261610 | 53607
9,10-Anthracenedione, 1,1'-[(6-phenyl-1,3,5-triazine-2,4-diyl)diimino]bis[3-acetyl-4-amino- | 261602 | 53608
Bicyclo[7.2.0]undec-3-en-5-ol, 4,11,11-trimethyl-8-methylene-, 5-acetate, (1R,3E,5R,9S)- | 261594 | 53609
Bicyclo[7.2.0]undec-3-en-5-ol, 4,11,11-trimethyl-8-methylene-, (1R,3E,5R,9S)- | 261586 | 53610
Bicyclo[7.2.0]undec-3-en-5-ol, 4,11,11-trimethyl-8-methylene-, (1R,3E,5S,9S)- | 261578 | 53611
2H-2,4a-Methanonaphthalen-7-ol, 1,3,4,5,6,7-hexahydro-1,1,5,5-tetramethyl-, 7-acetate | 261560 | 53612
Cyclohexanol, 4-(1,1-dimethylethyl)-, 1-acetate | 261552 | 53613
Ethanaminium, N-(2-hydroxyethyl)-N-methyl-2-[(1-oxooctadecyl)oxy]-N-[2-[(1-oxooctadecyl)oxy]ethyl]-, methyl sulfate (1:1) | 261545 | 53614
Poly(oxy-1,2-ethanediyl), .alpha.-(1,1-dimethyl-2-propyn-1-yl)-.omega.-hydroxy- | 261537 | 53615
Phenol, 4-[[(4-butoxyphenyl)methylene]amino]- | 261529 | 53616
2-Naphthalenecarboxamide, 4-[2-(2-acetylphenyl)diazenyl]-N-[4-[2,4-bis(1,1-dimethylpropyl)phenoxy]butyl]-1-hydroxy- | 261511 | 53617
2-Naphthalenecarboxamide, N-[4-[2,4-bis(1,1-dimethylpropyl)phenoxy]butyl]-1-hydroxy- | 261503 | 53618
Benzenediazonium, 2,5-diethoxy-4-(4-morpholinyl)-, sulfate (1:1) | 261495 | 53619
Poly(oxy-1,2-ethanediyl), .alpha.-(1-oxo-2-propen-1-yl)-.omega.-methoxy- | 261487 | 53620
Poly(oxy-1,2-ethanediyl), .alpha.-[4-(1-phenylethyl)phenyl]-.omega.-hydroxy- | 261479 | 53621
Poly(oxy-1,2-ethanediyl), .alpha.-[1,1'-biphenyl]-2-yl-.omega.-hydroxy- | 261461 | 53622
Poly(oxy-1,2-ethanediyl), .alpha.-[2-(1-phenylethyl)phenyl]-.omega.-hydroxy- | 261453 | 53623
Poly(oxy-1,2-ethanediyl), .alpha.,.alpha.'-2-butyne-1,4-diylbis[.omega.-hydroxy- | 261446 | 53624
Dodecanoic acid, 1,1'-[(1-methylethylidene)bis(4,1-phenyleneoxy-2,1-ethanediyl)] ester | 261438 | 53625
Boron, [3-(amino-.kappa.N)phenol]trifluoro-, (T-4)- | 261420 | 53626
Poly[imino(1,6-dioxo-1,6-hexanediyl)imino-1,6-hexanediyl] | 261412 | 53627
2-Propenoic acid, 2-(phosphonooxy)ethyl ester | 261404 | 53628
Propanedinitrile, 2-[[4-[ethyl[3-phenoxy-2-[[(phenylamino)carbonyl]oxy]propyl]amino]-2-methylphenyl]methylene]- | 261388 | 53629
Benzene, (1-methylethyl)-, monosulfo deriv., sodium salt (1:1) | 261362 | 53630
2,5-Furandione, 3-(hexadecen-1-yl)dihydro- | 261354 | 53631
9H-Carbazole, 3-bromo-9-ethenyl-, homopolymer | 261347 | 53632
2-Propenoic acid, 2-methyl-, methyl ester, polymer with ethene, ethenylbenzene, 5-ethylidenebicyclo[2.2.1]hept-2-ene and 1-propene | 261339 | 53633
Bicyclo[2.2.1]hept-2-ene, 5-ethylidene-, polymer with ethene, ethenylbenzene and 1-propene | 261321 | 53634
2-Propenenitrile, polymer with ethene, ethenylbenzene, 5-ethylidenebicyclo[2.2.1]hept-2-ene and 1-propene | 261313 | 53635
1-Naphthalenesulfonic acid, 6-diazo-5,6-dihydro-5-oxo-, 1,1'-(4-benzoyl-3-hydroxy-1,2-phenylene) ester | 261305 | 53636
Carbonic dichloride, polymer with benzenamine and formaldehyde | 261297 | 53637
Hexane, 1,6-diisocyanato-2,2,4(or 2,4,4)-trimethyl- | 261289 | 53638
Glycine, N-(3-butoxy-2-hydroxypropyl)-N-(carboxymethyl)-, sodium salt (1:1) | 261271 | 53639
2-Propenoic acid, 2-hydroxypropyl ester, homopolymer | 261255 | 53640
Benzothiazolium, 2-[2-(acetylphenylamino)ethenyl]-3-ethyl- | 286781 | 53641
1,3,5-Benzenetrisulfonic acid, sodium salt (1:3) | 286773 | 53642
Benzamide, N-[3-[bis(2-hydroxyethyl)amino]phenyl]- | 286765 | 53643
Benzamide, N-[3-[bis[2-(acetyloxy)ethyl]amino]phenyl]- | 286757 | 53644
Ethanol, 2-[[2-chloro-4-[2-(4-nitrophenyl)diazenyl]phenyl]amino]- | 286740 | 53645
Acetic acid, ammonium copper(1+) salt (2:1:1) | 286732 | 53646
Spiro[isobenzofuran-1(3H),9'-[9H]xanthen]-3-one, 3',6'-dihydroxy-, ammonium salt (1:?) | 286724 | 53647
Ethanol, 2-[[4-[2-(2-chloro-4-nitrophenyl)diazenyl]phenyl]ethylamino]-, 1-benzoate | 286716 | 53648
1,2,4-Trithiane, 3-methyl- | 286708 | 53649
Acetamide, N-(4-aminophenyl)-, hydrochloride (1:1) | 286690 | 53650
Butanamide, 2,2'-[(5,5'-dichloro-2,2'-dimethoxy[1,1'-biphenyl]-4,4'-diyl)bis(2,1-diazenediyl)]bis[N-(2,4-dimethylphenyl)-3-oxo- | 286682 | 53651
Benzenesulfonic acid, 4-[(3-aminobenzoyl)amino]- | 286674 | 53652
Benzenesulfonic acid, 4-[[3-[2-[2-hydroxy-3-[[(4-methoxyphenyl)amino]carbonyl]-1-naphthalenyl]diazenyl]-4-methylbenzoyl]amino]-, calcium salt (2:1) | 286666 | 53653
5-Isobenzofurancarboxylic acid, 1,3-dihydro-1,3-dioxo-, polymer with 1,2-ethanediol | 286658 | 53654
Ethanol, 2-[(7-amino-1-naphthalenyl)sulfonyl]- | 286641 | 53655
Benzenesulfonic acid, 4-(acetylamino)-, phenyl ester | 286633 | 53656
2-Naphthalenecarboxylic acid, 1-hydroxy-4-(1-hydroxy-3-oxo-1H,3H-naphtho[1,8-cd]pyran-1-yl)-, methyl ester | 286625 | 53657
9,10-Anthracenedione, 1-amino-2-(4-chlorophenoxy)-4-hydroxy- | 286617 | 53658
Benzoic acid, methyl-, cobalt salt (1:?) | 286591 | 53659
2-Propenoic acid, 1,1'-[(1-methyl-1,2-ethanediyl)bis[oxy(methyl-2,1-ethanediyl)]] ester | 286583 | 53660
Europium, bis(2,2'-bipyridine-.kappa.N1,.kappa.N1'')bis(nitrato-.kappa.O)(nitrato-.kappa.O,.kappa.O')- | 286575 | 53661
Decanoic acid, magnesium salt (2:1) | 286559 | 53662
1,2-Ethanediamine, N1-(phenylmethyl)-N2-[3-(trimethoxysilyl)propyl]-, hydrochloride (1:1) | 286542 | 53663
2-Propenoic acid, 2-methyl-, 2-hydroxyethyl ester, polymer with 2-hydroxyethyl 2-propenoate | 286526 | 53664
Naphtho[1,2-d]thiazolium, 1-ethyl-2-methyl-, 4-methylbenzenesulfonate (1:1) | 286518 | 53665
1H-Indole, 1-butyl-2-methyl- | 286492 | 53666
3-Pyridinecarbonitrile, 1,2-dihydro-6-hydroxy-4-methyl-5-[2-(2-methyl-4-nitrophenyl)diazenyl]-2-oxo- | 286484 | 53667
2,6-Octadien-1-ol, 3,6,7-trimethyl- | 286450 | 53669
1-Pentanone, 1-[1,1'-biphenyl]-4-yl- | 286443 | 53670
2,5-Furandione, polymer with ethenylbenzene, zinc salt | 286427 | 53671
Benzoic acid, 3,5-diamino-4-methyl-, 2-ethylhexyl ester | 286419 | 53672
Benzaldehyde, 4-[bis(4-methylphenyl)amino]- | 286401 | 53673
2-Naphthalenecarboxamide, N-[4-[2,4-bis(1,1-dimethylpropyl)phenoxy]butyl]-1-hydroxy-4-[[[3-[[[5-hydroxy-8-[2-[2-(methylsulfonyl)-4-nitrophenyl]diazenyl]-1-naphthalenyl]amino]sulfonyl]phenyl]sulfonyl]amino]- | 286393 | 53674
Phenol, 4-[(dimethylamino)methyl]-2,6-dimethyl- | 286377 | 53675
9,10-Anthracenedione, 1-[(4-dodecylphenyl)amino]- | 286351 | 53676
2-Propenoic acid, 2-methyl-, polymer with butyl 2-propenoate and methyl 2-methyl-2-propenoate, ammonium salt | 286336 | 53677
5-Isobenzofurancarboxylic acid, 1,3-dihydro-1,3-dioxo-, polymer with 1,4-dimethyl 1,4-benzenedicarboxylate, 1,2-ethanediol and 4,4'-methylenebis[benzenamine] | 286328 | 53678
1-Naphthalenemethanamine, .alpha.-methyl- | 286310 | 53679
Benzene, 2-Chloro-1-(3-methylphenoxy)-4-(trifluoromethyl)- | 286294 | 53680
Phenol, 5-[2-chloro-4-(trifluoromethyl)phenoxy]-2-nitro- | 286286 | 53681
1H-Pyrrole-2,5-dione, silver(1+) salt (1:1) | 286260 | 53682
Silane, [2-[2-(chloromethyl)phenyl]ethyl]trimethoxy- | 286245 | 53683
Acetamide, N-[2-[2-(2-bromo-4,6-dinitrophenyl)diazenyl]-4-methoxy-5-[(phenylmethyl)-2-propen-1-ylamino]phenyl]- | 286229 | 53684
1H-Imidazolium, 1-(carboxymethyl)-4,5-dihydro-1-(2-hydroxyethyl)-2-undecyl-, inner salt | 286211 | 53685
2-Propenoic acid, 2-methyl-, 2-(1-aziridinyl)ethyl ester, polymer with butyl 2-methyl-2-propenoate and methyl 2-methyl-2-propenoate | 286195 | 53686
Poly(oxy-1,2-ethanediyl), .alpha.,.alpha.'-[(ethyloctadecyliminio)di-2,1-ethanediyl]bis[.omega.-hydroxy-, ethyl sulfate (1:1) | 286187 | 53687
Nickel, [1,3-dihydro-5,6-bis[[[2-(hydroxy-.kappa.O)-1-naphthalenyl]methylene]amino-.kappa.N]-2H-benzimidazol-2-onato(2-)]-, (SP-4-2)- | 286179 | 53688
Quinoline, 1,2,3,4-tetrahydro-2,7-dimethyl- | 286161 | 53689
1-Undecen-3-one | 286153 | 53690
Cyclododeca[c]furan, tetradecahydro- | 286138 | 53691
Acetamide, N-[2-[ethyl(3-methylphenyl)amino]ethyl]- | 286120 | 53692
2-Propenoic acid, butyl ester, polymer with 2-ethylhexyl 2-propenoate, ethyl 2-propenoate and N-(hydroxymethyl)-2-propenamide | 286112 | 53693
4(3H)-Pyrimidinone, 6-amino-2-methyl-5-(sulfooxy)- | 278135 | 53694
Propanoic acid, 3-(dodecylthio)-, barium salt (2:1) | 278119 | 53695
Nickel, bis[2-butene-2,3-dithiolato(2-)-.kappa.S2,.kappa.S3]-, (SP-4-1)- | 278093 | 53696
Cyclohexanecarboxylic acid, 6,6-dimethyl-3-[2-(4-methyl-2-nitrophenyl)diazenyl]-2,4-dioxo-, ethyl ester | 278085 | 53697
3H-Indolium, 1,3,3-trimethyl-2-[[2-methyl-2-(2-naphthalenyl)hydrazinylidene]methyl]-, chloride (1:1) | 278069 | 53698
1H-Indolium, 1-[2-(1,3-dihydro-1,3,3-trimethyl-2H-indol-2-ylidene)ethylidene]-2,3-dihydro-5-methoxy-2,3,3-trimethyl-, chloride (1:1) | 278051 | 53699
Aspartic acid, N-(3-carboxy-1-oxo-3-sulfopropyl)-N-octadecyl-, sodium salt (1:4) | 278044 | 53700
Nonanedioic acid, lithium salt (1:2) | 278036 | 53701
Antimony, (benzoyl chloride-.kappa.O)pentachloro-, (OC-6-21)- | 278028 | 53702
Benzene, (phenylethyl)- | 278002 | 53703
Octacosene | 277996 | 53704
Nonane, 1,1,3-triethoxy- | 277988 | 53705
Ethanone, 1-[4-(2-methylpropyl)phenyl]- | 277970 | 53706
1-Propanesulfonic acid, 3-[[3-(dimethylamino)propyl][(1,1,2,2,3,3,4,4,5,5,6,6,6-tridecafluorohexyl)sulfonyl]amino]- | 277962 | 53707
1-Propanaminium, N-(2-hydroxyethyl)-N,N-dimethyl-3-[(3-sulfopropyl)[(1,1,2,2,3,3,4,4,5,5,6,6,6-tridecafluorohexyl)sulfonyl]amino]-, inner salt | 277954 | 53708
1-Propanaminium, 3-[(carboxymethyl)[(1,1,2,2,3,3,4,4,5,5,6,6,6-tridecafluorohexyl)sulfonyl]amino]-N,N,N-trimethyl-, inner salt | 277947 | 53709
Benzenesulfonic acid, 2-hydroxy-5-nitro-3-[2-[2-oxo-1-[(phenylamino)carbonyl]propyl]diazenyl]- | 277939 | 53710
1H-1,2,4-Triazolium, 1,4-dimethyl-5-[2-[4-[methyl(phenylmethyl)amino]phenyl]diazenyl]-, trichlorozincate(1-) (1:1) | 277921 | 53711
Magnesium, chlorooctyl- | 277913 | 53712
3-Pyridinecarbonitrile, 2,6-bis[(2-hydroxyethyl)amino]-4-methyl- | 277905 | 53713
Dodecanoic acid, 2-sulfo-, sodium salt (1:2) | 277897 | 53714
Chromate(1-), bis[4-(hydroxy-.kappa.O)-3-[2-[2-(hydroxy-.kappa.O)-1-naphthalenyl]diazenyl-.kappa.N1]benzenesulfonamidato(2-)]-, hydrogen (1:1) | 277889 | 53715
Praseodymium, tris[3-[2,2,3,3,4,4,4-heptafluoro-1-(oxo-.kappa.O)butyl]-1,7,7-trimethylbicyclo[2.2.1]heptan-2-onato-.kappa.O]- | 277871 | 53716
Phenol, 4,4'-(1-methylethylidene)bis-, polymer with 2-(chloromethyl)oxirane and 2,2'-iminobis[ethanol] | 277863 | 53717
Butane, 1-(1-propoxyethoxy)- | 277855 | 53718
Phosphonic acid, P,P'-[1,6-hexanediylbis[nitrilobis(methylene)]]tetrakis-, potassium salt (1:?) | 277848 | 53719
Poly(oxy-1,2-ethanediyl), .alpha.-(carboxymethyl)-.omega.-[(9Z)-9-octadecen-1-yloxy]-, sodium salt (1:1) | 277830 | 53720
Poly(oxy-1,2-ethanediyl), .alpha.-(carboxymethyl)-.omega.-(decyloxy)-, sodium salt (1:1) | 277822 | 53721
Poly(oxy-1,2-ethanediyl), .alpha.-(carboxymethyl)-.omega.-(octadecyloxy)-, sodium salt (1:1) | 277814 | 53722
Phosphorodichloridic acid, (1,1-dimethylethyl)phenyl ester | 277806 | 53723
2-Propenoic acid, polymer with 2-(chloromethyl)oxirane, 1,1'-oxybis[2-chloroethane] and N1,N1,N2,N2-tetramethyl-1,2-ethanediamine | 277798 | 53724
Hexanedioic acid, polymer with 2-(chloromethyl)oxirane and 4,4'-(1-methylethylidene)bis[phenol] | 277780 | 53725
2-Propenoic acid, 2-methyl-, polymer with butyl 2-propenoate, ethenyl acetate and methyl 2-methyl-2-propenoate | 277772 | 53726
Benzoic acid, 4-[2-[1-hydroxy-6-[[[[5-hydroxy-6-[2-(2-methyl-4-sulfophenyl)diazenyl]-7-sulfo-2-naphthalenyl]amino]carbonyl]amino]-3-sulfo-2-naphthalenyl]diazenyl]-, compd. with 2,2',2''-nitrilotris[ethanol] (1:4) | 277764 | 53727
Benzoic acid, 4,4'-[carbonylbis[imino(1-hydroxy-3-sulfo-6,2-naphthalenediyl)-2,1-diazenediyl]]bis-, compd. with 2,2',2''-nitrilotris[ethanol] (1:4) | 277756 | 53728
2-Naphthalenesulfonic acid, 7,7'-(carbonyldiimino)bis[4-hydroxy-3-[2-(2-methyl-4-sulfophenyl)diazenyl]-, compd. with 2,2',2''-nitrilotris[ethanol] (1:4) | 277749 | 53729
Poly(oxy-1,2-ethanediyl), .alpha.-(4-chlorophenyl)-.omega.-hydroxy- | 277731 | 53730
Poly(oxy-1,2-ethanediyl), .alpha.-(2-methyl-1-oxo-2-propen-1-yl)-.omega.-(4-nonylphenoxy)- | 277723 | 53731
Poly(oxy-1,2-ethanediyl), .alpha.,.alpha.'-[(docosylimino)di-2,1-ethanediyl]bis[.omega.-hydroxy- | 277715 | 53732
Hexanedioic acid, polymer with 1,2-ethanediol and 5-isocyanato-1-(isocyanatomethyl)-1,3,3-trimethylcyclohexane | 277707 | 53733
1,3-Benzenedicarboxylic acid, polymer with hexanedioic acid and 1,6-hexanediol | 277699 | 53734
Platinum, diammine[propanedioato(2-)-.kappa.O1,.kappa.O3]-, (SP-4-2)- | 277673 | 53735
Nonanedioic acid, compd. with 1,6-hexanediamine (1:1) | 277657 | 53736
Benzoic acid, 2-[[[(1-methylethyl)amino]sulfonyl]amino]- | 277640 | 53737
Phosphonic acid, P,P'-[1,6-hexanediylbis[nitrilobis(methylene)]]tetrakis-, ammonium salt (1:4) | 277632 | 53738
2-Propenoic acid, polymer with ethene, ammonium sodium salt | 277624 | 53739
Silicic acid (H4SiO4), tetraethyl ester, polymer with 1,2-ethanediol | 277616 | 53740
Glycine, N-(2,6-diethylphenyl)-, ethyl ester | 277608 | 53741
Silicic acid (H4SiO4), tetraethyl ester, polymer with 1,2-ethanediol and 2-ethoxyethanol | 277582 | 53742
Oxirane, 2-methyl-, polymer with ammonia and oxirane | 277574 | 53743
Oxirane, 2,3-bis(chloromethyl)-, (2R,3R)-rel-, homopolymer | 277566 | 53744
1,3-Isobenzofurandione, polymer with 1,2-ethanediol, 2,5-furandione and 3a,4,7,7a-tetrahydro-1,3-isobenzofurandione | 277558 | 53745
Benzene, dichloro(chloromethyl)- | 277541 | 53746
Poly(oxy-1,2-ethanediyl), .alpha.-hydro-.omega.-hydroxy-, ether with N1-[2-[bis(2-hydroxyethyl)methylammonio]ethyl]-N1,N2-bis(hydroxyethyl)-N1,N2-dimethyl-N2-octadecyl-1,2-ethanediaminium, methyl sulfate (4:1:3) | 277525 | 53747
Zinc(2+), tetraammine-, (T-4)-, carbonate (1:1) | 277517 | 53748
Pyrazine, 2-(1-methylethenyl)- | 277509 | 53749
1-Propanesulfonic acid, 2-methyl-2-[(1-oxo-2-propen-1-yl)amino]-, sodium salt (1:1), homopolymer | 269803 | 53750
1-Pyrrolidinecarboxamide, N-(4-chlorophenyl)- | 269795 | 53751
Propanenitrile, 3-(2-methoxyethoxy)- | 269779 | 53752
Benzenesulfonic acid, 2,2'-(1,2-ethenediyl)bis[5-[[4-(methylamino)-6-(phenylamino)-1,3,5-triazin-2-yl]amino]- | 269761 | 53753
2,7-Octadien-4-ol, 2-methyl-6-methylene-, (4S)- | 269746 | 53754
Octadecanamide, N-(2-hydroxypropyl)- | 269738 | 53755
2,6-Naphthalenedicarboxylic acid, 2,6-dimethyl ester, polymer with 1,3-dimethyl 1,3-benzenedicarboxylate and 1,2-ethanediol | 269720 | 53756
1,4-Benzenedicarboxylic acid, 1,4-dimethyl ester, polymer with 1,2-ethanediol and 4,4'-sulfonylbis[phenol] | 269712 | 53757
2-Propenoic acid, 2-hydroxyethyl ester, polymer with formaldehyde and 1,3,5-triazine-2,4,6-triamine | 269704 | 53758
Naphtho[2,3-d]thiazolium, 2-[2-[2-[4-(ethoxycarbonyl)-1-piperazinyl]-3-[2-[3-(3-sulfopropyl)naphtho[2,3-d]thiazol-2(3H)-ylidene]ethylidene]-1-cyclopenten-1-yl]ethenyl]-3-(3-sulfopropyl)-, inner salt, compd. with N,N-diethylethanamine (1:1) | 269696 | 53759
1,2-Ethanedione, 1,2-bis(4-bromophenyl)- | 269688 | 53760
Dodecanoic acid, 1H,3H,5H-oxazolo[3,4-c]oxazol-7a(7H)-ylmethyl ester | 269670 | 53761
Octadecanamide, N-(3-aminopropyl)- | 269662 | 53762
Nonanedioic acid, polymer with hexahydro-2H-azepin-2-one and 1,6-hexanediamine | 269654 | 53763
2-Propenoic acid, butyl ester, polymer with ethyl 2-propenoate, 2-propenamide and 2-propenenitrile | 269647 | 53764
1,3-Benzenedicarboxylic acid, polymer with 2,2-dimethyl-1,3-propanediol, 2-ethyl-2-(hydroxymethyl)-1,3-propanediol, hexanedioic acid and 1,3-isobenzofurandione | 269639 | 53765
2,5-Furandione, polymer with ethenylbenzene and 2,2'-oxybis[ethanol] | 269621 | 53766
1-Propene, 1,1,2,3,3,3-hexafluoro-, polymer with ethene and 1,1,2,2-tetrafluoroethene | 269613 | 53767
2-Propenoic acid, 2-(phosphonooxy)-, cyclohexanamine (1:3) | 269605 | 53768
1H-Imidazole, 1-[2-(2,4-dichlorophenyl)-2-(2-propenyloxy)ethyl]- | 269597 | 53769
Poly(oxy-1,2-ethanediyl), .alpha.-2-naphthalenyl-.omega.-hydroxy- | 269589 | 53770
Cyclohexanebutanoic acid, manganese(2+) salt (2:1) | 269571 | 53771
1,4-Cyclohexanedimethanol, 1,4-dibenzoate | 269563 | 53772
Phenol, 2-chloro-, sodium salt | 269555 | 53773
Vanadium telluride (VTe2) | 269548 | 53774
1,4-Butanediamine, N1-(2-aminoethyl)- | 269530 | 53775
.alpha.-D-Glucopyranoside, 2,3-dihydroxy-3-[1-(3-nitrophenyl)-1H-pyrazolo[3,4-b]quinoxalin-3-yl]propyl, [S-(R*,S*)]- | 269522 | 53776
1,3,5-Triazin-2(1H)-one, (hydroxyethyl)bis(hydroxymethyl)- | 269514 | 53777
Propanoic acid, 3-chloro-2-sulfo- | 269506 | 53778
2-Oxepanone, polymer with 2,2-bis(hydroxymethyl)-1,3-propanediol | 269498 | 53779
2-Propenoic acid, polymer with butyl 2-propenoate, ethenylbenzene and 2-methyl-2-propenamide | 269480 | 53780
Ethanol, 2,2'-[(3-methylphenyl)imino]bis-, 1,1'-dibenzoate | 269472 | 53781
Benzaldehyde, 4-[bis[2-(benzoyloxy)ethyl]amino]-2,5-dimethoxy- | 269464 | 53782
Benzenediazonium, 2-methyl-4-[2-(2-methylphenyl)diazenyl]- | 269456 | 53783
Phenol, 4-chloro-2-(phenylmethyl)-, potassium salt (1:1) | 269449 | 53784
1-Hepten-1-ol, 1-acetate | 269431 | 53785
1H-Azepine, hexahydro-3,3,5-trimethyl- | 269415 | 53786
Benzenesulfonic acid, dodecyl-, compd. with ethanamine (1:1) | 269407 | 53787
Formaldehyde, polymer with 3-methylphenol, 4-methylphenol and phenol | 269399 | 53788
1,3-Benzenedicarboxylic acid, polymer with ethenylbenzene, 2,5-furandione and 2,2'-oxybis[ethanol] | 269381 | 53789
1-Butanamine, 3-methyl-N-(3-methylbutylidene)- | 269373 | 53790
Ethanamine, 2-[2-[[4-[3-(4,5-dichloro-2-methylphenyl)-4,5-dihydro-1H-pyrazol-1-yl]phenyl]sulfonyl]ethoxy]-N,N-dimethyl- | 269357 | 53791
Ethanesulfonic acid, 2-[[4-[3-(4,5-dichloro-2-methylphenyl)-4,5-dihydro-1H-pyrazol-1-yl]phenyl]sulfonyl]-, sodium salt (1:1) | 269340 | 53792
Ethanaminium, N,N,N-trimethyl-2-[(2-methyl-1-oxo-2-propen-1-yl)oxy]-, chloride (1:1), polymer with 2-propenamide | 269324 | 53793
2,4-Hexadienoic acid, 2-phenylethyl ester | 269316 | 53794
2-Propenoic acid, 2-methyl-, 1,1'-(thiodi-2,1-ethanediyl) ester | 269308 | 53795
Phenol, 2,4-dicyclohexyl- | 269290 | 53796
Diphosphoric acid, calcium salt (2:1) | 269282 | 53797
2,5-Furandione, polymer with ethenylbenzene and 2-propen-1-ol | 269258 | 53798
Benzothiazolium, 3-(2-carboxyethyl)-2-[2-[[3-(2-carboxyethyl)-2(3H)-benzothiazolylidene]methyl]-1-buten-1-yl]-, inner salt | 269241 | 53799
Ethanamine, N,N-diethyl-, phosphate (1:1) | 269225 | 53800
Manganate(1-), [3-(hydroxy-.kappa.O)-4-[2-[1-(sulfo-.kappa.O)-2-naphthalenyl]diazenyl]-2-naphthalenecarboxylato(3-)]-, hydrogen (1:1) | 269217 | 53801
Disulfide, bis(4-methyl-2-nitrophenyl) | 269191 | 53802
Benzofuran, polymer with 1H-indene | 269183 | 53803
2-Propenoic acid, 2-methyl-, 2-hydroxyethyl ester, polymer with butyl 2-propenoate and 2-propenoic acid | 269175 | 53804
Carbamic acid, N,N'-(methylenedi-4,1-phenylene)bis-, C,C'-bis[2-(diethylamino)ethyl] ester | 261248 | 53805
Benzenesulfonic acid, 4-(2,3-dihydroxypropoxy)-, lithium salt (1:1) | 261222 | 53806
Tin, dibutylbis[methyl 3-(mercapto-.kappa.S)propanoato-.kappa.O]- | 261206 | 53807
Pyridine, hydrofluoride (1:1) | 261180 | 53808
Benzenesulfonic acid, 4-[4-[2-(3-ethyl-2(3H)-benzothiazolylidene)-1-methylethylidene]-4,5-dihydro-3-methyl-5-oxo-1H-pyrazol-1-yl]- | 261172 | 53809
2-Propenoic acid, 2-methyl-, 3-(trimethoxysilyl)propyl ester, polymer with ethyl 2-propenoate | 261164 | 53810
2,6-Octadienenitrile, 3,7-dimethyl-, (2Z)- | 261149 | 53811
1,3-Isobenzofurandione, polymer with 1,2-propanediol | 261123 | 53812
Poly(oxy-1,2-ethanediyl), .alpha.-(3-carboxy-1-oxopropyl)-.omega.-methoxy- | 261115 | 53813
2-Butenedioic acid (2Z)-, 1-methyl ester, polymer with ethenylbenzene and 2,5-furandione | 261107 | 53814
3,7-Octadienenitrile, 3,7-dimethyl- | 261099 | 53815
2-Propenoic acid, 2-methyl-, butyl ester, polymer with 2-hydroxyethyl 2-methyl-2-propenoate and methyl 2-methyl-2-propenoate | 261081 | 53816
1,3-Isobenzofurandione, 5,5'-carbonylbis-, polymer with 1,3-benzenediamine and 4,4'-oxybis[benzenamine] | 261073 | 53817
Phenol, 4,4'-(1-methylethylidene)bis[2,6-dibromo-, polymer with 2,2'-[(1-methylethylidene)bis(4,1-phenyleneoxymethylene)]bis[oxirane] | 261065 | 53818
1,2-Propanediol, polymer with 2-ethyloxirane | 261057 | 53819
1,2-Propanediol, polymer with 2-(chloromethyl)oxirane | 261040 | 53820
Cyclopropanemethanol, 2-ethyl-, (1R,2S)-rel- | 261032 | 53821
3-Cyclohexene-1-carboxaldehyde, 4-(4-hydroxy-4-methylpentyl)- | 261024 | 53822
2-Propenoic acid, 2-methyl-, methyl ester, polymer with butyl 2-propenoate, ethyl 2-propenoate and N-(hydroxymethyl)-2-propenamide | 261016 | 53823
Ferrocene, butyl- | 261008 | 53824
Benzene, dichloro(trichloromethyl)- | 260992 | 53825
Platinum(4+), tris(1,2-propanediamine-.kappa.N1,.kappa.N2)-, chloride (1:4) | 260984 | 53826
Poly(oxy-1,2-ethanediyl), .alpha.-[2-[(1-oxooctadecyl)amino]ethyl]-.omega.-hydroxy- | 260976 | 53827
Poly(oxy-1,2-ethanediyl), .alpha.-butyl-.omega.-butoxy- | 260968 | 53828
2-Propanone, polymer with N-phenyl-2-naphthalenamine | 260950 | 53829
Phenol, 2,2'-methylenebis[6-(1,1-dimethylethyl)-4-methyl-, 1,1',1''-phosphite | 260943 | 53830
Cyclohexanol, 3-(1,1-dimethylethyl)-, 1-acetate | 260935 | 53831
1-Butene, 1-bromo- | 260927 | 53832
Butanamide, 2-chloro-3-oxo-N-phenyl- | 260919 | 53833
1-Decanaminium, 3,3,4,4,5,5,6,6,7,7,8,8,9,9,10,10,10-heptadecafluoro-N,N-bis(2-hydroxyethyl)-N-methyl-, iodide (1:1) | 260901 | 53834
Benzoic acid, 2-[2-[1-[[(2,3-dihydro-2-oxo-1H-benzimidazol-5-yl)amino]carbonyl]-2-oxopropyl]diazenyl]- | 260893 | 53835
[1,1'-Biphenyl]-2,3'-diol | 260885 | 53836
Dibenzo[a,h]phenazine-1,8-diol, tetrabromo- | 260877 | 53837
2-Oxepanone, polymer with 1,4-butanediol | 260869 | 53838
Benzenemethanol, ar-methyl- | 260851 | 53839
9,10-Anthracenedione, 1-[(4-cyclohexylphenyl)amino]-4-hydroxy- | 260844 | 53840
1-Naphthalenesulfonic acid, 8-(phenylamino)-5-[2-[4-(2-phenyldiazenyl)-1-naphthalenyl]diazenyl]-, sodium salt (1:1) | 260836 | 53841
2H-Tetrazole, 2-ethyl-5-phenyl- | 260828 | 53842
6-Dodecanone, 5,8-diethyl-7-hydroxy- | 260810 | 53843
9,10-Anthracenedione, 1,5-diaminobromo-4,8-dihydroxy- | 260802 | 53844
Hexanedioic acid, polymer with 1,2-ethanediol, 1,1'-methylenebis[4-isocyanatobenzene] and 2,2'-[1,4-phenylenebis(oxy)]bis[ethanol] | 260794 | 53845
Isododecane | 260786 | 53846
Poly(oxy-1,2-ethanediyl), .alpha.,.alpha.'-phosphinicobis[.omega.-(octyloxy)- | 260778 | 53847
Poly(oxy-1,2-ethanediyl), .alpha.-phosphono-.omega.-(octyloxy)- | 260760 | 53848
Poly(oxy-1,2-ethanediyl), .alpha.,.alpha.'-[[(9Z)-(1-oxo-9-octadecen-1-yl)imino]di-2,1-ethanediyl]bis[.omega.-hydroxy- | 260752 | 53849
1,3-Isobenzofurandione, 4,5,6,7-tetrabromo-, polymer with ethenylbenzene, 2,5-furandione and 1,2-propanediol | 260745 | 53850
2-Propenoic acid, 2-methyl-, 2-oxiranylmethyl ester, polymer with ethenyl acetate, 2-ethylhexyl 2-propenoate and ethyl 2-propenoate | 260737 | 53851
Poly(oxy-1,2-ethanediyl), .alpha.-[bis(octadecyloxy)phosphinyl]-.omega.-hydroxy- | 260729 | 53852
1-Nonen-3-ol, 3-acetate | 260711 | 53853
Silanetriol, 1-methyl-, potassium salt (1:?) | 260703 | 53854
Aluminate(2-), pentafluoro-, strontium (1:1) | 260695 | 53855
Ethanedioic acid, tantalum(5+) salt (5:2) | 260687 | 53856
Disiloxanol, 3,3'-(1,7-dicarbadodecaborane(12)-1,7-diyl)bis[1,1,3,3-tetramethyl- | 260679 | 53857
Benzoic acid, 2-[2-[3-[[(2,3-dihydro-2-oxo-1H-benzimidazol-5-yl)amino]carbonyl]-2-hydroxy-1-naphthalenyl]diazenyl]-, butyl ester | 260653 | 53858
Butanamide, 2,2'-[(3,3'-dichloro[1,1'-biphenyl]-4,4'-diyl)bis(2,1-diazenediyl)]bis[N-(4-methoxyphenyl)-3-oxo- | 260638 | 53859
Tetradecanoic acid, compd. with 2-aminoethanol (1:1) | 260612 | 53860
Octadecanoic acid, 9(or 10)-(sulfooxy)-, 1-butyl ester, sodium salt (1:1) | 286104 | 53861
Benzenesulfonic acid, 3-[ethyl(phenylmethyl)amino]- | 286096 | 53862
Ethanol, 2,2'-[[4-[2-(3,5-dinitro-2-thienyl)diazenyl]phenyl]imino]bis-, 1,1'-diacetate | 286088 | 53863
1,3-Benzenedicarboxamide, N1,N3-bis(2,2,6,6-tetramethyl-4-piperidinyl)- | 286070 | 53864
2-Propenamide, N-(1,1-dimethyl-3-oxobutyl)-N-(hydroxymethyl)- | 286062 | 53865
1,4-Benzenedicarboxylic acid, polymer with 2,2-dimethyl-1,3-propanediol, 1,2-ethanediol and 1,2,3-propanetriol | 286054 | 53866
2-Propenoic acid, 2-methyl-, methyl ester, polymer with butyl 2-propenoate, ethenylbenzene and 2-hydroxyethyl 2-propenoate | 286047 | 53867
Hexanedioic acid, polymer with (2E)-2-butenedioic acid, 1,3-isobenzofurandione and 2,2'-oxybis[ethanol] | 286039 | 53868
1H-Benz[f]indene-1,3(2H)-dione, 2-(3-hydroxy-2-quinolinyl)- | 286021 | 53869
2-Pyridinamine, 5-bromo-6-methyl- | 286013 | 53870
1,6-Hexanediamine, polymer with 2-(chloromethyl)oxirane and N-methylmethanamine | 286005 | 53871
1,2-Ethanediamine, polymer with 2-(chloromethyl)oxirane and N-methylmethanamine | 285999 | 53872
Copper, [2-[(29H,31H-phthalocyanin-C-yl-.kappa.N29,.kappa.N30,.kappa.N31,.kappa.N32)methyl]-1H-isoindole-1,3(2H)-dionato(2-)]- | 285981 | 53873
Pentanoic acid, ammonium salt (1:1) | 285973 | 53874
D-Gluconic acid, compd. with 2,2',2''-nitrilotris[ethanol] (1:1) | 285965 | 53875
1H-Indene-1,3(2H)-dione, 2-(2,2-diphenylacetyl)-, ion(1-), sodium salt (1:1) | 285957 | 53876
1-Docosanol, 1,1'-(hydrogen phosphate) | 285940 | 53877
1-Eicosanol, 1,1'-(hydrogen phosphate) | 285932 | 53878
1-Eicosanol, 1-(dihydrogen phosphate) | 285924 | 53879
4-Quinolinol, 2-amino- | 285916 | 53880
Phenol, 4,4'-(1-methylethylidene)bis-, polymer with 2-(chloromethyl)oxirane and .alpha.-hydro-.omega.-hydroxypoly(oxy-1,2-ethanediyl) | 285908 | 53881
Benzenesulfonic acid, alkyl derivs. | 285890 | 53882
Poly(oxy-1,2-ethanediyl), .alpha.-dodecyl-.omega.-hydroxy-, phosphate, sodium salt | 285882 | 53883
Cyclododecane, (methoxymethoxy)- | 285874 | 53884
Hexanedioic acid, polymer with N1-(2-aminoethyl)-1,2-ethanediamine, 2-(chloromethyl)oxirane and 1,2-ethanediamine | 285866 | 53885
1,2-Benzenedicarboxylic acid, 3,4,5,6-tetrabromo-, 1-butyl ester | 285858 | 53886
2-Propenoic acid, 1,1'-[(octahydro-4,7-methano-1H-indene-5,?-diyl)bis(methylene)] ester | 285833 | 53887
Sulfuric acid, barium lead salt (1:?:?) | 285817 | 53888
Benzoic acid, 5-(2,4-dichlorophenoxy)-2-nitro-, methyl ester | 285809 | 53889
Phosphorous acid, bis[(3-ethyl-3-oxetanyl)methyl] phenyl ester | 285783 | 53890
Cyclopentanone, 2-(1-hydroxypentyl)- | 285775 | 53891
Oxirane, polymer with thiirane | 285767 | 53892
1,4-Benzenedicarboxylic acid, polymer with hexahydro-2H-azepin-2-one and 4,4'-methylenebis[cyclohexanamine] | 285759 | 53893
Cyclopropanecarboxylic acid, 2,2-dimethyl-3-(2-methyl-1-propenyl)-, (1R)-2-methyl-4-oxo-3-(2-propenyl)-2-cyclopenten-1-yl ester, (1S,3S)-rel- | 285734 | 53894
7H-Benz[de]anthracen-7-one, 8,11-dichloro- | 285726 | 53895
12-Tetradecen-9-yn-1-ol, (12E)- | 285700 | 53896
2-Thiopheneacetonitrile, 5-chloro-.alpha.-(hydroxyimino)- | 285692 | 53897
5-Dodecyne, 12-chloro- | 285676 | 53898
Phosphorothioic acid, O-[5-chloro-1-(1-methylethyl)-1H-1,2,4-triazol-3-yl] O,O-dimethyl ester | 285668 | 53899
Phosphorothioic acid, O-[5-chloro-1-(1-methylethyl)-1H-1,2,4-triazol-3-yl] O,O-diethyl ester | 285650 | 53900
3-Cyclohexene-1-carboxaldehyde, 4,5-dimethyl-2-(2-methyl-1-propen-1-yl)-, (1R,2S,5S)-rel- | 285635 | 53901
3-Cyclohexene-1-carboxaldehyde, 4,5-dimethyl-2-(2-methyl-1-propen-1-yl)-, (1R,2R,5S)-rel- | 285619 | 53902
3-Cyclohexene-1-carboxaldehyde, 4,5-dimethyl-2-(2-methyl-1-propen-1-yl)-, (1R,2R,5R)-rel- | 285601 | 53903
Benzenesulfonic acid, dodecyl-, compd. with 1-amino-2-propanol (1:1) | 285593 | 53904
2-Propenal, homopolymer, compd. with sodium sulfite (1:1) | 285585 | 53905
Phenol, 4-amino-2,6-dichloro-, hydrochloride (1:1) | 285569 | 53906
Benzenesulfonic acid, 4-amino-2,5-dimethoxy- | 285551 | 53907
2-Naphthalenecarboxamide, 4-amino-N-[4-[2,4-bis(1,1-dimethylpropyl)phenoxy]butyl]-1-hydroxy- | 285536 | 53908
[1,1'-Biphenyl]-4-ol, 3,4'-bis(1,1-dimethylethyl)- | 285510 | 53909
[1,1'-Biphenyl]-4-ol, 3-(1,1-dimethylethyl)- | 285502 | 53910
Benzeneacetic acid, (3Z)-3-hexen-1-yl ester | 285486 | 53911
Bromonium, dimethyl-, hexafluoroantimonate(1-) (1:1) | 285478 | 53912
1,3-Benzenediol, polymer with 2-propen-1-ol | 285460 | 53913
Glycine, N,N-bis[(2-hydroxy-5-sulfophenyl)methyl]-, sodium salt (1:3) | 285445 | 53914
Ethanamine, 2,2-dimethoxy-N,N-dimethyl- | 277491 | 53915
1,4-Benzenedicarboxylic acid, polymer with 1,3-dihydro-1,3-dioxo-5-isobenzofurancarboxylic acid, 2,2-dimethyl-1,3-propanediol and hexanedioic acid | 277483 | 53916
Hexanedioic acid, polymer with 1,3-dihydro-1,3-dioxo-5-isobenzofurancarboxylic acid, 2,2-dimethyl-1,3-propanediol and 1,3-isobenzofurandione | 277475 | 53917
Benzene, 1-chloro-3-(phenylthio)- | 277467 | 53918
Benzonitrile, 4-[[(4-hexylphenyl)methylene]amino]- | 277442 | 53919
Benzoic acid, 4-heptyl-, 4-cyanophenyl ester | 277426 | 53920
Benzenediazonium, 2,5-diethoxy-4-[(4-methylphenyl)thio]-, hexafluorophosphate(1-) (1:1) | 277418 | 53921
2-Propenoic acid, 2-methyl-, diester with butanediol | 277392 | 53922
2-Propenoic acid, 2-methyl-, polymer with butyl 2-propenoate, methyl 2-methyl-2-propenoate and 1,1'-(1-methyl-1,3-propanediyl) bis(2-methyl-2-propenoate) | 277384 | 53923
2-Propenoic acid, 2-methyl-, methyl ester, polymer with ethenylbenzene, 2-propenenitrile and 2-propenoic acid | 277376 | 53924
1,3,5-Triazine-2,4-diamine, 6-[2-(2-methyl-1H-imidazol-1-yl)ethyl]- | 277350 | 53925
Propanoic acid, 3-(octadecylthio)-, magnesium salt (2:1) | 277343 | 53926
Cyclohexane, 1,3-bis(isocyanatomethyl)- | 277335 | 53927
Spiro[1H-isoindole-1,9'-[9H]xanthen]-3(2H)-one, 3',6'-bis(diethylamino)-2-phenyl- | 277327 | 53928
1H-Pyrazol-3-amine, 4-[2-[4-(ethylsulfonyl)-2-nitrophenyl]diazenyl]-5-methyl-1-phenyl- | 277319 | 53929
Benzenediazonium, 2,5-diethoxy-4-[(4-methylbenzoyl)amino]-, (T-4)-tetrachlorozincate(2-) (2:1) | 277301 | 53930
Benzenediazonium, 2,5-diethoxy-4-[(4-methylphenyl)thio]-, (T-4)-tetrachlorozincate(2-) (2:1) | 277293 | 53931
Cyclohexanol, 5-methyl-2-(1-methylethyl)-, 1-benzoate, (1R,2S,5R)-rel- | 277285 | 53932
Glycine, N-(phosphonomethyl)-, compd. with 2-propanamine (1:1) | 277277 | 53933
Naphthalene, methyl(1-methylethyl)- | 277269 | 53934
Naphthalene, dodecyl- | 277251 | 53935
Naphthalene, bis(1-methylethyl)- | 277244 | 53936
2-Propenoic acid, polymer with 2-hydroxyethyl 2-propenoate | 277236 | 53937
1,3-Isobenzofurandione, polymer with 2,2-bis(hydroxymethyl)-1,3-propanediol and 2,5-furandione | 277228 | 53938
Phenol, 2(or 4)-[[bis(2-hydroxyethyl)amino]methyl]- | 277210 | 53939
Phosphoric acid, nonylphenyl diphenyl ester | 277202 | 53940
2,5-Furandione, polymer with 2,2'-[oxybis(2,1-ethanediyloxy)]bis[ethanol] | 277194 | 53941
Octadecanoic acid, 12-hydroxy-, monoester with 1,2-propanediol | 277178 | 53942
9-Octadecenoic acid, (sulfooxy)-, 1-butyl ester | 277160 | 53943
1,6-Hexanediamine, N1-butyl- | 277145 | 53944
Octanamide, N-[4-[bis[4-(diethylamino)-2-methylphenyl]methyl]-2-methoxyphenyl]- | 277129 | 53945
Phosphonous acid, P,P'-[[1,1'-biphenyl]-4,4'-diyl]bis-, P,P,P',P'-tetrakis[2,4-bis(1,1-dimethylethyl)phenyl] ester | 277111 | 53946
1,4-Benzenedicarboxylic acid, 1,4-dimethyl ester, polymer with 1,4-cyclohexanedimethanol, 2,2-dimethyl-1,3-propanediol and 2-ethyl-2-(hydroxymethyl)-1,3-propanediol | 277103 | 53947
2-Propanol, 1-[[2-[(2-aminoethyl)amino]ethyl]amino]- | 277087 | 53948
Hexanoic acid, 2-ethyl-, compd. with 2,2',2''-nitrilotris[ethanol] (1:1) | 277079 | 53949
Cyclohexanebutanoic acid, zinc salt (2:1) | 277061 | 53950
1H-Benzimidazolium, 2-(6-methoxy-2-benzofuranyl)-1-methyl-3-(phenylmethyl)-, methyl sulfate (1:1) | 277046 | 53951
1,3,2-Dioxaphosphorinane, 5,5-bis(bromomethyl)-2-chloro- | 277038 | 53952
Hydrazinecarboxaldehyde, 2-(4-methylphenyl)- | 277012 | 53953
Oxirane, 2-(2,2,3,3,4,4,5,5,6,6,7,7,7-tridecafluoroheptyl)- | 277004 | 53954
1H-Imidazolium, 1-ethyl-2-heptadecyl-3-(2-hydroxyethyl)-, ethyl sulfate (1:1) | 276980 | 53955
Hexanedioic acid, polymer with 1,4-cyclohexanedimethanol, 2,2-dimethyl-1,3-propanediol, 2,5-furandione and 3a,4,7,7a-tetrahydro-1,3-isobenzofurandione | 276964 | 53956
2-Propenoic acid, polymer with ethene, compd. with 2-(dimethylamino)ethanol | 276956 | 53957
2-Propenoic acid, polymer with ethene, compd. with 2-(diethylamino)ethanol | 276949 | 53958
Benzene, 1,2,3,4,5-pentabromo-6-(phenylmethoxy)- | 276931 | 53959
3-Pyridinecarboxylic acid, 1,2-dihydro-2-thioxo- | 276923 | 53960
Acetic acid ethenyl ester, polymer with 2-propenamide and 2-propen-1-yl N-(hydroxymethyl)carbamate | 276907 | 53961
Hexanedioic acid, 2,2,4-trimethyl-, 6-decyl 1-octyl ester | 276899 | 53962
Ethanone, 2-[(2-ethylhexyl)oxy]-1,2-diphenyl- | 276881 | 53963
Benzonitrile, 2-amino-4-chloro- | 276865 | 53964
Hexanedioic acid, 1,6-dianhydride with acetic acid | 276840 | 53965
7-Benzothiazolesulfonic acid, 2-[4-[2-(hexahydro-2,4,6-trioxo-5-pyrimidinyl)diazenyl]phenyl]-6-methyl-, lithium salt (1:1) | 269167 | 53966
2-Propenoic acid, 2-methyl-, butyl ester, polymer with methyl 2-methyl-2-propenoate and 2-propenenitrile | 269142 | 53967
2-Propenoic acid, polymer with 1,3-butadiene, ethenylbenzene and 2-propenamide | 269134 | 53968
2-Propanol, 1,3-bis(2-fluoro-2,2-dinitroethoxy)- | 269126 | 53969
1,3,5-Triazine-2,4-disulfenamide, 6-(diethylamino)-N2,N4-bis(1,1-dimethylethyl)- | 269100 | 53970
Benzenesulfonic acid, nonyl- | 269084 | 53971
Formaldehyde, polymer with ammonia and phenol | 269076 | 53972
Benzaldehyde, 4-(1,1,2,2-tetrafluoroethoxy)- | 269068 | 53973
Benzaldehyde, 3-(1,1,2,2-tetrafluoroethoxy)- | 269050 | 53974
Magnesium, chloro(2-methyl-2-phenylpropyl)- | 269035 | 53975
Propanoic acid, 2-hydroxy-, hexadecyl ester | 269019 | 53976
Urea, N,N''-1,2-phenylenebis[N',N'-dimethyl- | 268995 | 53977
Copper, [C,C-dichloro-29H,31H-phthalocyaninato(2-)-.kappa.N29,.kappa.N30,.kappa.N31,.kappa.N32]- | 268987 | 53978
2-Pyrazineethanethiol | 268979 | 53979
Acetic acid, 2-hydroxy-, ammonium salt (1:1) | 268961 | 53980
Acetic acid, 2,2'-oxybis-, sodium salt (1:2) | 268953 | 53981
Pyridinium, 1-butyl-4-hydroxy-2,6-dimethyl-, perchlorate (1:1) | 268946 | 53982
Oxirane, 2-[(1,2-dibromopropoxy)methyl]- | 268938 | 53983
Benzene, (chlorodimethylsilyl)methyl- | 268920 | 53984
2-Propenoic acid, polymer with butyl 2-propenoate, chloroethene and N-(hydroxymethyl)-2-propenamide | 268912 | 53985
2-Propenoic acid, polymer with butyl 2-propenoate, ethenyl acetate and 2-ethylhexyl 2-propenoate | 268904 | 53986
2-Propanone, polymer with phenol | 268896 | 53987
11-Tetradecenal, (11Z)- | 268888 | 53988
9-Dodecen-1-ol, (9E)- | 268870 | 53989
2-Propenoic-3,3-d2 acid, 2-(methyl-d3)-, methyl-d3 ester | 268862 | 53990
2-Propenoic acid, 2-methyl-, polymer with butyl 2-methyl-2-propenoate, 2-hydroxyethyl 2-methyl-2-propenoate and methyl 2-methyl-2-propenoate | 268854 | 53991
1-Propene, 3,3'-[(1-methylethylidene)bis(oxy)]bis- | 268847 | 53992
2-Propenoic acid, polymer with ethenylbenzene, ammonium salt | 268839 | 53993
1,3-Isobenzofurandione, polymer with 2-ethyl-2-(hydroxymethyl)-1,3-propanediol, nonanoate | 268821 | 53994
Hexanoic acid, 3,5,5-trimethyl-, copper(2+) salt (2:1) | 268813 | 53995
2-Butenoic acid, 1,3-dimethylbutyl ester | 268805 | 53996
Nonanoic acid, 3-methylene- | 268797 | 53997
3-Nonenoic acid, 3-methyl- | 268789 | 53998
2-Nonenoic acid, 3-methyl- | 268771 | 53999
Benzenamine, 2,6-diethyl-N-methylene- | 268763 | 54000
Benzenamine, 2-ethyl-6-methyl-N-methylene- | 268755 | 54001
Carbonodithioic acid, S-methyl O-(1-methylethyl) ester | 268748 | 54002
2-Propenoic acid, 2-methyl-, polymer with butyl 2-propenoate and methyl 2-methyl-2-propenoate, sodium salt | 268730 | 54003
1-Propanesulfonic acid, 2-hydroxy-3-[(4-hydroxy-2-butyn-1-yl)oxy]-, sodium salt (1:1) | 268722 | 54004
1,3-Benzenedicarboxylic acid, polymer with 1,3-dihydro-1,3-dioxo-5-isobenzofurancarboxylic acid, 2,5-furandione and 1,2-propanediol | 268714 | 54005
Pyridine, 4-(1-ethylpropyl)- | 268706 | 54006
1,3-Benzenedicarboxylic acid, polymer with 1,4-dimethyl 1,4-benzenedicarboxylate, 2,2-dimethyl-1,3-propanediol and 1,2-ethanediol | 268698 | 54007
1,3-Benzenedicarboxylic acid, 5-sulfo-, sodium salt (1:1), polymer with 1,6-hexanediamine and hexanedioic acid | 268680 | 54008
Ethanol, 2-amino-, polymer with 2-methyloxirane | 268672 | 54009
Ethanol, 2,2'-iminobis-, polymer with 2-methyloxirane | 268664 | 54010
2,4-Pyridinedicarboximidic acid, 2,4-dihydrazide | 268656 | 54011
1H-Naphth[2,3-f]isoindole-1,3,5,10(2H)-tetrone, 4,11-diamino-2-octyl- | 268631 | 54012
2-Propenoic acid, 2-methyl-, methyl ester, polymer with 1,1-dichloroethene, 2-propenenitrile and 2-propenoic acid | 268623 | 54013
Undecanoic acid, 11-amino-, polymer with azacyclotridecan-2-one | 268615 | 54014
1,3-Benzenedicarboxylic acid, polymer with hexanedioic acid and 2,2'-oxybis[ethanol] | 268607 | 54015
Butanedioic acid, 2-(isooctadecen-1-yl)- | 268581 | 54016
Ethanol, 2-(pentylamino)- | 268573 | 54017
Butanoic acid, 3-methyl-, (3Z)-3-hexen-1-yl ester | 268557 | 54018
11-Tetradecen-1-ol, (11E)- | 268532 | 54019
Silicic acid (H2SiO3), nickel(2+) salt (4:3) | 260604 | 54020
1,4-Benzenedicarboxylic acid, polymer with 1,2-ethanediol, 2,5-furandione, 1,3-isobenzofurandione and 1,2-propanediol | 260596 | 54021
Butanedioic acid, 2,3-dibromo-, 1,4-bis(tributylstannyl) ester, (2R,3S)-rel- | 260588 | 54022
Hexanedioic acid, polymer with 2,2-bis(hydroxymethyl)-1,3-propanediol and (9Z)-9-octadecenoic acid | 260570 | 54023
Poly(oxy-1,2-ethanediyl), .alpha.-hexyl-.omega.-hydroxy- | 260562 | 54024
Morpholine, 4-cyclododecyl-2,6-dimethyl-, acetate | 260554 | 54025
Chromate(1-), bis[1-[2-[5-chloro-2-(hydroxy-.kappa.O)phenyl]diazenyl-.kappa.N1]-2-naphthalenolato(2-)-.kappa.O]-, hydrogen (1:1) | 260539 | 54026
2-Furanpropanal, .beta.,5-dimethyl- | 260521 | 54027
1-Naphthalenesulfonamide, 6-diazo-5,6-dihydro-N-[[1,2,3,4,4a,9,10,10a-octahydro-1,4a-dimethyl-7-(1-methylethyl)-1-phenanthrenyl]methyl]-5-oxo- | 260505 | 54028
Poly(oxy-1,2-ethanediyl), .alpha.,.alpha.',.alpha.''-1,2,3-propanetriyltris[.omega.-hydroxy- | 260497 | 54029
Bicyclo[3.1.1]hept-2-ene, 2,6,6-trimethyl-, polymer with 2-methyl-1,3-butadiene | 260489 | 54030
2-Propenoic acid, 2-methyl-, polymer with 2-hydroxyethyl 2-methyl-2-propenoate | 260471 | 54031
Poly(oxy-1,2-ethanediyl), .alpha.-(2-furanylmethyl)-.omega.-hydroxy- | 260463 | 54032
Poly(oxy-1,2-ethanediyl), .alpha.-[4-(1-methyl-1-phenylethyl)phenyl]-.omega.-hydroxy- | 260455 | 54033
Poly(oxy-1,2-ethanediyl), .alpha.-sulfo-.omega.-(4-nonylphenoxy)-, ammonium salt (1:1) | 260448 | 54034
Poly(oxy-1,2-ethanediyl), .alpha.-(4-methylphenyl)-.omega.-hydroxy- | 260430 | 54035
1-Propanaminium, N,N-dimethyl-N-[2-[(2-methyl-1-oxo-2-propen-1-yl)oxy]ethyl]-3-(trimethoxysilyl)-, chloride (1:1) | 260414 | 54036
Thiosulfuric acid (H2S2O3), S-[2-[[[4-[2-[1-[[(2,4-dimethoxyphenyl)amino]carbonyl]-2-oxopropyl]diazenyl]phenyl]sulfonyl]amino]ethyl] ester, sodium salt (1:1) | 260406 | 54037
1,3-Isobenzofurandione, polymer with ethenylbenzene, 2,5-furandione and 2,2'-oxybis[ethanol] | 260398 | 54038
2-Propenoic acid, 2-methyl-, polymer with butyl 2-propenoate, ethenylbenzene and ethyl 2-propenoate | 260380 | 54039
Benzene, ethenyl-, polymer with 1,3-butadiene and 1,1-dichloroethene | 260372 | 54040
2-Propenoic acid, 2-methyl-, polymer with 2-methyl-2-propenenitrile and methyl 2-propenoate | 260364 | 54041
Formaldehyde, polymer with 2,2'-iminobis[ethanol] and phenol | 260356 | 54042
2-Propenoic acid, 2-methyl-, 2-oxiranylmethyl ester, polymer with chloroethene and 1,1-dichloroethene | 260349 | 54043
2-Propenoic acid, 2-methyl-, methyl ester, polymer with ethyl 2-propenoate and 2-propenenitrile | 260331 | 54044
4,6(1H,5H)-Pyrimidinedione, dihydro-2-thioxo-, sodium salt (1:1) | 260315 | 54045
Benzenemethanol, .alpha.-(trichloromethyl)-, 1-benzoate | 260307 | 54046
1,2-Benzenedicarbonitrile, 4-nitro- | 260299 | 54047
Benzenemethanol, .alpha.-(trichloromethyl)-, 1-propanoate | 260281 | 54048
Phosphoric acid, diethyl ester, chromium(3+) salt (3:1) | 260273 | 54049
Hexanedioic acid, polymer with 2,3-dibromo-2-butene-1,4-diol, 1,2-ethanediol and 1,1'-methylenebis[4-isocyanatobenzene] | 260265 | 54050
2-Propenoic acid, 2-methyl-, 1,1'-[2-ethyl-2-[[(2-methyl-1-oxo-2-propen-1-yl)oxy]methyl]-1,3-propanediyl] ester, polymer with ethenylbenzene | 260257 | 54051
9,10-Anthracenedione, 1,5-diaminodibromo-4,8-dihydroxy- | 260240 | 54052
Benzenediamine, ar-(1-methylethyl)- | 260232 | 54053
Poly(oxy-1,2-ethanediyl), .alpha.-(1-oxononyl)-.omega.-hydroxy- | 260224 | 54054
2-Propenoic acid, 2-methyl-, 3a,4,5,6,7,7a-hexahydro-4,7-methano-1H-inden-5(or 6)-yl ester | 260216 | 54055
Benzene, bromoethyl- | 260208 | 54056
Benzenesulfonic acid, 4-ethenyl-, sodium salt (1:1), polymer with ethenylbenzene | 260190 | 54057
3H-Indolium, 2-[2-(4,5-dihydro-3-phenyl-1H-pyrazol-1-yl)ethenyl]-1,3,3-trimethyl-, chloride (1:1) | 260182 | 54058
1-Pentanone, 2,3,4,5-tetrabromo-1,5-diphenyl- | 260174 | 54059
Formaldehyde, polymer with 4-nonylphenol | 260166 | 54060
Formaldehyde, polymer with 4-dodecylphenol | 260158 | 54061
Benzenediazonium, 4-(diethylamino)-2-ethoxy-, chloride, compd. with zinc chloride (ZnCl2) (1:1:?) | 260141 | 54062
Acetamide, N-(4-methoxy-2-methylphenyl)- | 260133 | 54063
1-Naphthalenesulfonic acid, 6-diazo-5,6-dihydro-5-oxo-, 4-(1,1-dimethylethyl)phenyl ester | 260125 | 54064
Benzenediazonium, 5-(aminocarbonyl)-2-methoxy- | 260117 | 54065
Poly(oxy-1,2-ethanediyl), .alpha.,.alpha.'-[[(1-oxododecyl)imino]di-2,1-ethanediyl]bis[.omega.-hydroxy- | 260109 | 54066
Hexanedioic acid, polymer 2,2'-[1,2-ethanediylbis(oxy)]bis[ethanol] and 2-ethyl-2-(hydroxymethyl)-1,3-propanediol | 260091 | 54067
Cobaltate(1-), bis[1-[2-[5-chloro-2-(hydroxy-.kappa.O)phenyl]diazenyl-.kappa.N1]-2-naphthalenolato(2-)-.kappa.O]-, hydrogen (1:1) | 260083 | 54068
Benzoxazolium, 6-chloro-3-methyl-2-[3-[4-methyl-3-(phenylmethyl)-2(3H)-thiazolylidene]-1-propen-1-yl]-, iodide (1:1) | 260075 | 54069
Benzene, 1-methoxy-4-methyl-2-(1-methylethyl)- | 260067 | 54070
7H-1,2,3-Triazolo[4,5-d]pyrimidin-7-one, 3,4,5,6-tetrahydro-5-thioxo- | 260059 | 54071
Methanamine, polymer with 2-(chloromethyl)oxirane | 260034 | 54072
2-Propenamide, 2-methyl-, polymer with 1,3-butadiene, ethenylbenzene and 2-propenenitrile | 260026 | 54073
Ethanol, 2-[(2-aminoethyl)amino]-, polymer with 2-methyloxirane | 260018 | 54074
1,3-Butadiene, homopolymer, syndiotactic | 260000 | 54075
2-Propenoic acid, 2-[[[[[1,3,3-trimethyl-5-[[[2-[(1-oxo-2-propen-1-yl)oxy]ethoxy]carbonyl]amino]cyclohexyl]methyl]amino]carbonyl]oxy]ethyl ester | 285429 | 54076
1,2,3-Propanetriol, polymer with 1,1'-methylenebis[4-isocyanatobenzene], 2-methyloxirane and oxirane | 285411 | 54077
2-Propenoic acid, 2-methyl-, methyl ester, polymer with butyl 2-propenoate, 2-ethylhexyl 2-propenoate and 2-propenoic acid | 285403 | 54078
D-Glucose, polymer with 1,2-ethanediol and 2-(2,2,2-trichloroethyl)oxirane | 285395 | 54079
1,2-Benzenediamine, 5-chloro-3-nitro- | 285387 | 54080
Benzenesulfonic acid, 3,3'-([1,1'-biphenyl]-4,4'-diyldi-2,1-ethenediyl)bis[6-chloro-, sodium salt (1:2) | 285379 | 54081
Benzothiazolium, 3-ethyl-2,5-dimethyl-, 4-methylbenzenesulfonate (1:1) | 285353 | 54082
Thiazolium, 3-methyl-2-[2-(1-methyl-2-phenyl-1H-indol-3-yl)diazenyl]-, chloride (1:1) | 285338 | 54083
1-Naphthalenesulfonic acid, 6-diazo-5,6-dihydro-5-oxo-, 2-methoxyethyl ester | 285312 | 54084
Ethanone, 1-(3,3-dimethylbicyclo[2.2.1]hept-2-yl)- | 285296 | 54085
Ethanone, 1-(3,3-dimethylbicyclo[2.2.1]hept-5-en-2-yl)- | 285288 | 54086
2-Naphthalenesulfonic acid, 7-(acetylamino)-4-hydroxy-, sodium salt (1:1) | 285270 | 54087
1H-Benz[de]isoquinoline-1,3(2H)-dione, 6-hydroxy-2-(3-methoxypropyl)-5-[2-(4-nitrophenyl)diazenyl]- | 285262 | 54088
1H-Benz[de]isoquinoline-1,3(2H)-dione, 5-[2-(4-chlorophenyl)diazenyl]-6-hydroxy-2-(3-methoxypropyl)- | 285254 | 54089
1H-Benz[de]isoquinoline-1,3(2H)-dione, 5-[2-(3-chlorophenyl)diazenyl]-6-hydroxy-2-(3-methoxypropyl)- | 285247 | 54090
1H-Benz[de]isoquinoline-1,3(2H)-dione, 2-ethyl-6-hydroxy-5-[2-(2-methoxy-4-nitrophenyl)diazenyl]- | 285239 | 54091
1H-Benz[de]isoquinoline-1,3(2H)-dione, 6-hydroxy-5-[2-(2-methoxy-4-nitrophenyl)diazenyl]-2-methyl- | 285221 | 54092
2-Cyclopenten-1-one, 3-ethyl-2-hydroxy-4-methyl- | 285213 | 54093
Benzenamine, N,N-dimethyl-4-nitroso-, hydrochloride (1:1) | 285205 | 54094
1,4-Benzenedicarboxylic acid, 1,4-dimethyl ester, polymer with 1,6-dimethyl hexanedioate and 1,2-ethanediol | 285197 | 54095
Benzenesulfonic acid, 2-(2-amino-4-chlorophenoxy)-5-chloro- | 285189 | 54096
Benzeneacetic acid, cyclohexyl ester | 285171 | 54097
2-Oxetanone, 4-pentadecylidene-3-tetradecyl- | 285163 | 54098
Benzoic acid, 4-(ethylamino)-, ethyl ester | 285155 | 54099
2-Propenoic acid, polymer with methyl 2-propenoate, ammonium salt | 285148 | 54100
1,3-Isobenzofurandione, polymer with 2,2-bis[(2-propen-1-yloxy)methyl]-1-butanol, 2,5-furandione and 1,2-propanediol | 285130 | 54101
2-Oxiranecarboxylic acid, 3-(4-methoxyphenyl)-, methyl ester | 285122 | 54102
Docosanoic acid, hexadecyl ester | 285106 | 54103
Hexadecanoic acid, dodecyl ester | 285098 | 54104
Hexadecanoic acid, hexyl ester | 285072 | 54105
Decanoic acid, dodecyl ester | 285056 | 54106
.beta.-Alanine, N-[5-(acetylamino)-2-methoxyphenyl]-N-ethyl-, 2-methoxyethyl ester | 285049 | 54107
Benzoic acid, 4-(dimethoxymethyl)-, methyl ester | 285023 | 54108
Benzoic acid, 2,2'-[1,4-phenylenebis[iminocarbonyl(2-hydroxy-3,1-naphthalenediyl)-2,1-diazenediyl]]bis[4-chloro-, 1,1'-dimethyl ester | 285007 | 54109
Phosphonic acid, P,P'-(1-hydroxyethylidene)bis-, compd. with 2-aminoethanol (1:?) | 284992 | 54110
2-Propenoic acid, 2-methyl-, polymer with ethyl 2-propenoate, N-(hydroxymethyl)-2-propenamide and 2-propenenitrile | 284984 | 54111
7-Octen-3-ol, 2,2-dimethyl-5-methylene- | 284976 | 54112
Cyclopentaneacetic acid, 3-oxo-2-propyl-, methyl ester | 284968 | 54113
Cyclohexane, bis(isocyanatomethyl)- | 284950 | 54114
1,6-Octadiene, 7-methyl- | 284935 | 54115
1,3-Benzenedicarboxylic acid, polymer with 2,5-furandione, 1,6-hexanediol and 1,2-propanediol | 284927 | 54116
Hexanedioic acid, polymer with 2,2-dimethyl-1,3-propanediol, 2,5-furandione and 1,2-propanediol | 284919 | 54117
1,3-Isobenzofurandione, polymer with 2,2-dimethyl-1,3-propanediol, 1,2-ethanediol and 2,5-furandione | 284901 | 54118
Poly(oxy-1,2-ethanediyl), .alpha.-(1-oxooctyl)-.omega.-hydroxy- | 284893 | 54119
2-Penten-1-ol, 1-acetate, (2Z)- | 284877 | 54120
.alpha.-D-Glucopyranoside, .beta.-D-fructofuranosyl, polymer with N1-(2-aminoethyl)-1,2-ethanediamine, 2-methyloxirane and oxirane | 284869 | 54121
2-Butenoic acid, 3-methyl-, 2-phenylethyl ester | 284851 | 54122
Phosphorochloridodithioic acid, O-ethyl S-propyl ester | 284836 | 54123
Carbonochloridic acid, 2-methyl-2-propen-1-yl ester | 284828 | 54124
Sulfamic acid, N-(1-methylethyl)- | 284810 | 54125
4,6(1H,5H)-Pyrimidinedione, 5-ethyldihydro-2-thioxo- | 284794 | 54126
2-Propenoic acid, telomer with 2-propenenitrile and sodium sulfite (1:1) | 284786 | 54127
Borate(1-), tetrafluoro-, copper(2+) (2:1) | 276832 | 54128
Pyridine, 4-[(3Z)-1,4,8-trimethyl-3,7-nonadien-1-yl]- | 276816 | 54129
Pyridine, 4-[(3E)-1,4,8-trimethyl-3,7-nonadien-1-yl]- | 276808 | 54130
Cyclohexanone, 2-(1-mercapto-1-methylethyl)-5-methyl- | 276782 | 54131
2(3H)-Benzothiazolethione, compd. with N-ethylethanamine (1:1) | 276766 | 54132
3-Pyridinepropanol, 3-acetate | 276758 | 54133
Benzoic acid, 4-butyl-, 4-[(4-butylphenoxy)carbonyl]phenyl ester | 276733 | 54134
2,7-Naphthalenedisulfonic acid, 4-amino-3-[2-[4'-[2-(2,4-diaminophenyl)diazenyl]-3,3'-dimethoxy[1,1'-biphenyl]-4-yl]diazenyl]-5-hydroxy-6-(2-phenyldiazenyl)-, sodium salt (1:2) | 276717 | 54135
4-Thiazoleacetic acid, 2,3-dihydro-2-thioxo-, ethyl ester | 276709 | 54136
Benzoic acid, 4-[(1-oxohexyl)oxy]-, 4-heptylphenyl ester | 276691 | 54137
Benzoic acid, 4-methoxy-, 4-pentylphenyl ester | 276675 | 54138
Benzoic acid, 4-(hexyloxy)-, 4-butylphenyl ester | 276667 | 54139
Pyrimido[4',5':5,6][1,2,4]triazino[4,3-b]indazole-2,4-diamine, N2,N2-dimethyl-N4-(1-methylethyl)-8-nitro- | 276659 | 54140
5-Decen-1-ol, 1-acetate, (5E)- | 276642 | 54141
Benzenemethanol, 4-methyl-, 1-benzoate | 276634 | 54142
5-Isobenzofurancarboxylic acid, 1,3-dihydro-1,3-dioxo-, polymer with 2-(chloromethyl)oxirane and 4,4'-(1-methylethylidene)bis[phenol] | 276626 | 54143
2-Propenoic acid, 2-methyl-, polymer with 2-[(1,1-dimethylethyl)amino]ethyl 2-methyl-2-propenoate, methyl 2-methyl-2-propenoate and 1,7,7-trimethylbicyclo[2.2.1]hept-2-yl 2-methyl-2-propenoate | 276618 | 54144
2-Propenoic acid, ethyl ester, polymer with N-(hydroxymethyl)-2-propenamide, 2-propenamide and sodium ethenesulfonate (1:1) | 276600 | 54145
9,10-Anthracenedione, 1,4,5,8-tetrakis[(9,10-dihydro-9,10-dioxo-1-anthracenyl)amino]- | 276592 | 54146
1-Naphthalenesulfonamide, N,N'-[(1-methylethylidene)bis(4,1-phenyleneoxy-4,1-phenylene)]bis[6-diazo-5,6-dihydro-5-oxo- | 276584 | 54147
Acetamide, N-(2,5-dichloro-4-nitrophenyl)- | 276576 | 54148
Benzoic acid, 4-hexyl-, methyl ester | 276568 | 54149
Ethanaminium, 2-hydroxy-N-(2-hydroxyethyl)-N,N-dimethyl-, chloride (1:1) | 276550 | 54150
2-Piperidinecarboxamide, 1-butyl-N-(2,6-dimethylphenyl)- | 276543 | 54151
Cyclopentanone, 2,5-bis[[4-(diethylamino)phenyl]methylene]- | 276535 | 54152
Ruthenate(2-), pentachloro-, potassium (1:2) | 276527 | 54153
1-Octanol, 7-methoxy-3,7-dimethyl- | 276519 | 54154
8-Dodecen-1-ol, 1-acetate, (8E)- | 276501 | 54155
2-Dodecen-1-ol, 1-acetate | 276493 | 54156
Benzenethiol, 3,5-dimethyl- | 276485 | 54157
Carbonimidic dihydrazide, hydrochloride (1:?) | 276477 | 54158
2-Butenedioic acid (2Z)-, polymer with 4,4'-(1-methylethylidene)bis[phenol] and 2-methyloxirane | 276469 | 54159
2-Propanol, 1-[(3-aminophenyl)amino]-3-phenoxy- | 276451 | 54160
Carbamic acid, N-[4-methyl-3-[(phenoxycarbonyl)amino]phenyl]-, C,C'-[2-ethyl-2-[[[[[4-methyl-3-[(phenoxycarbonyl)amino]phenyl]amino]carbonyl]oxy]methyl]-1,3-propanediyl] ester | 276444 | 54161
2(1H)-Pyrimidinone, hydrochloride (1:1) | 276436 | 54162
2(1H)-Pyrimidinone, 5-bromo- | 276428 | 54163
Benzoic acid, 4-heptyl- | 276410 | 54164
Sulfuric acid, monododecyl ester, manganese(2+) salt (2:1) | 276402 | 54165
Octanoic acid, compd. with morpholine (1:1) | 276394 | 54166
2-Propanone, polymer with 1,2,3-benzenetriol | 276378 | 54167
Spiro[1,3-dithiolo[4,5-b]furan-2,3'(2'H)-furan], hexahydro-2',3a-dimethyl- | 276360 | 54168
2-Propenoic acid, polymer with 1,2-ethanediol | 276345 | 54169
2,4-Imidazolidinedione, 3,3'-[2-(2-oxiranylmethoxy)-1,3-propanediyl]bis[5,5-dimethyl-1-(2-oxiranylmethyl)- | 276337 | 54170
[1,2,4]Triazolo[1,5-a]pyrimidin-7-ol, 5-methyl-, sodium salt (1:1) | 276311 | 54171
Thiosulfuric acid (H2S2O3), gold(1+) sodium salt (1:1:1) | 276303 | 54172
2-Propenoic acid, ethyl ester, polymer with 1,1-dichloroethene and N-(hydroxymethyl)-2-propenamide | 276295 | 54173
Phenol, 4,4'-(1-methylethylidene)bis-, polymer with N1,N2-bis(2-aminoethyl)-1,2-ethanediamine and 2-(chloromethyl)oxirane | 276287 | 54174
Phenol, 4,4'-(1-methylethylidene)bis-, polymer with 2-(chloromethyl)oxirane and 4,4'-methylenebis[cyclohexanamine] | 276279 | 54175
Pentitol, 1,5-anhydro-2-butyl-2,4-dideoxy-4-methyl-, 3-acetate | 276261 | 54176
Bicyclo[7.2.0]undecan-5-ol, 10,10-dimethyl-2,6-bis(methylene)- | 276246 | 54177
Benzenediazonium, 4-methyl-, sulfate (2:1) | 276220 | 54178
Benzeneacetic acid, 4-hydroxy-.alpha.-oxo-, methyl ester | 276204 | 54179
1-Pentanone, 1-(4-aminophenyl)- | 276196 | 54180
Benzenesulfonic acid, 4-[2-[3-methyl-4-(1-pyrrolidinyl)phenyl]diazenyl]- | 276170 | 54181
10-Tetradecen-1-ol, 1-acetate, (10Z)- | 268524 | 54182
10-Dodecen-1-ol, 1-acetate, (10E)- | 268508 | 54183
4-Hexen-2-one, 5-phenyl- | 268490 | 54184
9-Dodecen-1-ol, (9Z)- | 268474 | 54185
1-Propanaminium, N,N,N-trimethyl-3-(trimethoxysilyl)-, chloride (1:1) | 268466 | 54186
1,2-Ethanediamine, N1-(2-aminoethyl)-N2-[3-(trimethoxysilyl)propyl]- | 268441 | 54187
Bicyclo[2.2.1]heptane, 2,2-dimethyl-3-methylene-, dimer | 268433 | 54188
1,2-Benzenedicarboxylic acid, 1-(1-methylethyl) ester | 268417 | 54189
Benz[cd]indolium, 2-[4-[(4-ethoxyphenyl)methylamino]phenyl]-1-ethyl-, chloride (1:1) | 268409 | 54190
Thiosulfuric acid (H2S2O3), barium salt (1:1) | 268391 | 54191
Benzene, 1,3,5-tribromo-2-(2,3-dibromopropoxy)- | 268383 | 54192
2,5-Furandione, polymer with 2,2'-oxybis[ethanol] and 1,2-propanediol | 268375 | 54193
Poly(oxy-1,2-ethanediyl), .alpha.,.alpha.'-[6-[(5-carboxypentyl)amino]-1,3,5-triazine-2,4-diyl]bis[.omega.-hydroxy- | 268367 | 54194
2-Propenoic acid, 2-ethylhexyl ester, polymer with N-(1,1-dimethylethyl)-2-propenamide and ethenyl acetate | 268359 | 54195
Benzeneacetic acid, .alpha.-amino-2,4-dihydroxy-, ethyl ester, hydrochloride (1:1) | 268334 | 54196
5-Dodecyne, 1-chloro- | 268318 | 54197
Benzothiazolium, 2-[2-(acetylphenylamino)ethenyl]-3-ethyl-, iodide (1:1) | 268300 | 54198
1-Butanesulfonic acid, 4-[(4-aminophenyl)butylamino]- | 268292 | 54199
Cyclohexane, 1,4-dibromo- | 268284 | 54200
Acetamide, N-[2-[2-(2-bromo-4,6-dinitrophenyl)diazenyl]-5-[(2-hydroxy-3-methoxypropyl)amino]-4-methoxyphenyl]- | 268268 | 54201
1-Butanol, 2-methyl-, 1-formate | 268250 | 54202
2,5-Furandione, polymer with 1,2-ethanediol and 1,2-propanediol | 268243 | 54203
2-Propenoic acid, 2-methyl-, 2-hydroxyethyl ester, polymer with ethenyl acetate | 268235 | 54204
1H-Imidazole, 5-methyl-2-undecyl- | 268227 | 54205
Benzenamine, 4-pentyl-N-[(4-propoxyphenyl)methylene]- | 268219 | 54206
2-Buten-1-one, 1-(2,6,6-trimethyl-1-cyclohexen-1-yl)- | 268201 | 54207
1,3-Cyclohexadiene-1-carboxylic acid, 2,6,6-trimethyl-, ethyl ester | 268193 | 54208
3-Cyclohexene-1-carboxylic acid, 6,6-dimethyl-2-methylene-, ethyl ester | 268185 | 54209
2,4-Cyclohexadiene-1-carboxylic acid, 2,6,6-trimethyl-, ethyl ester | 268177 | 54210
Acetic acid, 2-(4-methylsulfophenoxy)-, sodium salt (1:1) | 268169 | 54211
1,3-Benzenedicarboxylic acid, polymer with 5-amino-1,3,3-trimethylcyclohexanemethanamine, 1,4-benzenedicarboxylic acid, hexahydro-2H-azepin-2-one and 1,6-hexanediamine | 268151 | 54212
Benzene, 1-isocyanato-4-(trifluoromethoxy)- | 268144 | 54213
Methanethiol, lead(2+) salt (2:1) | 268136 | 54214
Poly(oxy-1,2-ethanediyl), .alpha.-sulfo-.omega.-(pentadecyloxy)-, sodium salt (1:1) | 268128 | 54215
Ethanediamide, N1-[5-(1,1-dimethylethyl)-2-ethoxyphenyl]-N2-(2-ethylphenyl)- | 268110 | 54216
Ethanediamide, N1-[5-(1,1-dimethylethyl)-2-ethoxyphenyl]-N2-[4-(1,1-dimethylethyl)-2-ethylphenyl]- | 268102 | 54217
2-Furanmethanol, 5-ethenyltetrahydro-.alpha.,.alpha.,5-trimethyl-, (2R,5R)-rel- | 268094 | 54218
3,5,8,10-Tetraoxa-4,9-diphosphadodecane-1,12-diol, 4,9-dihydroxy-, 4,9-dioxide | 268086 | 54219
Formaldehyde, polymer with 4-(1-methylethyl)phenol | 268078 | 54220
2-Oxepanone, polymer with 1,2-propanediol | 268060 | 54221
1,4-Butanediol, polymer with 1,3-diisocyanato-2-methylbenzene | 268052 | 54222
Glycine, N,N'-[(1,1-dioxido-3H-2,1-benzoxathiol-3-ylidene)bis[(6-hydroxy-3,1-phenylene)methylene]]bis[N-(carboxymethyl)-, sodium salt (1:4) | 268045 | 54223
Tetradecane, 2-chloro- | 268037 | 54224
Pyridinium, 1-(2-hydroxyethyl)-, chloride (1:1) | 268029 | 54225
2,5-Furandione, polymer with 2-methyloxirane and oxirane | 268011 | 54226
1,2-Ethanediamine, N1-[(ethenylphenyl)methyl]-N2-[3-(trimethoxysilyl)propyl]-, hydrochloride (1:1) | 268003 | 54227
Benzeneethanimidoyl chloride, N,4-dihydroxy-.alpha.-oxo- | 267989 | 54228
Urea, polymer with 1,3-benzenediol and formaldehyde | 267971 | 54229
Benzenesulfonic acid, (chlorododecylphenoxy)-, sodium salt (1:1) | 267963 | 54230
2-Propenoic acid, 2-methyl-, butyl ester, polymer with butyl 2-propenoate and 2-propenoic acid | 267955 | 54231
Poly(oxy-1,2-ethanediyl), .alpha.-(3-aminopropyl)-.omega.-(3-aminopropoxy)- | 267948 | 54232
Cyclopentadecanone, 4-methyl- | 267930 | 54233
Benzene, 1,3-dichloro-5-isocyanato- | 267922 | 54234
2-Propenoic acid, 2-methyl-, dodecyl ester, polymer with 2-hydroxyethyl 2-methyl-2-propenoate | 267914 | 54235
Cyclohexanemethanol, 4-methyl- | 267898 | 54236
2-Heptenal, 2-propyl- | 267880 | 54237
Octadecanoic acid, monoester with 1,2,3-propanetriol | 259994 | 54238
Octadecanoic acid, isotridecyl ester | 259978 | 54239
Acetic acid, isooctyl ester | 259960 | 54240
1H-Phosphole, dihydro-1-methyl-, 1-oxide | 259952 | 54241
Octadecanoic acid, tridecyl ester | 259937 | 54242
Thiophene, 3-(bromomethyl)-2,5-dihydro-, 1,1-dioxide | 259911 | 54243
2-Pentenenitrile, 2-methyl-, (2E)- | 259895 | 54244
2-Pentenenitrile, 2-methyl-, (2Z)- | 259887 | 54245
2-Propenoic acid, 2-methyl-, methyl ester, polymer with ethenylbenzene and 2-propenamide | 259879 | 54246
2-Propenoic acid, 2-methyl-, polymer with ethenyl acetate and ethyl 2-propenoate | 259861 | 54247
Nonanedioic acid, polymer with 1,4-cyclohexanedimethanol and hexanedioic acid | 259846 | 54248
Benzene, 2,4-dibromo-1-methyl- | 259838 | 54249
Guanidine, N-cyano-, polymer with formaldehyde and phenol | 259820 | 54250
1,3-Isobenzofurandione, polymer with 1,2-ethanediol and 2-ethyl-2-(hydroxymethyl)-1,3-propanediol | 259812 | 54251
2-Propenenitrile, polymer with bromoethene and 1,1-dichloroethene | 259804 | 54252
1,3-Benzenedicarboxylic acid, polymer with (2E)-2-butenedioic acid and 2,2'-oxybis[ethanol] | 259796 | 54253
9,10-Anthracenedione, 1,5-diamino-4,8-dihydroxy(4-hydroxyphenyl)- | 259788 | 54254
1H-Indole-3-butanoic acid, 2-carboxy- | 259770 | 54255
2-Naphthalenecarboxylic acid, 1,4-dihydroxy- | 259754 | 54256
Benzene, 1,1'-(1,1,3-trimethyl-1,3-propanediyl)bis- | 259747 | 54257
Poly[oxy-1,2-ethanediyl(dimethyliminio)-1,2-ethanediyl(dimethyliminio)-1,2-ethanediyl dichloride] | 259739 | 54258
1,2-Ethanediamine, N1,N2-bis(2-aminoethyl)-, polymer with oxirane | 259721 | 54259
Urea, N-[3-(dimethylamino)propyl]- | 259705 | 54260
1-Octanesulfonamide, 1,1,2,2,3,3,4,4,5,5,6,6,7,7,8,8,8-heptadecafluoro-N-methyl- | 259697 | 54261
6-Nonen-1-ol, (6E)- | 259689 | 54262
2-Nonen-1-ol, (2E)- | 259671 | 54263
Hexanoic acid, (3Z)-3-hexen-1-yl ester | 259663 | 54264
Benzamide, N-[5-[bis[2-(acetyloxy)ethyl]amino]-2-[2-(2-chloro-4-nitrophenyl)diazenyl]phenyl]- | 259655 | 54265
2-Butanone, 4-(2,6,6-trimethyl-2-cyclohexen-1-yl)- | 259648 | 54266
Propanenitrile, 3-[ethyl[4-[2-(4-nitrophenyl)diazenyl]phenyl]amino]- | 259630 | 54267
2-Propenoic acid, 2-methyl-, 4-hydroxyphenyl ester | 259622 | 54268
Acetic acid ethenyl ester, polymer with 1,3-butadiene | 259614 | 54269
Hexanedioic acid, 1-isodecyl 6-isooctyl ester | 259606 | 54270
2-Propenoic acid, 2-methyl-, octadecyl ester, polymer with 2-propenenitrile | 259598 | 54271
2,5-Furandione, polymer with 1-tetradecene | 259580 | 54272
Phenol, 4,4'-(1-methylethylidene)bis-, polymer with aziridine and 2-(chloromethyl)oxirane | 259572 | 54273
1,3-Benzenedicarboxylic acid, polymer with 2,2-dimethyl-1,3-propanediol and 2,5-furandione | 259564 | 54274
4,7-Methanoisobenzofuran-1,3-dione, 4,5,6,7,8,8-hexachloro-3a,4,7,7a-tetrahydro-, polymer with 1,2-ethanediol and 2,5-furandione | 259556 | 54275
2-Butenedioic acid (2Z)-, 1,4-diethyl ester, polymer with chloroethene and 1,4-dimethyl (2Z)-2-butenedioate | 259549 | 54276
Propanenitrile, 3-[methyl[4-[2-(4-nitrophenyl)diazenyl]phenyl]amino]- | 259531 | 54277
4-Pyrimidinecarboxylic acid | 259523 | 54278
2-Propenoic acid, 2-methyl-, 2-ethylhexyl ester, polymer with 2-chloro-1,3-butadiene | 259515 | 54279
2-Propenoic acid, 2-methyl-, 2-hydroxyethyl ester, polymer with ethyl 2-propenoate, methyl 2-methyl-2-propenoate and 2-propenoic acid | 259507 | 54280
2-Propenoic acid, 2-methyl-, 2-hydroxyethyl ester, polymer with ethenylbenzene, ethyl 2-propenoate and 2-propenoic acid | 259499 | 54281
1,3-Propanediol, 2,2-bis(bromomethyl)-, polymer with 2-(chloromethyl)oxirane | 259481 | 54282
2-Propenoic acid, methyl ester, polymer with bromoethene and 2-propenenitrile | 259473 | 54283
2-Propenoic acid, 2-methyl-, 2-oxiranylmethyl ester, polymer with 2-methyloxirane and oxirane | 259465 | 54284
2-Propenoic acid, diester with butanediol | 259457 | 54285
2-Butenedioic acid (2Z)-, 1-octadecyl ester, polymer with ethenyl acetate | 259440 | 54286
Benzene, (chloromethyl)phenoxy- | 259432 | 54287
2-Propenoic acid, 2-methyl-, 2-hydroxyethyl ester, polymer with ethenylbenzene, 2-ethylhexyl 2-propenoate and 2-propenoic acid | 259424 | 54288
Phenol, 4,4',4'',4'''-(1,2-ethanediylidene)tetrakis-, polymer with 2-(chloromethyl)oxirane | 259416 | 54289
4,7-Methano-1H-indene, 3a,4,7,7a-tetrahydro-, polymer with 2,6,6-trimethylbicyclo[3.1.1]hept-2-ene | 259408 | 54290
Butene, 1,4-dichloro- | 259390 | 54291
2-Propenoic acid, 2-methyl-, butyl ester, polymer with ethenylbenzene and 2-hydroxyethyl 2-methyl-2-propenoate | 259382 | 54292
2-Butenoic acid, cyclohexyl ester, (2E)- | 259374 | 54293
2,8,9-Trioxa-5-aza-1-silabicyclo[3.3.3]undecane, 1-(chloromethyl)- | 284778 | 54294
1-Decene-1-sulfonic acid, sodium salt (1:1) | 284752 | 54295
2,4-Pentanediol, 2-methyl-, titanium salt (1:?) | 284737 | 54296
Thiazole, 4-ethyl-2-methyl-5-propyl- | 284729 | 54297
1,4-Benzenedisulfonic acid, 2-[(4-chloro-6-methoxy-1,3,5-triazin-2-yl)amino]-5-[2-[4,5-dihydro-3-methyl-5-oxo-1-(4-sulfophenyl)-1H-pyrazol-4-yl]diazenyl]-, sodium salt (1:3) | 284711 | 54298
1,3-Propanediamine, N1-(3-aminopropyl)-N1-methyl-, polymer with 2-(chloromethyl)oxirane | 284695 | 54299
1,3-Benzenedicarboxylic acid, polymer with 2,2-dimethyl-1,3-propanediol and 2-ethyl-2-(hydroxymethyl)-1,3-propanediol | 284687 | 54300
Phosphorochloridic acid, ethyl 3-methyl-4-(methylthio)phenyl ester | 284679 | 54301
2H-1-Benzopyran-2-one, 7-(diethylamino)-4-(trifluoromethyl)- | 284661 | 54302
Poly(oxy-1,2-ethanediyl), .alpha.,.alpha.'-[methylenebis[4-(1,1,3,3-tetramethylbutyl)-2,1-phenylene]]bis[.omega.-hydroxy- | 284653 | 54303
Decanoic acid, tetradecyl ester | 284638 | 54304
Vanadium, hydroxyoxobis(8-quinolinolato-.kappa.N1,.kappa.O8)-, (OC-6-14)- | 284620 | 54305
1H-Indene, 2,3-dihydro-1,3-dimethyl-1-(2-methyl-2-phenylpropyl)-3-phenyl- | 284604 | 54306
Dibenzo[b,e][1,4]dioxin, tetrachloro- | 284596 | 54307
2-Octanol, 7-methoxy-3,7-dimethyl- | 284570 | 54308
1-Hexanol, 5-methyl-2-(1-methylethyl)-, (2R)- | 284562 | 54309
2,6-Nonadien-1-ol, 3,7-dimethyl- | 284554 | 54310
7-Dodecyn-1-ol | 284547 | 54311
7-Hexadecyne, 1,1-dimethoxy- | 284539 | 54312
1,3-Cyclopentadiene, 5-chloro- | 284521 | 54313
Acetaldehyde, 2-(2-phenylethoxy)- | 284513 | 54314
2-Octene, 8-(2,2-dimethoxyethoxy)-2,6-dimethyl- | 284505 | 54315
Phenoxazin-5-ium, 3,7-bis(ethylamino)-2,8-dimethyl-, perchlorate (1:1) | 284497 | 54316
Benzo[a]phenoxazin-7-ium, 5,9-diamino-, perchlorate (1:1) | 284489 | 54317
Spiro[1,4-methanonaphthalene-2(1H),2'-oxirane], 3,4,4a,5,8,8a-hexahydro-3',7-dimethyl- | 284471 | 54318
1,2,4-Triazolo[3,4-b]benzothiazole, 5-methyl- | 284463 | 54319
Cyclohexanecarbonyl chloride, 1-amino-, hydrochloride (1:1) | 284455 | 54320
1-Naphthalenol, 2-amino-, hydrochloride (1:1) | 284448 | 54321
Ethane, 1-(2-chloroethoxy)-2-ethoxy- | 284430 | 54322
2-Propenoic acid, 2-methyl-, (2-methyl-2-oxiranyl)methyl ester | 284422 | 54323
Acetaldehyde, 2-[(3,7-dimethyloctyl)oxy]- | 284414 | 54324
[1,1'-Biphenyl]-4,4'-diamine, 3,3'-dimethyl-, dihydrofluoride | 284406 | 54325
Phosphonochloridic acid, P-phenyl-, methyl ester | 284398 | 54326
Phosphinecarboxylic acid, 1,1-diethoxy-, methyl ester, 1-oxide | 284380 | 54327
Benzenediazonium, 2,5-diethoxy-4-[(4-methylphenyl)thio]-, tetrafluoroborate(1-) (1:1) | 284364 | 54328
Chromate(1-), bis[2-[2-[4,5-dihydro-3-methyl-5-(oxo-.kappa.O)-1-phenyl-1H-pyrazol-4-yl]diazenyl-.kappa.N1]benzoato(2-)-.kappa.O]-, sodium (1:1) | 284349 | 54329
Naphtho[1,2-d]thiazolium, 1-ethyl-2-[2-(phenylamino)ethenyl]-, 4-methylbenzenesulfonate (1:1) | 284331 | 54330
Benzoxazolium, 2-[2-(acetylphenylamino)ethenyl]-3-ethyl-5,6-dimethyl-, iodide (1:1) | 284323 | 54331
Spiro[1,4-methanonaphthalene-2(1H),2'-oxirane], 3,4,4a,5,8,8a-hexahydro-3',6-dimethyl- | 284307 | 54332
Benzenamine, 2-(tetradecyloxy)- | 284281 | 54333
Hexanoic acid, 1,1'-(oxydi-2,1-ethanediyl) ester | 284273 | 54334
Formaldehyde, polymer with 2-methylphenol, 3-methylphenol, 4-methylphenol and phenol | 284257 | 54335
Phenol, 2,2'-(octahydro-4,7-methano-1H-indenediyl)bis[6-(1,1-dimethylethyl)-4-methyl- | 284240 | 54336
2-Butenedioic acid (2E)-, polymer with 2,2-bis(hydroxymethyl)-1,3-propanediol and 1,2-ethanediol | 284232 | 54337
Ethanol, 2-[(3-nitrophenyl)sulfonyl]- | 284224 | 54338
2-Propenoic acid, 2-methyl-, 2-hydroxyethyl ester, polymer with ethyl 2-propenoate, N-(hydroxymethyl)-2-propenamide and methyl 2-methyl-2-propenoate | 284216 | 54339
Ethane, 1,2-dichloro-1-methoxy- | 284208 | 54340
Thiazolium, 2-[2-(acetylphenylamino)ethenyl]-3-ethyl-4,5-dihydro-, iodide (1:1) | 284182 | 54341
1,4-Benzenedicarboxylic acid, 2,5-bis[(4-methoxyphenyl)amino]- | 284166 | 54342
Octen-2-ol, 3,7-dimethyl- | 284158 | 54343
2-Propenoic acid, polymer with ethenylbenzene, ethyl 2-propenoate and 2-hydroxyethyl 2-propenoate | 284141 | 54344
Naphth[2,1-d]oxazolium, 2-[2-(acetylphenylamino)ethenyl]-3-ethyl-, iodide (1:1) | 284125 | 54345
Tetradecanoic acid, compd. with 2,2',2''-nitrilotris[ethanol] (1:1) | 284117 | 54346
Benzenepropanamide, N-[4-[[(4-methylphenyl)(3-phenylpropyl)amino]sulfonyl]phenyl]-.beta.-oxo- | 276154 | 54347
Octadecanoic acid, 1,1',1''-[[dihydro-4-hydroxy-5-(hydroxymethyl)-2H-pyran-3,3,5(4H)-triyl]tris(methylene)] ester | 276139 | 54348
Benzeneacetic acid, 3,4-dimethoxy-.alpha.-oxo-, methyl ester | 276121 | 54349
Thiazole, 5-methoxy-2-methyl- | 276113 | 54350
Thiazole, 5-ethyl-2,4-dimethyl- | 276105 | 54351
Platinum(2+), tetraamminedihydroxy- | 276097 | 54352
1-Propanesulfonic acid, 2-methyl-2-[(1-oxo-2-propen-1-yl)amino]-, sodium salt (1:1), polymer with 2-propenamide | 276089 | 54353
1,3-Benzenedicarboxamide, 5-nitro- | 276063 | 54354
[3,3'-Bi-7H-benz[de]anthracene]-7,7'-dione, 9,9'-dinitro- | 276048 | 54355
Poly(oxy-1,2-ethanediyl), .alpha.-(carboxymethyl)-.omega.-(4-nonylphenoxy)-, sodium salt (1:1) | 276022 | 54356
2-Propenamide, 2-methyl-, polymer with 1-ethenyl-2-pyrrolidinone | 276014 | 54357
Pentanoyl chloride, 4-methyl- | 276006 | 54358
2-Naphthalenecarboxylic acid, 1-hydroxy-6-(octadecyloxy)- | 275982 | 54359
2-Naphthalenecarboxamide, N-(2,3-dihydro-2-oxo-1H-benzimidazol-5-yl)-3-hydroxy-4-[2-(2-nitrophenyl)diazenyl]- | 275966 | 54360
1-Naphthalenesulfonic acid, 8-(phenylamino)-5-[2-[6-sulfo-4-[2-(4-sulfophenyl)diazenyl]-1-naphthalenyl]diazenyl]-, sodium salt (1:3) | 275958 | 54361
2-Naphthalenecarboxylic acid, 4-[1-(3-carboxy-4-hydroxy-1-naphthalenyl)-3-oxo-1H,3H-naphtho[1,8-cd]pyran-1-yl]-1-hydroxy-6-(octadecyloxy)- | 275941 | 54362
2-Naphthalenecarboxylic acid, 1-hydroxy-4-[1-[4-hydroxy-3-(methoxycarbonyl)-1-naphthalenyl]-3-oxo-1H,3H-naphtho[1,8-cd]pyran-1-yl]-6-(octadecyloxy)- | 275933 | 54363
Benzoic acid, 3-chloro-2,4-dihydroxy-6-methyl-, methyl ester | 275917 | 54364
1,3-Isobenzofurandione, 5,5'-[(1-methylethylidene)bis(4,1-phenyleneoxy)]bis- | 275909 | 54365
D-Fructose, 1,6-bis(dihydrogen phosphate), sodium salt (1:3) | 275883 | 54366
Poly(oxy-1,2-ethanediyl), .alpha.,.alpha.'-[(methyloctadecyliminio)di-2,1-ethanediyl]bis[.omega.-hydroxy-, methyl sulfate (1:1) | 275875 | 54367
2,6-Pyridinediamine, N2,N6-bis(2,4,6-trinitrophenyl)- | 275859 | 54368
L-Glutamic acid, N-(1-oxooctadecyl)-, sodium salt (1:2) | 275842 | 54369
2-Propenoic acid, 2-methyl-, polymer with butyl 2-propenoate, N-(hydroxymethyl)-2-propenamide, methyl 2-methyl-2-propenoate and 2-propenenitrile | 275834 | 54370
1,2-Benzenedicarboxylic acid, 1-(2-hydroxyethyl) 2-[2-[(1-oxo-2-propen-1-yl)oxy]ethyl] ester | 275826 | 54371
2-Propenoic acid, butyl ester, polymer with ethyl 2-propenoate, N-(hydroxymethyl)-2-propenamide and 2-propenenitrile | 275818 | 54372
2-Butenedioic acid (2Z)-, 1-methyl ester, polymer with ethenylbenzene and 2,5-furandione, sodium salt | 275800 | 54373
Silane, chlorodecyldimethyl- | 275792 | 54374
Phosphoric acid, P,P'-[2,2-bis(chloromethyl)-1,3-propanediyl] P,P,P',P'-tetrakis(2-chloroethyl) ester | 275784 | 54375
Bicyclo[3.1.1]hept-2-ene-2-butanoic acid, 6,6-dimethyl-, methyl ester | 275776 | 54376
Bicyclo[3.1.1]hept-2-ene-2-butanal, 6,6-dimethyl- | 275768 | 54377
Cyclohexanol, 2-methyl-5-(1-methylethenyl)-, (1R,2R,5R)-rel- | 275750 | 54378
Pyrazine, 2-ethyl-3-(2-methylpropyl)- | 275743 | 54379
Benzenemethanamine, 4-amino-N-methyl- | 275735 | 54380
2,6-Octadiene, 1-(1-ethoxyethoxy)-3,7-dimethyl-, (2E)- | 275727 | 54381
Benzenamine, 4-nitro-, sulfate (2:1) | 275719 | 54382
Glycine, N,N'-1,2-ethanediylbis-, sodium salt (1:2) | 275701 | 54383
4,7-Methanoisobenzofuran-1,3-dione, 4,5,6,7,8,8-hexachloro-3a,4,7,7a-tetrahydro-, polymer with 1,2-ethanediol, 2,5-furandione and 2,2'-oxybis[ethanol] | 275685 | 54384
Urea, polymer with formaldehyde and methanol | 275677 | 54385
Acetamide, N-[2-[2-(2-chloro-4,6-dinitrophenyl)diazenyl]-5-[(2-cyanoethyl)amino]-4-methoxyphenyl]- | 275669 | 54386
1-Propen-1-ol, 2-phenyl-, 1-acetate, (1E)- | 275644 | 54387
1,2,4-Butanetricarboxylic acid, 2-phosphono- | 275636 | 54388
Benzothiazolium, 2-[2-methyl-3-[3-(4-sulfobutyl)-2(3H)-benzothiazolylidene]-1-propen-1-yl]-3-(4-sulfobutyl)-, inner salt, compd. with N,N-diethylethanamine (1:1) | 275628 | 54389
1,2-Ethanediol, polymer with N2,N2,N4,N4,N6,N6-hexakis(methoxymethyl)-1,3,5-triazine-2,4,6-triamine | 275610 | 54390
1,3-Isobenzofurandione, polymer with 2,2-bis[(2-propen-1-yloxy)methyl]-1-butanol, 1,2-ethanediol and 2,5-furandione | 275602 | 54391
2-Propenoic acid, 2-methyl-, methyl ester, polymer with butyl 2-propenoate, ethenylbenzene and 2-oxiranylmethyl 2-methyl-2-propenoate | 275594 | 54392
Benzenemethanol, 4,5-dimethoxy-.alpha.-methyl-2-nitro- | 275578 | 54393
7-Benzothiazolesulfonic acid, 2-[4-[2-(hexahydro-2,4,6-trioxo-5-pyrimidinyl)diazenyl]phenyl]-6-methyl- | 275552 | 54394
Methanesulfonamide, 1,1,1-trifluoro-N-[2-methyl-4-(phenylsulfonyl)phenyl]- | 275537 | 54395
1H-Indole-7-carboxylic acid, 3-[1-[7-[(hexadecylsulfonyl)amino]-1H-indol-3-yl]-3-oxo-1H,3H-naphtho[1,8-cd]pyran-1-yl]- | 275511 | 54396
2,5-Cyclohexadien-1-one, 4,4',4'',4'''-(1,2,3,4-cyclobutanetetraylidene)tetrakis[2,6-bis(1,1-dimethylethyl)- | 267872 | 54397
Cyclotrisiloxane, hexamethyl-, polymer with ethenylbenzene and (1-methylethenyl)benzene | 267856 | 54398
Acetic acid, 2,2',2'',2'''-[(1,3-dibutyl-1,3-distannathianediylidene)tetrakis(thio)]tetrakis-, 1,1',1'',1'''-tetraisooctyl ester | 267849 | 54399
1,2,4-Benzenetricarboxylic acid, monodecyl monooctyl ester | 267831 | 54400
Benzoic acid, 2,3,4,6-tetraiodo-, butyl ester | 267823 | 54401
Bicyclo[2.2.1]heptane-1-methanesulfonic acid, 7,7-dimethyl-2-oxo-, sodium salt (1:1) | 267807 | 54402
Nickelate(1-), [N,N-bis[(carboxy-.kappa.O)methyl]glycinato(3-)-.kappa.N,.kappa.O]-, hydrogen (1:1), (T-4)- | 267781 | 54403
Europium, tris[1,7,7-trimethyl-3-(2,2,2-trifluoroacetyl-.kappa.O)bicyclo[2.2.1]heptan-2-onato-.kappa.O]- | 267773 | 54404
2-Butenedioic acid (2Z)-, 1-methyl ester, polymer with ethenylbenzene and 2,5-furandione, ammonium salt | 267765 | 54405
Thallium, (.eta.5-2,4-cyclopentadien-1-yl)- | 267740 | 54406
2-Propenoic acid, methyl ester, polymer with 1,1-dichloroethene and N-(hydroxymethyl)-2-propenamide | 267732 | 54407
Formaldehyde, polymer with benzenamine, 2-methyloxirane, oxirane and phenol | 267724 | 54408
Benzenepropanamide, .alpha.-[2-(4-methyl-2-nitrophenyl)diazenyl]-N-1-naphthalenyl-.beta.-oxo- | 267716 | 54409
Europium, tris[3-[2,2,3,3,4,4,4-heptafluoro-1-(oxo-.kappa.O)butyl]-1,7,7-trimethylbicyclo[2.2.1]heptan-2-onato-.kappa.O]- | 267708 | 54410
Methanol, 1,1',1''-(1,3,5-triazine-2,4,6-triyltriimino)tris-, homopolymer | 267690 | 54411
Cuprate(3-), [.mu.-[4-[2-[3,3'-dihydroxy-4'-[2-(2-hydroxy-6-sulfo-1-naphthalenyl)diazenyl][1,1'-biphenyl]-4-yl]diazenyl]-3-hydroxy-2,7-naphthalenedisulfonato(7-)]]di-, hydrogen (1:3) | 267674 | 54412
Hexanedioic acid, polymer with 1,4-butanediol and 2,4-diisocyanato-1-methylbenzene | 267666 | 54413
Boron, trichloro(N,N-dimethyl-1-octanamine)-, (T-4)- | 267658 | 54414
Carbonodithioic acid, O-(3-methylbutyl) ester, sodium salt (1:1) | 267641 | 54415
L-Cystine, hydrochloride (1:?) | 267625 | 54416
1,3,6-Naphthalenetrisulfonic acid, 7-[2-[2-[(aminocarbonyl)amino]-4-[[4-chloro-6-[[5-[[4-chloro-6-[(3-sulfophenyl)amino]-1,3,5-triazin-2-yl]amino]-2-sulfophenyl]amino]-1,3,5-triazin-2-yl]amino]phenyl]diazenyl]-, sodium salt (1:5) | 267617 | 54417
2-Propenoic acid, polymer with 1,1-dichloroethene, methyl 2-propenoate and 2-propenenitrile | 267609 | 54418
4,7-Methano-1H-inden-5-ol, 5-(ethoxymethyl)octahydro- | 267591 | 54419
Titanium, bis[2-(hydroxy-.kappa.O)propanoato-.kappa.O]oxo- | 267583 | 54420
9,10-Anthracenedione, 1-amino-4-hydroxy-2-[4-(methylthio)phenoxy]- | 267567 | 54421
Hexanedioic acid, polymer with 2,4-diisocyanato-1-methylbenzene and 1,2-propanediol | 267559 | 54422
Phenol, 2-(1,1-dimethylethyl)-4-methyl-6-(1,1,3,3-tetramethylbutyl)- | 267534 | 54423
Telluric acid (H2TeO4), cesium salt (1:2) | 267526 | 54424
1-Hexadecanol, titanium(4+) salt (4:1) | 267518 | 54425
2-Propenoic acid, 2-methyl-, 2-(diethylamino)ethyl ester, polymer with ethyl 2-propenoate and methyl 2-methyl-2-propenoate | 267500 | 54426
Hexanedioic acid, polymer with 2,4-diisocyanato-1-methylbenzene, 1,2-ethanediol and 1,2-propanediol | 267492 | 54427
Guanidine, N-cyano-, polymer with ammonia and formaldehyde | 267484 | 54428
Phenol, 4,4'-(1,1-dioxido-3H-2,1-benzoxathiol-3-ylidene)bis[2,6-dibromo-, sodium salt (1:1) | 267476 | 54429
Magnesium, bis(1,2,3,6-tetrahydro-2,6-dioxo-4-pyrimidinecarboxylato-.kappa.N3,.kappa.O4)-, (T-4)- | 267450 | 54430
Thiocyanic acid, 3-(triethoxysilyl)propyl ester | 267443 | 54431
1,3-Benzenedicarboxylic acid, polymer with (2E)-2-butenedioic acid, 2,2'-oxybis[ethanol] and 1,2-propanediol | 267435 | 54432
Phosphonic acid, P,P',P'',P'''-[[(phosphonomethyl)imino]bis[6,1-hexanediylnitrilobis(methylene)]]tetrakis- | 267427 | 54433
Phenol, methyl-, sodium salt (1:1) | 267419 | 54434
Decanoic acid, octadecyl ester | 267401 | 54435
Cyclopentanone, 2-(2-hexen-1-yl)- | 267393 | 54436
6-Octenal, 3-ethyl-3,7-dimethyl- | 267385 | 54437
6-Octenal, 3-ethenyl-3,7-dimethyl- | 267377 | 54438
2H-Pyran-2-one, tetrahydro-6-(2-penten-1-yl)- | 267369 | 54439
Cyclopentanol, 2-(2-hexen-1-yl)- | 267351 | 54440
Benzothiazolium, 3-ethyl-2-[(3,5,5-trimethyl-2-cyclohexen-1-ylidene)methyl]-, iodide (1:1) | 267344 | 54441
Benzenesulfonyl chloride, 5-(acetylamino)-2,4-dimethyl- | 267336 | 54442
Hexane, 1-chloro-6-iodo- | 267328 | 54443
2-Butanone, 3-(methylsulfonyl)-, O-[(methylamino)carbonyl]oxime | 267310 | 54444
Morpholine, phosphate (3:1) | 267302 | 54445
Cobaltate(1-), bis[3-[2-[4,5-dihydro-3-methyl-5-(oxo-.kappa.O)-1-phenyl-1H-pyrazol-4-yl]diazenyl-.kappa.N1]-4-(hydroxy-.kappa.O)benzenesulfonamidato(2-)]-, sodium (1:1), (OC-6-22')- | 267294 | 54446
Phosphorodithioic acid, O-ethyl S-propyl O-(2,4,6-trichlorophenyl) ester | 267286 | 54447
Phosphorodithioic acid, O-(2,4-dichlorophenyl) O-ethyl S-propyl ester | 267278 | 54448
Bicyclo[2.2.1]heptan-2-ol, 2-acetate | 267260 | 54449
1,3-Propanediol, 2,2-dimethyl-, polymer with 2-(chloromethyl)oxirane | 267252 | 54450
1-Pentanol, 5-bromo- | 267245 | 54451
Propanedinitrile, 2-[[4-[[2-(2-benzothiazolylthio)ethyl]ethylamino]-2-methylphenyl]methylene]- | 267229 | 54452
Aurate(1-), tetrakis(cyano-.kappa.C)-, sodium (1:1), (SP-4-1)- | 259366 | 54453
Poly[oxy(methyl-1,2-ethanediyl)], .alpha.-[(9Z)-(1-oxo-9-octadecen-1-yl)]-.omega.-hydroxy- | 259358 | 54454
Isoheptane | 259341 | 54455
Bicyclo[3.1.1]hept-2-ene, 2,6,6-trimethyl-, polymer with 6,6-dimethyl-2-methylenebicyclo[3.1.1]heptane | 259333 | 54456
2-Propenoic acid, 2-methyl-, polymer with butyl 2-propenoate, ethenylbenzene, methyl 2-methyl-2-propenoate and 2-propenenitrile | 259325 | 54457
Benzoic acid, 3,3'-methylenebis[6-amino-, 1,1'-dimethyl ester | 259309 | 54458
Benzene, 1,3-diisocyanato-2-methyl-, polymer with 2,4-diisocyanato-1-methylbenzene | 259283 | 54459
[1,1'-Biphenyl]-4-ol, 3-chloro-, sodium salt | 259275 | 54460
Phenol, 4-(1,1-dimethylpropyl)-, sodium salt (1:1) | 259267 | 54461
1,3-Dithiole, 2-(1,3-dithiol-2-ylidene)- | 259259 | 54462
Cuprate(2-), [C,C-bis(chlorosulfonyl)-29H,31H-phthalocyanine-C,C-disulfonato(4-)-.kappa.N29,.kappa.N30,.kappa.N31,.kappa.N32]-, hydrogen (1:2) | 259242 | 54463
Benz[cd]indolium, 1-(2-cyanoethyl)-2-[4-(diethylamino)phenyl]-, chloride (1:1) | 259226 | 54464
2,4,5,6(1H,3H)-Pyrimidinetetrone, 5-[2-(4-methoxy-2-nitrophenyl)hydrazone] | 259200 | 54465
Benz[cd]indolium, 6-bromo-1-(2-cyanoethyl)-2-[4-(diethylamino)phenyl]-, chloride (1:1) | 259184 | 54466
Benzene, [[(diiodomethyl)sulfonyl]methyl]- | 259176 | 54467
Benzene, 1-[(diiodomethyl)sulfonyl]-2-methyl- | 259168 | 54468
2-Propenoic acid, 2-methyl-, butyl ester, polymer with 2-(dimethylamino)ethyl 2-methyl-2-propenoate, dodecyl 2-methyl-2-propenoate and octadecyl 2-methyl-2-propenoate | 259143 | 54469
1,2,4-Benzenetricarboxylic acid, polymer with 1,3-benzenedicarboxylic acid, 1,4-benzenedicarboxylic acid and 1,2-ethanediol | 259135 | 54470
1,3-Benzenedicarboxylic acid, polymer with 2,5-furandione and 1,1'-oxybis[2-propanol] | 259127 | 54471
Octanoic acid, 1,1'-(2,2-dimethyl-1,3-propanediyl) ester | 259119 | 54472
Phenol, 4,4'-(1-methylethylidene)bis-, polymer with N1-(2-aminoethyl)-1,2-ethanediamine and 2-(chloromethyl)oxirane | 259093 | 54473
Trisiloxane, 1,1,1,3,3,5,5,5-octachloro- | 259085 | 54474
4,7-Methano-1H-indenemethanol, octahydro- | 259077 | 54475
2-Butenedioic acid (2Z)-, 1-(1-methylethyl) ester, polymer with methoxyethene | 259069 | 54476
4,7-Methanoisobenzofuran-1,3-dione, 4,5,6,7,8,8-hexachloro-3a,4,7,7a-tetrahydro-, polymer with 2,5-furandione and 2,2'-oxybis[ethanol] | 259044 | 54477
2-Oxiranemethanamine, N-[4-(2-oxiranylmethoxy)phenyl]-N-(2-oxiranylmethyl)-, homopolymer | 259036 | 54478
2-Propenoic acid, 3-[2,2-dimethyl-1-oxo-3-[(1-oxo-2-propen-1-yl)oxy]propoxy]-2,2-dimethylpropyl ester, homopolymer | 259028 | 54479
Chromium, aqua[2-[3-(2,5-dihydroxyphenyl)-1-(oxo-.kappa.O)propyl]cyclopentanonato-.kappa.O][2-[[[2-(hydroxy-.kappa.O)-5-nitrophenyl]imino-.kappa.N]methyl]-3,5-dipropoxyphenolato(2-)-.kappa.O]- | 259010 | 54480
1,4-Piperazinediethanamine, N1-(2-aminoethyl)- | 258996 | 54481
1,2-Ethanediamine, N1-(2-aminoethyl)-N2-[2-(1-piperazinyl)ethyl]- | 258988 | 54482
1,2-Ethanediamine, N1,N1,N2-tris(2-aminoethyl)- | 258970 | 54483
Phenol, bis(1-methylpropyl)- | 258962 | 54484
Phenol, 3-methylbis(1-methylethyl)- | 258954 | 54485
Phenol, nonyl-, strontium salt (2:1) | 258947 | 54486
2-Butenedioic acid (2Z)-, 1,4-bis(2-ethylhexyl) ester, polymer with ethenyl acetate and 2-ethylhexyl 2-propenoate | 258939 | 54487
9,10-Anthracenedione, 1,5-diamino-4,8-dihydroxy(4-methoxyphenyl)- | 258921 | 54488
2,5-Furandione, polymer with 2,2-bis(hydroxymethyl)-1,3-propanediol | 258913 | 54489
2-Pyrrolidinone, 1-(chloromethyl)- | 258905 | 54490
2-Propenoic acid, 2-methyl-, methyl ester, polymer with ethenyl acetate, ethyl 2-propenoate and 2-propenoic acid | 258897 | 54491
1,3-Isobenzofurandione, 3a,4,7,7a-tetrahydro-, polymer with 2,5-furandione and 2,2'-oxybis[ethanol] | 258889 | 54492
Benzothiazole, 2-[(tribromomethyl)sulfonyl]- | 258871 | 54493
Benzene, 1-(1,1-dimethylethyl)-4-methoxy-2-methyl- | 258863 | 54494
1,3-Benzenediol, 4,4'-[(5-chloro-2-hydroxy-1,3-phenylene)bis(methylene)]bis- | 258855 | 54495
2-Propenoic acid, 2-methyl-, methyl ester, polymer with butyl 2-propenoate and 2-ethylhexyl 2-propenoate | 258848 | 54496
2-Propenoic acid, 2-methyl-, methyl ester, polymer with ethyl 2-propenoate and sodium 2-methyl-2-propenoate (1:1) | 258830 | 54497
1,3-Benzenedicarboxylic acid, polymer with 2,2-dimethyl-1,3-propanediol, 2,5-furandione and hexanedioic acid | 258822 | 54498
2-Propenoic acid, 2-methyl-, methyl ester, polymer with 2-methyl-N-(2-methyl-1-oxo-2-propen-1-yl)-2-propenamide | 258814 | 54499
2-Butenoic acid, polymer with ethenyl acetate and ethyl 2-propenoate | 258806 | 54500
Acetic acid, 2-iodo-, 4-nitrophenyl ester | 258798 | 54501
Piperidine, 4-(phenylmethyl)- | 258780 | 54502
Copper, [1,2,3,4,8,9,10,11,15,16,17,18,22,23,24-pentadecachloro-29H,31H-phthalocyaninato(2-)-.kappa.N29,.kappa.N30,.kappa.N31,.kappa.N32]-, (SP-4-2)- | 258772 | 54503
2-Propenoic acid, ethyl ester, polymer with N-(1,1-dimethylethyl)-2-propenamide and 1-ethenyl-2-pyrrolidinone | 258764 | 54504
1,3-Benzenedicarboxylic acid, polymer with 2,2-dimethyl-1,3-propanediol, 2-ethyl-2-(hydroxymethyl)-1,3-propanediol, hexanedioic acid and 4,4'-(1-methylethylidene)bis[cyclohexanol] | 258756 | 54505
Urea, N-(3,4-dichlorophenyl)-N'-hydroxy- | 258749 | 54506
2-Butenoic acid, 3-[[(ethylamino)methoxyphosphinothioyl]oxy]-, 1-methylethyl ester, (2E)- | 258731 | 54507
1,4-Benzenedicarboxylic acid, 1,4-dimethyl ester, polymer with 1,3-dihydro-1,3-dioxo-5-isobenzofurancarboxylic acid, 1,2-ethanediol, 4,4'-methylenebis[benzenamine] and 1,2,3-propanetriol | 258723 | 54508
1H-Isoindole-1,3(2H)-dione, 2-methyl-5-nitro- | 284091 | 54509
1-Disiloxanol, 3,3'-(1,7-dicarbadodecaborane(12)-1,7-diyl)bis[1,1,3,3-tetramethyl-, polymer with (dichloromethylsilyl)benzene | 284083 | 54510
Phenol, 4,4'-[(2,4,6-trimethyl-1,3-phenylene)bis(methylene)]bis[2,6-bis(1,1-dimethylethyl)- | 284067 | 54511
1,1'-Biphenyl, butyl- | 284042 | 54512
Oxirane, 2,2'-[oxybis[(methyl-2,1-ethanediyl)oxymethylene]]bis- | 284034 | 54513
Poly(oxy-1,2-ethanediyl), .alpha.,.alpha.'-[(1-methylethylidene)di-4,1-phenylene]bis[.omega.-[(2-methyl-1-oxo-2-propen-1-yl)oxy]- | 284026 | 54514
1,2-Ethanediol, polymer with 2-[(2-propen-1-yloxy)methyl]oxirane | 284018 | 54515
Acetamide, N-[5-[bis(2-methoxyethyl)amino]-2-[2-(2-bromo-6-cyano-4-nitrophenyl)diazenyl]phenyl]- | 283994 | 54516
2-Propenoic acid, 2-methyl-, polymer with ethenylbenzene, ethyl 2-propenoate, methyl 2-methyl-2-propenoate and 2-propenenitrile | 283986 | 54517
2-Propenoic acid, 2-hydroxypropyl ester, polymer with chloroethene and ethenyl acetate | 283978 | 54518
2-Naphthalenecarboxamide, 3-hydroxy-7-methoxy-N-phenyl- | 283952 | 54519
Acetamide, N,N'-[1,2-ethanediylbis(imino-2,1-ethanediyl)]bis[2-cyano-, hydrochloride (1:?) | 283937 | 54520
Benzenesulfonamide, 4-amino-2-chloro-5-hydroxy- | 283929 | 54521
2,7-Naphthalenedisulfonic acid, 4-amino-3-[2-[4'-[2-(2,4-diaminophenyl)diazenyl]-2,2'-disulfo[1,1'-biphenyl]-4-yl]diazenyl]-5-hydroxy-6-(2-phenyldiazenyl)- | 283903 | 54522
1-Tetradecanaminium, N,N-dimethyl-N-[3-(trimethoxysilyl)propyl]-, chloride (1:1) | 283895 | 54523
Butanoic acid, 4-[(2-hydroxyethyl)amino]-4-oxosulfo-, 1-dodecyl ester, sodium salt (1:1) | 283887 | 54524
2-Propenoic acid, 2-methyl-, methyl ester, polymer with 1,3-butadiene, ethenylbenzene, 2-ethylhexyl 2-propenoate and 2-propenenitrile | 283879 | 54525
1,3,5-Triazine-2,4,6-triamine, phosphate (1:?) | 283861 | 54526
Platinum, diamminebis(nitrato-.kappa.O)-, (SP-4-2)- | 283846 | 54527
Benzenamine, 4,4'-[(2-chlorophenyl)methylene]bis[N,N-dimethyl- | 283838 | 54528
1-Octanaminium, N,N-bis(2-hydroxyethyl)-N-methyl-, chloride (1:1) | 283820 | 54529
Benzenamine, 4-ethoxy-2-methyl-N-phenyl- | 283812 | 54530
Decanedioic acid, 1,10-bis(1,2,2,6,6-pentamethyl-4-piperidinyl) ester | 283804 | 54531
Urea, N-[(4-amino-3-methoxyphenyl)[4-(diethylamino)-2-methylphenyl]methyl]- | 283796 | 54532
2-Propenamide, 2-methyl-N-[4-(phenylamino)phenyl]- | 283788 | 54533
Ethanesulfonic acid, 2-[[(4-amino-2,5-dichlorophenyl)sulfonyl]amino]- | 283770 | 54534
1H-Benz[e]indole, 1,1,2-trimethyl- | 283762 | 54535
Spiro[1,4-methanoazulene-9,2'-oxirane], decahydro-4,8,8-trimethyl-, (1S,3aR,4S,8aR,9S)- | 283754 | 54536
2-Propenoic acid, 2-methyl-, methyl ester, polymer with 1,3-butadiene, ethenylbenzene and 2,5-furandione | 283747 | 54537
2-Propenoic acid, 2-methyl-, methyl ester, polymer with ethenylbenzene and 2-hydroxyethyl 2-propenoate | 283739 | 54538
2-Propenoic acid, polymer with ethene and methyl 2-propenoate | 283721 | 54539
Propanoic acid, 2-methyl-, (3Z)-3-hexen-1-yl ester | 283713 | 54540
2-Butenoic acid, 2-methyl-, 3-methylbutyl ester, (2E)- | 283705 | 54541
Sulfonium, bis[(dimethylamino)thioxomethyl](3-sulfopropyl)-, inner salt | 283697 | 54542
2-Naphthalenecarboxamide, N-[4-(acetylamino)phenyl]-3-hydroxy- | 283689 | 54543
4-Imidazolidinone, 5-[2-(3-ethyl-2(3H)-benzoxazolylidene)ethylidene]-1-methyl-3-(2-propen-1-yl)-2-thioxo- | 283671 | 54544
3-Thiazolidineacetic acid, 5-(3-methyl-2(3H)-benzothiazolylidene)-4-oxo-2-thioxo- | 283663 | 54545
Benzoxazolium, 3-ethyl-2-[2-[(3-ethyl-5-phenyl-2(3H)-benzoxazolylidene)methyl]-1-buten-1-yl]-5-phenyl-, ethyl sulfate (1:1) | 283655 | 54546
Benz[cd]indol-2(1H)-one, 6-bromo-1-ethyl- | 283630 | 54547
Benzenesulfonic acid, 3-[[ethyl(3-methylphenyl)amino]methyl]-, sodium salt (1:1) | 283614 | 54548
Antimonate(1-), hexafluoro-, (OC-6-11)-, salt with N1,N1-dibutyl-N4,N4-bis[4-(dibutylamino)phenyl]-1,4-benzenediamine (1:1) | 283606 | 54549
Antimonate(1-), hexafluoro-, (OC-6-11)-, salt with N1,N1-bis[4-(diethylamino)phenyl]-N4,N4-diethyl-1,4-benzenediamine (1:1) | 283598 | 54550
Nonanedioic acid, polymer with 2,2'-oxybis[ethanol] and 1,2,3-propanetriol | 283580 | 54551
2-Propenoic acid, 2-methyl-, polymer with ethyl 2-propenoate, sodium salt | 283572 | 54552
Phenol, 4,4'-sulfonylbis[2-(2-propen-1-yl)- | 283556 | 54553
Benzenesulfonic acid, 3-nitro-, phenyl ester | 283549 | 54554
Poly(oxy-1,2-ethanediyl), .alpha.,.alpha.'-(1,4-phenylenedicarbonyl)bis[.omega.-hydroxy- | 283531 | 54555
Benzoic acid, 4-hydroxy-, polymer with 2-(chloromethyl)oxirane | 283523 | 54556
Phenol, 2-amino-4,6-dimethyl- | 283507 | 54557
9,10-Anthracenedione, 2-(2-ethylhexyl)-1,4-dihydroxy- | 283481 | 54558
1H-Imidazo[4,5-b]quinoxalinium, 1,3-diethyl-2-methyl-, 4-methylbenzenesulfonate (1:1) | 283465 | 54559
2,6-Nonadienal, 3,7-dimethyl- | 283440 | 54560
2-Propenoic acid, 2-methyl-, polymer with 2-methylpropyl 2-methyl-2-propenoate | 275495 | 54561
2-Propen-1-amine, N-methyl-N-2-propen-1-yl-, polymer with 2-(chloromethyl)oxirane | 275487 | 54562
Cyclopropanemethanol, 2-ethyl-, trans- | 275479 | 54563
Carbamic acid, N-(3,4-dichlorophenyl)-, 2-[[4-(2,2-dicyanoethenyl)-3-methylphenyl](2-phenylethyl)amino]ethyl ester | 275461 | 54564
1,4-Benzenedicarboxylic acid, polymer with 1,3-dihydro-1,3-dioxo-5-isobenzofurancarboxylic acid and 2,2-dimethyl-1,3-propanediol | 275453 | 54565
Benzene, (1,1-dimethylethyl)ethyl- | 275446 | 54566
Dodecanedioic acid, polymer with hexahydro-2H-azepin-2-one, 1,6-hexanediamine and hexanedioic acid | 275420 | 54567
1-Naphthalenesulfonic acid, 4-hydroxy-, potassium salt (1:1) | 275412 | 54568
Benzene, 1,1'-(1-methylethylidene)bis[3,5-dibromo-4-methoxy- | 275404 | 54569
Thioperoxydicarbonimidic diamide ([(H2N)C(NH)]2S2), N,N'-diphenyl- | 275388 | 54570
Tricyclo[3.3.1.13,7]decane, 1-[2-(dichloromethylsilyl)ethyl]- | 275370 | 54571
Benzoic acid, [(phenylmethylene)amino]-, methyl ester | 275354 | 54572
Benzenamine, phosphate (1:1) | 275339 | 54573
Benzoyl chloride, 3,5-bis(chlorosulfonyl)- | 275321 | 54574
Nonenoic acid, methyl ester | 275313 | 54575
Benzenesulfonic acid, 3-[2-[4-[2-(2-hydroxy-5-methylphenyl)diazenyl]phenyl]diazenyl]-, sodium salt (1:1) | 275305 | 54576
2-Propenoic acid, polymer with 2-propenenitrile, ammonium salt | 275297 | 54577
1H-Imidazole-1-ethanol, .alpha.-methyl- | 275271 | 54578
Acetamide, 2,2-dichloro-N,N-di-2-propen-1-yl- | 275255 | 54579
1-Propanaminium, N,N,N-trimethyl-, hydroxide (1:1) | 275248 | 54580
Carbonochloridothioic acid, S-(phenylmethyl) ester | 275222 | 54581
Phosphoric acid, lithium sodium salt (1:2:1) | 275214 | 54582
Acetic acid, 2-(3,3-dimethylcyclohexylidene)-, ethyl ester, (2E)- | 275206 | 54583
Methanesulfonamide, N-[2-[ethyl(3-methylphenyl)amino]ethyl]- | 275180 | 54584
Ethanaminium, 2-[[4-[2-(2,6-dichloro-4-nitrophenyl)diazenyl]phenyl]ethylamino]-N,N,N-trimethyl-, methyl sulfate (1:1) | 275172 | 54585
1H-Isoindole-1,3(2H)-dione, 4,5,6,7-tetrabromo-2-(2,4,6-tribromophenyl)- | 275164 | 54586
Silanetriamine, 1-methyl-N,N',N''-tris(1-methylpropyl)- | 275156 | 54587
Tetradecane, 1,14-dibromo- | 275149 | 54588
Acetamide, N,N'-(9,10-dihydro-4,8-dinitro-9,10-dioxo-1,5-anthracenediyl)bis- | 275131 | 54589
2-Propenoic acid, polymer with 2-ethylhexyl 2-propenoate and ethyl 2-propenoate | 275123 | 54590
1,3-Benzenedicarboxylic acid, polymer with (2E)-2-butenedioic acid, 2,2-dimethyl-1,3-propanediol and 1,2-propanediol | 275115 | 54591
Benzene, 1-nitro-2-(octyloxy)- | 275107 | 54592
Benzenesulfonic acid, 4-[2-[4-[2-(2-hydroxy-1-naphthalenyl)diazenyl]phenyl]diazenyl]- | 275099 | 54593
3-Cyclohexene-1-carboxaldehyde, 4-(4-methyl-3-penten-1-yl)- | 275081 | 54594
3-Cyclohexene-1-carboxaldehyde, 3-[2-(3,3-dimethyl-2-oxiranyl)ethyl]- | 275073 | 54595
3-Cyclohexene-1-carboxaldehyde, 4-[2-(3,3-dimethyl-2-oxiranyl)ethyl]- | 275065 | 54596
3-Pentenoic acid, 2-methyl- | 275057 | 54597
Benzenesulfonic acid, 4-[4,5-dihydro-3-methyl-5-oxo-4-(2-phenyldiazenyl)-1H-pyrazol-1-yl]-, barium salt (2:1) | 275040 | 54598
Benzamide, N-[5-[bis[2-(benzoyloxy)ethyl]amino]-2-[2-(2-chloro-4-nitrophenyl)diazenyl]phenyl]- | 275032 | 54599
Propanenitrile, 3-[[2-(benzoyloxy)ethyl][4-[2-(2,6-dichloro-4-nitrophenyl)diazenyl]phenyl]amino]- | 275024 | 54600
2-Hexene, 1-(1-ethoxyethoxy)-, (2Z)- | 275016 | 54601
1,3,5-Triazine-2,4,6(1H,3H,5H)-trione, compd. with 1,3,5-triazine-2,4,6-triamine (1:1) | 275008 | 54602
2-Propenoic acid, polymer with 2-(chloromethyl)oxirane and 4,4'-(1-methylethylidene)bis[phenol] | 274993 | 54603
Urea, polymer with N1-(2-aminoethyl)-1,2-ethanediamine, N1,N2-bis(2-aminoethyl)-1,2-ethanediamine and formaldehyde | 274985 | 54604
2-Oxepanone, polymer with 2-ethyl-2-(hydroxymethyl)-1,3-propanediol | 274977 | 54605
2-Propenoic acid, 2-methyl-, polymer with ethyl 2-propenoate, ammonium salt | 274969 | 54606
2-Undecen-1-ol | 274944 | 54607
5-Cyclohexadecen-1-one | 274936 | 54608
Formaldehyde, polymer with phenol and 4-(1,1,3,3-tetramethylbutyl)phenol | 274928 | 54609
9-Octadecenoic acid (9Z)-, 2-[[2-[bis(2-hydroxypropyl)amino]ethyl](2-hydroxypropyl)amino]-1-methylethyl ester | 274902 | 54610
Ethanone, 1-(4-heptylphenyl)- | 274886 | 54611
Ethanone, 1-(4-pentylphenyl)- | 274878 | 54612
Ethanone, 1-(4-hexylphenyl)- | 274860 | 54613
Benzenesulfonyl fluoride, 3-ethyl- | 267203 | 54614
Benzenesulfonyl fluoride, 2-ethyl- | 267195 | 54615
Benzeneethanol, .alpha.,.alpha.-diethyl- | 267187 | 54616
2-Propenoic acid, butyl ester, polymer with ethenyl acetate and methyl 2-propenoate | 267161 | 54617
Benzene, 1-chloro-2-(propylthio)- | 267146 | 54618
9,10-Anthracenedione, 1,1'-iminobis[5-amino- | 267138 | 54619
Hexanedioic acid, polymer with 1,3-diisocyanato-2-methylbenzene, 2,4-diisocyanato-1-methylbenzene, 2-ethyl-2-(hydroxymethyl)-1,3-propanediol and 2,2'-oxybis[ethanol] | 267120 | 54620
1,3-Isobenzofurandione, polymer with 2,5-furandione, 2,2'-oxybis[ethanol] and 1,2,3-propanetriol | 267112 | 54621
Ethanone, 1-(4-hydroxyphenyl)-, oxime | 267096 | 54622
1-Naphthalenesulfonyl fluoride, 5-(dimethylamino)- | 267088 | 54623
Butane, 1,1'-[methylenebis(oxy)]bis[4-chloro- | 267070 | 54624
Ruthenium, tris(nitrato-.kappa.O)nitrosyl- | 267062 | 54625
1-Tridecanol, 1-(hydrogen sulfate), ammonium salt (1:1) | 267054 | 54626
Pyridine, 2-ethenyl-, homopolymer, compd. with iodine | 267039 | 54627
Poly(oxy-1,2-ethanediyl), .alpha.-sulfo-.omega.-hydroxy-, sodium salt (1:1) | 267021 | 54628
4-Octenoic acid, ethyl ester, (4Z)- | 267013 | 54629
Glycine, N-(phosphonomethyl)-, monosodium salt | 267005 | 54630
2H-1-Benzopyran-2-one, 3-[1-(2-furanyl)-3-oxobutyl]-4-hydroxy-, sodium salt | 266999 | 54631
Octanediimidic acid, 1,8-dimethyl ester, hydrochloride (1:2) | 266981 | 54632
Dibenzo[b,e][1,4]dioxin, hexachloro- | 266965 | 54633
1-Hexanesulfonamide, N-ethyl-1,1,2,2,3,3,4,4,5,5,6,6,6-tridecafluoro-N-(2-hydroxyethyl)- | 266940 | 54634
1-Butene, 3-methyl-3-[(3-methyl-2-buten-1-yl)oxy]- | 266924 | 54635
Acetic acid, 2-mercapto-, potassium salt (1:1) | 266916 | 54636
1-Butanesulfonamide, N-ethyl-1,1,2,2,3,3,4,4,4-nonafluoro-N-(2-hydroxyethyl)- | 266908 | 54637
Carbonoperoxoic acid, OO-(1,1-dimethylethyl) O-(2-ethylhexyl) ester | 266882 | 54638
1H-Benzimidazolium, 6-chloro-4-[2-[4-[(2-cyanoethyl)ethylamino]phenyl]diazenyl]-1,3-dimethyl-, chloride (1:1) | 266874 | 54639
Poly(oxy-1,2-ethanediyl), .alpha.-sulfo-.omega.-(octadecyloxy)-, sodium salt (1:1) | 266858 | 54640
Poly(oxy-1,2-ethanediyl), .alpha.-sulfo-.omega.-(octyloxy)-, sodium salt (1:1) | 266841 | 54641
9-Octadecenoic acid (9Z)-, tetraester with decaglycerol | 266833 | 54642
2-Cyclopenten-1-one, 2,5-dihydroxy-5-methyl-3-(1-piperidinyl)- | 266825 | 54643
Zinc(2+), tetraammine-, (T-4)-, sulfate (1:1) | 266817 | 54644
Pyridine, 2,3,5-trichloro-4,6-difluoro- | 266809 | 54645
Quinoxaline, 5,6,7,8-tetrahydro- | 266791 | 54646
Ethanol, 2,2'-[(1,1-dimethylethyl)imino]bis-, polymer with 1,1'-methylenebis[4-isocyanatocyclohexane] | 266783 | 54647
Formaldehyde, polymer with 2-aminoethanol | 266775 | 54648
Poly(oxy-1,2-ethanediyl), .alpha.-propyl-.omega.-hydroxy- | 266767 | 54649
1,4-Butanediol, polymer with 1,1'-methylenebis[4-isocyanatobenzene], 2-methyloxirane and oxirane | 266742 | 54650
1,2-Benzenedicarboxylic acid, 4-[(3-aminophenyl)hydroxymethyl]-, monomethyl ester | 266734 | 54651
4,7-Methanoisobenzofuran-1,3-dione, 3a,4,7,7a-tetrahydro-, (3aR,4S,7R,7aS)-rel-, polymer with 5,5'-carbonylbis[1,3-isobenzofurandione] and 4,4'-methylenebis[benzenamine] | 266726 | 54652
D-Fructose, 6-(dihydrogen phosphate), calcium salt (1:?) | 266718 | 54653
Propane, 1-bromo-3-(1-ethoxyethoxy)- | 266700 | 54654
Poly(oxy-1,2-ethanediyl), .alpha.-pentadecyl-.omega.-hydroxy- | 266692 | 54655
Poly(oxy-1,2-ethanediyl), .alpha.-undecyl-.omega.-hydroxy- | 266684 | 54656
Poly(oxy-1,2-ethanediyl), .alpha.-[(9Z)-1-oxo-9-octadecen-1-yl]-.omega.-methoxy- | 266676 | 54657
Silane, trimethoxy(2,4,4-trimethylpentyl)- | 266668 | 54658
Glycine, N-[3-(dodecylamino)propyl]- | 266650 | 54659
2-Propenoic acid, 3,3,4,4,5,5,6,6,7,7,8,8,9,9,10,10,11,11,12,12,13,13,14,14,14-pentacosafluorotetradecyl ester | 266643 | 54660
Pyridinium, 3-[(1-methylethoxy)carbonyl]-1-(phenylmethyl)-, chloride (1:1) | 266635 | 54661
Benzoxazolesulfonic acid, 2-[2-[1,5-dihydro-3-methyl-5-oxo-1-(4-sulfophenyl)-4H-pyrazol-4-ylidene]ethylidene]-3-ethyl-2,3-dihydro- | 266627 | 54662
D-Glucose, 6-(dihydrogen phosphate), magnesium salt (1:?) | 266619 | 54663
Guanidine, N-cyano(hydroxymethyl)- | 266601 | 54664
Formaldehyde, polymer with N-methylmethanamine and phenol | 266593 | 54665
Hexanedioic acid, 1,6-bis(2-acetylhydrazide) | 266585 | 54666
Benzenesulfonic acid, 3,3'-[carbonylbis(imino-4,1-phenylene-2,1-diazenediyl)]bis- | 266577 | 54667
Ethanol, 2-(hydroxymethylamino)- | 266569 | 54668
Formaldehyde, polymer with 5,5-dimethyl-2,4-imidazolidinedione and 6-phenyl-1,3,5-triazine-2,4-diamine | 258715 | 54669
2-Naphthalenol, nonyl- | 258707 | 54670
2-Naphthalenol, heptyl- | 258699 | 54671
2-Propenoic acid, 3,3,4,4,5,5,6,6,7,7,8,8,9,10,10,10-hexadecafluoro-9-(trifluoromethyl)decyl ester, homopolymer | 258681 | 54672
1,4-Benzenedicarboxylic acid, 1,4-dimethyl ester, polymer with 1,2-ethanediol and hexanedioic acid | 258673 | 54673
2-Propenoic acid, potassium salt (1:1), polymer with 2-propenamide | 258665 | 54674
2,5,8,10,13-Pentaoxahexadec-15-enoic acid, 9,14-dioxo-, 2-[(1-oxo-2-propenyl)oxy]ethyl ester | 258640 | 54675
2-Cyclohexen-1-one, 2-methyl-5-(1-methylethenyl)-, oxime | 258632 | 54676
Hexanenitrile, amino- | 258624 | 54677
Phenol, (2-methylpropyl)- | 258616 | 54678
Benzene, tribromoethyl- | 258608 | 54679
Imidodisulfuric acid, N-hydroxy-, sodium salt (1:2) | 258582 | 54680
6-Octen-1-yne, 3-(1-ethoxyethoxy)-3,7-dimethyl- | 258566 | 54681
1,3-Isobenzofurandione, polymer with 2,2-bis(hydroxymethyl)-1,3-propanediol, 1,2-ethanediol, 2,5-furandione and 1,2-propanediol | 258558 | 54682
Ethanesulfonic acid, 2-[1-[difluoro[(1,2,2-trifluoroethenyl)oxy]methyl]-1,2,2,2-tetrafluoroethoxy]-1,1,2,2-tetrafluoro-, polymer with 1,1,2,2-tetrafluoroethene | 258541 | 54683
Hexanedioic acid, polymer with 1,2-ethanediol, 1,1'-methylenebis[4-isocyanatobenzene], 2-methyloxirane and oxirane | 258533 | 54684
1-Pentadecanesulfonic acid | 258525 | 54685
Phosphine oxide, hexyldioctyl- | 258509 | 54686
Phosphine oxide, dihexyloctyl- | 258491 | 54687
2-Propenoic acid, 2-methyl-, methyl ester, polymer with 1-ethenyl-2-pyrrolidinone and ethyl 2-propenoate | 258475 | 54688
1-Phenanthrenecarbonitrile, 1,2,3,4,4a,9,10,10a-octahydro-1,4a-dimethyl-7-(1-methylethyl)-, (1R,4aS,10aR)- | 258467 | 54689
2,6-Octadiene, 1,1'-oxybis[3,7-dimethyl-, (2E,6E)- | 258459 | 54690
[1,1'-Biphenyl]-4,4'-disulfonic acid, sodium salt (1:2) | 258442 | 54691
1,4-Benzenedicarboxylic acid, 1,4-dimethyl ester, polymer with 1,2-ethanediol and 1,2,3-propanetriol | 258426 | 54692
1H-Benzimidazolesulfonic acid, 2-heptadecyl-1-[(sulfophenyl)methyl]-, sodium salt (1:2) | 258418 | 54693
2-Propenoic acid, polymer with N-[(dimethylamino)methyl]-2-propenamide and 2-propenamide | 258400 | 54694
2-Butenedioic acid (2Z)-, 1-(2-cyanoethyl) ester, polymer with ethenyl acetate | 258392 | 54695
.alpha.-D-Glucopyranoside, .beta.-D-fructofuranosyl, polymer with formaldehyde and 1,3,5-triazine-2,4,6-triamine | 258384 | 54696
Aurate(1-), tetrachloro-, ammonium (1:1), (SP-4-1)- | 258376 | 54697
Ruthenate (RuO42-), potassium (1:2) | 258368 | 54698
1,4:6,9-Dimethanodibenzofuran, 1,2,3,4,6,7,8,9,10,10,11,11-dodecachloro-1,4,4a,5a,6,9,9a,9b-octahydro- | 258350 | 54699
1,3-Diazetidin-2-one, 1,3-bis[4-[(4-isocyanatophenyl)methyl]phenyl]-4-[[4-[(4-isocyanatophenyl)methyl]phenyl]imino]- | 258343 | 54700
2-Propenoic acid, 2-methyl-, 3-sulfopropyl ester, potassium salt (1:1) | 258335 | 54701
Aurate(1-), bis(cyano-.kappa.C)-, ammonium (1:1) | 258327 | 54702
1,3-Isobenzofurandione, hexahydro-, polymer with 2-(chloromethyl)oxirane | 258319 | 54703
Carbonic dichloride, polymer with 4,4'-(dichloroethenylidene)bis[phenol] | 258301 | 54704
Phenol, polymer with (1-methylethenyl)benzene | 258293 | 54705
2-Cyclopenten-1-one, 3-methyl-2-(1-methylethyl)- | 258285 | 54706
2-Propanol, chromium(3+) salt (3:1) | 258277 | 54707
1,2-Ethanediamine, N1,N1,N2,N2-tetramethyl-, polymer with 1,1'-oxybis[2-chloroethane] | 258269 | 54708
Hexanedioic acid, polymer with 1,6-hexanediol and 1,1'-methylenebis[4-isocyanatobenzene] | 258251 | 54709
2-Propenoic acid, 2-methyl-, 2-oxiranylmethyl ester, polymer with 2-ethylhexyl 2-propenoate, methyl 2-propenoate and 2-propenoic acid | 258244 | 54710
1,4-Benzenedicarboxylic acid, polymer with [1,1'-biphenyl]-4,4'-diol and 4-hydroxybenzoic acid | 258236 | 54711
2-Propenoic acid, 2-methyl-, polymer with butyl 2-propenoate and 2-ethylhexyl 2-propenoate | 258228 | 54712
1,3-Benzenedicarboxylic acid, polymer with 2-ethyl-2-(hydroxymethyl)-1,3-propanediol and 3-hydroxy-2,2-dimethylpropyl 3-hydroxy-2,2-dimethylpropanoate | 258210 | 54713
2-Propenoic acid, 2-methyl-, polymer with butyl 2-propenoate and ethyl 2-propenoate | 258202 | 54714
2,5-Furandione, polymer with ethene and 1-propene | 258194 | 54715
4-Pyrimidinamine, 2-chloro-N,N-dimethyl- | 258186 | 54716
Cesium selenide (Cs2Se) | 258178 | 54717
Rubidium selenide (Rb2Se) | 258160 | 54718
2-Propenoic acid, ethyl ester, polymer with bicyclo[2.2.1]hept-5-en-2-ylmethyl 2-chloroacetate | 258152 | 54719
2-Propenoic acid, 2-methyl-, polymer with ethenylbenzene, ethyl 2-propenoate and 2-propenenitrile | 258145 | 54720
1,3-Benzenedicarboxylic acid, polymer with 2,2-dimethyl-1,3-propanediol, hexanedioic acid and 1,2,3-propanetriol | 258137 | 54721
1,3-Benzenedicarboxylic acid, polymer with 2,2-dimethyl-1,3-propanediol, hexanedioic acid and 2-(hydroxymethyl)-2-methyl-1,3-propanediol | 258129 | 54722
Acetic acid, 2-(isooctylthio)-, 1,1'-(dibutylstannylene) ester | 258111 | 54723
Dodecanoic acid, polymer with 1,3-isobenzofurandione and 1,2,3-propanetriol | 258103 | 54724
9,12-Octadecadienoic acid (9Z,12Z)-, polymer with 1,3-isobenzofurandione and 1,2,3-propanetriol | 258095 | 54725
Ethanone, 1-[(1R,2R)-2,6,6-trimethyl-3-cyclohexen-1-yl]-, rel- | 283432 | 54726
4-Thiazolidinone, 5,5-dimethyl-2-thioxo- | 283416 | 54727
Benzenediazonium, 4-(phenylamino)-, sulfate (1:1), polymer with formaldehyde | 283408 | 54728
Benzenesulfonic acid, 5-amino-2-(2-phenylethenyl)-, sodium salt (1:1) | 283390 | 54729
Naphtho[1,2-d]thiazolium, 1-ethyl-2-(ethylthio)-, ethyl sulfate (1:1) | 283374 | 54730
[1,1'-Biphenyl]-4-carbonitrile, 4'-(hexyloxy)- | 283358 | 54731
1,4-Benzenedicarboxylic acid, 1,4-dimethyl ester, polymer with 1,2-ethanediamine, 2-methyloxirane and oxirane | 283333 | 54732
4,6(1H,5H)-Pyrimidinedione, 1,3-diethyldihydro-5-[(phenylamino)methylene]-2-thioxo- | 283325 | 54733
Benzothiazolium, 2-[4-(acetylphenylamino)-1,3-butadien-1-yl]-3-ethyl-, iodide (1:1) | 283317 | 54734
1H,3H-Naphtho[1,8-cd]pyran-1,3-dione, 6-[(2-aminophenyl)thio]- | 283291 | 54735
Acetamide, N-[3-(ethylamino)phenyl]- | 283275 | 54736
1,3-Isobenzofurandione, 3a,4,7,7a-tetrahydro-, polymer with 2,2-dimethyl-1,3-propanediol, 1,2-ethanediol and 2,5-furandione | 283267 | 54737
1,3-Isobenzofurandione, 3a,4,7,7a-tetrahydro-, polymer with 1,4-cyclohexanedimethanol, 2,2-dimethyl-1,3-propanediol and 2,5-furandione | 283259 | 54738
2-Propenoic acid, 2-methyl-, methyl ester, polymer with 2,5-furandione, 1,3-isobenzofurandione and 1,2-propanediol | 283242 | 54739
Hexanedioic acid, polymer with 1,4-butanediol, 1,1'-methylenebis[4-isocyanatobenzene] and 2-oxepanone | 283234 | 54740
Hexanedioic acid, polymer with 1,4-butanediol, 1,1'-methylenebis[4-isocyanatobenzene], 2-oxepanone and 2,2'-oxybis[ethanol] | 283226 | 54741
[1,1'-Biphenyl]-4,4'-diol, 2,2',6,6'-tetrachloro- | 283218 | 54742
Poly(oxy-1,2-ethanediyl), .alpha.,.alpha.'-(1,4-piperazinediyldi-2,1-ethanediyl)bis[.omega.-hydroxy- | 283192 | 54743
Octadecane, 1,1'-[methylenebis(oxy)]bis- | 283184 | 54744
Benzonitrile, 4-[[[4-(octyloxy)phenyl]imino]methyl]- | 283176 | 54745
Cholest-5-en-3-ol (3.beta.)-, 3-(2-ethylhexanoate) | 283150 | 54746
Propanedinitrile, 2-[2-[3-chloro-4-(octadecyloxy)phenyl]hydrazinylidene]- | 283143 | 54747
Silanediamine, N,N'-bis(chlorodimethylsilyl)-1,1-dimethyl- | 283135 | 54748
1,4-Benzenedicarboxylic acid, 1,4-dimethyl ester, polymer with decanedioic acid and 1,2-ethanediol | 283127 | 54749
9,10-Anthracenedione, 1,4-diamino-2-chloro-3-(2-phenoxyethoxy)- | 283119 | 54750
3H-Indolium, 2-[2-[(2,4-dimethoxyphenyl)amino]ethenyl]-1,3,3-trimethyl-, sulfate (2:1) | 283101 | 54751
Cyclohexanecarboxylic acid, 2-oxo-, methyl ester | 283093 | 54752
2H-Pyran, 2-(4-chlorobutoxy)tetrahydro- | 283085 | 54753
Benzenesulfonic acid, 4-amino-2,5-dichloro-, sodium salt (1:1) | 283077 | 54754
Cyclobutane, 1-ethenyl-1-methyl-2-(1-methylethenyl)-, (1R,2S)-rel- | 283069 | 54755
1,4-Benzenedicarboxylic acid, 1-[2-[[4-(2,2-dicyanoethenyl)-3-methylphenyl]ethylamino]ethyl] 4-methyl ester | 283051 | 54756
Methanaminium, N-[4-[[4-(dimethylamino)phenyl]phenylmethylene]-2,5-cyclohexadien-1-ylidene]-N-methyl-, acetate (1:1) | 283044 | 54757
Benzoic acid, 2-(formylamino)-, methyl ester | 283036 | 54758
1H,5H,11H-[1]Benzopyrano[6,7,8-ij]quinolizin-11-one, 2,3,6,7-tetrahydro-9-methyl- | 283028 | 54759
1,4-Benzenedisulfonic acid, 2,2'-[1,2-ethenediylbis[(3-sulfo-4,1-phenylene)imino(6-phenoxy-1,3,5-triazine-4,2-diyl)imino]]bis-, sodium salt (1:6) | 283010 | 54760
2H-Pyran-5-carboxylic acid, 4,6-dimethyl-2-oxo-, methyl ester | 283002 | 54761
2-Propenoic acid, 2-methyl-, 2-oxiranylmethyl ester, polymer with butyl 2-propenoate and ethyl 2-propenoate | 282996 | 54762
1,3-Benzenedicarboxylic acid, polymer with 1,4-benzenedicarboxylic acid, 1,2-ethanediol and 2,2'-[(1-methylethylidene)bis(4,1-phenyleneoxy)]bis[ethanol] | 282988 | 54763
1,3,5-Trioxane, polymer with 2,2'-[1,4-butanediylbis(oxymethylene)]bis[oxirane] and 1,3-dioxolane | 282970 | 54764
Butanedioic acid, 2-methylene-, polymer with ethyl 2-propenoate, N-(hydroxymethyl)-2-propenamide, 2-methyl-2-propenoic acid and 2-propenenitrile | 282962 | 54765
1H-Benzotriazole, 6-methyl-, sodium salt (1:1) | 282954 | 54766
1H-1,2,4-Triazole, sodium salt (1:1) | 282947 | 54767
Acetamide, N-[4-(pentyloxy)phenyl]- | 282921 | 54768
Propanenitrile, 2-[[2-[(2-aminoethyl)amino]ethyl]amino]- | 282913 | 54769
1,3-Benzenedicarboxylic acid, polymer with 2-ethyl-2-(hydroxymethyl)-1,3-propanediol, 3-hydroxy-2,2-dimethylpropyl 3-hydroxy-2,2-dimethylpropanoate and 2-oxepanone | 282897 | 54770
2-Butanol, 2-methyl-, potassium salt (1:1) | 282889 | 54771
2-Propenoic acid, 2-methyl-, dodecyl ester, polymer with methyl 2-methyl-2-propenoate and octadecyl 2-methyl-2-propenoate | 282871 | 54772
1,4-Benzenedicarboxylic acid, polymer with 1,3-butanediol and hexanedioic acid | 282863 | 54773
2-Propenamide, N-[(dimethylamino)methyl]-, polymer with 2-propenamide | 282855 | 54774
Phosphonic acid, P-ethenyl-, bis(2-chloroethyl) ester, polymer with dimethyl P-methylphosphonate | 282848 | 54775
2-Naphthalenesulfonic acid, 7,7'-(carbonyldiimino)bis[3-[2-[4-(acetylamino)phenyl]diazenyl]-4-hydroxy-, sodium salt (1:2) | 282822 | 54776
Phosphonic acid, P-methyl-, (5-ethyl-2-methyl-2-oxido-1,3,2-dioxaphosphorinan-5-yl)methyl methyl ester | 282814 | 54777
Benzenemethanol, .alpha.-[(1R)-1-aminoethyl]-, (.alpha.R)- | 274845 | 54778
Poly(oxy-1,2-ethanediyl), .alpha.-(3-chloro-2-hydroxypropyl)-.omega.-(3-chloro-2-hydroxypropoxy)- | 274837 | 54779
Benzoic acid, 2-(aminosulfonyl)-, sodium salt (1:1) | 274811 | 54780
Silicic acid (H4SiO4), tetraethyl ester, polymer with phosphorus oxide (P2O5) | 274803 | 54781
Benzamide, 5-chloro-N,2-dihydroxy- | 274795 | 54782
2-Butenoic acid, 2-methyl-, phenylmethyl ester, (2E)- | 274779 | 54783
Formaldehyde, polymer with 2-methyloxirane and 4-nonylphenol | 274761 | 54784
Formaldehyde, polymer with 4,4'-(1-methylethylidene)bis[phenol] and 4-(1,1,3,3-tetramethylbutyl)phenol | 274753 | 54785
Benzenesulfonic acid, 2,2'-(1,2-ethenediyl)bis[5-[[4-[(2-cyanoethyl)(2-hydroxyethyl)amino]-6-[(4-sulfophenyl)amino]-1,3,5-triazin-2-yl]amino]-, sodium salt (1:4) | 274746 | 54786
Cyclododecane, 1-methoxy-1-methyl- | 274738 | 54787
Magnesium, dihexyl- | 274720 | 54788
Lithium, [3-(1-ethoxyethoxy-.kappa.O)propyl-.kappa.C]- | 274712 | 54789
Cyclopentanone, 2-hexyl-3-(1-oxopropyl)- | 274704 | 54790
Potassium sulfide (K2(S3)) | 274696 | 54791
3,6,9,12,15-Pentaoxaoctadecane, 1,1,1,2,4,4,5,7,7,8,10,10,11,13,13,14,16,16,17,17,18,18,18-tricosafluoro-5,8,11,14-tetrakis(trifluoromethyl)- | 274688 | 54792
Ethanol, 2-mercapto-, sodium salt (1:1) | 274670 | 54793
Phenol, 2-[[2-[[4,12-bis(1,1-dimethylethyl)-2,14-dimethyl-10,6-nitrilo-6H-dibenzo[h,k][1,7,10,3,5]dioxathiadiazacyclododecin-8-yl]oxy]-3-(1,1-dimethylethyl)-5-methylphenyl]thio]-6-(1,1-dimethylethyl)-4-methyl- | 274662 | 54794
1H-Imidazole-1-ethanol, 4,5-dihydro-2-nonyl- | 274654 | 54795
Benzenesulfonic acid, (1-methylethyl)-, ammonium salt (1:1) | 274647 | 54796
Benzenesulfonic acid, dodecyl-, compd. with 2-amino-2-methyl-1-propanol (1:1) | 274639 | 54797
L-Arginine, 2-(acetyloxy)benzoate (1:1) | 274621 | 54798
Ethanol, 2-ethoxy-, 1-(4-nitrobenzoate) | 274613 | 54799
Calcium, [2-(mercapto-.kappa.S)acetato(2-)-.kappa.O]- | 274605 | 54800
Benzenesulfonic acid, dodecyl-, compd. with N-methylmethanamine (1:1) | 274597 | 54801
1,3-Butadiene, 2-chloro-, polymer with sulfur | 274589 | 54802
Poly(oxy-1,2-ethanediyl), .alpha.-(2-ethyl-1-ethynylhexyl)-.omega.-hydroxy- | 274571 | 54803
Isooctanoic acid, manganese(2+) salt (2:1) | 274563 | 54804
2(1H)-Pyridinone, 3,5,6-trichloro-, sodium salt (1:1) | 274555 | 54805
2(3H)-Benzothiazolethione, compd. with cyclohexanamine (1:1) | 274548 | 54806
4H-1,3,5-Dithiazine, dihydro-2,4,5,6-tetramethyl- | 274530 | 54807
2-Propenoic acid, 2-methyl-, polymer with ethene and 2-methylpropyl 2-propenoate | 274522 | 54808
Cyclohexanone, 2-(1,1-dimethylethyl)hydrazone | 274514 | 54809
Benzenesulfonic acid, 4-[2-[5-amino-1-(4-chlorophenyl)-3-methyl-1H-pyrazol-4-yl]diazenyl]-2,5-dichloro-, sodium salt (1:1) | 274506 | 54810
2,7-Naphthalenedisulfonic acid, 4-amino-3-[2-[4-[[[4-[2-(2,4-diaminophenyl)diazenyl]phenyl]amino]carbonyl]phenyl]diazenyl]-5-hydroxy-6-(2-phenyldiazenyl)- | 274498 | 54811
Acetamide, N-[5-[bis(2-hydroxyethyl)amino]-2-[2-(2-bromo-4,6-dinitrophenyl)diazenyl]-4-methoxyphenyl]- | 274480 | 54812
1,3-Propanediol, 2-ethyl-2-(hydroxymethyl)-, polymer with .alpha.-hydro-.omega.-hydroxypoly(oxy-1,4-butanediyl), 1,1'-methylenebis[4-isocyanatobenzene] and 2,2'-[1,4-phenylenebis(oxy)]bis[ethanol] | 274472 | 54813
1,4-Butanediol, polymer with .alpha.-hydro-.omega.-hydroxypoly(oxy-1,4-butanediyl) and 1,1'-methylenebis[isocyanatobenzene] | 274464 | 54814
Formaldehyde, polymer with 2-(chloromethyl)oxirane and methylphenol | 274456 | 54815
Chromium cobalt oxide | 274449 | 54816
Aluminum gallium arsenide ((Al,Ga)As) | 274431 | 54817
Hexanedioic acid, polymer with 1,4-butanediol, 1,3-diisocyanatomethylbenzene and 2,2'-oxybis[ethanol] | 274423 | 54818
2-Oxepanone, polymer with 1,4-butanediol and 1,3-diisocyanatomethylbenzene | 274415 | 54819
1,4-Butanediol, polymer with .alpha.-hydro-.omega.-hydroxypoly[oxy(methyl-1,2-ethanediyl)] and 1,1'-methylenebis[4-isocyanatocyclohexane] | 274407 | 54820
Boric acid, cobalt salt | 274399 | 54821
Aluminum boride | 274381 | 54822
1,2,3-Propanetriol, polymer with 1,3-diisocyanatomethylbenzene, 2-ethyl-2-(hydroxymethyl)-1,3-propanediol, 2-methyloxirane and oxirane | 274373 | 54823
Butynol, methyl- | 274365 | 54824
2-Propenoic acid, polymer with .alpha.-(2-methyl-1-oxo-2-propen-1-yl)-.omega.-hydroxypoly(oxy-1,2-ethanediyl) | 274357 | 54825
1,4-Butanediol, polymer with .alpha.-hydro-.omega.-hydroxypoly[oxy(methyl-1,2-ethanediyl)] and 1,1'-methylenebis[isocyanatobenzene] | 274340 | 54826
1,2-Benzenedicarboxylic acid, 1,2-dimethyl ester, polymer with 1,4-butanediol, 1,4-dimethyl 1,4-benzenedicarboxylate and .alpha.-hydro-.omega.-hydroxypoly(oxy-1,4-butanediyl) | 274332 | 54827
Poly[oxy(methyl-1,2-ethanediyl)], .alpha.,.alpha.'-[(1-methylethylidene)di-4,1-phenylene]bis[.omega.-hydroxy- | 274324 | 54828
2-Propenoic acid, sodium salt (1:1), polymer with sodium 2-methyl-2-[(1-oxo-2-propen-1-yl)amino]-1-propanesulfonate (1:1) | 274316 | 54829
1,2,3-Propanetriol, homopolymer, monooctadecanoate | 274308 | 54830
1H-Imidazole-1-ethanamine, 4,5-dihydro-2-isoheptadecyl- | 274290 | 54831
1,3-Isobenzofurandione, polymer with 2,5-furandione, oxybis[propanol] and 1,2-propanediol | 274282 | 54832
Hexanedioic acid, polymer with 1,3-diisocyanatomethylbenzene, 2,2'-oxybis[ethanol] and 1,2,3-propanetriol | 274274 | 54833
Poly(oxy-1,2-ethanediyl), .alpha.-(nonylphenyl)-.omega.-hydroxy-, phosphate, sodium salt | 274266 | 54834
Creatinase | 274258 | 54835
Spiro[isobenzofuran-1(3H),9'-[9H]xanthen]-3-one, 2'-[bis(phenylmethyl)amino]-6'-(diethylamino)- | 266551 | 54836
Pentanenitrile, 2,4-dimethyl-2-(2-phenyldiazenyl)- | 266544 | 54837
Phosphoric acid, sodium zirconium(4+) salt (2:1:1) | 266536 | 54838
Butanal, 3-hydroxy-, polymer with 1-naphthalenamine | 266528 | 54839
1H-Indole, 1-methyl-2-phenyl-3-[2-(2-thiazolyl)diazenyl]- | 266502 | 54840
2-Butenethioic acid, 3-methyl-, S-(1-methylethyl) ester | 266494 | 54841
2-Propenoic acid, 2-methyl-, methyl ester, polymer with 1,1-dichloroethene and methyl 2-propenoate | 266486 | 54842
Neodecanoic acid, bismuth(3+) salt (3:1) | 266460 | 54843
2-Propenoic acid, 2-methyl-, methyl ester, polymer with butyl 2-propenoate, N-(hydroxymethyl)-2-propenamide and 2-propenenitrile | 266452 | 54844
Cyclohexanepropanol, .alpha.,.beta.-dimethyl-, 1-acetate | 266437 | 54845
Pyridinium, 1-hexadecyl-, 4-methylbenzenesulfonate (1:1) | 266411 | 54846
Ethanol, 2,2'-iminobis-, polymer with 2-methyloxirane and oxirane | 266403 | 54847
1,3-Propanediaminium, N1,N3-bis(3-chloro-2-hydroxypropyl)-2-hydroxy-N1,N1,N3,N3-tetramethyl-, chloride (1:2) | 266387 | 54848
Spiro[isobenzofuran-1(3H),9'-[9H]xanthen]-3-one, 2'-[bis(phenylmethyl)amino]-6'-(diethylamino)-4'-methyl- | 266379 | 54849
Phosphonic acid, P-phenyl-, zinc salt (1:1) | 266361 | 54850
3(2H)-Benzoxazolepropanesulfonic acid, 2-[2-[3-(2-hydroxyethyl)-5-oxo-1-phenyl-2-thioxo-4-imidazolidinylidene]ethylidene]-, sodium salt (1:1) | 266346 | 54851
Oxirane, 2-(chloromethyl)-, polymer with ammonium hydroxide ((NH4)(OH)) | 266338 | 54852
2-Butenethioic acid, 3-methyl-, S-(1-methylpropyl) ester | 266320 | 54853
Butanethioic acid, 2-methyl-, S-(1-methylpropyl) ester | 266312 | 54854
Butanethioic acid, 3-methyl-, S-(1-methylethyl) ester | 266304 | 54855
Dodecanoic acid, hexyl ester | 266288 | 54856
Hexanedioic acid, polymer with 1,4-butanediol, 1,3-diisocyanato-2-methylbenzene, 2,4-diisocyanato-1-methylbenzene and 1,2-ethanediol | 266270 | 54857
2-Propenoic acid, 2-methyl-, polymer with ethenylbenzene, ethyl 2-propenoate, N-(hydroxymethyl)-2-propenamide and methyl 2-methyl-2-propenoate | 266262 | 54858
Docosanoic acid, cadmium salt (2:1) | 266254 | 54859
Phosphorous acid, diphenyl tetradecyl ester | 266239 | 54860
Benzeneacetaldehyde, .alpha.-methyl-4-(1-methylethyl)- | 266221 | 54861
Bicyclo[2.2.1]heptane-2-pentanol, .beta.,2-dimethyl-3-methylene- | 266213 | 54862
Cesium vanadium oxide (Cs3VO4) | 266205 | 54863
Phosphonic acid, P,P',P'',P'''-[1,2-ethanediylbis[nitrilobis(methylene)]]tetrakis-, potassium salt (1:?) | 266189 | 54864
Phosphonic acid, P,P',P''-[nitrilotris(methylene)]tris-, ammonium salt (1:?) | 266171 | 54865
1-Pyrrolidinyloxy, 3-amino-2,2,5,5-tetramethyl- | 266163 | 54866
2-Propenoic acid, butyl ester, polymer with ethenylbenzene, N-(hydroxymethyl)-2-propenamide and 2-propenenitrile | 266155 | 54867
2-Propenoic acid, 2-methyl-, butyl ester, polymer with ethenylbenzene, 2-hydroxyethyl-2-propenoate and 2-propenoic acid | 266148 | 54868
1,4-Benzenedicarboxylic acid, cobalt salt (1:?) | 266122 | 54869
4-Thiazolidinone, 3-ethyl-5-(1-piperidinylmethylene)-2-thioxo- | 266106 | 54870
Benzene, 1,3-bis(1-phenylethenyl)- | 266098 | 54871
1,2,4-Benzenetricarboxylic acid, 5-methyl- | 266080 | 54872
9,10-Anthracenedione, 1-amino-4-hydroxy-2-[(6-hydroxyhexyl)oxy]- | 266064 | 54873
Hexanedioic acid, polymer with 2-ethyl-2-(hydroxymethyl)-1,3-propanediol, 2,5-furandione and 1,2-propanediol | 266056 | 54874
Hexanedioic acid, polymer with 2,5-furandione and 1,1'-[(1-methylethylidene)bis(4,1-phenyleneoxy)]bis[2-propanol] | 266049 | 54875
1,3-Benzenedicarboxylic acid, polymer with 2,5-furandione, hexanedioic acid and 1,2-propanediol | 266031 | 54876
Hexanedioic acid, polymer with 1,4-butanediol, 1,1'-methylenebis[4-isocyanatobenzene] and 1,2-propanediol | 266023 | 54877
2,5-Furandione, polymer with 2,4,4-trimethylpentene | 266015 | 54878
21H-Biline-8,12-dipropanoic acid, 3,18-diethyl-1,2,3,4,5,15,16,17,18,19,22,24-dodecahydro-2,7,13,17-tetramethyl-1,19-dioxo-, (2R,3R,4S,16S,17R,18R)- | 266007 | 54879
Formaldehyde, polymer with phenol and 2,6,6-trimethylbicyclo[3.1.1]hept-2-ene | 265991 | 54880
2-Butanone, 2,2',2'',2'''-(O,O',O'',O'''-silanetetrayltetraoxime) | 265983 | 54881
Aluminum, (acetato-.kappa.O)(formato-.kappa.O)hydroxy- | 265975 | 54882
1H-Indene-1,3(2H)-dione, 2-[[4-(diethylamino)phenyl]methylene]- | 265967 | 54883
Benzoic acid, 4-[2-[4-(2-benzoxazolyl)phenyl]ethenyl]-, methyl ester | 265959 | 54884
Propane, 1-(chloromethoxy)-2-methyl- | 265942 | 54885
2-Naphthalenesulfonic acid, 1,4-dihydro-1,4-dioxo-, potassium salt (1:1) | 265934 | 54886
Furan, 2,5-dimethoxy- | 265926 | 54887
2-Propenoic acid, 2-methyl-, 2-hydroxyethyl ester, polymer with 2-ethylhexyl 2-propenoate | 265918 | 54888
1-Propene, 3,3,3-trifluoro-2-(trifluoromethyl)-, polymer with 1,1-difluoroethene | 265900 | 54889
1,4-Benzenedicarboxylic acid, 1,4-dimethyl ester, polymer with 1,2-ethanediol and 1,3,5-tris(2-hydroxyethyl)-1,3,5-triazine-2,4,6(1H,3H,5H)-trione | 258087 | 54890
Phosphoric acid, mono(2-ethylhexyl) ester, sodium salt (1:?) | 258079 | 54891
Butanamide, 2-[2,4-bis(1,1-dimethylpropyl)phenoxy]-N-(3,5-dichloro-2-hydroxy-4-methylphenyl)- | 258061 | 54892
Benzenamine, 4-[2-(2-chloro-4-nitrophenyl)diazenyl]-N-ethyl-N-(2-phenoxyethyl)- | 258053 | 54893
1-Butanamine, N-[3-(trimethoxysilyl)propyl]- | 258046 | 54894
Morpholine, 4-[3-(trimethoxysilyl)propyl]- | 258038 | 54895
2-Propen-1-amine, N-[3-(trimethoxysilyl)propyl]- | 258020 | 54896
Benzene, cyclohexenyl- | 258012 | 54897
2-Propenoic acid, polymer with ethenyl propanoate | 258004 | 54898
2-Propenamide, N-[2-(diethylamino)ethyl]-, homopolymer | 257998 | 54899
Benzenemethanol, 3-chloro-.alpha.,.alpha.-dimethyl- | 257980 | 54900
1-Propanethiol, 3-(dimethoxymethylsilyl)- | 257972 | 54901
Benzenesulfonic acid, ethyl-, sodium salt (1:1) | 257956 | 54902
Neodymium phosphide (NdP) | 257949 | 54903
2,4-Hexanedione, 1,1,1-trifluoro-5-methyl- | 257931 | 54904
Nonanoic acid, 2-mercaptoethyl ester | 257923 | 54905
Nonanoic acid, 2-methylpropyl ester | 257907 | 54906
Bicyclo[2.2.1]hept-5-ene-2,3-dicarboxylic acid, 1,4,5,6,7,7-hexachloro-, polymer with 1,2-ethanediol and 2,5-furandione | 257899 | 54907
1H-Imidazole, 2-(heptadecenyl)-4,5-dihydro- | 257881 | 54908
Dodecene-1-sulfonic acid, sodium salt (1:1) | 257873 | 54909
4H-3a,7-Methanoazulen-4-one, 1,2,3,7,8,8a-hexahydro-3,6,8,8-tetramethyl-, (3R,3aR,7S,8aS)- | 257857 | 54910
3-Hexene, 3,4-dimethyl- | 257840 | 54911
Phosphonic acid, P-[[3,5-bis(1,1-dimethylethyl)-4-hydroxyphenyl]methyl]-, monoethyl ester, nickel(2+) salt (2:1) | 257824 | 54912
1,3-Benzenedicarboxylic acid, polymer with 1,2-ethanediol, 2,5-furandione and 1,2-propanediol | 257816 | 54913
Hexanedioic acid, polymer with 1,2-ethanediol, 2,5-furandione and 1,2-propanediol | 257808 | 54914
Bicyclo[2.2.1]hept-5-ene-2,3-dicarboxylic acid, 1,4,5,6,7,7-hexachloro-, polymer with 2,2-dimethyl-1,3-propanediol and 2,5-furandione | 257790 | 54915
1,3-Benzenedicarbonyl dichloride, homopolymer | 257782 | 54916
Formaldehyde, polymer with 4-(1,1-dimethylethyl)phenol and 4-(1,1,3,3-tetramethylbutyl)phenol | 257774 | 54917
Bicyclo[2.2.1]hept-5-ene-2,3-dicarboxylic acid, 1,4,5,6,7,7-hexachloro-, polymer with 1,2-ethanediol, 2,5-furandione and 2,2'-oxybis[ethanol] | 257766 | 54918
Benzenediazonium, 4-(phenylamino)-, polymer with formaldehyde | 257758 | 54919
Rhenium bromide (ReBr5) | 257741 | 54920
Benzoic acid, 4-[2-(4,5-dihydro-3-methyl-5-oxo-1-phenyl-1H-pyrazol-4-yl)diazenyl]- | 257725 | 54921
1H-Imidazole, 2-ethenyl-4,5-dihydro-, homopolymer | 257717 | 54922
2-Propenoic acid, 2-methyl-, dodecyl ester, polymer with ethenylbenzene | 257709 | 54923
1-Propanamine, 3-(triethoxysilyl)-, polymer with ethenyltriethoxysilane | 257691 | 54924
2-Butenedioic acid (2Z)-, homopolymer, sodium salt | 257683 | 54925
2-Propenoic acid, ethyl ester, polymer with ethenyl acetate and 2-ethylhexyl 2-propenoate | 257675 | 54926
Bicyclo[3.1.1]hept-2-ene, 2-(chloromethyl)-6,6-dimethyl- | 257659 | 54927
Bicyclo[3.1.1]hept-2-ene-2-acetaldehyde, 6,6-dimethyl- | 257642 | 54928
2-Propenoic acid, 2-methyl-, ammonium salt (1:1), homopolymer | 257634 | 54929
Benzenesulfonamide, 4-amino-, polymer with formaldehyde | 257626 | 54930
Zirconate(2-), hexafluoro-, nickel(2+) (1:1), (OC-6-11)- | 257618 | 54931
Sulfuric acid, monooctyl ester, compd. with 2-aminoethanol (1:1) | 257600 | 54932
Sulfuric acid, monooctyl ester, compd. with 2,2',2''-nitrilotris[ethanol] (1:1) | 257592 | 54933
Sulfuric acid, monooctyl ester, potassium salt (1:1) | 257584 | 54934
1,3-Isobenzofurandione, 4,5,6,7-tetrabromo-, polymer with ethenylbenzene, 2,5-furandione, 1,3-isobenzofurandione and 1,2-propanediol | 257576 | 54935
Formaldehyde, polymer with 4-nonylphenol and oxirane | 257568 | 54936
Ethane, 1,1-diethoxy-, homopolymer | 257550 | 54937
1,3-Benzodioxole-5-propanal | 257535 | 54938
Butanamide, 2-[2,4-bis(1,1-dimethylpropyl)phenoxy]-N-[4-[4,5-dihydro-5-oxo-4-[(1-phenyl-1H-tetrazol-5-yl)thio]-3-(1-pyrrolidinyl)-1H-pyrazol-1-yl]phenyl]- | 257519 | 54939
3H-Pyrazol-3-one, 2,4-dihydro-2-(4-nitrophenyl)-5-(1-pyrrolidinyl)- | 257501 | 54940
Phenol, 4-(1,1-dimethylethyl)-, homopolymer | 257493 | 54941
Benzene, dibromoethyl- | 257485 | 54942
2-Propenoic acid, ethenyl ester, homopolymer | 257477 | 54943
2-Propanol, 1-amino-, 2-hydroxy-1,2,3-propanetricarboxylate (1:?) | 257469 | 54944
2-Propenoic acid, 2-methyl-, dodecyl ester, polymer with methyl 2-methyl-2-propenoate | 257451 | 54945
Nonanedioic acid, polymer with 1,4-butanediol | 257444 | 54946
2-Propenoic acid, butyl ester, polymer with ethenylbenzene and 2-ethylhexyl 2-propenoate | 257436 | 54947
Phosphorothioic acid, O-(4-bromo-2-chlorophenyl) O-ethyl S-propyl ester | 282798 | 54948
1H,5H-Benzo[ij]quinolizin-8-ol, 2,3,6,7-tetrahydro- | 282780 | 54949
2-Propenoic acid, ethyl ester, polymer with ethene and 2,5-furandione | 282764 | 54950
Benzoic acid, 2-chloro-4-[(4-heptylbenzoyl)oxy]-, 4-octylphenyl ester | 282756 | 54951
Benzoic acid, 2-chloro-4-[(4-pentylbenzoyl)oxy]-, 4-pentylphenyl ester | 282731 | 54952
11,14-Dioxa-2,9-diazaheptadec-16-enoic acid, 4,4,6,16-tetramethyl-10,15-dioxo-, 2-[(2-methyl-1-oxo-2-propen-1-yl)oxy]ethyl ester | 282715 | 54953
Ethane, 1,1'-[methylenebis(sulfonyl)]bis[2-chloro- | 282699 | 54954
[1,1'-Biphenyl]-4-carbonitrile, 4'-heptyl- | 282681 | 54955
Butanedioic acid, 2-(1-oxobutyl)-, 1,4-diethyl ester | 282665 | 54956
1,4-Benzenedisulfonic acid, 2,2'-[1,2-ethenediylbis[(3-sulfo-4,1-phenylene)imino[6-(diethylamino)-1,3,5-triazine-4,2-diyl]imino]]bis-, sodium salt (1:6) | 282640 | 54957
2,4-Dodecadienoic acid, 3,7,11-trimethyl-, ethyl ester, (2E,4E)- | 282632 | 54958
4,7-Methanoisobenzofuran-1,3-dione, 4,5,6,7,8,8-hexachloro-3a,4,7,7a-tetrahydro-, polymer with 1,2-ethanediol and 2,2'-oxybis[ethanol] | 282624 | 54959
Acetamide, 2-cyano-N-[(ethylamino)carbonyl]-2-(hydroxyimino)- | 282616 | 54960
1,10-Phenanthroline, 2,9-dimethyl-, hydrochloride (1:?) | 282590 | 54961
3H-Indolium, 2-[2-[(4-methoxyphenyl)amino]ethenyl]-1,3,3-trimethyl-, sulfate (2:1) | 282582 | 54962
3H-Indolium, 1,3,3-trimethyl-2-[2-(2-methyl-1H-indol-3-yl)ethenyl]-, sulfate (2:1) | 282574 | 54963
Butanoic acid, 4-chloro-3-oxo-, 1-methylethyl ester | 282558 | 54964
Butanoic acid, 4-methoxy-3-oxo-, methyl ester | 282541 | 54965
2H-1-Benzopyran-2-one, 7-(diethylamino)-3-(1-methyl-1H-benzimidazol-2-yl)- | 282533 | 54966
Methanesulfonic acid, 1,1,1-trifluoro-, 2-propyn-1-yl ester | 282525 | 54967
3H-Indolium, 3-[2-(2,4-dihydro-2,4-dimethyl-3H-1,2,4-triazol-3-ylidene)hydrazinylidene]-1-methyl-2-phenyl-, chloride (1:1) | 282517 | 54968
1,3,6-Naphthalenetrisulfonic acid, 7-amino-, sodium salt (1:?) | 282509 | 54969
Benzene, (methyloxosilyl)-, polymer with dimethyloxosilane | 282475 | 54970
Hexanedioic acid, polymer with 2,2'-iminobis[ethanol] | 282467 | 54971
Morpholinium, 4,4-dimethyl-, bromide (1:1) | 282459 | 54972
Hexanedioic acid, polymer with 12-aminododecanoic acid, hexahydro-2H-azepin-2-one and 1,6-hexanediamine | 282442 | 54973
1H-Imidazole-4,5-dicarbonitrile, 2-amino- | 282434 | 54974
Benzenemethanaminium, N,N-bis(3-aminopropyl)-3-[2-[2-hydroxy-3-[[(2-methoxyphenyl)amino]carbonyl]-1-naphthalenyl]diazenyl]-4-methoxy-N-methyl-, chloride (1:1) | 282426 | 54975
1-Propanaminium, N-[2-(ethylphenylamino)ethyl]-3-(formylamino)-N,N-dimethyl-, chloride (1:1) | 282400 | 54976
Formamide, N,N'-[(methylimino)di-3,1-propanediyl]bis- | 282392 | 54977
Benzenemethanaminium, 3-amino-N,N-bis[3-(formylamino)propyl]-4-methoxy-N-methyl-, chloride (1:1) | 282384 | 54978
Benzenesulfonic acid, 4-[2-(4-amino-5-methoxy-2-methylphenyl)diazenyl]- | 282376 | 54979
Cyclopentanone, 3-(2-oxopropyl)-2-pentyl- | 282368 | 54980
Quinoline, 7-chloro-4-methyl- | 282350 | 54981
Benzoic acid, 2,3,5-trichloro-6-hydroxy- | 282343 | 54982
2,4-Pentadienoyl chloride, 5-phenyl- | 282335 | 54983
2(3H)-Furanone, 3-heptyldihydro-5-methyl- | 282327 | 54984
1-Butanol, 2-amino-, hydrochloride (1:1), (2R)- | 282319 | 54985
1,6-Octadiene, 3-(1-ethoxyethoxy)-3,7-dimethyl- | 282301 | 54986
Poly(oxy-1,2-ethanediyl), .alpha.-sulfino-.omega.-hydroxy-, sodium salt (1:1) | 282293 | 54987
Acetamide, N-(2,2,6,6-tetramethyl-4-piperidinyl)- | 282285 | 54988
Benzene, [bis[(trifluoromethyl)sulfonyl]methyl]- | 282277 | 54989
2-Propenoic acid, ethyl ester, polymer with N-(hydroxymethyl)-2-methyl-2-propenamide and 2-methyl-2-propenamide | 282269 | 54990
2-Cyclohexene-1-methanol, 2-methyl-5-(1-methylethyl)-, 1-acetate | 282251 | 54991
Propanenitrile, 3-[[4-[2-(2-chloro-4-nitrophenyl)diazenyl]phenyl]ethylamino]- | 282244 | 54992
Butanedioic acid, 2-oxo-, 1,4-diethyl ester, ion(1-), sodium (1:1) | 282236 | 54993
1H-Indole, 1-ethyl-2-methyl- | 282228 | 54994
Carbonic acid, ammonium zinc salt (2:2:1) | 282210 | 54995
9-Tetradecen-1-amine, (9Z)- | 282194 | 54996
2-Hexen-1-ol, 5-methyl-2-(1-methylethyl)- | 282186 | 54997
2-Anthracenesulfonic acid, 1-amino-9,10-dihydro-4-[[3-[[(2-hydroxyethyl)amino]sulfonyl]-4-methylphenyl]amino]-9,10-dioxo-, sodium salt (1:1) | 282178 | 54998
Phenol, 4-(2,4-dichlorophenoxy)- | 282160 | 54999
1H-Indole, 2,3-dihydro-2-[[2-(4-methoxyphenyl)diazenyl]methylene]-1,3,3-trimethyl- | 282145 | 55000
Acetic acid ethenyl ester, polymer with ethene, 2-propenamide and 2-propen-1-yl N-(hydroxymethyl)carbamate | 282137 | 55001
Poly(oxy-1,2-ethanediyl), .alpha.-hydro-.omega.-hydroxy-, butanedioate | 274241 | 55002
2,5-Furandione, polymer with oxybis[propanol] | 274233 | 55003
Methanone, (2-hydroxy-5-nonylphenyl)phenyl-, oxime | 274225 | 55004
Poly[oxy(methyl-1,2-ethanediyl)], .alpha.-[2-[ethyl[(1,1,2,2,3,3,4,4,5,5,6,6,7,7,8,8,8-heptadecafluorooctyl)sulfonyl]amino]ethyl]-.omega.-hydroxy- | 274217 | 55005
Silicic acid, 2-ethoxyethyl ester | 274209 | 55006
Formaldehyde, polymer with phenol and 1,3,5,7-tetraazatricyclo[3.3.1.13,7]decane | 274191 | 55007
Aroclor 1262 | 274183 | 55008
Silicic acid, nickel salt | 274175 | 55009
.alpha.-D-Glucopyranoside, .beta.-D-fructofuranosyl, octadecanoate | 274167 | 55010
Hexanedioic acid, polymer with 1,3-diisocyanatomethylbenzene, 2,2-dimethyl-1,3-propanediol and 1,6-hexanediol | 274159 | 55011
Lignosulfonic acid, potassium salt | 274142 | 55012
Oxirane, 2,3-bis(chloromethyl)-, cis-, polymer with trans-2,3-bis(chloromethyl)oxirane | 274134 | 55013
Phenol, 4,4'-(1-methylethylidene)bis-, polymer with 2-(chloromethyl)oxirane, .alpha.-hydro-.omega.-hydroxypoly[oxy(methyl-1,2-ethanediyl)] and 1,1'-methylenebis[4-isocyanatobenzene] | 274126 | 55014
Phenol, 4,4'-(1-methylethylidene)bis-, polymer with 2-(chloromethyl)oxirane and 1,3-diisocyanatomethylbenzene | 274118 | 55015
1,2-Propanediol, polymer with 1,3-diisocyanatomethylbenzene and 1,1'-methylenebis[4-isocyanatobenzene] | 274100 | 55016
Oxirane, 2-methyl-, polymer with oxirane, monotetradecyl ether | 274092 | 55017
Oxirane, 2-methyl-, polymer with oxirane, monooctyl ether | 274084 | 55018
Oxirane, 2-methyl-, polymer with oxirane, monohexadecyl ether | 274076 | 55019
Oxirane, 2-methyl-, polymer with oxirane, monododecyl ether | 274068 | 55020
Oxirane, 2-methyl-, polymer with oxirane, hexanedioate | 274050 | 55021
Poly(oxy-1,2-ethanediyl), .alpha.-hydro-.omega.-hydroxy-, (2Z)-2-butenedioate | 274043 | 55022
9-Octadecen-1-ol, (9Z)-, phosphate | 274035 | 55023
Decene, homopolymer | 274027 | 55024
Propanol, [(1-methyl-1,2-ethanediyl)bis(oxy)]bis-, polymer with 1,3-diisocyanatomethylbenzene | 274019 | 55025
Hexanedioic acid, polymer with 1,3-diisocyanatomethylbenzene, 1,2-ethanediol, 2-ethyl-2-(hydroxymethyl)-1,3-propanediol and 2,2'-oxybis[ethanol] | 274001 | 55026
2-Propenoic acid, 2-methyl-, butyl ester, polymer with ethenylbenzene, methyl 2-methyl-2-propenoate, 1,2-propanediol mono(2-methyl-2-propenoate), 2-propenenitrile and 2-propenoic acid | 273995 | 55027
Benzenesulfonic acid, hydroxy-, polymer with formaldehyde, sodium salt | 273987 | 55028
Silylene, oxo-, polymer with ethanol | 273979 | 55029
Bismuth zirconium oxide (Bi4Zr3O12) | 273961 | 55030
2-Propenoic acid, 2-hydroxyethyl ester, polymer with 1,3-diisocyanatomethylbenzene and .alpha.-hydro-.omega.-hydroxypoly[oxy(methyl-1,2-ethanediyl)] | 273953 | 55031
1,2,3-Propanetriol, polymer with 1,3-diisocyanatomethylbenzene | 273946 | 55032
C.I. Pigment Yellow 36 | 273938 | 55033
Poly[oxy(methyl-1,2-ethanediyl)], .alpha.-hydro-.omega.-hydroxy-, sodium salt (1:?) | 273920 | 55034
Phenol, 4,4'-(1-methylethylidene)bis-, polymer with 5-amino-1,3,3-trimethylcyclohexanemethanamine, .alpha.-hydro-.omega.-hydroxypoly[oxy(methyl-1,2-ethanediyl)] and 1,1'-methylenebis[4-isocyanatocyclohexane] | 273912 | 55035
Butanedioic acid, 2-sulfo-, 1(or 4)-isodecyl ester, sodium salt (1:2) | 273904 | 55036
Hexanedioic acid, polymer with 5-amino-1,3,3-trimethylcyclohexanemethanamine, 1,3-diisocyanatomethylbenzene and 2,2'-oxybis[ethanol] | 273896 | 55037
Naphthalenesulfonic acid, polymer with formaldehyde, calcium salt | 273888 | 55038
Naphthalenesulfonic acid, polymer with formaldehyde, aluminum salt | 273870 | 55039
1,5-Pentanediol, polymer with 1,3-diisocyanatomethylbenzene, 2-ethyl-2-(hydroxymethyl)-1,3-propanediol and .alpha.-hydro-.omega.-hydroxypoly[oxy(methyl-1,2-ethanediyl)] | 273862 | 55040
Silicic acid, calcium iron magnesium salt | 273854 | 55041
Starch, polymer with 2-propenenitrile | 273847 | 55042
Endo-.beta.-1,4-mannanase | 273839 | 55043
.alpha.-L-Rhamnosidase | 273821 | 55044
2-Butenedioic acid (2Z)-, sodium salt (1:2), polymer with ethenylbenzene | 273813 | 55045
1,3-Isobenzofurandione, polymer with 1,2-ethanediol, 2,5-furandione and .alpha.-hydro-.omega.-hydroxypoly(oxy-1,2-ethanediyl) | 273805 | 55046
Poly[oxy(methyl-1,2-ethanediyl)], .alpha.-methyl-.omega.-hydroxy- | 273797 | 55047
Hexanedioic acid, polymer with 2,2-dimethyl-1,3-propanediol, 1,2-ethanediol and 1,1'-methylenebis[isocyanatobenzene] | 273789 | 55048
1,3-Benzenedicarboxylic acid, polymer with 1,4-benzenedicarboxylic acid, 1,4-butanediol and .alpha.-hydro-.omega.-hydroxypoly(oxy-1,4-butanediyl) | 273771 | 55049
1,4-Benzenedicarboxylic acid, polymer with 1,4-butanediol and .alpha.-hydro-.omega.-hydroxypoly(oxy-1,4-butanediyl) | 273763 | 55050
Lignin, polymer with formaldehyde and phenol | 273755 | 55051
Poly[oxy(methyl-1,2-ethanediyl)], .alpha.-[(9Z)-1-oxo-9-octadecen-1-yl]-.omega.-butoxy- | 273748 | 55052
Starch, 2-hydroxyethyl ether, polymer with 2-methyloxirane | 273730 | 55053
Poly(oxy-1,2-ethanediyl), .alpha.-(methylphenyl)-.omega.-hydroxy- | 273722 | 55054
Starch, polymer with formaldehyde and urea | 273714 | 55055
Oxirane, 2-methyl-, polymer with oxirane, phosphate | 273706 | 55056
Cuprate(2-), [.mu.-[[7,7'-iminobis[4-(hydroxy-.kappa.O)-3-[2-[2-(hydroxy-.kappa.O)-5-[(methylamino)sulfonyl]phenyl]diazenyl-.kappa.N1]-2-naphthalenesulfonato]](6-)]]di-, sodium (1:2) | 273698 | 55057
C.I. Direct Brown 112 | 273680 | 55058
4-Hepten-2-ol, (4Z)- | 265892 | 55059
Benz[cd]indolium, 6-bromo-2-[4-(diethylamino)phenyl]-1-ethyl-, chloride (1:1) | 265884 | 55060
Benzenesulfonic acid, 4-[4-[[1,5-dihydro-3-methyl-5-oxo-1-(4-sulfophenyl)-4H-pyrazol-4-ylidene]methyl]-4,5-dihydro-3-methyl-5-oxo-1H-pyrazol-1-yl]- | 265876 | 55061
Benzenepropanoic acid, 3,5-bis(1,1-dimethylethyl)-4-hydroxy-, 1,1',1''-[(2,4,6-trioxo-1,3,5-triazine-1,3,5(2H,4H,6H)-triyl)tri-2,1-ethanediyl] ester | 265868 | 55062
1-Nonanaminium, 1-carboxy-N,N,N-trimethyl-, inner salt | 265850 | 55063
2-Naphthalenol, decahydro-6-(1-methylethyl)- | 265843 | 55064
2(1H)-Naphthalenone, octahydro-6-(1-methylethyl)- | 265835 | 55065
2(3H)-Naphthalenone, 4,4a,5,6,7,8-hexahydro-6-(1-methylethyl)- | 265827 | 55066
Benzoic acid, 4-bromo-3,5-dihydroxy-, methyl ester | 265801 | 55067
2-Anthracenesulfonic acid, 1-amino-9,10-dihydro-4-[(2-methylphenyl)amino]-9,10-dioxo- | 265785 | 55068
1,3-Isobenzofurandione, tetrahydro-5-methyl- | 265769 | 55069
D-Fructose, 1-(dihydrogen phosphate), barium salt (1:?) | 265751 | 55070
Ethane, dichlorotrifluoro- | 265744 | 55071
1,2-Ethanediamine, N1-(2-aminoethyl)-N1,N2-dimethyl- | 265728 | 55072
2-Butanone, 4-(methylthio)- | 265702 | 55073
Hexanoic acid, 2-ethyl-, molybdenum salt (1:?) | 265694 | 55074
Ethanaminium, N,N,N-trimethyl-2-[(2-methyl-1-oxo-2-propen-1-yl)oxy]-, chloride (1:1), polymer with ethenylbenzene | 265686 | 55075
Nonanedioic acid, polymer with hexahydro-2H-azepin-2-one, 1,6-hexanediamine and hexanedioic acid | 265678 | 55076
Urea, N-[5-(1,1-dimethylethyl)-1,3,4-thiadiazol-2-yl]-N,N'-dimethyl- | 265652 | 55077
Hexanedioic acid, polymer with 1,3-isobenzofurandione and 1,2-propanediol | 265645 | 55078
2-Butenedioic acid (2E)-, polymer with 2,5-furandione, 1,3-isobenzofurandione and 1,2-propanediol | 265637 | 55079
11-Hexadecen-1-ol, 1-acetate, (11Z)- | 265629 | 55080
1-Propanaminium, 2,3-dihydroxy-N,N,N-trimethyl-, chloride (1:1) | 265603 | 55081
L-Proline, 1-acetyl-4-hydroxy-, (4R)- | 265595 | 55082
Ethanedioic acid, polymer with formaldehyde and phenol | 265587 | 55083
1-Hexadecene, polymer with sulfur dioxide | 265579 | 55084
1-Decene, polymer with sulfur dioxide | 265561 | 55085
1H,5H-Benzo[ij]quinolizine-9-carboxaldehyde, 2,3,6,7-tetrahydro- | 265553 | 55086
2,1,3-Benzoxadiazol-4-amine, N-[(4-methoxyphenyl)methyl]-7-nitro- | 265538 | 55087
4-Piperidinone, 2,2,6,6-tetramethyl-, hydrochloride (1:1) | 265512 | 55088
1-Propanamine, 3,3'-[oxybis(2,1-ethanediyloxy)]bis-, polymer with 2,2'-[(1-methylethylidene)bis(4,1-phenyleneoxymethylene)]bis[oxirane] | 265504 | 55089
Urea, polymer with ethenol and formaldehyde | 265496 | 55090
Poly(oxy-1,2-ethanediyl), .alpha.-(3-sulfopropyl)-.omega.-(3-sulfopropoxy)-, sodium salt (1:2) | 265488 | 55091
8,10-Dodecadien-1-ol, (8E,10E)- | 265470 | 55092
1H-2-Benzopyrano[6',5',4':10,5,6]anthra[2,1,9-def]isoquinoline-1,3,8,10(9H)-tetrone | 265454 | 55093
Poly(oxy-1,2-ethanediyl), .alpha.-(carboxymethyl)-.omega.-(hexadecyloxy)-, sodium salt (1:1) | 265439 | 55094
Poly(oxy-1,2-ethanediyl), .alpha.-(carboxymethyl)-.omega.-(dodecyloxy)-, sodium salt (1:1) | 265421 | 55095
11-Tetradecyn-1-ol | 265413 | 55096
1-Decanol, 10-propoxy- | 265405 | 55097
1-Naphthalenesulfonic acid, 6-diazo-5,6-dihydro-5-oxo-, 1,1'-(methylenedi-1,2-naphthalenediyl) ester | 265397 | 55098
Antimonate (Sb(OH)61-), sodium (1:1), (OC-6-11)- | 265389 | 55099
Ethanol, 2-(ethylphenylamino)-, 1-(N-phenylcarbamate) | 265363 | 55100
Silicate(2-), hexafluoro-, lanthanum(3+) (3:2) | 265348 | 55101
Bicyclo[3.1.1]hept-2-ene-2-propanal, .alpha.,.alpha.,6,6-tetramethyl- | 265330 | 55102
Bicyclo[3.1.1]hept-2-ene-2-propanal, 6,6-dimethyl- | 265322 | 55103
1,3-Dioxane, 2-(2-bromoethyl)- | 265314 | 55104
2-Propenoic acid, butyl ester, polymer with ethenyl acetate, ethyl 2-propenoate and N-(hydroxymethyl)-2-propenamide | 265306 | 55105
Propanoic acid, 3,3'-dithiobis-, 1,1'-diisooctyl ester | 265298 | 55106
Cyclohexane, 1-ethenyl-1-methyl-2,4-bis(1-methylethenyl)-, (1R,2R,4S)-rel- | 265280 | 55107
Magnesium, chloro(2-methylphenyl)- | 265272 | 55108
Glycine, N-(carboxymethyl)-N-[2-[(carboxymethyl)amino]-2-hydroxyethyl]- | 265264 | 55109
Copper(4+), [[N,N',N'',N'''-[(29H,31H-phthalocyanine-C,C,C,C-tetrayl-.kappa.N29,.kappa.N30,.kappa.N31,.kappa.N32)tetrakis[methylenethio[(dimethylamino)methylidyne]]]tetrakis[N-methylmethanaminiumato]](2-)]-, chloride (1:4) | 265256 | 55110
Benzenediazonium, 4-(dipropylamino)-, (T-4)-tetrachlorozincate(2-) (2:1) | 265249 | 55111
Benzenediazonium, 4-[methyl(phenylmethyl)amino]-, (T-4)-tetrachlorozincate(2-) (2:1) | 265231 | 55112
2-Propenoic acid, ethyl ester, polymer with 1,2-dichloroethene and methyl 2-propenoate | 257428 | 55113
1,4-Benzenedicarboxylic acid, polymer with 1,2-ethanediol, 2,5-furandione and 1,2-propanediol | 257410 | 55114
9,10-Anthracenedione, 1,5-diamino-2,6-dibromo-4,8-dihydroxy- | 257402 | 55115
Chromate(2-), [3-(hydroxy-.kappa.O)-4-[2-[2-(hydroxy-.kappa.O)-1-naphthalenyl]diazenyl-.kappa.N2]-1-naphthalenesulfonato(3-)][1-[2-[2-(hydroxy-.kappa.O)-5-[2-(4-methoxyphenyl)diazenyl]phenyl]diazenyl-.kappa.N2]-2-naphthalenolato(2-)-.kappa.O]-, sodium (1:2) | 257394 | 55116
Gold hydroxide oxide (Au(OH)O) | 257386 | 55117
Benzenesulfonic acid, tetradecyl- | 257378 | 55118
2-Propenoic acid, 2-methyl-, polymer with ethene and ethenyl acetate, sodium salt | 257360 | 55119
2-Propenoic acid, 2-methyl-, polymer with ethene and ethenyl acetate, zinc salt | 257352 | 55120
4,7-Methano-1H-indenecarboxaldehyde, octahydro- | 257345 | 55121
4,7-Methano-1H-indenecarboxylic acid, octahydro- | 257337 | 55122
4,7-Methano-1H-indenemethanol, octahydro-, acetate | 257329 | 55123
2-Propenethioic acid, 2-methyl-, S-[3,3,4,4,5,5,6,6,7,8,8,8-dodecafluoro-7-(trifluoromethyl)octyl] ester | 257311 | 55124
2-Propenethioic acid, 2-methyl-, S-[3,3,4,4,5,5,6,6,7,7,8,8,9,9,10,10,11,12,12,12-eicosafluoro-11-(trifluoromethyl)dodecyl] ester | 257303 | 55125
Acetic acid, 2-chloro-, isooctyl ester | 257295 | 55126
Benzene, 1-bromo-4-(hexyloxy)- | 257287 | 55127
Aluminum, bis(2-ethylhexanoato-.kappa.O)hydroxy- | 257279 | 55128
Borate(1-), tetrafluoro-, manganese(2+) (2:1) | 257253 | 55129
2(3H)-Benzoxazolone, 3-ethyl- | 257246 | 55130
2-Propenoic acid, polymer with sodium ethenesulfonate (1:1) | 257220 | 55131
Propanediamine, N,N-dimethyl- | 257212 | 55132
2-Butenedioic acid (2Z)-, polymer with 2-methylenebutanedioic acid, sodium salt | 257204 | 55133
1-Naphthalenesulfonic acid, 4-hydroxy-3-[2-(2-hydroxy-1-naphthalenyl)diazenyl]-7-nitro-, sodium salt (1:1) | 257196 | 55134
3H-Pyrazol-3-one, 2-(4-aminophenyl)-2,4-dihydro-5-(1-pyrrolidinyl)- | 257170 | 55135
2-Propenoic acid, 2-methyl-, methyl ester, polymer with 2-ethylhexyl 2-propenoate and 2-propenoic acid | 257154 | 55136
Benzenesulfonamide, 2-methyl-, polymer with formaldehyde, 4-methylbenzenesulfonamide and 1,3,5-triazine-2,4,6-triamine | 257147 | 55137
Formaldehyde, polymer with 4-(1,1-dimethylethyl)phenol, 2-methyloxirane and oxirane | 257139 | 55138
Formaldehyde, polymer with 4-(1,1-dimethylethyl)phenol and oxirane | 257121 | 55139
Benzene, diethynyl- | 257113 | 55140
1,2-Benzenedicarboxylic acid, 1-[2-[(1-oxo-2-propen-1-yl)oxy]ethyl] ester | 257105 | 55141
Cyclopentanecarboxylic acid, 1-methyl-2-oxo-, methyl ester | 257089 | 55142
2-Propenoic acid, 2-methyl-, 2-isocyanatoethyl ester | 257071 | 55143
Decanoic acid, 2-methylpropyl ester | 257063 | 55144
Decanoic acid, butyl ester | 257055 | 55145
2-Propenoic acid, ethyl ester, polymer with ethenylbenzene, N-(hydroxymethyl)-2-propenamide and 2-propenenitrile | 257048 | 55146
1,3-Benzenedicarboxylic acid, polymer with 1,4-butanediol, hexanedioic acid, 1,6-hexanediol and 1,1'-methylenebis[4-isocyanatobenzene] | 257030 | 55147
Hexanedioic acid, polymer with 1,4-butanediol, 1,6-hexanediol and 1,1'-methylenebis[4-isocyanatobenzene] | 257022 | 55148
Benzeneacetic acid, 4-hydroxy-.alpha.-[(3-methoxy-1-methyl-3-oxo-1-propen-1-yl)amino]-, sodium salt (1:1) | 257014 | 55149
Copper, [29H,31H-phthalocyanine-C,C-disulfonyl dichloridato(2-)-.kappa.N29,.kappa.N30,.kappa.N31,.kappa.N32]- | 257006 | 55150
2-Propenoic acid, 2-methyl-, methyl ester, polymer with ethyl 2-propenoate, N-(hydroxymethyl)-2-propenamide and 2-propenoic acid | 256990 | 55151
Cyclohexadiene, methyl- | 256982 | 55152
Bicyclo[2.2.1]hept-5-ene-2,3-dicarboxylic acid, 1,4,5,6,7,7-hexachloro-, polymer with (2E)-2-butenedioic acid, 1,2-ethanediol and 2,2'-oxybis[ethanol] | 256974 | 55153
Cuprate(4-), [29H,31H-phthalocyanine-C,C,C,C-tetrasulfonato(6-)-.kappa.N29,.kappa.N30,.kappa.N31,.kappa.N32]-, potassium (1:4) | 256966 | 55154
Cuprate(3-), [29H,31H-phthalocyanine-C,C,C-trisulfonato(5-)-.kappa.N29,.kappa.N30,.kappa.N31,.kappa.N32]-, hydrogen (1:3) | 256958 | 55155
Cobaltate(1-), [29H,31H-phthalocyanine-C-sulfonato(3-)-.kappa.N29,.kappa.N30,.kappa.N31,.kappa.N32]-, hydrogen (1:1) | 256941 | 55156
Phenol, 2-[[(4-butylphenyl)imino]methyl]-5-methoxy- | 256933 | 55157
Formaldehyde, polymer with 4,4'-(1-methylethylidene)bis[phenol] and phenol | 256925 | 55158
Acetic acid, 2-mercapto-, monoester with 1,2,3-propanetriol | 256917 | 55159
Sulfuric acid, dimethyl ester, compd. with aziridine homopolymer | 256909 | 55160
1,3-Isobenzofurandione, 4,5,6,7-tetrachloro-, polymer with 1,2-ethanediol, 2,5-furandione and 2,2'-oxybis[ethanol] | 256891 | 55161
1,3-Propanediol, 2,2-bis(hydroxymethyl)-, polymer with oxirane | 256883 | 55162
2-Propenoic acid, 2-methyl-, polymer with butyl 2-propenoate, ethenylbenzene, 2-hydroxypropyl 2-methyl-2-propenoate and methyl 2-methyl-2-propenoate | 256875 | 55163
Hexanedioic acid, polymer with 2,2-bis(hydroxymethyl)-1,3-propanediol, 2,5-furandione, 1,3-isobenzofurandione and 2,2'-oxybis[ethanol] | 256867 | 55164
2-Propenoic acid, butyl ester, polymer with N-(hydroxymethyl)-2-propenamide and 2-propenenitrile | 256859 | 55165
1-Propanethiol, 3-(trimethoxysilyl)-, polymer with (triethoxysilyl)benzene | 256842 | 55166
Phosphorous acid, P,P'-1,6-hexanediyl P,P'-bis[2-butyl-4-[1-(5-butyl-4-hydroxy-2-methylphenyl)butyl]-5-methylphenyl] P,P'-bis(4-octylphenyl) ester | 297325 | 55167
Aluminum Chlorohydrex | 297317 | 55168
Poly(oxy-1,2-ethanediyl), .alpha.-hydro-.omega.-hydroxy-, ether with methyl D-glucopyranoside (4:1) | 297309 | 55169
Poly(oxy-1,2-ethanediyl), .alpha.-hydro-.omega.-hydroxy-, ether with D-glucitol (6:1), trioctadecanoate | 297291 | 55170
2,4-Dodecadienoic acid, 3,7,11-trimethyl-, (2E,4E)- | 297275 | 55171
2,4-Dodecadienoic acid, 11-methoxy-3,7,11-trimethyl-, (2Z,4E)- | 297259 | 55172
2-Pentenedioic acid, 4-(7-methoxy-3,7-dimethyloctylidene)-3-methyl-, (2Z,4E)- | 297242 | 55173
Naphtho[2,1-d]thiazolium, 3-ethyl-2-methyl-, 4-methylbenzenesulfonate (1:1) | 297226 | 55174
4,7-Methano-1H-indene, 5-ethoxy-3a,4,5,6,7,7a-hexahydro- | 297218 | 55175
1,3-Isobenzofurandione, polymer with 2,5-furandione, 1,6-hexanediol and 1,2-propanediol | 297192 | 55176
Benzenesulfonic acid, methoxy(1-propen-1-yl)-, sodium salt (1:1), homopolymer | 297184 | 55177
Methanone, [4-[[4-(2-benzoxazolyl)phenyl]methoxy]-2-hydroxyphenyl]phenyl- | 297176 | 55178
9-Tetradecen-1-ol, (9E)- | 297150 | 55179
2-Propenal, 2-bromo-3-methoxy- | 297143 | 55180
Cuprate(4-), [4-hydroxy-7-[2-[4-[(2-hydroxyethyl)amino]-6-[[5-(hydroxy-.kappa.O)-6-[[2-(hydroxy-.kappa.O)-5-sulfophenyl]diazenyl-.kappa.N1]-7-sulfo-2-naphthalenyl]amino]-1,3,5-triazin-2-yl]amino]-3-[2-(4-methoxy-2-sulfophenyl)diazenyl]-2-naphthalenesulfonato(6-)]-, sodium (1:1) | 297135 | 55181
Iron zirconium oxide (Fe2ZrO5) | 297119 | 55182
Phosphoric acid, isotridecyl ester | 297101 | 55183
Cyclopropanecarboxylic acid, 3-(2,2-dibromoethenyl)-2,2-dimethyl-, (S)-cyano(3-phenoxyphenyl)methyl ester, (1R,3R)- | 297093 | 55184
Nonanediamide, N1,N1,N9,N9-tetrakis(2-hydroxyethyl)- | 297077 | 55185
Amidosulfenyl chloride, N-methyl-N-[(4-methylphenyl)sulfonyl]- | 297069 | 55186
Phenol, 4,4'-(1-methylethylidene)bis-, polymer with 2-(chloromethyl)oxirane, benzoate | 297051 | 55187
Cellulose, acetate 1,2,4-benzenetricarboxylate | 297036 | 55188
Starch, hydrogen 2-(octen-1-yl)butanedioate | 297028 | 55189
1-Tetradecanaminium, N,N-bis(2-hydroxyethyl)-1-oxo-N-(1-oxododecyl)-, inner salt | 297010 | 55190
1,3-Propanediamine, N1-[3-(dodecyloxy)propyl]- | 296996 | 55191
2-Propenoic acid, 2-methyl-, 1,1'-[1,4-cyclohexanediylbis(methylene)] ester | 296970 | 55192
Carbamothioic acid, dipropyl-, S-(phenylmethyl) ester | 296962 | 55193
2-Propenoic acid, homopolymer, compd. with 2,2',2''-nitrilotris[ethanol] | 296947 | 55194
Butanoic acid, 4-(octadecylamino)-4-oxosulfo-, sodium salt (1:2) | 296939 | 55195
Phosphonic acid, P-(2-cyanoethyl)-, 2-[(aminocarbonyl)oxy]ethyl ethyl ester | 296921 | 55196
.beta.-Alanine, N-[5-(acetylamino)-2-methoxyphenyl]-, ethyl ester | 296905 | 55197
2-Propenoic acid, 2-hydroxyethyl ester, polymer with N2,N2,N4,N4,N6,N6-hexakis(methoxymethyl)-1,3,5-triazine-2,4,6-triamine | 296897 | 55198
2,5-Furandione, 3-(hexapropen-1-yl)dihydro- | 296889 | 55199
1,3-Propanediaminium, N1,N1,N1,N3,N3,N3-hexamethyl-2-[(2-methyl-1-oxo-2-propen-1-yl)oxy]-, methyl sulfate (1:2), homopolymer | 296871 | 55200
Cyclohexenecarboxaldehyde, 2,6,6-trimethyl- | 296855 | 55201
Ethanone, 1-[(1R,6R)-2,2,6-trimethylcyclohexyl]-, rel- | 296848 | 55202
Ethanone, 1-[(1R,6S)-2,2,6-trimethylcyclohexyl]-, rel- | 296830 | 55203
2H-1-Benzopyran-2-one, 7-(ethylamino)-4-(trifluoromethyl)- | 296822 | 55204
Oxazolidine, 2,2,5-trimethyl- | 296814 | 55205
Ethanone, 2,2-dichloro-1-(2,2,5-trimethyl-3-oxazolidinyl)- | 296806 | 55206
Butanedioic acid, 2-methylene-, polymer with 1,3-butadiene, ethenylbenzene and 2-methyl-2-propenoic acid | 296798 | 55207
2-Propenoic acid, polymer with ethenylbenzene and (1-methylethenyl)benzene | 296780 | 55208
1(3H)-Isobenzofuranone, 3-[2,4-bis(dimethylamino)phenyl]-3-[4-(diethylamino)-2-methylphenyl]- | 296772 | 55209
1(3H)-Isobenzofuranone, 3-[2,4-bis(dimethylamino)phenyl]-6-(dimethylamino)-3-[4-(dimethylamino)phenyl]- | 296764 | 55210
Benzoic acid, 2,3,4,5-tetrachloro-6-[4-(diethylamino)-2-methylbenzoyl]- | 296756 | 55211
Benzoic acid, 2-[4-(diethylamino)-2-methylbenzoyl]- | 296749 | 55212
Decanedioic acid, 1,10-bis(2,2,6,6-tetramethyl-4-piperidinyl) ester | 296731 | 55213
1,3-Propanediaminium, N1,N1,N1,N3,N3,N3-hexamethyl-2-[(2-methyl-1-oxo-2-propen-1-yl)oxy]-, methyl sulfate (1:2) | 296723 | 55214
Poly(oxy-1,2-ethanediyl), .omega.-hydroxy-.omega.'-[(1-oxooctadecyl)oxy]-.alpha.,.alpha.'-1,4-butanediylbis- | 296715 | 55215
2-Propenoic acid, 2-methyl-, methyl ester, polymer with N-(butoxymethyl)-2-propenamide, ethenylbenzene and ethyl 2-propenoate | 296707 | 55216
Acetonitrile, 2-(dodecylsulfonyl)- | 296699 | 55217
1H-Benz[de]isoquinoline-1,3(2H)-dione, 2-(3-hydroxypropyl)-6-[(3-hydroxypropyl)amino]- | 296681 | 55218
Benzoic acid, 4-[(1-oxohexyl)oxy]-, 4-propylphenyl ester | 296673 | 55219
Ethane, 1-(2-chloroethoxy)-2-methoxy- | 296665 | 55220
Isooctadecanamide, N,N-bis(2-hydroxyethyl)- | 296657 | 55221
1,4:5,8-Dimethanonaphthalene-2-methanamine, decahydro- | 296632 | 55222
Butanamide, N-(5-chloro-2-methoxyphenyl)-3-oxo- | 296624 | 55223
Propane, 2-[2-(2-methoxyethoxy)ethoxy]-2-methyl- | 296608 | 55224
Butane, 1-[2-[2-(1,1-dimethylethoxy)ethoxy]ethoxy]- | 296590 | 55225
1H-1,2,4-Triazolium, dimethyl-3-[1-[4-[methyl(phenylmethyl)amino]phenyl]diazenyl]-, trichlorozincate(1-) (1:1) | 296574 | 55226
Acetic acid, 2-hydroxy-, 1,1'-(1,2-ethanediyl) ester | 296566 | 55227
2-Propenoic acid, 2-methyl-, dodecyl ester, polymer with 2-hydroxyethyl 2-propenoate and methyl 2-methyl-2-propenoate | 296558 | 55228
2-Naphthalenesulfonic acid, 5-[2-(dimethylphenyl)diazenyl]-6-hydroxy-, sodium salt (1:1) | 296533 | 55229
Propanol, [(1-methyl-1,2-ethanediyl)bis(oxy)]bis-, polymer with 1,1'-methylenebis[4-isocyanatobenzene] | 296525 | 55230
1,10-Phenanthrolinedisulfonic acid, 4,7-diphenyl-, sodium salt (1:2) | 296517 | 55231
Arsonic acid, calcium salt (1:1) | 296491 | 55232
2,5-Furandione, polymer with 1,1'-[(1-methylethylidene)bis(4,1-phenyleneoxy)]bis[2-propanol] | 296483 | 55233
Isooctanal | 296475 | 55234
Hexanedioic acid, polymer with bis(isocyanatomethyl)benzene and 1,4-butanediol | 296467 | 55235
2-Propenoic acid, 2-methyl-, polymer with butyl 2-methyl-2-propenoate, butyl 2-propenoate, ethenylbenzene and 1,2-propanediol mono(2-methyl-2-propenoate) | 296459 | 55236
2-Naphthalenecarboxamide, N,N'-(3,3'-dimethoxy[1,1'-biphenyl]-4,4'-diyl)bis[3-hydroxy-, sodium salt (1:2) | 296442 | 55237
2-Propenoic acid, 2-methyl-, 2-(3-oxazolidinyl)ethyl ester, homopolymer | 296434 | 55238
1,4-Cyclohexanedicarboxylic acid, compd. with 1,11-undecanediamine (1:1) | 296426 | 55239
1,3-Butanediol, polymer with 1,1'-methylenebis[4-isocyanatobenzene], 2,2'-oxybis[ethanol] and 1,2-propanediol | 296418 | 55240
Sulfuric acid, lead salt, tetrabasic | 296400 | 55241
Cobaltate(1-), [29H,31H-phthalocyanine-C-sulfonato(3-)-.kappa.N29,.kappa.N30,.kappa.N31,.kappa.N32]-, sodium (1:1) | 296392 | 55242
Aluminum dysprosium oxide (Al2Dy4O9) | 296384 | 55243
1,3-Benzenedicarboxylic acid, polymer with [1,1'-biphenyl]-4,4'-diol and 4-hydroxybenzoic acid | 296376 | 55244
1-Piperidineethanol, 4-hydroxy-2,2,6,6-tetramethyl- | 296350 | 55245
Methanamine, N-methyl-, polymer with ammonia and 2-(chloromethyl)oxirane | 296335 | 55246
2-Propenoic acid, 2-methyl-, 2-(dimethylamino)ethyl ester, polymer with ethenylbenzene, ethyl 2-propenoate and 2-hydroxyethyl 2-propenoate | 296327 | 55247
2,5-Furandione, telomer with ethenylbenzene and (1-methylethyl)benzene, ammonium salt | 296319 | 55248
Propanedinitrile, 2-(3-methoxy-2-propen-1-ylidene)- | 296301 | 55249
1,4-Benzenedicarboxylic acid, 2-[4-(diethylamino)-2-hydroxybenzoyl]- | 296293 | 55250
Methionine, methionyl- | 296277 | 55251
[1,1'-Biphenyl]-4-carbonitrile, 4'-butoxy- | 296251 | 55252
[1,1'-Biphenyl]-4-carbonitrile, 4'-nonyl- | 296236 | 55253
[1,1'-Biphenyl]-4-carbonitrile, 4'-octyl- | 296228 | 55254
[1,1'-Biphenyl]-4-carbonitrile, 4'-butyl- | 296210 | 55255
[1,1'-Biphenyl]-2-ol, ammonium salt | 296202 | 55256
1,10-Phenanthroline, 2,9-dimethyl-4,7-diphenylsulfonyl-, disulfo deriv., disodium salt (1:2) | 296194 | 55257
Benzenesulfonic acid, 3-[2-[4-[2-(2-ethoxy-5-methylphenyl)diazenyl]-1-naphthalenyl]diazenyl]- | 296178 | 55258
Benzaldehyde, 4-methyl-, hydrazone | 296160 | 55259
Benzothiazolium, 3-(2-hydroxyethyl)-2-[3-[3-(2-hydroxyethyl)-2(3H)-benzothiazolylidene]-2-methyl-1-propen-1-yl]-, bromide (1:1) | 296152 | 55260
Chromate(1-), [4-[2-[4,5-dihydro-3-methyl-5-(oxo-.kappa.O)-1-(3-sulfophenyl)-1H-pyrazol-4-yl]diazenyl-.kappa.N1]-3-(hydroxy-.kappa.O)-1-naphthalenesulfonato(4-)]-, sodium (1:1) | 296145 | 55261
Poly[oxy(methyl-1,2-ethanediyl)], .alpha.-hydro-.omega.-hydroxy-, ether with methyl D-glucopyranoside (4:1) | 296137 | 55262
Benzimidazo[2,1-b]benzo[lmn][3,8]phenanthroline-1,3,6(2H)-trione, 2-(3-methoxypropyl)-9(or 10)-methyl- | 296129 | 55263
Benzimidazo[2,1-b]benzo[lmn][3,8]phenanthrolinecarbonitrile, 1,2,3,6-tetrahydro-2-(3-methoxypropyl)-1,3,6-trioxo- | 296111 | 55264
9,10-Anthracenedione, 2,2'-[1,4-phenylenebis(1,3,4-oxadiazole-5,2-diyl)]bis[1-amino- | 296103 | 55265
Poly(oxy-1,2-ethanediyl), .alpha.-(1-oxooctadecen-1-yl)-.omega.-[(1-oxooctadecen-1-yl)oxy]- | 296095 | 55266
Poly(oxy-1,2-ethanediyl), .alpha.-[bis(1,1-dimethylethyl)phenyl]-.omega.-hydroxy- | 296087 | 55267
2-Propenoic acid, 2-methyl-, polymer with 2,3-dibromopropyl 2-propenoate and methyl 2-methyl-2-propenoate | 296079 | 55268
Ethanol, 2-butoxy-, sodium salt (1:1) | 296061 | 55269
L-Leucine, N-[(1,1-dimethylethoxy)carbonyl]-, compd. with N-cyclohexylcyclohexanamine (1:1) | 296053 | 55270
Hexanedioic acid, polymer with 1,3-diisocyanatomethylbenzene and 2-ethyl-2-(hydroxymethyl)-1,3-propanediol | 296046 | 55271
Isoeicosanol | 296038 | 55272
Heptane, 1-bromo-6-methyl- | 296020 | 55273
Cyclopropanecarboxylic acid, 3-(2,2-dichloroethenyl)-2,2-dimethyl-, (3-phenoxyphenyl)methyl ester | 296012 | 55274
2-Propenoic acid, 2-hydroxyethyl ester, polymer with 1,3-diisocyanatomethylbenzene and 2-ethyl-2-(hydroxymethyl)-1,3-propanediol | 296004 | 55275
Carbamic acid, N,N'-(methyl-1,3-phenylene)bis-, C,C'-bis[2,2-bis[(2-propen-1-yloxy)methyl]butyl] ester | 295998 | 55276
2-Propenoic acid, polymer with 2-ethylhexyl 2-propenoate, ethyl 2-propenoate, N-(hydroxymethyl)-2-propenamide and 2-propenenitrile | 295980 | 55277
Ruthenate(2-), hexabromo-, potassium (1:2), (OC-6-11)- | 295972 | 55278
Sulfamic acid, compd. with morpholine (1:1) | 295964 | 55279
Benzenesulfonic acid, 4-[[4-[2-[2-methyl-4-[[(4-methylphenyl)sulfonyl]oxy]phenyl]diazenyl]phenyl]amino]-3-nitro- | 295956 | 55280
Acetic acid, 2,2'-[(1,1,3,3-tetrabutyl-1,3-distannathianediyl)bis(thio)]bis-, 1,1'-diisooctyl ester | 295949 | 55281
Ammonium zinc chloride | 295931 | 55282
2-Propenoic acid, 2-methyl-, 2-hydroxyethyl ester, phosphate | 295923 | 55283
Benzoic acid, 3,5-bis(1,1-dimethylethyl)-4-hydroxy-, nickel(2+) salt (2:1) | 295907 | 55284
Poly[oxy(methyl-1,2-ethanediyl)], .alpha.-hydro-.omega.-hydroxy-, ether with D-glucitol (6:1) | 295899 | 55285
Oxirane, 2-methyl-, polymer with oxirane, ether with 2-ethyl-2-(hydroxymethyl)-1,3-propanediol (3:1) | 295881 | 55286
Poly(oxy-1,2-ethanediyl), .alpha.-[(1,1,3,3-tetramethylbutyl)phenyl]-.omega.-hydroxy-, phosphate | 295873 | 55287
Chloric acid, sodium salt, mixt. with boric acid (HBO2) sodium salt | 295865 | 55288
Formaldehyde, polymer with dimethylnaphthalene | 295857 | 55289
2-Oxepanone, polymer with 4,4'-(1-methylethylidene)bis[phenol] | 295840 | 55290
2-Propenoic acid, 2-[[(methylamino)carbonyl]oxy]ethyl ester | 295832 | 55291
9,10-Anthracenedione, 2,2'-(1,3,4-oxadiazole-2,5-diyl)bis[1-amino- | 295808 | 55292
Chromate(2-), [3-[2-[4,5-dihydro-3-methyl-5-(oxo-.kappa.O)-1-phenyl-1H-pyrazol-4-yl]diazenyl-.kappa.N]-4-(hydroxy-.kappa.O)benzenesulfonato(3-)][1-[2-[2-(hydroxy-.kappa.O)-5-(2-phenyldiazenyl)phenyl]diazenyl-.kappa.N1]-2-naphthalenolato(2-)-.kappa.O]-, sodium (1:2) | 295790 | 55293
Zinc, bis[O,O-bis(1-methylethyl) phosphorodithioato-.kappa.S]bis(cyclohexanamine)-, (T-4)- | 295782 | 55294
Benzenesulfonic acid, 2,5-dichloro-4-[4-[2-(4-dodecylphenyl)diazenyl]-4,5-dihydro-3-methyl-5-oxo-1H-pyrazol-1-yl]-, sodium salt (1:1) | 295774 | 55295
Poly[oxy(methyl-1,2-ethanediyl)], .alpha.-(9Z)-9-octadecen-1-yl-.omega.-hydroxy- | 295758 | 55296
Benzaldehyde, 3-(chloromethyl)-4-methoxy- | 295741 | 55297
Benzenediazonium, 3-methyl-4-(1-pyrrolidinyl)-, trichlorozincate(1-) (1:1) | 295725 | 55298
1-Tetradecanol, 1-(hydrogen sulfate), manganese(2+) salt (2:1) | 295717 | 55299
Glycine, N-methyl-N-(1-oxotetradecyl)- | 295691 | 55300
Bicyclo[2.2.1]heptane-2-carboxylic acid, 3,3-dimethyl- | 295683 | 55301
1-Propanesulfonic acid, 2-hydroxy-3-(2-propen-1-yloxy)-, sodium salt (1:1) | 295667 | 55302
Phenol, 2-[bis(2-hydroxyethyl)amino]-5-nitro- | 295659 | 55303
Poly(oxy-1,2-ethanediyl), .alpha.-[2-[[(1,1,2,2,3,3,4,4,5,5,6,6,7,7,8,8,8-heptadecafluorooctyl)sulfonyl]propylamino]ethyl]-.omega.-hydroxy- | 295642 | 55304
Acetamide, N-[5-[bis(2-methoxyethyl)amino]-2-[2-(2-cyano-4-nitrophenyl)diazenyl]phenyl]- | 295634 | 55305
Poly(oxy-1,2-ethanediyl), .alpha.-sulfo-.omega.-(dioctylphenoxy)-, ammonium salt (1:1) | 295618 | 55306
Undecane, 1,1-dimethoxy- | 295592 | 55307
Phenol, 2-methoxy-4-(4,4,6-trimethyl-1,3-dioxan-2-yl)- | 295584 | 55308
1-Butanol, 2-methyl-, 1-benzoate | 295568 | 55309
Benzoic acid, 4-(1,1-dimethylethyl)-, calcium salt (2:1) | 295543 | 55310
Benzoic acid, 4-(1,1-dimethylethyl)-, magnesium salt (2:1) | 295535 | 55311
.alpha.-L-xylo-2-Hexulofuranosonic acid, 2,3:4,6-bis-O-(1-methylethylidene)-, sodium salt | 295527 | 55312
Oxirane, 2-methyl-, polymer with oxirane, di-2-propenoate | 295519 | 55313
Poly[oxy(methyl-1,2-ethanediyl)], .alpha.-hydro-.omega.-hydroxy-, phosphate | 295501 | 55314
Poly(oxy-1,2-ethanediyl), .alpha.-(nonylphenyl)-.omega.-hydroxy-, phosphate, potassium salt | 295493 | 55315
1,2-Propanediol, phosphate | 295485 | 55316
4(3H)-Pyrimidinone, 5,6-diamino-, sulfate (1:1) | 295477 | 55317
Nickel vanadium oxide (NiV2O6) | 295469 | 55318
2,5-Furandione, telomer with ethenylbenzene and (1-methylethyl)benzene, sodium salt | 295451 | 55319
Benzenamine, 4,4'-carbonimidoylbis[N,N-dimethyl-, sulfate (1:?) | 295444 | 55320
2H-Azepin-2-one, hexahydro-, polymer with 1,6-hexanediol and 1,1'-methylenebis[4-isocyanatocyclohexane] | 295436 | 55321
Hexanedioic acid, polymer with 1,4-butanediol, 1,6-hexanediol, 1,1'-methylenebis[4-isocyanatobenzene] and 2-oxepanone | 295428 | 55322
Poly(oxy-1,2-ethanediyl), .alpha.-hydro-.omega.-(2-oxiranylmethoxy)-, ether with 2-ethyl-2-(hydroxymethyl)-1,3-propanediol (3:1) | 295410 | 55323
Aurate(1-), tetrabromo-, sodium (1:1), (SP-4-1)- | 295402 | 55324
Phosphoric acid, mono(4-nitrophenyl) ester, compd. with cyclohexanamine (1:2) | 295394 | 55325
Poly[oxy(methyl-1,2-ethanediyl)], .alpha.,.alpha.'-(2,2-dimethyl-1,3-propanediyl)bis[.omega.-hydroxy- | 295386 | 55326
3-Cyclohexene-1-carboxaldehyde, 3-(4-methyl-3-penten-1-yl)- | 295378 | 55327
3-Cyclohexene-1-carboxaldehyde, 1-methyl-4-(4-methyl-3-penten-1-yl)- | 295360 | 55328
3-Cyclohexene-1-carboxaldehyde, 1-methyl-3-(4-methyl-3-penten-1-yl)- | 295352 | 55329
Formaldehyde, polymer with N1-(2-aminoethyl)-1,2-ethanediamine | 295345 | 55330
Pentanedioic acid, polymer with N1-(2-aminoethyl)-1,2-ethanediamine and 2-(chloromethyl)oxirane | 295337 | 55331
2,7-Naphthalenedisulfonic acid, 5-amino-3-[2-[4-[2-[4-[2-(6-amino-1-hydroxy-3-sulfo-2-naphthalenyl)diazenyl]phenyl]diazenyl]phenyl]diazenyl]-4-hydroxy-, sodium salt (1:3) | 295329 | 55332
2,7-Naphthalenedisulfonic acid, 5-amino-3-[2-[4-[2-[4-[2-(7-amino-1-hydroxy-3-sulfo-2-naphthalenyl)diazenyl]phenyl]diazenyl]phenyl]diazenyl]-4-hydroxy-, sodium salt (1:3) | 295311 | 55333
Formaldehyde, polymer with [1,1'-biphenyl]-4-ol and 4-(1,1-dimethylethyl)phenol | 295303 | 55334
1-Hexadecanaminium, N,N-dihexadecyl-N-methyl-, chloride (1:1) | 295295 | 55335
Phosphorobromidochloridic acid, 3-bromo-2,2-dimethylpropyl ester | 295287 | 55336
Nonanedioic acid, potassium salt (1:2) | 295279 | 55337
Chromate(1-), triaqua[3-(hydroxy-.kappa.O)-4-[2-[2-(hydroxy-.kappa.O)-1-naphthalenyl]diazenyl-.kappa.N1]-7-nitro-1-naphthalenesulfonato(3-)]-, sodium (1:1) | 295261 | 55338
1,3-Isobenzofurandione, polymer with 2,2-dimethyl-1,3-propanediol, 2,5-furandione and 1,2-propanediol | 295253 | 55339
1,3-Benzenedicarboxylic acid, polymer with 2,2-dimethyl-1,3-propanediol, 2-ethyl-2-(hydroxymethyl)-1,3-propanediol and nonanedioic acid | 295246 | 55340
Guanidine, N-cyano-, polymer with 1,2-ethanediamine and formaldehyde | 295238 | 55341
Platinum, diaquatetrahydroxy- | 295220 | 55342
2-Naphthalenecarboxylic acid, 4-[1-(acetyloxy)-3-oxo-1H,3H-naphtho[1,8-cd]pyran-1-yl]-1-hydroxy-, methyl ester | 295212 | 55343
Phosphoric acid, mono(4-nitrophenyl) ester, compd. with 2-amino-2-(hydroxymethyl)-1,3-propanediol (1:1) | 295196 | 55344
Oxirane, 2-methyl-, polymer with oxirane, ether with .beta.-D-fructofuranosyl .alpha.-D-glucopyranoside | 295188 | 55345
Copper, [C,1,2,3,4,8,9,10,11,15,16,17,18,22,23-pentadecachloro-29H,31H-phthalocyaninato(2-)-.kappa.N29,.kappa.N30,.kappa.N31,.kappa.N32]- | 295162 | 55346
Thiazole, 5-propyl- | 295154 | 55347
Benzenamine, 2,2'-[1,2-ethanediylbis(thio)]bis- | 295147 | 55348
Poly[oxy(methyl-1,2-ethanediyl)], .alpha.,.alpha.',.alpha.''-1,2,3-propanetriyltris[.omega.-hydroxy-, polymer with 1,1'-methylenebis[4-isocyanatobenzene] | 295139 | 55349
2,5-Furandione, polymer with .alpha.,.alpha.',.alpha.''-1,2,3-propanetriyltris[.omega.-hydroxypoly[oxy(methyl-1,2-ethanediyl)]] | 295121 | 55350
Poly[oxy(methyl-1,2-ethanediyl)], .alpha.,.alpha.',.alpha.''-1,2,3-propanetriyltris[.omega.-[(1-oxo-2-propen-1-yl)oxy]- | 295113 | 55351
1,4-Benzenedicarboxylic acid, 1,4-dimethyl ester, polymer with 1,4-butanediol and 2,2'-[(1-methylethylidene)bis[(2,6-dibromo-4,1-phenylene)oxy]]bis[ethanol] | 295105 | 55352
1,4-Benzenedicarboxylic acid, 1,4-dimethyl ester, polymer with 1,2-ethanediol and 2,2'-[(1-methylethylidene)bis[(2,6-dibromo-4,1-phenylene)oxy]]bis[ethanol] | 295097 | 55353
2-Propenenitrile, 2-methyl-, polymer with 1,1-dichloroethene and 2-propenenitrile | 295071 | 55354
2-Propenoic acid, 2-methyl-, 1,1'-[2-ethyl-2-[[(2-methyl-1-oxo-2-propen-1-yl)oxy]methyl]-1,3-propanediyl] ester, polymer with diethenylbenzene and ethenylbenzene | 295063 | 55355
Butanedioic acid, 2-methylene-, polymer with N1-(2-aminoethyl)-1,2-ethanediamine and 2-(chloromethyl)oxirane | 295055 | 55356
2-Propenoic acid, 2-hydroxyethyl ester, polymer with 1,1'-methylenebis[4-isocyanatocyclohexane] and 2-oxepanone | 295048 | 55357
Ethanol, 2-[(4-methoxy-3-nitrophenyl)sulfonyl]- | 295030 | 55358
Guanidine, N,N'-diphenyl-, hydrochloride (1:?) | 295022 | 55359
9-Octadecenoic acid, 12-hydroxy-, 3-hydroxy-2,2-bis(hydroxymethyl)propyl ester, (9Z,12R)-, polymer with 1,3-diisocyanatomethylbenzene | 295014 | 55360
2-Propenoic acid, polymer with 1,3-butadiene and ethenylbenzene, ammonium salt | 295006 | 55361
2-Anthracenesulfonic acid, 1-amino-4-(ethylamino)-9,10-dihydro-9,10-dioxo- | 294991 | 55362
7H-[1]Benzopyrano[3',2':3,4]pyrido[1,2-a]benzimidazole-6-carbonitrile, 3-(diethylamino)-7-oxo- | 294975 | 55363
Poly(oxy-1,2-ethanediyl), .alpha.,.alpha.'-1,6-hexanediylbis[.omega.-hydroxy- | 294959 | 55364
[1,1'-Biphenyl]-4-carbonitrile, 4'-(octyloxy)- | 294942 | 55365
[1,1'-Biphenyl]-4-carbonitrile, 4'-(pentyloxy)- | 294926 | 55366
C.I. Pigment Brown 6 | 294900 | 55367
2-Propenoic acid, 2-methyl-, polymer with butyl 2-propenoate, (chloromethyl)ethenylbenzene and ethyl 2-propenoate | 294892 | 55368
Benzoic acid, 2-hydrazinyl-, hydrochloride (1:1) | 294884 | 55369
Hexanedioic acid, compd. with .alpha.-(3-aminopropyl)-.omega.-(3-aminopropoxy)poly(oxy-1,2-ethanediyl) (1:1) | 294876 | 55370
Poly(oxy-1,2-ethanediyl), .alpha.-(pentylphenyl)-.omega.-hydroxy- | 294868 | 55371
Hydrazinium, 1-(3-butoxy-2-hydroxypropyl)-1,1-dimethyl-2-(2-methyl-1-oxo-2-propen-1-yl)-, inner salt | 294850 | 55372
Acetamide, 2-[(4-methylphenyl)sulfonyl]- | 294835 | 55373
Formaldehyde, polymer with 2,2'-[(1-methylethylidene)bis[(2,6-dibromo-4,1-phenylene)oxy]]bis[ethanol] | 294819 | 55374
Urea, N,N'-bis[3-(dimethylamino)propyl]- | 294801 | 55375
Benzamide, 4-[2-(5-cyano-1,6-dihydro-2-hydroxy-4-methyl-6-oxo-3-pyridinyl)diazenyl]-N-(2-ethylhexyl)- | 294785 | 55376
Benzoic acid, 2-methyl-, cadmium salt (2:1) | 294777 | 55377
Benzoic acid, 2-methyl-, barium salt (2:1) | 294769 | 55378
Ethanol, 2-[2-[2-(acetyloxy)ethoxy]ethoxy]- | 294751 | 55379
Guanidine, N-(hydroxymethyl)-, hydrochloride (1:1) | 294744 | 55380
Propanamide, 3-mercapto-N-methyl- | 294736 | 55381
2-Naphthalenesulfonic acid, 5,5'-[(1-methylethylidene)bis(4,1-phenyleneoxysulfonyl-2,1-phenyleneazo)]bis[6-amino-4-hydroxy-, sodium salt (1:2) | 294728 | 55382
Titanium, dichlorobis(dimethyl orthoborato-.kappa.O'')-, (T-4)- | 294710 | 55383
1(3H)-Isobenzofuranone, 3,3-bis[4-(sulfooxy)phenyl]-, potassium salt (1:2) | 294702 | 55384
Butanamide, 2-[2-(4-chloro-2-nitrophenyl)diazenyl]-N-(4-ethoxyphenyl)-3-oxo- | 294694 | 55385
Carbamic acid, 1H-benzimidazol-2-yl-, methyl ester, phosphate (1:1) | 294686 | 55386
L-Lysine, N6-(1-oxododecyl)- | 294678 | 55387
Cyclopropanecarboxylic acid, 3-(2,2-dichloroethenyl)-2,2-dimethyl-, cyano(3-phenoxyphenyl)methyl ester | 294660 | 55388
Cyclopropanecarbonyl chloride, 3-(2,2-dichloroethenyl)-2,2-dimethyl- | 294652 | 55389
Poly[oxy(methyl-1,2-ethanediyl)], .alpha.-hydro-.omega.-hydroxy-, ether with D-glucose (5:1) | 294645 | 55390
Butanedioic acid, 2-(tetrapropenyl)-, monoester with 1,2-propanediol | 294637 | 55391
1-Tetradecanol, 1-(hydrogen sulfate), ammonium salt (1:1) | 294629 | 55392
Carbamic acid, N,N-bis(hydroxymethyl)-, 2-methylpropyl ester | 294611 | 55393
Phosphorous acid, trimethyl ester, polymer with 2,2'-oxybis[ethanol] | 294603 | 55394
1,3-Isobenzofurandione, polymer with 2,2-dimethyl-1,3-propanediol and 2-ethyl-2-(hydroxymethyl)-1,3-propanediol | 294595 | 55395
9,10-Anthracenedione, 1,4-dihydroxy-5,8-bis(phenylamino)- | 294587 | 55396
1,4-Benzenedisulfonic acid, 2,2'-[1,2-ethenediylbis[(3-sulfo-4,1-phenylene)imino[6-(4-morpholinyl)-1,3,5-triazine-4,2-diyl]imino]]bis-, sodium salt (1:6) | 294579 | 55397
Benzene, [tris[(1-methylethenyl)oxy]silyl]- | 294561 | 55398
Naphth[1,2-d]oxazolium, 1-ethyl-2-methyl-, iodide (1:1) | 294553 | 55399
1-Propanol, 2-[(hydroxymethyl)amino]-2-methyl- | 294546 | 55400
2H-Anthra[1,2-d][1,3]oxazine-4,7,12(1H)-trione, 6-nitro- | 294520 | 55401
Poly[oxy(methyl-1,2-ethanediyl)], .alpha.,.alpha.',.alpha.''-1,2,3-propanetriyltris[.omega.-[[(2E)-3-carboxy-1-oxo-2-propen-1-yl]oxy]- | 294512 | 55402
1,4-Butanediol, polymer with .alpha.-hydro-.omega.-hydroxypoly(oxy-1,4-butanediyl) and 1,1'-methylenebis[4-isocyanatocyclohexane] | 294504 | 55403
Poly(oxy-1,4-butanediyl), .alpha.-hydro-.omega.-hydroxy-, polymer with 1,1'-methylenebis[4-isocyanatocyclohexane] | 294496 | 55404
Poly(oxy-1,2-ethanediyl), .alpha.-isooctadecyl-.omega.-hydroxy- | 294488 | 55405
Benzenesulfonic acid, octyl-, potassium salt (1:1) | 294470 | 55406
Poly(oxy-1,2-ethanediyl), .alpha.-sulfo-.omega.-(decyloxy)-, ammonium salt (1:1) | 294462 | 55407
Poly(oxy-1,2-ethanediyl), .alpha.-sulfo-.omega.-(octyloxy)-, ammonium salt (1:1) | 294454 | 55408
2-Propenoic acid, polymer with 2-propenal, sodium salt | 294447 | 55409
Ethanaminium, N,N,N-trimethyl-2-[(1-oxo-2-propen-1-yl)oxy]-, methyl sulfate (1:1), polymer with 2-propenamide | 294439 | 55410
Benzenamine, 4,4'-thiobis-, hydrochloride (1:2) | 294421 | 55411
2-Oxepanone, polymer with .alpha.-hydro-.omega.-hydroxypoly(oxy-1,2-ethanediyl) | 294413 | 55412
1(3H)-Isobenzofuranone, 3-[4-hydroxy-2-methyl-5-(1-methylethyl)phenyl]-3-[2-methyl-5-(1-methylethyl)-4-(phosphonooxy)phenyl]-, compd. with 2-amino-2-methyl-1,3-propanediol (1:1) | 294405 | 55413
5-Heptenal, 2,2,6-trimethyl- | 294397 | 55414
Cobaltate(1-), [2,4-dihydro-4-[2-[2-(hydroxy-.kappa.O)-5-nitrophenyl]diazenyl-.kappa.N1]-5-methyl-2-phenyl-3H-pyrazol-3-onato(2-)-.kappa.O3][1-[2-[2-(hydroxy-.kappa.O)-5-nitrophenyl]diazenyl-.kappa.N1]-2-naphthalenolato(2-)-.kappa.O]-, hydrogen (1:1) | 294389 | 55415
Chromate(1-), [1-[2-[2-(hydroxy-.kappa.O)-4-nitrophenyl]diazenyl-.kappa.N1]-2-naphthalenolato(2-)-.kappa.O][1-[2-[2-(hydroxy-.kappa.O)-5-nitrophenyl]diazenyl-.kappa.N1]-2-naphthalenolato(2-)-.kappa.O]-, hydrogen (1:1) | 294371 | 55416
Cobaltate(1-), bis[1-[2-[2-(hydroxy-.kappa.O)-5-nitrophenyl]diazenyl-.kappa.N1]-2-naphthalenolato(2-)-.kappa.O]-, hydrogen (1:1) | 294363 | 55417
Poly(oxy-1,4-butanediyl), .alpha.-(1-oxo-2-propen-1-yl)-.omega.-[(1-oxo-2-propen-1-yl)oxy]- | 294355 | 55418
Benzenesulfonic acid, hydroxy-, polymer with formaldehyde and urea, sodium salt | 294348 | 55419
Phenol, dodecyl-, calcium salt (2:1) | 294322 | 55420
2-Propenoic acid, 1,1'-[2-ethyl-2-[[(1-oxo-2-propen-1-yl)oxy]methyl]-1,3-propanediyl] ester, polymer with methyl 2-methyl-2-propenoate | 294314 | 55421
Benzenesulfonic acid, 2(or 5)-[[9,10-dihydro-4-[(1-methylethyl)amino]-9,10-dioxo-1-anthracenyl]amino]-5(or 2)-methyl-, sodium salt (1:1) | 294306 | 55422
Neodecanoic acid, cobalt(2+) salt (2:1) | 294298 | 55423
Hexanedioic acid, polymer with 1,4-butanediol, 1,6-diisocyanatohexane and 1,6-hexanediol | 294280 | 55424
Acetamide, N-[4-methoxy-3-[(phenylmethyl)amino]phenyl]- | 294272 | 55425
1,4-Benzenedicarboxylic acid, 1,4-dimethyl ester, polymer with 1,2-ethanediol, 2,5-furandione and 1,2-propanediol | 294264 | 55426
Dodecanedioic acid, polymer with hexahydro-2H-azepin-2-one, 1,6-hexanediamine and nonanedioic acid | 294256 | 55427
Dodecanedioic acid, polymer with decanedioic acid, hexahydro-2H-azepin-2-one and 1,6-hexanediamine | 294249 | 55428
Chromate(1-), [3-[2-[4,5-dihydro-3-methyl-5-(oxo-.kappa.O)-1-phenyl-1H-pyrazol-4-yl]diazenyl-.kappa.N1]-4-hydroxybenzenesulfonamidato(2-)][4-(hydroxy-.kappa.O)-3-[2-[2-(hydroxy-.kappa.O)-1-naphthalenyl]diazenyl-.kappa.N1]benzenesulfonamidato(2-)]-, hydrogen (1:1) | 294223 | 55429
Chromate(1-), [2,4-dihydro-4-[2-[2-(hydroxy-.kappa.O)-5-nitrophenyl]diazenyl-.kappa.N1]-5-methyl-2-phenyl-3H-pyrazol-3-onato(2-)-.kappa.O3][2-[2-[4,5-dihydro-3-methyl-5-(oxo-.kappa.O)-1-phenyl-1H-pyrazol-4-yl]diazenyl-.kappa.N1]benzoato(2-)-.kappa.O]-, hydrogen (1:1) | 294215 | 55430
Cobaltate(1-), bis[2,4-dihydro-4-[2-[2-(hydroxy-.kappa.O)-5-nitrophenyl]diazenyl-.kappa.N1]-5-methyl-2-phenyl-3H-pyrazol-3-onato(2-)-.kappa.O3]-, hydrogen (1:1) | 294207 | 55431
Chromate(1-), bis[2,4-dihydro-4-[2-[2-(hydroxy-.kappa.O)-5-nitrophenyl]diazenyl-.kappa.N1]-5-methyl-2-phenyl-3H-pyrazol-3-onato(2-)-.kappa.O3]-, hydrogen (1:1) | 294199 | 55432
2-Propenoic acid, polymer with 2,5-furandione, sodium salt | 294181 | 55433
1,3-Benzenedicarboxylic acid, polymer with 1,4-benzenedicarboxylic acid, 2,2-dimethyl-1,3-propanediol, 2-ethyl-2-(hydroxymethyl)-1,3-propanediol and hexanedioic acid | 294173 | 55434
Ethanol, 2,2',2''-nitrilotris-, 4-methylbenzenesulfonate (1:1) | 294165 | 55435
2-Naphthalenecarboxylic acid, 4-[2-[2-chloro-5-(trifluoromethyl)phenyl]diazenyl]-3-hydroxy- | 294140 | 55436
2-Naphthalenecarboxamide, N,N'-(2,5-dichloro-1,4-phenylene)bis[4-[2-[2-chloro-5-(trifluoromethyl)phenyl]diazenyl]-3-hydroxy- | 294132 | 55437
Acetic acid, 2-[4-[(1-amino-9,10-dihydro-4-hydroxy-9,10-dioxo-2-anthracenyl)oxy]phenoxy]-, ethyl ester | 294116 | 55438
Benzenesulfonic acid, 4-[2-(5-amino-3-methyl-1-phenyl-1H-pyrazol-4-yl)diazenyl]-2,5-dichloro-, lithium salt (1:1) | 294108 | 55439
1,3-Isobenzofurandione, 4,5,6,7-tetrabromo-, polymer with 1,2-ethanediol, 2,5-furandione and 4,5,6,7-tetrachloro-1,3-isobenzofurandione | 294090 | 55440
1,3-Isobenzofurandione, 4,5,6,7-tetrabromo-, polymer with 1,2-ethanediol, 2,5-furandione, 1,3-isobenzofurandione and 1,2-propanediol | 294082 | 55441
Hexanedioic acid, compd. with 1,11-undecanediamine (1:1) | 294074 | 55442
Butanenitrile, 2-[2-(1,1-dimethylethyl)diazenyl]-2-methyl- | 294058 | 55443
1-Aziridinepropanoic acid, 1,1'-[2-[[3-(1-aziridinyl)-1-oxopropoxy]methyl]-2-ethyl-1,3-propanediyl] ester | 294041 | 55444
Oxirane, 2-methyl-, polymer with oxirane, methyl 2-propen-1-yl ether | 294033 | 55445
Oxirane, 2-methyl-, polymer with oxirane, monohexyl ether | 294025 | 55446
Phosphonium, tetrakis(hydroxymethyl)-, ethanedioate (2:1) | 294017 | 55447
Ethanol, 2-[(6-amino-2-naphthalenyl)sulfonyl]- | 294009 | 55448
Silane, trimethoxy-7-octen-1-yl- | 293993 | 55449
Silane, trichloro-7-octen-1-yl- | 293985 | 55450
3-Buten-2-ol, 4-(2,6,6-trimethyl-2-cyclohexen-1-yl)-, 2-acetate | 293977 | 55451
7,11-Hexadecadien-1-ol, acetate, (7Z,11Z)- | 293969 | 55452
9-Octadecenamide, 12-hydroxy-N-[2-[(2-hydroxyethyl)amino]ethyl]-, (9Z,12R)- | 293951 | 55453
3H-Indolium, 2-[2-(4,5-dihydro-3,5-diphenyl-1H-pyrazol-1-yl)ethenyl]-1,3,3-trimethyl-, chloride (1:1) | 293944 | 55454
2,7-Naphthalenedisulfonic acid, 4-amino-3-[2-[4-[[4-[2-(2,4-diaminophenyl)diazenyl]phenyl]sulfonyl]phenyl]diazenyl]-5-hydroxy-6-(2-phenyldiazenyl)-, sodium salt (1:2) | 293936 | 55455
2-Naphthalenecarboxylic acid, 4-[2-(4-chloro-5-methyl-2-sulfophenyl)diazenyl]-3-hydroxy-, calcium salt (2:1) | 293928 | 55456
Benzene, 2-chloro-1,4-diethoxy- | 293910 | 55457
2,5-Furandione, polymer with 2,2-bis(hydroxymethyl)-1,3-propanediol and 1,2,3-propanetriol | 293902 | 55458
2-Propenoic acid, butyl ester, polymer with ethenylbenzene and methyl 2-propenoate | 293894 | 55459
Ethanone, 1-(2,4-diethylphenyl)- | 293886 | 55460
Bicyclo[2.2.1]heptane, 2-(3,3-dimethoxy-2-methylpropyl)- | 293878 | 55461
Bicyclo[2.2.1]heptane, 2-(3,3-diethoxy-2-methylpropyl)- | 293860 | 55462
Cyclohexanamine, N-chloro- | 293852 | 55463
Phenol, 2-[2-(4-chloro-2-nitrophenyl)diazenyl]-4,6-bis(1,1-dimethylethyl)- | 293837 | 55464
Phenol, 2-(1,1-dimethylethyl)-4-(1-methylpropyl)- | 293811 | 55465
Bicyclo[2.2.1]hept-5-ene-2,3-dicarboxylic acid, 1,4,5,6,7,7-hexachloro-, polymer with (2E)-2-butenedioic acid and 1,2-propanediol | 293803 | 55466
Quinolinium, 4-methyl-1-(phenylmethyl)-, chloride (1:1) | 293795 | 55467
4,6(1H,5H)-Pyrimidinedione, 5-bromo- | 293787 | 55468
Phenol, 2,5-dichloro-, sodium salt (1:1) | 293761 | 55469
Stannane, tris(dodecylthio)methyl- | 293753 | 55470
9,12-Octadecadienoic acid (9Z,12Z)-, 2-mercaptoethyl ester | 293738 | 55471
2-Oxepanone, polymer with 1,1'-methylenebis[4-isocyanatocyclohexane] | 293720 | 55472
2-Oxepanone, polymer with 2,4-diisocyanato-1-methylbenzene | 293712 | 55473
Ethanone, 1-[4-(dipropylamino)-3,5-dinitrophenyl]- | 293696 | 55474
Ethanone, 1-(4-hydroxy-3,5-dinitrophenyl)- | 293670 | 55475
Propanol, 1(or 2)-ethoxy- | 293654 | 55476
1-Naphthalenesulfonic acid, 3-diazo-3,4-dihydro-4-oxo-, ar'-(1-methylethyl)[1,1'-biphenyl]-4-yl ester | 293647 | 55477
Diazene, 1-(1,3-dimethoxy-1,3-dimethylbutyl)-2-(1,1-dimethylethyl)- | 293621 | 55478
Silicic acid, magnesium zirconium salt | 293613 | 55479
Lignin, ammonium salt | 293605 | 55480
Phosphoric acid, 2-ethylhexyl ester, zinc salt | 293597 | 55481
Phenol, 4-chloro-2-methyl-, sodium salt (1:1) | 293589 | 55482
1,3-Benzenedicarboxylic acid, polymer with 1,3-dihydro-1,3-dioxo-5-isobenzofurancarboxylic acid and 3-hydroxy-2,2-dimethylpropyl 3-hydroxy-2,2-dimethylpropanoate | 293571 | 55483
Benzenamine, N-(2-chloroethyl)-4-[2-(2-chloro-4-nitrophenyl)diazenyl]-N-methyl- | 293555 | 55484
1,5-Naphthalenedisulfonic acid, 3-amino-, sodium salt (1:?) | 293548 | 55485
C.I. Solvent Violet 8 | 293522 | 55486
Benzoxazolium, 3-ethyl-2-[3-(3-ethyl-5,6-dimethyl-2(3H)-benzoxazolylidene)-1-propen-1-yl]-5,6-dimethyl-, iodide (1:1) | 293514 | 55487
1,2,4-Triazolo[4,3-b]pyridazin-8-ol, 6-methyl-, ammonium salt (1:1) | 293506 | 55488
Benzenamine, N,N-diethyl-4-[2-(2-thiazolyl)diazenyl]- | 293480 | 55489
1H-Indole, 2-(4-dodecylphenyl)- | 293472 | 55490
Zirconium oxide sulfate | 293464 | 55491
Benzenamine, 2-nonyl-N-phenyl- | 293456 | 55492
Poly(oxy-1,2-ethanediyl), .alpha.-[[[(1,1,2,2,3,3,4,4,5,5,6,6,7,7,8,8,8-heptadecafluorooctyl)sulfonyl]methylamino]carbonyl]-.omega.-butoxy- | 293449 | 55493
2,5-Furandione, polymer with 2-(hydroxymethyl)-2-methyl-1,3-propanediol | 293431 | 55494
1,2,3-Propanetricarboxylic acid, 2-hydroxy-, iron(3+) sodium salt (1:?:?) | 293423 | 55495
2-Propenoic acid, 2-methyl-, 2-hydroxyethyl ester, polymer with ethenylbenzene, ethyl 2-propenoate, methyl 2-methyl-2-propenoate and 2-propenoic acid | 293415 | 55496
Benzeneethanol, 3-nitro- | 293407 | 55497
Poly(oxy-1,2-ethanediyl), .alpha.-decyl-.omega.-hydroxy-, phosphate | 293399 | 55498
Oxirane, 2-methyl-, polymer with oxirane, ether with 2,6-bis[[bis(2-hydroxyethyl)amino]methyl]-4-nonylphenol (5:1) | 293381 | 55499
Benzeneethanaminium, 4-(acetylamino)-N,N,N-trimethyl-.beta.-oxo-, chloride (1:1) | 293373 | 55500
Benzenediazonium, 2,5-dimethoxy-4-(4-morpholinyl)-, tetrafluoroborate(1-) (1:1) | 293365 | 55501
Benzenediazonium, 2,5-dimethoxy-4-(1-pyrrolidinyl)-, tetrafluoroborate(1-) (1:1) | 293357 | 55502
Cerium titanium oxide (CeTiO4) | 293340 | 55503
1,2-Ethanediol, phosphate | 293332 | 55504
2-Butenedioic acid (2E)-, polymer with 1,2,3-propanetriol | 293324 | 55505
2-Propenoic acid, polymer with 2-ethylhexyl 2-propenoate and 2-hydroxyethyl 2-propenoate | 293316 | 55506
Isooctadecanoic acid, isohexadecyl ester | 293308 | 55507
Aluminum, diethyl(6,6,?-trimethylbicyclo[3.1.1]heptane-2-methanolato)- | 293290 | 55508
Hexanedioic acid, polymer with 5-amino-1,3,3-trimethylcyclohexanemethanamine, 1,6-hexanediol and 5-isocyanato-1-(isocyanatomethyl)-1,3,3-trimethylcyclohexane | 293282 | 55509
2-Propenoic acid, 2-methyl-, 2-hydroxyethyl ester, polymer with methyl 2-methyl-2-propenoate and 2-methylpropyl 2-methyl-2-propenoate | 293274 | 55510
Poly(oxy-1,2-ethanediyl), .alpha.-hydro-.omega.-hydroxy-, ether with 2,6-bis[[bis(2-hydroxyethyl)amino]methyl]-4-nonylphenol (5:1) | 293266 | 55511
Butanedioic acid, 2-methylene-, polymer with butyl 2-propenoate, ethyl 2-propenoate and N-(hydroxymethyl)-2-propenamide | 293258 | 55512
2-Propenoic acid, 2-methyl-, butyl ester, polymer with butyl 2-propenoate, 2-hydroxyethyl 2-methyl-2-propenoate and methyl 2-methyl-2-propenoate | 293241 | 55513
Benzenesulfonic acid, 4-[2-[4-[2-(2-hydroxy-1-naphthalenyl)diazenyl]phenyl]diazenyl]-, lithium salt (1:1) | 293233 | 55514
Benzenesulfonic acid, 3-[2-[4-[2-(4-hydroxy-3-methylphenyl)diazenyl]-3-methoxyphenyl]diazenyl]-, lithium salt (1:1) | 293225 | 55515
Benzenecarbothioic acid, S-(4,5-dihydro-5-thioxo-1,3,4-thiadiazol-2-yl) ester | 293217 | 55516
2H-Azepin-2-one, 1-ethenylhexahydro-, polymer with 1-ethenyl-2-pyrrolidinone | 293209 | 55517
Benzoxazolium, 2-methyl-5-phenyl-3-(3-sulfobutyl)-, inner salt | 293191 | 55518
Benzoxazolium, 5-chloro-2-methyl-3-(3-sulfopropyl)-, inner salt | 293183 | 55519
Carbamodithioic acid, N,N-dimethyl-, dicyclohexylazanyl ester | 293175 | 55520
1,3-Isobenzofurandione, 4,6-dichloro- | 293167 | 55521
4,7-Methano-2,3,8-methenocyclopent[a]indene, dodecahydro- | 293159 | 55522
Formaldehyde, polymer with 1,2-benzenediol and 1,3-benzenediol | 293142 | 55523
Benzenamine, 2,5-diethoxy-4-(4-morpholinyl)- | 293134 | 55524
1,2-Benzenedicarboxylic acid, 4-[(3-aminophenyl)hydroxymethyl]-, 1-methyl ester, homopolymer | 293126 | 55525
1,3-Propanediamine, N1-(3-aminopropyl)-, polymer with 2-(chloromethyl)oxirane | 293118 | 55526
Acetonitrile, 2-(dodecylthio)- | 293092 | 55527
Acetic acid, 2-[1-methyl-3-(4-methylphenyl)-2-triazen-1-yl]-, sodium salt (1:1) | 293084 | 55528
2H-Pyran, tetrahydro-2-(10-undecyn-1-yloxy)- | 293068 | 55529
Ethane, 1,2-dichloro-, polymer with ammonia, compd. with chloromethane | 293050 | 55530
Benzenesulfonyl chloride, 4-[[4,4,5,5,5-pentafluoro-3-(1,1,2,2,2-pentafluoroethyl)-1,2,3-tris(trifluoromethyl)-1-penten-1-yl]oxy]- | 293035 | 55531
1-Propanesulfonic acid, 3-(decyloxy)-2-hydroxy-, sodium salt (1:1) | 293019 | 55532
Benzenepropanoic acid, 2,5-bis[(ethoxycarbonyl)oxy]- | 292995 | 55533
Carbonic acid, C,C'-[2-[3-oxo-3-(2-oxocyclopentyl)propyl]-1,4-phenylene] C,C'-diethyl ester | 292987 | 55534
2-Propenoic acid, 2-methyl-, polymer with butyl 2-propenoate, ethenylbenzene and methyl 2-propenoate | 292961 | 55535
Sorbitan, octadecanoate (2:3) | 292953 | 55536
Poly(oxy-1,2-ethanediyl), .alpha.-(2-nonylphenyl)-.omega.-hydroxy- | 292946 | 55537
9,12-Tetradecadien-1-ol, (9E,12Z)- | 292938 | 55538
1,4-Methanobenzocyclooctene, 7,8-dibromo-1,2,3,4,11,11-hexachloro-1,4,4a,5,6,7,8,9,10,10a-decahydro- | 292920 | 55539
2-Naphthalenecarboxamide, N-(2,3-dihydro-2-oxo-1H-benzimidazol-5-yl)-3-hydroxy-4-[2-[2-methoxy-5-methyl-4-[(methylamino)sulfonyl]phenyl]diazenyl]- | 292904 | 55540
Poly(oxy-1,2-ethanediyl), .alpha.,.alpha.'-[(4,4-dimethyl-2,5-dioxo-1,3-imidazolidinediyl)di-2,1-ethanediyl]bis[.omega.-hydroxy- | 292896 | 55541
Hexanedioic acid, polymer with hexahydro-2H-azepin-2-one and 1-piperazineethanamine | 292888 | 55542
Lead chromate sulfate (Pb9(CrO4)5(SO4)4) | 292862 | 55543
Acetamide, N-[2-[2-(2-cyano-4-nitrophenyl)diazenyl]-5-[[2-(2,5-dioxo-1-pyrrolidinyl)ethyl]ethylamino]phenyl]- | 292854 | 55544
Acetamide, N-[2-[2-(2-bromo-4,6-dinitrophenyl)diazenyl]-5-[ethyl(phenylmethyl)amino]phenyl]- | 292839 | 55545
2-Propenoic acid, 2-methyl-, polymer with methyl 2-propenoate and 2-propenamide | 292813 | 55546
Lignin, alkali, polymer with formaldehyde | 292805 | 55547
9,10-Anthracenedione, 1-amino-5-[(2,4-dibromophenyl)amino]-4,8-dihydroxy- | 292797 | 55548
Benzenamine, 4,4'-methylenebis-, polymer with 1,3-diisocyanatomethylbenzene and .alpha.-hydro-.omega.-hydroxypoly[oxy(methyl-1,2-ethanediyl)] | 292789 | 55549
Poly(oxy-1,2-ethanediyl), .alpha.,.alpha.'-phosphinicobis[.omega.-(hexyloxy)- | 292771 | 55550
2-Propenoic acid, 2-methyl-, polymer with 2-ethyl-2-(hydroxymethyl)-1,3-propanediol and 3a,4,7,7a-tetrahydro-1,3-isobenzofurandione | 292755 | 55551
Thiourea, N,N'-bis(methoxymethyl)- | 292748 | 55552
Acetamide, N-[2-[2-(2-bromo-4,6-dinitrophenyl)diazenyl]-5-(di-2-propen-1-ylamino)-4-methoxyphenyl]- | 292730 | 55553
Titanium, oxobis(2,4-pentanedionato-.kappa.O2,.kappa.O4)-, homopolymer | 292714 | 55554
Ethanone, 1-(1-hydroxy-2-naphthalenyl)-, oxime | 292706 | 55555
1H-Pyrazole-3-carboxylic acid, 4-[5-[3-carboxy-1,5-dihydro-5-oxo-1-(4-sulfophenyl)-4H-pyrazol-4-ylidene]-1,3-pentadien-1-yl]-5-hydroxy-1-(4-sulfophenyl)-, potassium salt (1:2) | 292698 | 55556
Poly(oxy-1,4-butanediyl), .alpha.-hydro-.omega.-hydroxy-, polymer with 1,1'-methylenebis[isocyanatobenzene] | 292680 | 55557
1,3-Propanediol, 2-ethyl-2-(hydroxymethyl)-, polymer with bis(isocyanatomethyl)benzene | 292672 | 55558
1,3-Benzenedicarboxylic acid, 5-iodo- | 292656 | 55559
2-Oxiranemethanaminium, N,N,N-trimethyl-, chloride (1:1), homopolymer | 292649 | 55560
2,5-Furandione, polymer with 2,2-dimethyl-1,3-propanediol and 1,2-propanediol | 292631 | 55561
2-Naphthalenesulfonic acid, 4-hydroxy-3-[2-(4-methoxy-2-sulfophenyl)diazenyl]-7-(methylamino)- | 292623 | 55562
2-Propenoic acid, homopolymer, compd. with morpholine | 292615 | 55563
Glycine, N-methyl-N-(9Z)-9-octadecen-1-yl-, sodium salt (1:1) | 292607 | 55564
Neodecanoic acid, nickel salt (1:?) | 292599 | 55565
Neodecanoic acid, iron salt (1:?) | 292581 | 55566
2H-Pyran, tetrahydro-2-[(9E)-9-tetradecen-1-yloxy]- | 292573 | 55567
1-Propanaminium, 3-(D-gluconoylamino)-N-(2-hydroxyethyl)-N,N-dimethyl-, chloride (1:1) | 292565 | 55568
Giemsa's stain | 292557 | 55569
Poly(oxy-1,2-ethanediyl), .alpha.-(nonylphenyl)-.omega.-hydroxy-, phosphate | 292540 | 55570
Phenol, 2-cyclohexyl-6-(1,1-dimethylethyl)-4-methyl- | 292532 | 55571
1-Propanol, 3,3',3''-phosphinylidynetris- | 292524 | 55572
Propanoic acid, 3,3'-(methylphosphinylidene)bis- | 292516 | 55573
Poly[oxy[trifluoro(trifluoromethyl)-1,2-ethanediyl]], .alpha.-(1-carboxy-1,2,2,2-tetrafluoroethyl)-.omega.-[tetrafluoro(trifluoromethyl)ethoxy]- | 292508 | 55574
2H-Pyran, 2-[(10-bromodecyl)oxy]tetrahydro- | 292490 | 55575
2H-Cyclopentapyrimidine-2-thione, octahydro- | 292482 | 55576
1,3-Benzenediol, polymer with 1,3-benzenediamine | 292474 | 55577
1-Naphthalenamine, N-[(1,1,3,3-tetramethylbutyl)phenyl]- | 292466 | 55578
Naphtho[1,2-d]thiazole, 2-(methylthio)- | 292458 | 55579
Benzenesulfonamide, N-(3,5-dibromo-4-hydroxyphenyl)- | 292441 | 55580
1,3-Benzenedicarboxylic acid, 5-bromo-, 1,3-dimethyl ester | 292425 | 55581
Butanoic acid, 2-ethyl-3-oxo-, methyl ester | 292417 | 55582
Methanesulfonic acid, 1-hydroxy-, potassium salt (1:1) | 292391 | 55583
Spiro[1H-isoindole-1,9'-[9H]xanthen]-3(2H)-one, 2-(2-chlorophenyl)-3',6'-bis(diethylamino)- | 292383 | 55584
2-Propenoic acid, 2-methyl-, polymer with butyl 2-propenoate, N-(1,1-dimethyl-3-oxobutyl)-2-propenamide and ethenylbenzene | 292367 | 55585
1,4-Benzenedicarboxylic acid, polymer with 1,4-butanediol, 1,2-ethanediol and 2-(3-phenyl-2-propen-1-ylidene)propanedioic acid | 292359 | 55586
2-Propenoic acid, polymer with N-(butoxymethyl)-2-propenamide, ethenylbenzene and ethyl 2-propenoate | 292342 | 55587
Ethane(dithioic) acid, 2-(3-methyl-2(3H)-benzothiazolylidene)-, methyl ester | 292334 | 55588
Dodecanedioic acid, polymer with hexahydro-2H-azepin-2-one and 1,6-hexanediamine | 292326 | 55589
1H-Pyrazolium, 5-[2-[4-(diethylamino)phenyl]diazenyl]-2-(2-hydroxyethyl)-1-(phenylmethyl)-, (T-4)-tetrachlorozincate(2-) (2:1) | 292318 | 55590
Formaldehyde, polymer with butylphenol and phenol | 292300 | 55591
Acetamide, N-[3-(dipropylamino)phenyl]- | 292292 | 55592
Poly(oxy-1,2-ethanediyl), .alpha.-pentyl-.omega.-hydroxy- | 292276 | 55593
2-Propenoic acid, 2-[[(phenylamino)carbonyl]oxy]propyl ester | 292268 | 55594
2-Propenoic acid, 2-methyl-, 2-[(2-hydroxyethyl)amino]ethyl ester | 292243 | 55595
Ethanone, 1,2-diphenyl-2-[(tetrahydro-2H-pyran-2-yl)oxy]- | 292235 | 55596
Copper, (1,3-dihydro-2H-benzimidazole-2-thione)iodo- | 292219 | 55597
Zirconium carbide | 292201 | 55598
Acetaldehyde, 2,2-dimethoxy- | 292193 | 55599
Propanoic acid, 2-methyl-3-oxo-, methyl ester | 292185 | 55600
Propanoic acid, 2,2-dimethyl-, 2-[(methylamino)thioxomethyl]hydrazide | 292177 | 55601
Oxirane, 2-methyl-, polymer with oxirane, octadecanoate | 292169 | 55602
5-Decen-1-ol, (5Z)- | 292144 | 55603
2H-Pyran, 2-(5-decyn-1-yloxy)tetrahydro- | 292136 | 55604
Cellulose, 2-aminoethyl 2-hydroxypropyl ether | 292110 | 55605
Benzene, 1-(bromomethyl)-3-phenoxy- | 292102 | 55606
Ethanol, 2-amino-, compd. with .alpha.-sulfo-.omega.-(nonylphenoxy)poly(oxy-1,2-ethanediyl) (1:1) | 292086 | 55607
Poly[oxy(methyl-1,2-ethanediyl)], .alpha.-hydro-.omega.-hydroxy-, ether with 2,2-bis(hydroxymethyl)-1,3-propanediol (4:1), polymer with 1,3-diisocyanatomethylbenzene | 292078 | 55608
Oxirane, 2-methyl-, polymer with oxirane, bis(hydrogen butanedioate), disodium salt | 292060 | 55609
Lursect | 292052 | 55610
Poly(oxy-1,2-ethanediyl), .alpha.-(4-nonylphenyl)-.omega.-hydroxy-, phosphate | 292045 | 55611
Cyclopentanone, 2-(2E)-2-penten-1-yl- | 292037 | 55612
1,4-Benzenedicarboxylic acid, 1,4-dimethyl ester, polymer with 1,6-hexanediol and .alpha.-hydro-.omega.-hydroxypoly(oxy-1,4-butanediyl) | 292029 | 55613
1H-Imidazole-5-carboxylic acid, 4-methyl-, ethyl ester | 292011 | 55614
Carbamic acid, N-(3-isocyanato-4-methylphenyl)-, 2-ethylhexyl ester | 292003 | 55615
Thiourea, N-(methoxymethyl)- | 291997 | 55616
Hexanedioic acid, polymer with 2,2-dimethyl-1,3-propanediol and 2,2'-oxybis[ethanol] | 291989 | 55617
Pentanamide, N-[5-[[4-[2,4-bis(1,1-dimethylpropyl)phenoxy]-1-oxobutyl]amino]-2-chlorophenyl]-4,4-dimethyl-3-oxo-2-[(1-phenyl-1H-tetrazol-5-yl)thio]- | 291971 | 55618
Imidazo[4,5-d]imidazole-2,5(1H,3H)-dione, 1,3,4,6-tetrachlorotetrahydro-3a,6a-diphenyl- | 291948 | 55619
Stannane, butyloxo- | 291930 | 55620
Quinolinium, 2-methyl-1-(3-sulfopropyl)-, inner salt | 291914 | 55621
1,3,5-Triazine-2,4,6(1H,3H,5H)-trione, 1,3-dichloro-, sodium salt, dihydrate | 291898 | 55622
Benzoic acid, 3-hydroxy-, potassium salt (1:2) | 291880 | 55623
6-Octenenitrile, 3,7-dimethyl- | 291872 | 55624
1-Butanone, 3-methyl-2-(1-methylethyl)-1-phenyl- | 291864 | 55625
1-Propanesulfonic acid, 2-methyl-2-[(1-oxo-2-propen-1-yl)amino]-, sodium salt (1:1), polymer with 2-propenenitrile | 291856 | 55626
Cuprate(1-), [C-chloro-29H,31H-phthalocyanine-C-sulfonato(3-)-.kappa.N29,.kappa.N30,.kappa.N31,.kappa.N32]-, hydrogen (1:1) | 291849 | 55627
2,7-Naphthalenedisulfonic acid, 4,5-dihydroxy-3-[2-(8-hydroxy-3,6-disulfo-1-naphthalenyl)diazenyl]-, sodium salt (1:4) | 291831 | 55628
1-Hexadecanol, 1-(hydrogen sulfate), compd. with 2,2'-iminobis[ethanol] (1:1) | 291823 | 55629
2-Propenoic acid, 2-methyl-, 2-oxiranylmethyl ester, polymer with ethene and methyl 2-propenoate | 291815 | 55630
Octanoic acid, (2E)-3,7-dimethyl-2,6-octadien-1-yl ester | 291807 | 55631
1,4-Methanonaphthalen-5(1H)-one, 4,4a,6,7,8,8a-hexahydro- | 291799 | 55632
Benzoic acid, 2-(11-hydroxy-3-oxo-3H-dibenzo[c,h]xanthen-7-yl)- | 291781 | 55633
1,3,4-Thiadiazole, 2-(1,1-dimethylethyl)-5-isocyanato-, dimer | 291773 | 55634
Benzenediazonium, 4-chloro-2-methyl-, 1,5-naphthalenedisulfonate (1:1) | 291765 | 55635
1-Hexadecanesulfonamide, N-1H-indol-7-yl- | 291757 | 55636
1H-Indole, 4,5,6,7-tetrahydro-1,2-diphenyl- | 291740 | 55637
Pyridine, 2,3-dichloro-6-(trichloromethyl)- | 291732 | 55638
Pyridinium, 1-[2-[ethyl(3-methylphenyl)amino]ethyl]-, chloride (1:1) | 291724 | 55639
Tetradecanoic acid, isodecyl ester | 291716 | 55640
Pyrimidine, 5-hexyl-2-[4-(nonyloxy)phenyl]- | 291708 | 55641
Benzenesulfonic acid, 2,2'-(1,2-ethenediyl)bis[5-[[4-(4-morpholinyl)-6-[(4-sulfophenyl)amino]-1,3,5-triazin-2-yl]amino]- | 291690 | 55642
Butanamide, N-(3-amino-4-chlorophenyl)-4-[2,4-bis(1,1-dimethylpropyl)phenoxy]- | 291682 | 55643
Poly[oxy(methyl-1,2-ethanediyl)], .alpha.,.alpha.',.alpha.''-1,2,3-propanetriyltris[.omega.-hydroxy-, polymer with .alpha.-hydro-.omega.-hydroxypoly[oxy(methyl-1,2-ethanediyl)] and 1,1'-methylenebis[4-isocyanatobenzene] | 291666 | 55644
Propane, 2-(2-ethoxyethoxy)-2-methyl- | 291658 | 55645
Benzenesulfonic acid, 3-[2-[4-[2-[4-(2-hydroxybutoxy)-3-methylphenyl]diazenyl]-3-methoxyphenyl]diazenyl]-, sodium salt (1:1) | 291633 | 55646
3-Cyclohexene-1-carboxaldehyde, 3-(4-hydroxy-4-methylpentyl)- | 291617 | 55647
Poly(oxy-1,2-ethanediyl), .alpha.,.alpha.'-phosphinicobis[.omega.-[(2-ethylhexyl)oxy]- | 291591 | 55648
Phosphoric acid, octyl ester, potassium salt | 291583 | 55649
1,3-Isobenzofurandione, polymer with 2,2-dimethyl-1,3-propanediol, 2,5-furandione and 2,2'-oxybis[ethanol] | 291567 | 55650
1,4-Diazabicyclo[2.2.2]octane, acetate (1:2) | 291559 | 55651
Benzoic acid, 2-[(1-ethyl-2-methyl-1H-indol-3-yl)carbonyl]- | 291534 | 55652
Poly(oxy-1,2-ethanediyl), .alpha.,.alpha.'-phosphinicobis[.omega.-(nonylphenoxy)-, potassium salt (1:1) | 291526 | 55653
1,4-Benzenedicarboxylic acid, 1,4-dimethyl ester, polymer with decanedioic acid, 2,2-dimethyl-1,3-propanediol and 1,2-ethanediol | 291518 | 55654
2-Oxepanone, polymer with 1,1'-methylenebis[4-isocyanatobenzene] and 2,2'-oxybis[ethanol] | 291500 | 55655
Hexanoic acid, 2-ethyl-, compd. with 2,4,6-tris[(dimethylamino)methyl]phenol (1:?) | 291492 | 55656
Hexanedioic acid, compd. with 1,6-hexanediamine (1:1), polymer with azacyclotridecan-2-one and hexahydro-2H-azepin-2-one | 291484 | 55657
3,5,7-Triaza-1-azoniatricyclo[3.3.1.13,7]decane, 1,1'-(2-butene-1,4-diyl)bis-, chloride (1:2) | 291468 | 55658
1H-Benzimidazole, 6-nitro-, sodium salt (1:1) | 291450 | 55659
Poly(oxy-1,2-ethanediyl), .alpha.,.alpha.'-[[[[(1R,4aS,10aR)-1,2,3,4,4a,9,10,10a-octahydro-1,4a-dimethyl-7-(1-methylethyl)-1-phenanthrenyl]methyl]imino]di-2,1-ethanediyl]bis[.omega.-hydroxy- | 291443 | 55660
Cellulose, 2-hydroxyethyl 2-hydroxypropyl ether | 291427 | 55661
Butanedioic acid, 2-methylene-, polymer with butyl 2-propenoate, ethyl 2-propenoate, 2-propenamide and 2-propenenitrile | 291419 | 55662
Propanedinitrile, 2-[2-[2-[4-(dimethylamino)phenyl]ethenyl]-6-methyl-4H-pyran-4-ylidene]- | 291393 | 55663
2-Propenoic acid, 2-methyl-, butyl ester, polymer with butyl 2-propenoate and 2-propenenitrile | 291385 | 55664
Sodium tungsten hydroxide oxide phosphate | 291377 | 55665
Carbon fluoride | 291369 | 55666
1,4-Butanediol, polymer with .alpha.-hydro-.omega.-hydroxypoly(oxy-1,4-butanediyl), .alpha.-hydro-.omega.-hydroxypoly[oxy(methyl-1,2-ethanediyl)] and 1,1'-methylenebis[4-isocyanatobenzene] | 291351 | 55667
1-Decanol, 10-chloro- | 291344 | 55668
1-Nonanol, 9-chloro- | 291336 | 55669
2-Propenoic acid, 2-methyl-, 2-[[(butylamino)carbonyl]oxy]ethyl ester | 291328 | 55670
2-Propenamide, N-(1,1-dimethyl-3-oxobutyl)-, polymer with formaldehyde and 1,3,5-triazine-2,4,6-triamine | 291310 | 55671
Hexanedioic acid, polymer with 5-amino-1,3,3-trimethylcyclohexanemethanamine, 1,4-butanediol and 5-isocyanato-1-(isocyanatomethyl)-1,3,3-trimethylcyclohexane | 291302 | 55672
Hexanedioic acid, polymer with 5-amino-1,3,3-trimethylcyclohexanemethanamine, 1,4-butanediol and 1,1'-methylenebis[4-isocyanatocyclohexane] | 291294 | 55673
Benzenepropanol, 4-(1,1-dimethylethyl)-.alpha.-methyl- | 291286 | 55674
Silane, dichlorodimethyl-, polymer with tetrachlorosilane | 291278 | 55675
Benzenemethanaminium, N,N-dimethyl-N-[2-[(2-methyl-1-oxo-2-propen-1-yl)oxy]ethyl]-, chloride (1:1), polymer with 2-propenamide | 291260 | 55676
Stannane, bis(dodecylthio)dimethyl- | 291252 | 55677
Benzoic acid, 5-chloro-2-nitro-, methyl ester | 291245 | 55678
1-Octadecanaminium, N-ethyl-N,N-bis(2-hydroxyethyl)-, ethyl sulfate (1:1) | 291237 | 55679
2-Propenoic acid, methyl ester, polymer with diethenylbenzene, ethenylbenzene and 2-propenenitrile | 291229 | 55680
Cyanamide, N-(hydroxymethyl)- | 291211 | 55681
C.I. Pigment Yellow 42 | 291203 | 55682
Formaldehyde, polymer with 4-(1,1-dimethylethyl)phenol, 6-diazo-5,6-dihydro-5-oxo-1-naphthalenesulfonate | 291195 | 55683
1,6-Hexanediamine, polymer with 2-(chloromethyl)oxirane and 1,2-dichloroethane | 291187 | 55684
1,2-Cyclohexanedicarboxylic acid, 1-[2-[(2-methyl-1-oxo-2-propen-1-yl)oxy]ethyl] ester | 291179 | 55685
2-Butenedioic acid (2E)-, polymer with 1,2-ethanediol, 2,5-furandione, 1,3-isobenzofurandione and 1,2-propanediol | 291161 | 55686
2-Propenoic acid, 2-methyl-, polymer with 1,3-butadiene, ethenylbenzene, methyl 2-methyl-2-propenoate and 2-propenenitrile | 291153 | 55687
Ethanaminium, N,N,N-trimethyl-2-[(2-methyl-1-oxo-2-propen-1-yl)oxy]-, methyl sulfate (1:1), polymer with 2-(dimethylamino)ethyl 2-methyl-2-propenoate and 2-propenenitrile | 291146 | 55688
2-Propenoic acid, 2-methyl-, methyl ester, polymer with butyl 2-propenoate, ethenylbenzene and 2-propen-1-yl 2-methyl-2-propenoate | 291138 | 55689
Phenol, bis(phenylmethyl)- | 291120 | 55690
.beta.-Alanine, N-[3-(acetylamino)-4-[2-(2-chloro-4-nitrophenyl)diazenyl]phenyl]-N-(2-cyanoethyl)-, 2-methoxyethyl ester | 291112 | 55691
Poly(oxy-1,2-ethanediyl), .alpha.-hydro-.omega.-hydroxy-, ether with 1,2,3-propanetriol monododecanoate (2:1) | 291104 | 55692
2-Propenoic acid, 2-methyl-, 1,1'-[(1-methyl-1,2-ethanediyl)bis[oxy(methyl-2,1-ethanediyl)]] ester | 291096 | 55693
Benzenesulfonic acid, 2,4-diamino-, calcium salt (2:1) | 291088 | 55694
2-Propenoic acid, butyl ester, polymer with ethenylbenzene and ethyl 2-propenoate | 291070 | 55695
1,3,5-Triazine-2,4(1H,3H)-dione, 3-cyclohexyl-6-(dimethylamino)-1-methyl- | 291062 | 55696
3,5,7-Triaza-1-azoniatricyclo[3.3.1.13,7]decane, 1-[(2Z)-3-chloro-2-propenyl]-, chloride | 291054 | 55697
Propanenitrile, 3-[[2-(acetyloxy)ethyl](3-methylphenyl)amino]- | 291047 | 55698
Boric acid, cadmium salt | 291039 | 55699
Benzenamine, 2-ethyl-N-(2-methoxy-1-methylethyl)-6-methyl- | 291021 | 55700
Dibenzofuran, 2,3,7,8-tetrachloro- | 291005 | 55701
Acetamide, N-methyl-, sodium salt (1:1) | 290999 | 55702
Diazene, 1-(1,1-dimethylethyl)-2-(1-methoxy-1,3-dimethylbutyl)- | 290981 | 55703
1,2,3-Propanetriol, polymer with 1,3-diisocyanatomethylbenzene and 2,2'-oxybis[ethanol] | 290965 | 55704
Oxazolidine, 4,4-dimethyl- | 290957 | 55705
Guar gum, carboxymethyl ether | 290940 | 55706
Poly(oxy-1,2-ethanediyl), .alpha.-hydro-.omega.-hydroxy-, ether with 1,2,3-propanetriol mono-(9Z)-9-octadecenoate (2:1) | 290932 | 55707
Aluminum nitrogen silicon oxide | 290924 | 55708
Poly[oxy(methyl-1,2-ethanediyl)], .alpha.,.alpha.',.alpha.'',.alpha.'''-[1,2-ethanediylbis[nitrilobis(methyl-2,1-ethanediyl)]]tetrakis[.omega.-hydroxy- | 290908 | 55709
2-Propenoic acid, 2-methyl-, 3a,4,7,7a-tetrahydro-4,7-methano-1H-indenyl ester | 290890 | 55710
Poly(oxy-1,2-ethanediyl), .alpha.-(nonylsulfophenyl)-.omega.-hydroxy-, sodium salt (1:1) | 290882 | 55711
4-Penten-1-ol, 3-methyl- | 290874 | 55712
Urea, polymer with .alpha.-(2-aminomethylethyl)-.omega.-(2-aminomethylethoxy)poly[oxy(methyl-1,2-ethanediyl)] | 290858 | 55713
2-Propenoic acid, 1,1'-[2-[[[[[3-[[[(2-ethylhexyl)oxy]carbonyl]amino]methylphenyl]amino]carbonyl]oxy]methyl]-2-[[(1-oxo-2-propen-1-yl)oxy]methyl]-1,3-propanediyl] ester | 290841 | 55714
2-Oxepanone, polymer with 1,3-diisocyanatomethylbenzene and 2,2'-oxybis[ethanol] | 290833 | 55715
Poly(oxy-1,2-ethanediyl), .alpha.-hydro-.omega.-hydroxy-, ether with 1,2,3-propanetriol monooctadecanoate (2:1) | 290825 | 55716
Chromate(1-), bis[2-(3-chlorophenyl)-2,4-dihydro-4-[2-[2-(hydroxy-.kappa.O)-5-(methylsulfonyl)phenyl]diazenyl-.kappa.N1]-5-methyl-3H-pyrazol-3-onato(2-)-.kappa.O3]-, sodium (1:1) | 290809 | 55717
Benzenamine, N,N'-2-pentene-1,5-diylidenebis-, hydrochloride (1:?) | 290791 | 55718
Sodium titanium oxide | 290783 | 55719
1,3,2-Dioxastibolane, 2,2'-[1,2-ethanediylbis(oxy)]bis- | 290775 | 55720
Carbonic dichloride, polymer with 4,4'-(1-methylethylidene)bis[2,6-dimethylphenol] | 290759 | 55721
2-Propenoic acid, polymer with ethene and ethenyl acetate, sodium salt | 290742 | 55722
Formaldehyde, polymer with ethenol and phenol | 290734 | 55723
Hexanoic acid, 2-ethyl-, 1,1',1''-trianhydride with boric acid (H3BO3) | 290726 | 55724
Guanidine, hydrochloride (1:1), polymer with formaldehyde and 1,3,5-triazine-2,4,6-triamine | 290718 | 55725
Benzenesulfonamide, 5-amino-N-ethyl-2-methyl-N-phenyl- | 290692 | 55726
Benzoic acid, polymer with 2,2-bis(hydroxymethyl)-1,3-propanediol and 1,3-isobenzofurandione | 290684 | 55727
Butanoic acid, 2-methyl-, (2Z)-3,7-dimethyl-2,6-octadien-1-yl ester | 290668 | 55728
4a,7-Ethano-4aH-naphth[1,8a-b]oxirene, octahydro-4,4,7-trimethyl- | 290650 | 55729
Benzoic acid, 2-hydroxy-, 2-methylbutyl ester | 290635 | 55730
Propane, 2,2'-tellurobis- | 290627 | 55731
5,8,11,14,17,20-Hexaoxatetracosane | 290619 | 55732
1-Butanol, tantalum(5+) salt (5:1) | 290601 | 55733
2-Propenoic acid, polymer with 2-propen-1-amine | 290593 | 55734
Quino[2,3-b]acridine-7,14-dione, 2,9-dichloro-5,6,12,13-tetrahydro- | 290577 | 55735
1,4-Benzenedicarboxylic acid, 1-methyl ester, cobalt(2+) salt (2:1) | 290569 | 55736
Naphtho[2,3-d]thiazolium, 3-ethyl-2-methyl-, 4-methylbenzenesulfonate (1:1) | 290551 | 55737
Benzene, 1-bromo-4,5-dimethoxy-2-nitro- | 290544 | 55738
Benzenecarbothioic acid, sodium salt (1:1) | 290536 | 55739
Cellulose, acetate, methyl ether | 290528 | 55740
7-Octadecene, 2-methyl- | 290510 | 55741
Ferrate(4-), hexakis(cyano-.kappa.C)-, iron(3+) sodium (1:1:1), (OC-6-11)- | 290502 | 55742
1-Propanesulfonic acid, 3-chloro-, sodium salt (1:1) | 290494 | 55743
Benzenesulfonic acid, [[[(1,1,2,2,3,3,4,4,5,5,6,6,7,7,8,8,8-heptadecafluorooctyl)sulfonyl]amino]methyl]-, sodium salt (1:1) | 290486 | 55744
1-Butanol, niobium(5+) salt (5:1) | 290478 | 55745
Propanenitrile, 3-[[2-(acetyloxy)ethyl][4-[2-(2-hydroxy-4-nitrophenyl)diazenyl]-3-methylphenyl]amino]- | 290460 | 55746
Carbamodithioic acid, (hydroxymethyl)methyl-, monopotassium salt | 290452 | 55747
Poly[oxy(methyl-1,2-ethanediyl)], .alpha.-phosphono-.omega.-hydroxy- | 290445 | 55748
Benzene, (chloromethyl)ethenyl-, polymer with ethenylbenzene | 290437 | 55749
Benzenesulfonic acid, 5-(acetylamino)-2-[2-(4-isothiocyanato-2-sulfophenyl)ethenyl]-, sodium salt (1:2) | 290429 | 55750
2-Propanone, 1,1,1,3,3,3-hexafluoro-, polymer with ethene and 1,1,2,2-tetrafluoroethene | 290411 | 55751
Ethane, 1,1'-[methylenebis(oxy)]bis[2-chloro-, polymer with sodium sulfide (Na2(Sx)) | 290403 | 55752
1,2-Benzenedicarboxylic acid, 4,4'-carbonylbis-, ar,ar'-diethyl ester | 290395 | 55753
1H-Isoindol-1-one, 3,3'-[(2,5-dichloro-1,4-phenylene)diimino]bis- | 290387 | 55754
1(2H)-Naphthalenone, 3,4-dihydro-6-methyl- | 290379 | 55755
1(2H)-Naphthalenone, 3,4-dihydro-8-methyl- | 290361 | 55756
Neodecanoic acid, ethenyl ester | 290353 | 55757
4-Morpholineethanamine, .alpha.-methyl- | 290346 | 55758
1H-Imidazole, 2-propyl- | 290338 | 55759
Propanamide, N-(6-oxo-6H-anthra[9,1-cd]isothiazol-7-yl)- | 290320 | 55760
1,4-Benzenedicarboxylic acid, 1,4-dimethyl ester, polymer with 1,4-butanediol and 1,6-hexanediol | 290312 | 55761
1,2-Propanediamine, N1,N1'-1,2-ethanediylbis- | 290304 | 55762
Hexanedioic acid, polymer with 1,4-butanediol, 4,4'-methylenebis[benzenamine] and 1,1'-methylenebis[4-isocyanatobenzene] | 290296 | 55763
Butanoic acid, 1,1'-(1-methyl-1,2-ethanediyl) ester | 290288 | 55764
Sulfamic acid, compd. with guanidine (1:1) | 290270 | 55765
Phosphoric acid, monoisotridecyl ester | 290254 | 55766
1-Propanamine, 3-(isotridecyloxy)- | 290247 | 55767
1-Propanamine, 3-(isooctyloxy)- | 290239 | 55768
Benzenemethanamine, ar-ethenyl-N,N-dimethyl- | 290213 | 55769
Poly(oxy-1,2-ethanediyl), .alpha.-(2-methyl-1-oxo-2-propen-1-yl)-.omega.-(nonylphenoxy)- | 290197 | 55770
Poly(oxy-1,2-ethanediyl), .alpha.-(1-oxo-2-propen-1-yl)-.omega.-(nonylphenoxy)- | 290189 | 55771
Benzenesulfonic acid, hydroxy-, polymer with formaldehyde | 290171 | 55772
Acetamide, N-[2-[2-(2-cyano-4,6-dinitrophenyl)diazenyl]-5-[ethyl(phenylmethyl)amino]phenyl]- | 290163 | 55773
2-Propenoic acid, 2-methyl-, polymer with butyl 2-propenoate and ethenylbenzene, zinc salt | 290155 | 55774
Phosphoric acid, dodecyl ester, sodium salt | 290148 | 55775
2-Propenoic acid, 2-methyl-, methyl ester, polymer with tridecyl 2-propenoate | 290122 | 55776
Cellulose, dinitrate | 290114 | 55777
Dolime | 290106 | 55778
7,11-Hexadecadien-1-ol, 1-acetate | 290098 | 55779
1,2-Benzenedicarboxylic acid, compd. with benzenamine (1:1) | 290080 | 55780
1,4-Benzenediamine, N4-ethyl-N4-(2-methoxyethyl)-2-methyl-, 4-methylbenzenesulfonate (1:2) | 290064 | 55781
Chromium chloride, basic | 290056 | 55782
2-Propenoic acid, isooctyl ester, polymer with 2-propenamide | 290049 | 55783
Chromium zinc oxide | 290031 | 55784
Phosphorus, pentafluoro[1,1'-oxybis[ethane]]-, (OC-6-21)- | 290023 | 55785
Carbonic acid, 1-chloroethyl ethyl ester | 290007 | 55786
Benzoic acid, 2-amino-, 2-[(2-hydroxy-1-naphthalenyl)methylene]hydrazide | 289991 | 55787
2-Butenedioic acid (2Z)-, 1-methyl ester, polymer with ethenyl acetate and methyl 2-propenoate | 289983 | 55788
1,3-Propanediol, 2-ethyl-2-(hydroxymethyl)-, polymer with 1,3-diisocyanatomethylbenzene and 2-methyloxirane | 289975 | 55789
Phenol, 2,4-dichloro-, potassium salt (1:1) | 289967 | 55790
Pentanedioic acid, 1,5-dimethyl ester, polymer with N1-(2-aminoethyl)-1,2-ethanediamine | 289959 | 55791
Carbamic acid, N,N-dimethyl-, 2-methoxyethyl ester | 289942 | 55792
2-Propenoic acid, 2-methyl-, butyl ester, polymer with N-[3-(dimethylamino)propyl]-2-methyl-2-propenamide, dodecyl 2-methyl-2-propenoate and octadecyl 2-methyl-2-propenoate | 289918 | 55793
Ethanediamide, N1,N2-bis(cyclohexylthio)-N1,N2-diphenyl- | 289900 | 55794
Guanidine, N-cyano-, polymer with N1-(2-aminoethyl)-1,2-ethanediamine | 289892 | 55795
2-Propenoic acid, 2-methyl-, 2-(dimethylamino)ethyl ester, polymer with methyl 2-methyl-2-propenoate and methyl 2-propenoate | 289884 | 55796
2-Propenoic acid, polymer with ethenyl acetate, 2-ethylhexyl 2-propenoate and 2-hydroxyethyl 2-propenoate | 289876 | 55797
1,3-Benzenedicarboxylic acid, polymer with 1,4-benzenedicarboxylic acid, 1,3-diisocyanatomethylbenzene, 1,2-ethanediol and nonanedioic acid | 289868 | 55798
1,3-Propanediaminium, 2-hydroxy-N1,N1,N1,N3,N3-pentamethyl-N3-[2-[(2-methyl-1-oxo-2-propen-1-yl)oxy]ethyl]-, chloride (1:2) | 289850 | 55799
2-Propenoic acid, 2-methyl-, butyl ester, polymer with ethyl 2-methyl-2-propenoate and 2-propenoic acid | 289843 | 55800
Poly[oxy(methyl-1,2-ethanediyl)], .alpha.-(1-oxo-2-propen-1-yl)-.omega.-hydroxy- | 289835 | 55801
Octadecenamide, N-[2-[(2-hydroxyethyl)amino]ethyl]- | 289827 | 55802
Guanidine, N,N'-bis(methylphenyl)- | 289819 | 55803
Benzenesulfonic acid, undecyl- | 289801 | 55804
2-Benzothiazolamine, 6-(methylthio)- | 289793 | 55805
Ethanone, 1,1'-(tetrahydro-3,7-dinitro-1,3,5,7-tetrazocine-1,5(2H,6H)-diyl)bis- | 289785 | 55806
Benzaldehyde, 2-hydroxy-5-nonyl-, oxime | 289777 | 55807
1,3,4-Thiadiazole, 2-isocyanato-5-(trifluoromethyl)-, dimer | 289769 | 55808
Cyclohexanecarboxylic acid, lead salt (1:?) | 289751 | 55809
Hexanedioic acid, polymer with 1,4-butanediol, 1,4-cyclohexanedimethanol and 1,1'-methylenebis[4-isocyanatobenzene] | 289744 | 55810
2,5-Furandione, polymer with 4,4'-(1-methylethylidene)bis[cyclohexanol] and 1,2-propanediol | 289736 | 55811
2-Oxepanone, polymer with 1,2-ethanediamine and 1,1'-methylenebis[4-isocyanatocyclohexane] | 289728 | 55812
Benzothiazolium, 3-ethyl-2-sulfo-, inner salt | 289710 | 55813
2H-Pyran, 2-(9-dodecyn-1-yloxy)tetrahydro- | 289702 | 55814
2H-Pyran, 2-[(8-bromooctyl)oxy]tetrahydro- | 289694 | 55815
1-Octanol, 8-bromo- | 289686 | 55816
9-Decen-1-ol, 1-acetate | 289678 | 55817
C.I. Direct Orange 46 | 289660 | 55818
Benzenesulfonic acid, 2,2'-(1,2-ethenediyl)bis[5-[2-(4-hydroxy-2-methylphenyl)diazenyl]-, sodium salt (1:2) | 289652 | 55819
Benzenesulfonic acid, 4-[2-[4-[2-(2-phenyl-1H-indol-3-yl)diazenyl]phenyl]diazenyl]-, sodium salt (1:1) | 289645 | 55820
Carbonochloridic acid, (9Z)-9-octadecen-1-yl ester | 289637 | 55821
Benzoic acid, 4-pentyl-, 4-(heptyloxy)phenyl ester | 289629 | 55822
Benzoic acid, 4-pentyl-, 4-(hexyloxy)phenyl ester | 289611 | 55823
Pyrylium, 2,4,6-triphenyl-, chloride (1:1) | 282111 | 55824
1,4-Benzenedimethanamine, N1,N1,N4,N4-tetraethyl- | 282103 | 55825
Phenol, polymer with formaldehyde, sodium salt | 282087 | 55826
Hexanedioic acid, polymer with (2E)-2-butenedioic acid, 2,2'-oxybis[ethanol] and 1,2-propanediol | 282079 | 55827
2-Propenoic acid, 2-methyl-, methyl ester, polymer with 2-methylpropyl 2-propenoate, 2-oxiranylmethyl 2-methyl-2-propenoate and 2-propenenitrile | 282061 | 55828
2-Butanone, 4,4'-thiobis- | 282053 | 55829
2-Butanone, 3-mercapto- | 282046 | 55830
1H-Anthra[1,2-d]imidazole-6,11-dione, 2,2'-(2,5-dichloro-1,4-phenylene)bis- | 282020 | 55831
[1,2,4]Triazolo[1,5-a]pyrimidine-2-carboxylic acid, 7-hydroxy-5-methyl- | 282012 | 55832
[1,2,4]Triazolo[1,5-a]pyrimidin-7-ol, 5-methyl-2-(methylthio)- | 282004 | 55833
1-Octanaminium, N,N-dioctyl-N-propyl-, chloride (1:1) | 281980 | 55834
9-Octadecenamide, 12-hydroxy-N,N-bis(2-hydroxyethyl)-, (9Z,12R)- | 281964 | 55835
2-Propenoic acid, 2-methyl-, 2-hydroxyethyl ester, polymer with 2-ethylhexyl 2-propenoate and methyl 2-methyl-2-propenoate | 281956 | 55836
Benzoxazole, 2-[4-(2-[1,1'-biphenyl]-4-ylethenyl)phenyl]-5,7-dimethyl- | 281949 | 55837
Phenol, 2,2',2''-[1,3,5-triazine-2,4,6-triyltris[oxy[3-(1,1-dimethylethyl)-5-methyl-2,1-phenylene]methylene]]tris[6-(1,1-dimethylethyl)-4-methyl- | 281931 | 55838
Cyclohexanol, 2-(1,1-dimethylethyl)-, 1-propanoate | 281915 | 55839
1,3-Dioxane, 2,4-dimethyl-6-phenyl- | 281907 | 55840
1-Hexadecene-1,?-disulfonic acid, sodium salt (1:2) | 281881 | 55841
Hexanedioic acid, 1,6-di-(9Z)-9-octadecen-1-yl ester | 281865 | 55842
Phenol, 6-amino-2,4-dichloro-3-methyl- | 281840 | 55843
Benzenebutanal, .alpha.-methyl- | 281824 | 55844
Propanamide, 3-chloro-N-(3-chloro-1-oxopropyl)- | 281816 | 55845
8-Dodecen-1-ol, (8Z)- | 281808 | 55846
1-Butanesulfonamide, 1,1,2,2,3,3,4,4,4-nonafluoro-N-2-propen-1-yl- | 281782 | 55847
2-Propenoic acid, polymer with ethenyl acetate and ethenyl propanoate | 281766 | 55848
Benzeneethanol, .alpha.-butyl-, 1-acetate | 281758 | 55849
Cobalt, bis(N,N-dicyclohexylphosphinodithioato-.kappa.S,.kappa.S')- | 281741 | 55850
2-Naphthalenecarboxamide, N,N'-(2,5-dichloro-1,4-phenylene)bis[4-[2-(2,5-dichlorophenyl)diazenyl]-3-hydroxy- | 281733 | 55851
2,3-Oxiranedicarboxylic acid, sodium salt (1:2) | 281725 | 55852
2,4-Dodecadienoic acid, 11-methoxy-3,7,11-trimethyl-, 1-methylethyl ester, (2E,4E)- | 281691 | 55853
Phosphonic acid, P,P',P''-[nitrilotris(methylene)]tris-, potassium salt (1:6) | 281675 | 55854
Bicyclo[2.2.1]hept-2-ene, 5-ethylidene-, polymer with chloroethene, ethene and 1-propene | 281667 | 55855
Benzothiazolium, 3-ethyl-2-(ethylthio)-, ethyl sulfate (1:1) | 281659 | 55856
Benzamide, 3-amino-N-[4,5-dihydro-5-oxo-1-(2,4,6-trichlorophenyl)-1H-pyrazol-3-yl]- | 281642 | 55857
Butanoyl chloride, 2-[2,4-bis(1,1-dimethylpropyl)phenoxy]- | 281634 | 55858
2-Nonene, 1,1-diethoxy- | 281626 | 55859
Benzene, [(2S)-2-methylbutyl]- | 281618 | 55860
Butanoic acid, 3-oxo-, 1-phenylethyl ester | 281600 | 55861
Octadecanoic acid, isooctyl ester | 281592 | 55862
2-Propenoic acid, polymer with butyl 2-propenoate, 2-ethylhexyl 2-propenoate and N-(hydroxymethyl)-2-propenamide | 281584 | 55863
2-Butenedioic acid (2Z)-, 1,4-dibutyl ester, polymer with 1-ethenyl-2-pyrrolidinone | 281576 | 55864
2(3H)-Furanone, dihydro-3-(3-methylbutyl)- | 281568 | 55865
1,2-Ethanediamine, N2-[2-(dimethylamino)ethyl]-N1,N1-dimethyl- | 281550 | 55866
1H-Indene-5-carboxylic acid, 2,3-dihydro-2-(3-hydroxy-2-quinolinyl)-1,3-dioxo- | 281543 | 55867
Anthra[9,1,2-cde]benzo[rst]pentaphene, trichloro-5,10-diethoxy- | 281535 | 55868
Carbonic acid, 2-[(1-amino-9,10-dihydro-4-hydroxy-9,10-dioxo-2-anthracenyl)oxy]ethyl ethyl ester | 281527 | 55869
2-Propenoic acid, polymer with ethenylbenzene, 2-ethylhexyl 2-propenoate and 2-propenenitrile | 281519 | 55870
1,1'-Biphenyl, ethyl- | 281501 | 55871
1,3-Benzodioxole, 5-(diethoxymethyl)- | 281493 | 55872
Hexanedioic acid, polymer with 1,2-ethanediol, 2-ethyl-2-(hydroxymethyl)-1,3-propanediol and 1,3-isobenzofurandione | 281485 | 55873
Hexanedioic acid, 2,2,4-trimethyl-, 1-decyl 6-octyl ester | 281477 | 55874
9,10-Anthracenedione, 2,3-dihydro-1,4-dihydroxy- | 281469 | 55875
3H-Indolium, 2-[2-(acetylphenylamino)ethenyl]-1,3,3-trimethyl-, iodide (1:1) | 281451 | 55876
Pentene, methyl- | 273664 | 55877
Pyridine, 4-ethenyl-, polymer with diethenylbenzene and ethenylethylbenzene | 273656 | 55878
2-Propenoic acid, 2-methyl-, methyl ester, polymer with ethenylmethylbenzene | 273649 | 55879
Propanoic acid, 3-hydroxy-2-(hydroxymethyl)-2-methyl-, polymer with 1,3-diisocyanatomethylbenzene and .alpha.-hydro-.omega.-hydroxypoly[oxy(methyl-1,2-ethanediyl)] | 273631 | 55880
Poly[oxy(methyl-1,2-ethanediyl)], .alpha.-hydro-.omega.-hydroxy-, polymer with 2,4-diisocyanato-1-methylbenzene | 273623 | 55881
Ethenol, homopolymer, 2-furancarboxylate 3-phenyl-2-propenoate | 273615 | 55882
Metaphosphoric acid | 273607 | 55883
Barium tungsten yttrium oxide (Ba3WY2O9) | 273599 | 55884
Gadolinium sulfur oxide | 273581 | 55885
Starch, 2-(diethylamino)ethyl ether, hydrochloride | 273573 | 55886
Benzene, (1,1-dimethylethyl)ethenyl-, polymer with ethenylbenzene | 273565 | 55887
Oxirane, 2-methyl-, polymer with oxirane, mono(nonylphenyl) ether | 273557 | 55888
Oxirane, 2-methyl-, polymer with oxirane, monodecyl ether | 273540 | 55889
Glycerol phosphate dehydrogenase (NAD(P)) | 273532 | 55890
Calcium magnesium oxide | 273524 | 55891
1,4-Benzenedicarboxylic acid, 1,4-dimethyl ester, polymer with 1,2-ethanediol, .alpha.-hydro-.omega.-hydroxypoly(oxy-1,2-ethanediyl) and 2,2'-oxybis[ethanol] | 273516 | 55892
Iron nitride | 273508 | 55893
1,3-Isobenzofurandione, polymer with 2,5-furandione, .alpha.-hydro-.omega.-hydroxypoly(oxy-1,2-ethanediyl) and 1,2-propanediol | 273490 | 55894
Formaldehyde, polymer with nonylphenol and phenol | 273474 | 55895
Poly[oxy(methyl-1,2-ethanediyl)], .alpha.-hydro-.omega.-hydroxy-, polymer with 1,3-diisocyanatomethylbenzene and 1,1'-methylenebis[4-isocyanatobenzene] | 273466 | 55896
2-Propenoic acid, 2-methyl-, butyl ester, polymer with butyl 2-propenoate, ethenylbenzene, methyl 2-methyl-2-propenoate, 1,2-propanediol mono(2-methyl-2-propenoate) and 2-propenoic acid | 273458 | 55897
2-Propenoic acid, 2-methyl-, methyl ester, polymer with butyl 2-propenoate, ethenylbenzene, 1,2-propanediol mono(2-methyl-2-propenoate) and 2-propenoic acid | 273441 | 55898
2-Propenoic acid, 2-methyl-, monoester with 1,2-propanediol, polymer with butyl 2-propenoate, methyl 2-methyl-2-propenoate and 2-propenoic acid | 273433 | 55899
Hexanedioic acid, polymer with (2E)-2-butenedioic acid and oxybis[propanol] | 273425 | 55900
Poly[oxy(methyl-1,2-ethanediyl)], .alpha.,.alpha.',.alpha.''-1,2,3-propanetriyltris[.omega.-(2-oxiranylmethoxy)- | 273417 | 55901
Starch, polymer with ammonium hydroxide ((NH4)(OH)) and 2-(chloromethyl)oxirane | 273409 | 55902
Oxirane, 2-methyl-, polymer with oxirane, monooctadecanoate | 273391 | 55903
Hexanedioic acid, polymer with .alpha.-hydro-.omega.-hydroxypoly(oxy-1,2-ethanediyl) | 273383 | 55904
Boric acid, strontium salt | 273375 | 55905
Calcium titanium oxide | 273367 | 55906
Lignosulfonic acid, polymer with formaldehyde | 273359 | 55907
Oxirane, 2,2'-[(1-methylethylidene)bis(4,1-phenyleneoxymethylene)]bis-, polymer with .alpha.-hydro-.omega.-hydroxypoly(oxy-1,2-ethanediyl) | 273342 | 55908
Phenol, isooctyldinitro- | 273334 | 55909
Sodium zinc oxide | 273326 | 55910
Urea, N,N,N'-tris(hydroxymethyl)-N'-octadecyl- | 273318 | 55911
Silicic acid, lithium magnesium salt | 273300 | 55912
9-Octadecenoic acid (9Z)-, ester with 1,2,3-propanetriol | 273292 | 55913
DNA-dependent DNA polymerase II | 273284 | 55914
Polynucleotide 5'-hydroxyl kinase | 273276 | 55915
Poly[oxy(methyl-1,2-ethanediyl)], .alpha.,.alpha.',.alpha.''-(nitrilotri-2,1-ethanediyl)tris[.omega.-hydroxy- | 273250 | 55916
Lignosulfonic acid, sodium salt, polymer with formaldehyde and phenol | 273243 | 55917
2-Pentanone, 4-methyl-, peroxide | 273235 | 55918
Cellulose, carboxymethyl methyl ether | 273227 | 55919
Cellulose, carboxymethyl ethyl ether | 273219 | 55920
1,4-Butanediol, polymer with .alpha.-hydro-.omega.-hydroxypoly[oxy(methyl-1,2-ethanediyl)] and 1,1'-methylenebis[4-isocyanatobenzene] | 273201 | 55921
Poly(oxy-1,2-ethanediyl), .alpha.-(isononylphenyl)-.omega.-hydroxy- | 273193 | 55922
1,3-.alpha.-Glucanase | 273185 | 55923
9,10-Anthracenedione, 1,5(or 1,8)-dihydroxy-4-nitro-8(or 5)-(phenylamino)- | 273177 | 55924
Lignin, sodium salt | 273169 | 55925
Phosphoric acid, ethyl ester | 273151 | 55926
Poly[oxy(methyl-1,2-ethanediyl)], .alpha.,.alpha.',.alpha.''-phosphinylidynetris[.omega.-hydroxy- | 273144 | 55927
2-Propenoic acid, 2-methyl-, isodecyl ester, homopolymer | 273136 | 55928
1,3-Propanediol, 2-ethyl-2-(hydroxymethyl)-, polymer with 2,4-diisocyanato-1-methylbenzene and .alpha.-hydro-.omega.-hydroxypoly[oxy(methyl-1,2-ethanediyl)] | 273128 | 55929
2,5-Furandione, polymer with 2,4,4-trimethylpentene, sodium salt | 273110 | 55930
Potassium sulfide (K2(Sx)) | 273102 | 55931
Lead ruthenium oxide (PbRuO3) | 273094 | 55932
.beta.-Cyclodextrin, hydrogen sulfate, sodium salt | 273086 | 55933
8,16-Pyranthrenedione, 6,14-dichloro- | 265223 | 55934
2-Butenoic acid, hexyl ester, (2Z)- | 265215 | 55935
2-Propenoic acid, tetradecyl ester, homopolymer | 265207 | 55936
2-Butenedioic acid (2E)-, polymer with 1,3-butadiene and 2-propenenitrile | 265199 | 55937
Benzenamine, 4-(1-methylethyl)-2,6-dinitro-N,N-dipropyl- | 265181 | 55938
Hexanedioic acid, polymer with 1,3-dihydro-1,3-dioxo-5-isobenzofurancarboxylic acid, 2-(hydroxymethyl)-2-methyl-1,3-propanediol and 2,2,4-trimethyl-1,3-pentanediol | 265173 | 55939
2,5-Furandione, dihydro-3-(tetradecen-1-yl)- | 265165 | 55940
Phenol, 4,4'-(1-methylethylidene)bis[2,6-dibromo-, 1,1'-diacetate | 265157 | 55941
2-Propenoic acid, 3a,4,5,6,7,7a-hexahydro-4,7-methano-1H-indenyl ester | 265140 | 55942
Aluminate(2-), pentafluoro-, calcium (1:1) | 265132 | 55943
1,3-Benzenediamine, 5-chloro- | 265124 | 55944
2-Propenoic acid, 2-methyl-, methyl ester, polymer with butyl 2-propenoate, ethyl 2-propenoate and 2-propenoic acid | 265116 | 55945
2-Propenoic acid, ethyl ester, polymer with 2-ethylhexyl 2-propenoate and 2-propenamide | 265108 | 55946
Carbonochloridic acid, heptyl ester | 265074 | 55947
Tin hydroxide (Sn(OH)) | 265066 | 55948
1-Butanaminium, N,N,N-tributyl-, tetrahydroborate(1-) (1:1) | 265058 | 55949
Acetamide, N-(2-methoxy-5-nitrophenyl)- | 265041 | 55950
Benzoxazolium, 3-methyl-2-[2-[(3-methyl-5-phenyl-2(3H)-benzoxazolylidene)methyl]-1-buten-1-yl]-5-phenyl-, methyl sulfate (1:1) | 265025 | 55951
Aluminum, dichlorophenoxy- | 265017 | 55952
Indeno[3a,4-b]oxiren-4(1aH)-one, hexahydro-5,5,6,7,7-pentamethyl- | 265009 | 55953
1H-Indene, octahydro-1,1,2,3,3-pentamethyl- | 264986 | 55954
Hexanedioic acid, 1,6-diisononyl ester | 264960 | 55955
Diphenaleno[1,9-ab:1',9'-lm]triphenodioxazinetetrasulfonic acid, 8,19-dichloro-, sodium salt (1:4) | 264952 | 55956
4-Imidazolidinone, 5-[4-(3-ethylnaphtho[2,1-d]thiazol-2(3H)-ylidene)-2-buten-1-ylidene]-3-heptyl-1-phenyl-2-thioxo- | 264937 | 55957
2-Cyclopenten-1-one, 2-hydroxy-5-methyl-3-(1-piperidinyl)- | 264929 | 55958
Benzenediazonium, 4-[(2-hydroxyethyl)methylamino]-, (T-4)-tetrachlorozincate(2-) (2:1) | 264903 | 55959
2(3H)-Furanone, dihydro-4-methyl-5-pentyl- | 264887 | 55960
Ethanaminium, 2-hydroxy-N,N-bis(2-hydroxyethyl)-N-methyl-, hydroxide (1:1) | 264861 | 55961
Benzenemethanaminium, N-(2-hydroxyethyl)-N,N-dimethyl-, hydroxide (1:1) | 264853 | 55962
Benzoic acid, 2,4-dihydroxy-3-methyl-, methyl ester | 264838 | 55963
2-Propenoic acid, ethyl ester, polymer with 1,2-ethanediamine | 264820 | 55964
1H-Pyrazolium, 2,3-dimethyl-5-[2-(2-methyl-1H-indol-3-yl)diazenyl]-1-phenyl-, chloride (1:1) | 264812 | 55965
1-Butyne, 4,4-dimethoxy- | 264804 | 55966
2-Propenoic acid, 2-methyl-, 2-[(1,1-dimethylethyl)amino]ethyl ester, polymer with methyl 2-methyl-2-propenoate | 264788 | 55967
Ethanone, 1-(2,3-dihydro-5-nitro-1H-indol-1-yl)- | 264770 | 55968
Benzenamine, 4-(1,1-dimethylethyl)-N-(1-methylpropyl)-2,6-dinitro- | 264762 | 55969
Benzenesulfonic acid, 2,2'-(1,2-ethenediyl)bis[4-[4,6-bis[(2-chlorophenyl)amino]-1,3,5-triazin-2-yl]amino]-, sodium salt (1:2) | 264754 | 55970
1H-Benzimidazolium, 6-chloro-2-[3-[5-chloro-3-ethyl-1,3-dihydro-1-(3-sulfopropyl)-6-(trifluoromethyl)-2H-benzimidazol-2-ylidene]-1-propen-1-yl]-1-ethyl-3-(3-sulfopropyl)-5-(trifluoromethyl)-, inner salt, sodium salt (1:1) | 264739 | 55971
Benzoxazolium, 5-phenyl-2-[2-[[5-phenyl-3-(3-sulfopropyl)-2(3H)-benzoxazolylidene]methyl]-1-buten-1-yl]-3-(3-sulfopropyl)-, inner salt, sodium salt (1:1) | 264721 | 55972
Phenol, 2,5-dimethyl-4-(4-morpholinylmethyl)-, hydrochloride (1:1) | 264713 | 55973
1,3-Benzenediol, 4-(hydroxymethyl)- | 264697 | 55974
4-Morpholinepropanoic acid, methyl ester | 264671 | 55975
Benzoselenazolium, 3-ethyl-2-[3-(3-ethyl-2-thiazolidinylidene)-1-propen-1-yl]-, iodide (1:1) | 264663 | 55976
Octadecanoic acid, 1,1'-(1,4-butanediyl) ester | 264655 | 55977
2-Butenedioic acid (2Z)-, 1,1'-(dioctylstannylene) 4,4'-diisooctyl ester | 264630 | 55978
2-Naphthalenesulfonic acid, 5(or 8)-[2-(6-amino-1-hydroxy-3-sulfo-2-naphthalenyl)diazenyl]-8(or 5)-[2-[6(or 7)-sulfo-4-[2-(3-sulfophenyl)diazenyl]-1-naphthalenyl]diazenyl]-, sodium salt (1:4) | 264614 | 55979
Benzenepropanol, 2,5-dimethoxy- | 264606 | 55980
2-Butenoic acid, 4-oxo-4-[[3-(triethoxysilyl)propyl]amino]-, (2Z)- | 264598 | 55981
Benzene, 1-ethenyl-4-methyl-, polymer with 1,3-butadiene | 264580 | 55982
Zinc, bis[N-(1-methylethyl)-N-octadecylcarbamodithioato-.kappa.S,.kappa.S']-, (T-4)- | 264564 | 55983
1,3-Benzenedisulfonic acid, 4-formyl-, sodium salt (1:2) | 264556 | 55984
1,2,4-Triazin-5(2H)-one, 4-amino-6-(1,1-dimethylethyl)-3,4-dihydro-3-thioxo- | 264549 | 55985
Poly(oxy-1,2-ethanediyl), .alpha.-phosphono-.omega.-(tridecyloxy)-, sodium salt (1:1) | 264531 | 55986
2-Pentene, 1,1-diethoxy- | 264523 | 55987
Anthra[2,1,9-mna]naphth[2,3-h]acridin-5(16H)-one, 3-[[9,10-bis(sulfooxy)-1-anthracenyl]amino]-10,15-bis(sulfooxy)-, sodium salt (1:4) | 224329 | 55988
Acetic acid, 2,2,2-trifluoro-, thallium(3+) salt (3:1) | 224311 | 55989
2,5-Hexanediamine, 2,5-dimethyl- | 224295 | 55990
Carbonic acid, potassium zirconium salt (1:?:?) | 224287 | 55991
Carbamic acid, [1,2-phenylenebis(iminocarbonothioyl)]bis-, diethyl ester | 224279 | 55992
Acetamide, N-(4-butoxyphenyl)- | 224253 | 55993
D-Fructose, 1,6-bis(dihydrogen phosphate), sodium salt (1:?) | 224238 | 55994
9,10-Anthracenedione, 1-hydroxy-4-[(4-methoxyphenyl)amino]- | 224212 | 55995
Benzenesulfonamide, 3,3'-[(9,10-dihydro-9,10-dioxo-1,4-anthracenediyl)diimino]bis[N-cyclohexyl-2,4,6-trimethyl- | 224196 | 55996
2-Pentanone, 4-methyl-4-(methylthio)- | 224188 | 55997
Benzenamine, 3-methyl-N-[3-[(3-methylphenyl)amino]-2-propen-1-ylidene]- | 224170 | 55998
2-Naphthalenesulfonic acid, 7-[[4-chloro-6-[(3-sulfophenyl)amino]-1,3,5-triazin-2-yl]amino]-4-hydroxy-3-[2-(2-sulfophenyl)diazenyl]-, sodium salt (1:3) | 224162 | 55999
4H-1,2,4-Triazolium, 5-[2-[4-(diethylamino)phenyl]diazenyl]-1,4-dimethyl-, methyl sulfate (1:1) | 224154 | 56000
Octadecanoic acid, 1,1'-[[[2-[(2-hydroxyethyl)[2-[(1-oxooctadecyl)oxy]ethyl]amino]ethyl]imino]di-2,1-ethanediyl] ester, compd. with dimethyl sulfate (1:?) | 224147 | 56001
Butanedioic acid, 2-sulfo-, 1,4-didecyl ester, sodium salt (1:1) | 224121 | 56002
Cyclopentadecasiloxane, triacontamethyl- | 224113 | 56003
Cyclooctadecasiloxane, hexatriacontamethyl- | 224105 | 56004
Butanoic acid, 2-phenoxyethyl ester | 224089 | 56005
Borate(1-), bis[2,3-naphthalenediolato(2-)-.kappa.O2,.kappa.O3]-, (T-4)-, hydrogen, compd. with N-(1-methylethyl)-2-propanamine (1:1:1) | 224071 | 56006
Phosphorothioic acid, O-[2-(diethylamino)-6-methyl-4-pyrimidinyl] O,O-diethyl ester | 224063 | 56007
Pentanoic acid, 2-phenoxyethyl ester | 224048 | 56008
Ethanol, 2-phenoxy-, 1-propanoate | 224030 | 56009
Phenol, 4-[6-(4-methyl-1-piperazinyl)[2,6'-bi-1H-benzimidazol]-2'-yl]-, hydrochloride (1:3) | 224022 | 56010
Benzene, 1,2,4,5-tetrabromo-3,6-dimethyl- | 224006 | 56011
1-Naphthalenesulfonic acid, 4-[2-(4-hydroxy-1-naphthalenyl)diazenyl]- | 223982 | 56012
2-Buteneperoxoic acid, 1,1-dimethylethyl ester | 223974 | 56013
Boron, (3-chlorobenzenamine-.kappa.N)trifluoro-, (T-4)- | 223958 | 56014
Benzene, 1-methyl-4-(3-methylbutoxy)- | 223933 | 56015
2-Propanol, 1-(2-methylpropoxy)- | 223925 | 56016
Carbamic acid, N-[3-(trimethoxysilyl)propyl]-, methyl ester | 223909 | 56017
1H-Imidazo[4,5-b]quinoxalinium, 2-[2-(3,5-dimethyl-1-phenyl-1H-pyrazol-4-yl)ethenyl]-1,3-di-2-propen-1-yl-, iodide (1:1) | 223891 | 56018
2,8,10-Trioxa-5-azaundecanoic acid, 5-[5-(acetylamino)-4-[2-(2-bromo-4,6-dinitrophenyl)diazenyl]-2-methoxyphenyl]-9-oxo-, methyl ester | 223875 | 56019
Methanone, 1,1'-[oxybis[2,1-ethanediyloxy(2-hydroxy-4,1-phenylene)]]bis[1-phenyl- | 223859 | 56020
Aluminum, bis[2-(acetyloxy)benzoato-.kappa.O]hydroxy- | 223834 | 56021
Hexadecanoic acid, barium salt (2:1) | 223826 | 56022
Benzothiazolium, 2-[2-[4-(dimethylamino)phenyl]diazenyl]-3-ethyl-6-methoxy-, trichlorozincate(1-) (1:1) | 223818 | 56023
Cholest-5-en-3-ol (3.beta.)-, hexanedioate (2:1) | 223800 | 56024
Propaneperoxoic acid, 2,2-dimethyl-, 1-methyl-1-phenylethyl ester | 223784 | 56025
Ethanol, 2-amino-, hydrobromide (1:1) | 223776 | 56026
Benzenesulfonic acid, 2-methyl-, methyl ester | 223750 | 56027
1,3-Diazetidine-2,4-dione, 1,3-bis[(5-isocyanato-1,3,3-trimethylcyclohexyl)methyl]- | 223743 | 56028
Benzoxazolium, 5-phenyl-2-[2-[[5-phenyl-3-(4-sulfobutyl)-2(3H)-benzoxazolylidene]methyl]-1-buten-1-yl]-3-(4-sulfobutyl)-, inner salt | 223735 | 56029
Acetic acid, yttrium(3+) salt (3:1) | 223719 | 56030
Ethanone, 1-(2,5,5-trimethylcycloheptyl)- | 223701 | 56031
Ethanol, 2,2'-[[3-chloro-4-[2-(2,6-dichloro-4-nitrophenyl)diazenyl]phenyl]imino]bis- | 223693 | 56032
4H-1,2,4-Triazolium, 5-[2-[4-(dimethylamino)phenyl]diazenyl]-1,4-dimethyl-, methyl sulfate (1:1) | 223685 | 56033
1,3-Benzenedicarboxylic acid, 5-bromo- | 223677 | 56034
D-gluco-Heptonic acid, (2.xi.)- | 223669 | 56035
4-Thiazolidinone, 3-ethyl-5-[2-(1-ethyl-2(1H)-quinolinylidene)ethylidene]-2-thioxo- | 223651 | 56036
Ethanol, 2,2'-iminobis-, 2-hydroxy-1,2,3-propanetricarboxylate (1:?) | 223644 | 56037
1,3-Benzenedicarboxylic acid, 5-cyano- | 223636 | 56038
Heptanoic acid, 1,1'-[2-methyl-2-[[(1-oxoheptyl)oxy]methyl]-1,3-propanediyl] ester | 223628 | 56039
9-Octadecenoic acid (9Z)-, iron salt (1:?) | 223610 | 56040
4a(2H)-Naphthalenol, octahydro-4,8a-dimethyl- | 223602 | 56041
1H-Imidazole, 2-heptadecyl- | 223594 | 56042
Hexanedioic acid, polymer with 1,3-dihydro-1,3-dioxo-5-isobenzofurancarboxylic acid and 2,2-dimethyl-1,3-propanediol | 249128 | 56043
Rhodium, tetra-.mu.3-carbonyldodecacarbonylhexa-, octahedro | 249110 | 56044
Benzenamine, 4,4'-methylenebis-, polymer with 2-(chloromethyl)oxirane | 249094 | 56045
1H-3a,7-Methanoazulene-6-carboxaldehyde, 2,3,4,7,8,8a-hexahydro-3,8,8-trimethyl-, (3R,3aS,7R,8aS)- | 249086 | 56046
3,6-Pyridazinedione, 1,2-dihydro-, monopotassium salt | 249078 | 56047
2-Propenoic acid, 2-methyl-, polymer with ethenylbenzene, 2-ethylhexyl 2-propenoate and methyl 2-methyl-2-propenoate | 249060 | 56048
Hexanedioic acid, polymer with 3,3'-[1,2-ethanediylbis(oxy)]bis[1-propanamine] and hexahydro-2H-azepin-2-one | 249052 | 56049
Benzene, 1,1'-sulfonylbis[3,4-dimethyl- | 249045 | 56050
4-Pyridineacetic acid | 249037 | 56051
2-Propenoic acid, polymer with 2-propenal | 249029 | 56052
Naphthalenesulfonic acid, (2-methylpropyl)-, sodium salt (1:1) | 249011 | 56053
Benzenesulfonic acid, tetradecyl-, sodium salt (1:1) | 249003 | 56054
Benzenesulfonic acid, (1-methylethyl)-, sodium salt (1:1) | 248997 | 56055
Hexanedioic acid, polymer with (2E)-2-butenedioic acid and 2,2'-oxybis[ethanol] | 248989 | 56056
Benzene, bis(chloromethyl)- | 248971 | 56057
1,3-Benzenediol, 4,4'-thiobis[6-chloro- | 248963 | 56058
1,3-Benzenediol, 4,4'-sulfinylbis[2-methyl- | 248955 | 56059
1,3-Benzenediol, 4,4'-thiobis[2-methyl- | 248948 | 56060
Phenol, 3,5-dipropoxy- | 248930 | 56061
1,3-Benzenediol, 5-ethoxy- | 248922 | 56062
Benzamide, 3-amino-N-(4-aminophenyl)-, polymer with 1H,3H-benzo[1,2-c:4,5-c']difuran-1,3,5,7-tetrone | 248914 | 56063
Benzene, (trichlorosilyl)-, polymer with dichlorodimethylsilane | 248906 | 56064
Hydroperoxide, 2,6,6-trimethylbicyclo[3.1.1]heptyl | 248898 | 56065
Sulfur trioxide, compd. with pyridine (1:?) | 248880 | 56066
Ethanaminium, 2-[ethyl[3-methyl-4-[2-(3-phenyl-1,2,4-thiadiazol-5-yl)diazenyl]phenyl]amino]-N,N,N-trimethyl-, methyl sulfate (1:1) | 248872 | 56067
Distannoxane, 1,3-dimethyl-1,3-dioxo- | 248864 | 56068
Propanoic acid, 2-hydroxy-, calcium salt (2:1), (2S)- | 248856 | 56069
Benzenesulfonic acid, 4-hydroxy-, polymer with formaldehyde | 248849 | 56070
Cuprate(3-), [(7S,8S)-3-carboxy-5-(carboxymethyl)-13-ethenyl-18-ethyl-17-formyl-7,8-dihydro-2,8,12-trimethyl-21H,23H-porphine-7-propanoato(5-)-.kappa.N21,.kappa.N22,.kappa.N23,.kappa.N24]-, sodium (1:3), (SP-4-2)- | 248831 | 56071
Hexanedioic acid, polymer with 2-ethyl-2-(hydroxymethyl)-1,3-propanediol | 248823 | 56072
2-Propenoic acid, 1,1-dimethylethyl ester, polymer with ethenyl propanoate | 248815 | 56073
Benzene, 1,1'-oxybis[methyl- | 248799 | 56074
Poly(oxy-1,2-ethanediyl), .alpha.-(2,4-dinonylphenyl)-.omega.-hydroxy- | 248781 | 56075
1,4-Benzenedicarboxylic acid, 2,5-bis[(3-chlorophenyl)amino]- | 248765 | 56076
3-Heptanamine | 248740 | 56077
Propanedinitrile, 2-(2,6-dimethyl-4H-pyran-4-ylidene)- | 248732 | 56078
3H-Imidazo[4,5-b]pyridine, 6-bromo-5-methyl- | 248724 | 56079
Benzamide, 3-[[2-[2,4-bis(1,1-dimethylpropyl)phenoxy]acetyl]amino]-N-[4,5-dihydro-4-[2-(4-methoxyphenyl)diazenyl]-5-oxo-1-(2,4,6-trichlorophenyl)-1H-pyrazol-3-yl]- | 248716 | 56080
Nonanoic acid, 1-methylethyl ester | 248690 | 56081
2-Butenedioic acid (2Z)-, polymer with 1,3-butadiene | 248674 | 56082
2-Propenoic acid, 2-methyl-, polymer with ethenylbenzene, ethyl 2-propenoate and methyl 2-methyl-2-propenoate | 248666 | 56083
2-Propenoic acid, 2-methyl-, polymer with butyl 2-methyl-2-propenoate and methyl 2-methyl-2-propenoate | 248658 | 56084
1,3-Benzenedicarboxylic acid, polymer with 1,4-butanediol, decanedioic acid and 1,4-dimethyl 1,4-benzenedicarboxylate | 248641 | 56085
2-Propenoic acid, 2-methyl-, polymer with 2-(chloromethyl)oxirane, ethenylbenzene and 4,4'-(1-methylethylidene)bis[phenol] | 248633 | 56086
5,9,14,18-Anthrazinetetrone, dichloro-6,15-dihydro- | 248625 | 56087
2-Propenoic acid, polymer with ethyl 2-propenoate and methyl 2-propenoate | 248617 | 56088
Hexanedioic acid, polymer with 2-(hydroxymethyl)-2-methyl-1,3-propanediol | 248609 | 56089
Benzene, 1,1'-oxybis[(chloromethyl)- | 248591 | 56090
Dibenzo[def,mno]chrysene-6,12-dione, dibromo- | 248583 | 56091
Phenol, octyl-, 1,1'-(hydrogen phosphate) | 248575 | 56092
2,5-Furandione, polymer with methoxyethene, ammonium salt | 248567 | 56093
Butanedioic acid, polymer with 2,2-dimethyl-1,3-propanediol | 248559 | 56094
Phosphonous dichloride, P,P'-1,2-ethanediylbis- | 248534 | 56095
Iridate(2-), aquapentachloro-, potassium (1:2), (OC-6-21)- | 248526 | 56096
Iridate(3-), hexabromo-, potassium (1:3), (OC-6-11)- | 248518 | 56097
1H-3a,7-Methanoazulen-5-ol, octahydro-3,8,8-trimethyl-6-methylene- | 248500 | 56098
3-Penten-2-ol, 5-(2,2,3-trimethyl-3-cyclopenten-1-yl)- | 248484 | 56099
2-Buten-1-ol, 2-ethyl-4-(2,2,3-trimethyl-3-cyclopenten-1-yl)- | 248476 | 56100
Pyrazine, 2-(cyclohexylmethyl)- | 248450 | 56101
Poly(oxy-1,2-ethanediyl), .alpha.-docosyl-.omega.-hydroxy- | 240895 | 56102
Poly(oxy-1,2-ethanediyl), .alpha.-eicosyl-.omega.-hydroxy- | 240887 | 56103
Poly(oxy-1,2-ethanediyl), .alpha.-sulfo-.omega.-(eicosyloxy)-, sodium salt (1:1) | 240879 | 56104
2-Propenoic acid, 2-methyl-, polymer with ethenylbenzene and 2-ethylhexyl 2-propenoate | 240861 | 56105
Acetic acid, 2,2'-[(dimethylstannylene)bis(thio)]bis-, 1,1'-diisooctyl ester | 240853 | 56106
Poly(oxy-1,2-ethanediyl), .alpha.,.alpha.'-[(hexadecylimino)di-2,1-ethanediyl]bis[.omega.-hydroxy- | 240846 | 56107
Poly(oxy-1,2-ethanediyl), .alpha.,.alpha.'-[[(9Z)-9-octadecen-1-ylimino]di-2,1-ethanediyl]bis[.omega.-hydroxy- | 240838 | 56108
Poly(oxy-1,2-ethanediyl), .alpha.,.alpha.'-[(octadecylimino)di-2,1-ethanediyl]bis[.omega.-hydroxy- | 240820 | 56109
Poly(oxy-1,2-ethanediyl), .alpha.-[2-[(9Z)-9-octadecen-1-ylamino]ethyl]-.omega.-hydroxy- | 240812 | 56110
Poly(oxy-1,2-ethanediyl), .alpha.-[2-[(1-oxododecyl)amino]ethyl]-.omega.-hydroxy- | 240804 | 56111
Isooctane | 240796 | 56112
2-Propenoic acid, 2-methyl-, butyl ester, polymer with ethenylbenzene and methyl 2-methyl-2-propenoate | 240788 | 56113
2-Propenoic acid, polymer with ethenyl acetate and 2-ethylhexyl 2-propenoate | 240770 | 56114
Spiro[12H-benzo[a]xanthene-12,1'(3'H)-isobenzofuran]-3'-one, 9-(diethylamino)- | 240762 | 56115
Sodium azide (Na(N3)) | 240754 | 56116
4a,7-Methano-4aH-naphth[1,8a-b]oxirene, octahydro-4,4,8,8-tetramethyl-, (1aR,4aR,7S,8aS)- | 240747 | 56117
Oxirane, methyl-, polymer with oxirane, compd. with iodine | 240739 | 56118
Formaldehyde, polymer with 1,2-dimethylbenzene | 240721 | 56119
Formaldehyde, polymer with 1,4-dimethylbenzene | 240713 | 56120
Spiro[1,3-dioxane-5,3'-[7]oxabicyclo[4.1.0]heptane], 2-(7-oxabicyclo[4.1.0]hept-3-yl)-, homopolymer | 240705 | 56121
Benzenemethanaminium, ar-ethenyl-N,N,N-trimethyl-, chloride (1:1) | 240697 | 56122
2,5-Methano-2H-indeno[1,2-b]oxirenol, octahydro- | 240689 | 56123
Urea, N,N''-(methyl-1,3-phenylene)bis[N',N'-dimethyl- | 240671 | 56124
2-Propenoic acid, polymer with ethyl 2-propenoate, N-(hydroxymethyl)-2-propenamide and 2-propenenitrile | 240663 | 56125
2-Propenoic acid, 2-methyl-, polymer with 1,3-butadiene, methyl 2-methyl-2-propenoate and 2-propenenitrile | 240655 | 56126
2-Propenamide, N-(hydroxymethyl)-, polymer with 1,3-butadiene and 2-propenenitrile | 240648 | 56127
2-Propenoic acid, 2-methyl-, polymer with 1,3-butadiene, ethenylbenzene and 2-propenoic acid | 240630 | 56128
1,3,5-Triazine-2,4,6(1H,3H,5H)-trione, 1,3,5-tris(3-isocyanatomethylphenyl)- | 240622 | 56129
Benzenamine, ar-octyl-N-(octylphenyl)- | 240614 | 56130
2-Butenedioic acid (2Z)-, polymer with 2,2,4-trimethyl-1,3-pentanediol | 240606 | 56131
2,5-Furandione, polymer with methoxyethene, potassium salt | 240598 | 56132
2,5-Furandione, polymer with ethenylbenzene, potassium salt | 240580 | 56133
1,1'-Biphenyl, hexachloro- | 240572 | 56134
1H-Imidazolium, 3-ethenyl-1-methyl-, methyl sulfate (1:1) | 240564 | 56135
2-Propenamide, N-(hydroxymethyl)-, polymer with 1,3-butadiene and ethenylbenzene | 240556 | 56136
2-Propenoic acid, 2-methylpropyl ester, polymer with ethenyl acetate | 240549 | 56137
Guanidine, N-cyano-, polymer with formaldehyde | 240531 | 56138
Oxirane, 2,2,3,3-tetrafluoro-, homopolymer | 240523 | 56139
2-Propenoic acid, 2-methyl-, 2-oxiranylmethyl ester, polymer with ethyl 2-propenoate | 240515 | 56140
1,4-Benzenedicarboxylic acid, polymer with 2,2-dimethyl-1,3-propanediol | 240507 | 56141
1,4-Benzenedicarboxylic acid, polymer with 1,3-propanediol | 240499 | 56142
2-Propenoic acid, 2-methyl-, polymer with 2,5-furandione | 240481 | 56143
1,3-Benzenedicarboxylic acid, polymer with 1,4-benzenedicarboxylic acid and 4,4'-(1-methylethylidene)bis[phenol] | 240473 | 56144
1,3-Isobenzofurandione, 3a,4,7,7a-tetrahydromethyl- | 240465 | 56145
2-Propenoic acid, 2-methyl-, methyl ester, polymer with 1,3-butadiene, ethenylbenzene and 2-propenoic acid | 240457 | 56146
2-Propen-1-aminium, N,N-dimethyl-N-2-propen-1-yl-, chloride (1:1), polymer with 2-propenamide | 240440 | 56147
2-Propenoic acid, butyl ester, polymer with chloroethene and ethenyl acetate | 240432 | 56148
2-Propenoic acid, 2-methyl-, polymer with N-(butoxymethyl)-2-propenamide, ethenylbenzene and ethyl 2-propenoate | 240424 | 56149
Butanedioic acid, 2-methylene-, polymer with 1,1-dichloroethene and ethyl 2-propenoate | 240416 | 56150
2-Propenoic acid, 2-methyl-, polymer with 1-ethenyl-2-pyrrolidinone and ethyl 2-methyl-2-propenoate | 240408 | 56151
2-Propenoic acid, ethyl ester, polymer with (2-chloroethoxy)ethene | 240390 | 56152
1,3-Butadiene, polymer with 2-methyl-1-propene | 240382 | 56153
1,3-Benzenedicarboxylic acid, polymer with 3-hydroxy-2,2-dimethylpropyl 3-hydroxy-2,2-dimethylpropanoate | 240374 | 56154
2-Propenoic acid, 2-methyl-, 2-hydroxyethyl ester, polymer with butyl 2-propenoate, ethenylbenzene and methyl 2-methyl-2-propenoate | 240366 | 56155
2-Propenoic acid, 2-methyl-, 2-hydroxyethyl ester, polymer with ethenylbenzene and methyl 2-methyl-2-propenoate | 240358 | 56156
1,3-Isobenzofurandione, polymer with 1,2-ethanediol, 2,5-furandione and 1,2-propanediol | 240341 | 56157
Oxirane, 2-(chloromethyl)-, polymer with oxirane and 2-[(2-propen-1-yloxy)methyl]oxirane | 240333 | 56158
2-Propenoic acid, butyl ester, polymer with ethenylbenzene and 2-hydroxyethyl 2-propenoate | 240325 | 56159
2-Propenoic acid, 2-methyl-, polymer with butyl 2-methyl-2-propenoate, methyl 2-methyl-2-propenoate and 2-propenenitrile | 240317 | 56160
Benzenesulfonic acid, 4-ethenyl-, sodium salt (1:1), polymer with 2-propenenitrile | 232835 | 56161
Hexanedioic acid, polymer with 2,5-furandione, 1,3-isobenzofurandione, 2,2'-oxybis[ethanol] and 1,2-propanediol | 232827 | 56162
Ruthenate(2-), aquapentachloro-, ammonium (1:2), (OC-6-21)- | 232801 | 56163
2H-Pyran-2-one, tetrahydro-6-(2-pentyn-1-yl)- | 232793 | 56164
Phosphorous acid, triisodecyl ester | 232785 | 56165
Quinoline, tetrahydro-2-methyl- | 232769 | 56166
2,5-Furandione, 3-(decen-1-yl)dihydro- | 232751 | 56167
1-Tetradecanol, 1-(hydrogen sulfate), magnesium salt (2:1) | 232736 | 56168
Sulfuric acid, monodecyl ester, calcium salt (2:1) | 232728 | 56169
Ethanol, 2-[2-[2-(tridecyloxy)ethoxy]ethoxy]-, 1-(hydrogen sulfate), sodium salt (1:1) | 232702 | 56170
7-Tetradecyne-6,9-diol, 5,10-diethyl- | 232686 | 56171
1,1'-Biphenyl, pentachloro- | 232678 | 56172
Selenious acid, ammonium salt (2:1) | 232652 | 56173
Ferrate(3-), tris[4-(hydroxy-.kappa.O)-3-(nitroso-.kappa.O)-1-naphthalenesulfonato(2-)]-, sodium (1:3) | 232645 | 56174
Naphthalenesulfonic acid, dibutyl-, sodium salt (1:1) | 232637 | 56175
2-Butenoic acid, 3-methylbutyl ester | 232611 | 56176
Pentanoic acid, 4-methyl-, ethyl ester | 232603 | 56177
Hexanal, 2-ethylidene- | 232587 | 56178
Phenol, 2-hexadecyl- | 232579 | 56179
Formaldehyde, polymer with 1-phenylethanone | 232561 | 56180
Ethene, 1,1,2,2-tetrafluoro-, telomer with 1,1,1,2,2-pentafluoro-2-iodoethane | 232553 | 56181
Benzenesulfonic acid, 2,2'-(1,2-ethenediyl)bis[5-amino-, sodium salt (1:?) | 232538 | 56182
Ethanone, 1-(2-aminophenyl)-, hydrochloride (1:1) | 232520 | 56183
Dodecene | 232504 | 56184
Naphthalenesulfonic acid, methylenebis- | 232488 | 56185
Octene | 232470 | 56186
Pentene | 232454 | 56187
Heptenoic acid | 232447 | 56188
Benzenediamine, ar-methyl- | 232421 | 56189
Phenol, dodecyl-, 1,1',1''-phosphite | 232413 | 56190
Phenol, tribromo- | 232405 | 56191
Silanediamine, 1-chloro-N,N,N',N'-tetramethyl-1-phenyl- | 232389 | 56192
Phosphonic acid, P-octadecyl-, dimethyl ester | 232371 | 56193
Benzene, 1-(3-chlorophenoxy)-3-phenoxy- | 232355 | 56194
tert-Nonanethiol | 232348 | 56195
tert-Hexadecanethiol | 232330 | 56196
Phenol, polymer with 2,6,6-trimethylbicyclo[3.1.1]hept-2-ene | 232322 | 56197
Formaldehyde, polymer with 2-methyloxirane and phenol | 232314 | 56198
1-Propanamine, 3-[3,3,3-trimethyl-1,1-bis[(trimethylsilyl)oxy]-1-disiloxanyl]- | 232306 | 56199
1,2-Benzenedicarboxylic acid, 3,4,5,6-tetrabromo-, sodium salt (1:2) | 232298 | 56200
Decanoic acid, 2-hexyl- | 232280 | 56201
Tetradecanoic acid, 2-ethyl- | 232272 | 56202
Pentadecanoic acid, 2-methyl- | 232264 | 56203
1,3-Propanediamine, N1,N3-bis(3-phenyl-2-propen-1-ylidene)- | 232256 | 56204
Pentane, 1-bromo-2-methyl- | 232249 | 56205
Pentane, 2-chloro-4-methyl- | 232231 | 56206
Pentane, 3-bromo-3-methyl- | 232223 | 56207
Benzene, triethyl- | 232215 | 56208
Benzene, diethyl- | 232207 | 56209
Heptene | 232199 | 56210
Isodecanol | 232181 | 56211
Octadecanoic acid, isohexadecyl ester | 232173 | 56212
3,6,9,12,15,18,21,24-Octaoxahexacosanoic acid, 26-(octylphenoxy)- | 232165 | 56213
Phenol, [(dimethylamino)methyl]- | 232157 | 56214
Phenol, [(dimethylamino)methyl]-, hydrochloride (1:1) | 232140 | 56215
Morpholine, 4-chloro- | 223586 | 56216
Acetaldehyde, 2-(methylthio)- | 223578 | 56217
Mercury(1+), [2,2',2''-(nitrilo-.kappa.N)tris[ethanol-.kappa.O]]phenyl-, salt with 2-hydroxypropanoic acid (1:1) | 223560 | 56218
Diazene, 1,2-bis(4-propoxyphenyl)-, 1-oxide | 223552 | 56219
Hexanedioic acid, sodium salt (1:?) | 223545 | 56220
Benzenesulfonamide, N-[4-diazo-2-[[(2-ethylphenyl)amino]sulfonyl]-2,5-cyclohexadien-1-ylidene]-4-methyl- | 223537 | 56221
Benzenamine, 4,4'-(diphenylmethylene)bis[N,N-diethyl- | 223529 | 56222
Methanamine, N-methyl-, sulfate (1:1) | 223511 | 56223
Benzenamine, 4-(ethylsulfonyl)-2-nitro- | 223503 | 56224
Ethanol, 2-[2-(2-propoxyethoxy)ethoxy]- | 223495 | 56225
2-Propanamine, N-(1-methylethyl)-, magnesium salt (2:1) | 223479 | 56226
Benzoic acid, 4-methyl-, zinc salt (2:1) | 223461 | 56227
Cyclohexanol, 5-methyl-2-(1-methylethyl)-, (1S,2R,5R)- | 223446 | 56228
Nonanoic acid, potassium salt (1:1) | 223438 | 56229
1-Hexanol, aluminum salt (3:1) | 223420 | 56230
Hydrazine, hydrobromide (1:2) | 223412 | 56231
Pyridinium, 1-[2-[[4-[2-(2-cyano-4-nitrophenyl)diazenyl]phenyl]ethylamino]ethyl]-, chloride (1:1) | 223396 | 56232
Ethanol, 2,2'-iminobis-, acetate (1:1) | 223388 | 56233
9-Octadecenoic acid (9Z)-, manganese(2+) salt (2:1) | 223370 | 56234
Benzene, 1-(chloromethyl)-3,5-bis(1-methylethyl)- | 223362 | 56235
1,2-Ethanediol, lithium salt (1:1) | 223347 | 56236
3-Thiazolidineacetic acid, 5-[2-(3-ethyl-2(3H)-benzoxazolylidene)ethylidene]-4-oxo-2-thioxo- | 223339 | 56237
Carbonic acid, (4-methoxyphenyl)methyl 2,4,5-trichlorophenyl ester | 223313 | 56238
Naphtho[1,2-d]thiazolium, 1-(3-sulfopropyl)-2-[2-[[1-(3-sulfopropyl)naphtho[1,2-d]thiazol-2(1H)-ylidene]methyl]-1-buten-1-yl]-, inner salt, compd. with N,N-diethylethanamine (1:1) | 223305 | 56239
Metaphosphoric acid (HPO3), calcium sodium salt (1:?:?) | 223297 | 56240
Phenol, compd. with 2,2',2''-nitrilotris[ethanol] (1:1) | 223271 | 56241
Acetamide, N-(butoxymethyl)-2-chloro-N-(2,6-diethylphenyl)- | 223263 | 56242
1H-Benz[e]indolium, 2-[7-(1,3-dihydro-1,1,3-trimethyl-2H-benz[e]indol-2-ylidene)-1,3,5-heptatrien-1-yl]-1,1,3-trimethyl-, perchlorate (1:1) | 223255 | 56243
1-Pyrrolidinepropanamine | 223230 | 56244
Thiosulfuric acid (H2S2O3), silver(1+) salt (1:2) | 223214 | 56245
1,4-Dioxane-2,5-diol, 2,3,5,6-tetramethyl- | 223206 | 56246
1-Octanol, 8-chloro- | 223198 | 56247
Benzenepropanamide, N,N'-1,6-hexanediylbis[3,5-bis(1,1-dimethylethyl)-4-hydroxy- | 223172 | 56248
9,10-Anthracenedione, 4,8-diamino-2-[4-(2-ethoxyethoxy)phenyl]-1,5-dihydroxy- | 223156 | 56249
2-Propenoic acid, [4-(hydroxymethyl)cyclohexyl]methyl ester | 223149 | 56250
Acetic acid, ammonium copper salt (1:?:?) | 223115 | 56251
1-Docosanol, 1-(dihydrogen phosphate) | 223107 | 56252
1-Butene, 2-bromo- | 223081 | 56253
Benzenamine, 2,3-dichloro-, hydrochloride (1:1) | 223073 | 56254
Decanamide, N-(2-hydroxypropyl)- | 223057 | 56255
Octanamide, N-(2-hydroxypropyl)- | 223040 | 56256
Acetamide, N-(2,4-dimethoxyphenyl)- | 223024 | 56257
1,3-Benzenedicarboxylic acid, 4-methyl-, 1,3-dimethyl ester | 223016 | 56258
1-Naphthalenesulfonamide, 6-diazo-N-(9-ethyl-9H-carbazol-3-yl)-5,6-dihydro-5-oxo- | 222992 | 56259
D-Leucine, methyl ester | 222976 | 56260
2-Propenoic acid, 2-cyano-, 2,2,2-trifluoro-1-methylethyl ester | 222968 | 56261
2-Propanone, 1-bromo-1-phenyl- | 222943 | 56262
Ruthenate(2-), hexachloro-, potassium (1:2), (OC-6-11)- | 222935 | 56263
Hexadecane, 2-chloro- | 222927 | 56264
Arabinonic acid, methyl ester | 222919 | 56265
Spiro[2H-1-benzopyran-2,2'-[2H]indol]-6-ol, 1',3'-dihydro-1',3',3'-trimethyl- | 222901 | 56266
Propanamide, N-(3-aminophenyl)- | 222893 | 56267
2-Butanone, 2,2',2''-[O,O',O''-(methylsilylidyne)trioxime] | 222885 | 56268
Mercury(1+), methyl- | 222877 | 56269
Pyridine, 2,3,5,6-tetrachloro-4-(methylthio)- | 222869 | 56270
Pyrazine, 2-hexyl- | 248443 | 56271
9-Octadecen-1-ol, 1,1'-(hydrogen phosphate), (9Z,9'Z)-, compd. with 2-(dibutylamino)ethanol (1:1) | 248435 | 56272
Naphthalenesulfonic acid, dinonyl-, lithium salt (1:1) | 248427 | 56273
2,5-Furandione, polymer with 1-(ethenyloxy)octadecane | 248419 | 56274
2-Propenoic acid, ammonium salt (1:1), homopolymer | 248401 | 56275
Benzenemethanaminium, N,N-dimethyl-N-[2-[(2-methyl-1-oxo-2-propen-1-yl)oxy]ethyl]-, chloride (1:1), homopolymer | 248393 | 56276
Benzene, ethenyl-, trimer | 248385 | 56277
Phosphoric acid, polymer with N-cyanoguanidine, formaldehyde and 1,3,5-triazine-2,4,6-triamine | 248377 | 56278
Poly(oxy-1,2-ethanediyl), .alpha.-(carboxymethyl)-.omega.-(4-nonylphenoxy)- | 248369 | 56279
Poly[oxy(methyl-1,2-ethanediyl)], .alpha.-phenyl-.omega.-hydroxy- | 248351 | 56280
2-Pyrrolidinone, 1-ethenyl-, polymer with 1-eicosene | 248344 | 56281
Benzenesulfonic acid, 4-ethenyl-, homopolymer | 248336 | 56282
Hexanedioic acid, polymer with 1,2-ethanediol, 2,5-furandione and 2,2'-oxybis[ethanol] | 248328 | 56283
2-Propenoic acid, polymer with ethene, zinc salt | 248310 | 56284
2-Propenoic acid, 2-methyl-, methyl ester, polymer with butyl 2-propenoate, 2-propenoic acid and 2-propenenitrile | 248302 | 56285
2-Propenoic acid, 2-methyl-, polymer with 2-propenoic acid, sodium salt | 248294 | 56286
Ethanol, 2-chloro-, phosphate (3:1), homopolymer | 248286 | 56287
1,4-Benzenedicarboxylic acid, polymer with 1,4-butanediol and decanedioic acid | 248278 | 56288
Benzene, 1-nitro-4-(1,1,2,2-tetrafluoroethoxy)- | 248260 | 56289
9,10-Anthracenedione, 1,4-bis[(4-butylphenyl)amino]-5,8-dihydroxy- | 248252 | 56290
Benzonitrile, 3-(bromomethyl)- | 248245 | 56291
Octadecanoic acid, 1,1'-[2-(hydroxymethyl)-2-[[(1-oxooctadecyl)oxy]methyl]-1,3-propanediyl] ester | 248237 | 56292
2-Propenoic acid, butyl ester, polymer with 1-ethenyl-2-pyrrolidinone | 248229 | 56293
1,3-Isobenzofurandione, hexahydro-, polymer with 2,2'-[(1-methylethylidene)bis(4,1-phenyleneoxymethylene)]bis[oxirane] | 248211 | 56294
Hexanedioic acid, polymer with 2-ethyl-2-(hydroxymethyl)-1,3-propanediol and 2,2'-oxybis[ethanol] | 248203 | 56295
Hexane, 1,6-diisocyanato-, homopolymer | 248195 | 56296
4-Isobenzofuransulfonic acid, 1,3-dihydro-1,3-dioxo- | 248187 | 56297
Benzene, 2-isocyanato-1,3-bis(1-methylethyl)- | 248179 | 56298
Carbonic acid, 2-[(1-amino-9,10-dihydro-4-hydroxy-9,10-dioxo-2-anthracenyl)oxy]ethyl phenyl ester | 248161 | 56299
Benzoic acid, 2-methyl-3,5-dinitro- | 248153 | 56300
2-Butenedioic acid (2E)-, compd. with N,N-diethylethanamine (1:2) | 248146 | 56301
1-Phenanthrenecarboxylic acid, 1,2,3,4,4a,9,10,10a-octahydro-1,4a-dimethyl-7-(1-methylethyl)-, sodium salt (1:1), (1R,4aS,10aR)- | 248138 | 56302
1,3,5-Triazine-2,4-diamine, N-cyclopropyl-N'-(1,1-dimethylethyl)-6-(methylthio)- | 248120 | 56303
2-Propenoic acid, 1,1'-(1,2-ethanediyl) ester, homopolymer | 248112 | 56304
Decanedioic acid, polymer with 2,2-dimethyl-1,3-propanediol | 248104 | 56305
1H,3H-Benzo[1,2-c:4,5-c']difuran-1,3,5,7-tetrone, polymer with 1,4-benzenediamine and 5,5'-carbonylbis[1,3-isobenzofurandione] | 248096 | 56306
2-Butenedioic acid (2Z)-, 1,4-dimethyl ester, polymer with ethenyl acetate | 248088 | 56307
2,5-Furandione, polymer with 2-methyloxirane | 248070 | 56308
3-Pyridinecarbonitrile, 1-ethyl-1,2-dihydro-6-hydroxy-4-methyl-2-oxo- | 248062 | 56309
2-Propanol, 1,1'-(octadecylimino)bis- | 248047 | 56310
Urea, polymer with formaldehyde, 2-furanmethanol and phenol | 248039 | 56311
Formaldehyde, polymer with ethenylbenzene and phenol | 248021 | 56312
2,5-Furandione, polymer with methoxyethene, sodium salt | 248013 | 56313
1,3-Benzenedicarboxylic acid, polymer with (2E)-2-butenedioic acid, 1,2-ethanediol and 2,2'-oxybis[ethanol] | 248005 | 56314
Hexanedioic acid, polymer with 2,4-diisocyanato-1-methylbenzene and 1,2-ethanediol | 247999 | 56315
Phosphoric acid, sodium zirconium(4+) salt (2:2:1) | 247981 | 56316
1,2,4,5-Benzenetetracarboxylic acid, 1,5-dimethyl ester | 247973 | 56317
2-Naphthalenesulfonyl chloride, 6-(acetylamino)- | 247957 | 56318
Benzoxazolium, 3-ethyl-2-[2-[(3-ethyl-5-phenyl-2(3H)-benzoxazolylidene)methyl]-1-buten-1-yl]-5-phenyl-, bromide (1:1) | 247940 | 56319
Benzoic acid, 2-hydroxy-, polymer with 4-(1,1-dimethylethyl)phenol and formaldehyde | 247924 | 56320
Phosphoric acid, (1-methylethyl)phenyl diphenyl ester | 247908 | 56321
Benzene, ethenylethyl- | 247890 | 56322
Ethanol, 2-methoxy-, calcium salt (2:1) | 247882 | 56323
Octanoic acid, compd. with 2-aminoethanol (1:1) | 247874 | 56324
Benzoic acid, 4-hydroxy-, polymer with formaldehyde | 247866 | 56325
8-Dodecen-1-ol, 1-acetate, (8Z)- | 247841 | 56326
5-Isobenzofurancarboxylic acid, 1,3-dihydro-1,3-dioxo-, polymer with 4,4'-methylenebis[benzenamine] and 1,1'-methylenebis[4-isocyanatobenzene] | 240309 | 56327
1,4-Benzenedisulfonic acid, 2-amino-5-methyl- | 240291 | 56328
Butanamide, N-(2,3-dihydro-2-oxo-1H-benzimidazol-5-yl)-3-oxo- | 240275 | 56329
2-Propenoic acid, 2-methyl-, ethyl ester, polymer with methyl 2-propenoate | 240267 | 56330
Decanedioic acid, polymer with 1,6-hexanediamine and hexanedioic acid | 240259 | 56331
Poly[oxy(methyl-1,2-ethanediyl)], .alpha.-[(9Z)-1-oxo-9-octadecen-1-yl]-.omega.-[[(9Z)-1-oxo-9-octadecen-1-yl]oxy]- | 240242 | 56332
3,6,9,12,15,18,21,24-Octaoxahexacosan-1-ol, 26-(nonylphenoxy)- | 240234 | 56333
Copper, [29H,31H-phthalocyanine-C-sulfonyl chloridato(2-)-.kappa.N29,.kappa.N30,.kappa.N31,.kappa.N32]- | 240226 | 56334
Hexanedioic acid, polymer with 1,4-butanediol and 1,2-ethanediol | 240200 | 56335
Poly(oxy-1,2-ethanediyl), .alpha.-(1-oxo-2-propen-1-yl)-.omega.-[(1-oxo-2-propen-1-yl)oxy]- | 240192 | 56336
2H-Azepin-2-one, hexahydro-, polymer with oxirane | 240184 | 56337
Phenol, nonyl-, 1,1',1''-phosphate | 240176 | 56338
2-Propenoic acid, polymer with 1,3-butadiene, ethenylbenzene and 2-propenenitrile | 240150 | 56339
Hexanedioic acid, polymer with N1,N2-bis(2-aminoethyl)-1,2-ethanediamine and 2-(chloromethyl)oxirane | 240143 | 56340
Spiro[isobenzofuran-1(3H),9'-[9H]xanthen]-3-one, 2'-chloro-6'-(diethylamino)- | 240135 | 56341
Galactose | 240119 | 56342
2-Butenedioic acid (2Z)-, 1-(2-hydroxyethyl) ester | 240101 | 56343
3-Hexenoic acid, ethyl ester, (3E)- | 240085 | 56344
1,6,11-Undecanetriamine | 240077 | 56345
Propanol, dichloro- | 240069 | 56346
Anthra[9,1,2-cde]benzo[rst]pentaphene-5,10-dione, dihydroxy- | 240051 | 56347
Benzenesulfonic acid, dodecyl-, compd. with 2,2'-iminobis[ethanol] (1:1) | 240036 | 56348
Mercury, (neodecanoato-.kappa.O)phenyl- | 240028 | 56349
2,5-Furandione, dihydro-3-(tetrapropenyl)- | 240010 | 56350
Phosphorous acid, isodecyl diphenyl ester | 239996 | 56351
Acetic acid, (4-chloro-2-methylphenoxy)-, isooctyl ester | 239970 | 56352
Nonanedioic acid, 1,9-diisooctyl ester | 239962 | 56353
1H-2-Benzoxacyclotetradecin-1-one, 3,4,5,6,7,8,9,10,11,12-decahydro-7,14,16-trihydroxy-3-methyl-, (3S,7R)- | 239954 | 56354
2-Propenoic acid, 2-(diethylamino)ethyl ester, hydrochloride (1:1) | 239947 | 56355
Ethanol, 2-[(1-methylheptyl)amino]- | 239939 | 56356
Dodecanamide, N-[2-(sulfooxy)propyl]-, sodium salt (1:1) | 239921 | 56357
Acetaldehyde, 2-(3,3-dimethylcyclohexylidene)-, (2E)- | 239913 | 56358
Acetaldehyde, 2-(3,3-dimethylcyclohexylidene)-, (2Z)- | 239905 | 56359
Ethanol, 2-(3,3-dimethylcyclohexylidene)-, (2Z)- | 239897 | 56360
Cyclobutaneethanol, 1-methyl-2-(1-methylethenyl)-, (1R,2S)- | 239889 | 56361
3(2H)-Isothiazolone, 2-octyl- | 239871 | 56362
3(2H)-Isothiazolone, 5-chloro-2-methyl-, hydrochloride (1:1) | 239863 | 56363
Benzenaminium, N-[2,5-bis[(phenylamino)methylene]cyclopentylidene]-N-phenyl-, perchlorate (1:1) | 239855 | 56364
Benzenaminium, N-cyclopentylidene-N-phenyl-, perchlorate (1:1) | 239848 | 56365
Phenol, nonyl-, 1,1',1''-phosphite | 239830 | 56366
Ethane, trichlorotrifluoro- | 239822 | 56367
Hexanedioic acid, polymer with 1,2-ethanediol and 1,2-propanediol | 239814 | 56368
2-Propenoic acid, 2-methyl-, polymer with butyl 2-propenoate, ethenylbenzene and N2,N2,N4,N4,N6,N6-hexakis(methoxymethyl)-1,3,5-triazine-2,4,6-triamine | 239806 | 56369
1,3-Cyclopentadiene, methyl- | 239798 | 56370
3,6-Octadienenitrile, 3,7-dimethyl-, (3Z)- | 239780 | 56371
3,6-Octadienenitrile, 3,7-dimethyl-, (3E)- | 239772 | 56372
Iron phosphide (FeP) | 239764 | 56373
Ethanol, 2-[(4-hydrazinylphenyl)sulfonyl]- | 239756 | 56374
Borate(1-), tetrafluoro-, cobalt(2+) (2:1) | 239749 | 56375
1H-Isoindol-1-one, 2,3-dihydro-3-hydroxy- | 239723 | 56376
1,3-Propanediol, 2,2-dimethyl-, 1,3-dinitrate | 239715 | 56377
4,7-Methano-1H-indene, 3a,4,7,7a-tetrahydrodimethyl- | 239699 | 56378
1,3-Benzenedicarboxylic acid, 5-sulfo-, 1,3-bis(2-hydroxyethyl) ester, sodium salt (1:1), polymer with 1,4-benzenedicarboxylic acid and 1,2-ethanediol | 239673 | 56379
2-Propenoic acid, 2-ethylhexyl ester, polymer with ethenyl acetate and N-(hydroxymethyl)-2-propenamide | 239665 | 56380
Benzene, 1,3-diethenyl-, polymer with 1,3-butadiene and ethenylbenzene | 239657 | 56381
2-Propen-1-aminium, N,N-dimethyl-N-2-propen-1-yl-, chloride (1:1), polymer with sulfur dioxide | 239640 | 56382
Propane, 2-(1-ethoxyethoxy)- | 232124 | 56383
1H-Imidazole, 1,2-dimethyl-5-nitro-, hydrochloride (1:1) | 232116 | 56384
1,3-Cyclopentadiene, 1,2,3,4,5-pentachloro- | 232108 | 56385
Thiocyanic acid, manganese(2+) salt (2:1) | 232082 | 56386
Tin phosphide (SnP) | 232074 | 56387
1-Hexadecanamine, N,N-dimethyl-, acetate (1:1) | 232066 | 56388
1,1'-Biphenyl, trichloro- | 232041 | 56389
Oxetane, 3,3-bis(chloromethyl)-, homopolymer | 232033 | 56390
Ethene, dichloro- | 232025 | 56391
2-Propenoic acid, 2-methyl-, butyl ester, polymer with butyl 2-propenoate and methyl 2-methyl-2-propenoate | 232017 | 56392
2-Propenoic acid, 2-methyl-, polymer with ethyl 2-propenoate, methyl 2-methyl-2-propenoate and 2-oxiranylmethyl 2-methyl-2-propenoate | 232009 | 56393
2-Propenoic acid, 2-methyl-, 1,1'-(1,2-ethanediyl) ester, polymer with 2-ethylhexyl 2-methyl-2-propenoate and N-(hydroxymethyl)-2-propenamide | 231993 | 56394
Poly[oxy(methyl-1,2-ethanediyl)], .alpha.-hydro-.omega.-hydroxy- | 231985 | 56395
Poly(oxy-1,2-ethanediyl), .alpha.-hydro-.omega.-hydroxy- | 231977 | 56396
2-Propenoic acid, 2-methyl-, methyl ester, polymer with 2-propenoic acid | 231969 | 56397
Naphthalenesulfonic acid, dinonyl- | 231944 | 56398
Propane, nitro- | 231936 | 56399
Benzenesulfonic acid, dimethyl- | 231910 | 56400
Benzene, dichloro- | 231902 | 56401
Benzene, bis(1-methylethyl)- | 231886 | 56402
Spiro[isobenzofuran-1(3H),9'-[9H]xanthen]-3-one, 3',6'-dimercapto- | 231878 | 56403
Benzoic acid, 2-[[ethoxy[(1-methylethyl)amino]phosphinothioyl]oxy]-, 1-methylethyl ester | 231852 | 56404
2-Naphthalenecarboxylic acid, 4-[2-(4-chloro-3-sulfophenyl)diazenyl]-3-hydroxy- | 231837 | 56405
Carbonodithioic acid, O-(2-methylpropyl) ester, sodium salt (1:1) | 231811 | 56406
Benzenemethanaminium, N-[4-[[4-(diethylamino)phenyl][4-[ethyl[(3-sulfophenyl)methyl]amino]-2-methylphenyl]methylene]-3-methyl-2,5-cyclohexadien-1-ylidene]-N-ethyl-3-sulfo-, inner salt | 231803 | 56407
Furan, tetrahydro-, polymer with 2-methyloxirane | 231787 | 56408
2-Propenoic acid, polymer with methyl 2-propenoate | 231779 | 56409
2-Propenoic acid, ethyl ester, polymer with ethenylbenzene and N-(hydroxymethyl)-2-propenamide | 231761 | 56410
2-Propenoic acid, 2-methyl-, polymer with butyl 2-methyl-2-propenoate and ethenylbenzene | 231753 | 56411
2-Propenoic acid, 2-methyl-, methyl ester, polymer with 2-(1-oxa-4-azaspiro[4.5]dec-4-yl)ethyl 2-methyl-2-propenoate | 231746 | 56412
2-Butenedioic acid (2Z)-, polymer with ethenylbenzene | 231738 | 56413
Benzenesulfonic acid, 2,2'-(1,2-ethenediyl)bis[5-[[4-amino-6-[(2-hydroxyethyl)amino]-1,3,5-triazin-2-yl]amino]-, sodium salt (1:2) | 231720 | 56414
1-Octene, 3,3,4,4,5,5,6,6,7,7,8,8,8-tridecafluoro- | 231712 | 56415
2-Propanone, 1-(1-hydroxycyclohexyl)- | 231704 | 56416
9,10-Anthracenedione, 1-amino-2-bromo-4,8-dihydroxy-5-[(phenylmethyl)amino]- | 231688 | 56417
2-Butenedioic acid (2Z)-, 1,4-dioctyl ester, polymer with ethenyl acetate and 2-ethylhexyl 2-propenoate | 231670 | 56418
Cholest-5-en-3-ol (3.beta.)-, 3-(3,5-dinitrobenzoate) | 231662 | 56419
7-Octen-2-ol, 2,6-dimethyl-, 2-formate | 231654 | 56420
Cerium phosphide (CeP) | 231647 | 56421
Lanthanum phosphide (LaP) | 231639 | 56422
2-Propenoic acid, 2-[[(1,1,2,2,3,3,4,4,5,5,6,6,7,7,8,8,8-heptadecafluorooctyl)sulfonyl]methylamino]ethyl ester | 231621 | 56423
Dodecanoic acid, 1,1'-[2-ethyl-2-[[(1-oxododecyl)oxy]methyl]-1,3-propanediyl] ester | 231613 | 56424
Telluric acid (H2TeO4), aluminum salt (3:2) | 231605 | 56425
Dodecanedioic acid, polymer with 1,6-hexanediamine and hexanedioic acid | 231597 | 56426
2-Propenoic acid, polymer with 1,1-dimethylethyl 2-propenoate and ethene | 231589 | 56427
2-Propenoic acid, octyl ester, homopolymer | 231571 | 56428
2,5-Furandione, polymer with 1-octadecene | 231563 | 56429
2-Propenoic acid, 2-ethylhexyl ester, polymer with chloroethene | 231555 | 56430
Benzene, tetrapropylene- | 231548 | 56431
Propanoic acid, 2-methyl-, monoester with 2,2,4-trimethyl-1,3-pentanediol | 231530 | 56432
Benzenediamine | 231522 | 56433
Propanol, oxybis- | 231514 | 56434
Oxirane, 2-(phenoxymethyl)-, homopolymer | 231506 | 56435
2-Propenoic acid, polymer with 1,3-butadiene and 2-propenenitrile | 231498 | 56436
Formaldehyde, polymer with 5-amino-1,3,3-trimethylcyclohexanemethanamine and phenol | 231480 | 56437
2-Propenoic acid, 2-methyl-, methyl ester, polymer with 2-ethylhexyl 2-propenoate | 231472 | 56438
Hexene | 231464 | 56439
1,3-Benzodioxol-4-ol, 2,2-dimethyl- | 222851 | 56440
Benzenamine, 4-(triphenylmethyl)- | 222844 | 56441
2(1H)-Pyrimidinone, 3,4-dihydro-1,3,4-trimethyl-, sulfate (1:1) | 222836 | 56442
1,3,5-Triazine-2,4-diamine, N-(1,2-dimethylpropyl)-N'-ethyl-6-(methylthio)- | 222828 | 56443
1,3,5-Triazine-2,4-diamine, 6-chloro-N2-(1,2-dimethylpropyl)-N4-ethyl- | 222810 | 56444
1-Propanone, 1-(2,4-dihydroxyphenyl)-, oxime | 222802 | 56445
Octanoic acid, compd. with 2,2',2''-nitrilotris[ethanol] (1:1) | 222794 | 56446
2H-1-Benzopyran-2-one, 4-methyl-7-(phosphonooxy)-, sodium salt (1:2) | 222786 | 56447
Molybdenum zinc oxide (Mo2Zn3O9) | 222778 | 56448
Guanidine, N-cyano-N'-(methoxymethyl)- | 222760 | 56449
Heptanoic acid, 2-mercaptoethyl ester | 222752 | 56450
Glycine, N,N'-1,2-ethanediylbis[N-(carboxymethyl)-, lead(2+) sodium salt (1:1:2) | 222745 | 56451
Dodecanamide, N-[3-(dimethylamino)propyl]-, acetate (1:1) | 222729 | 56452
Octanamide, N-[3-(dimethylamino)propyl]- | 222703 | 56453
9,12-Octadecadienoic acid (9Z,12Z)-, 1-methylethyl ester | 222695 | 56454
2,6-Octadiene, 1-ethoxy-3,7-dimethyl-, (2Z)- | 222679 | 56455
2-Butenoic acid, octyl ester | 222661 | 56456
1,3-Benzenedicarboxylic acid, 5-nitro-, 1-ethyl ester | 222646 | 56457
Sodium sulfide (Na2(S2)) | 222638 | 56458
3-Cyclohexene-1-propanal | 222620 | 56459
L-Phenylalanine, L-.alpha.-aspartyl-, 2-methyl ester | 222604 | 56460
Aluminum arsenide (AlAs) | 222596 | 56461
Magnesium silicide (Mg2Si) | 222588 | 56462
Benzeneacetic acid, .alpha.-amino-4-hydroxy-, (.alpha.R)- | 222562 | 56463
Octane, 1-ethoxy-3,7-dimethyl- | 222547 | 56464
Hexanoyl chloride, 6-bromo- | 222539 | 56465
Benzene, 1,3,5-trimethoxy-2-(phenylmethyl)- | 222521 | 56466
1,3-Benzodioxol-4-ol, 2,2-dimethyl-, methylcarbamate | 222505 | 56467
1-Heptanesulfonic acid, sodium salt (1:1) | 222489 | 56468
Octadecanoic acid, 2-octyldodecyl ester | 222463 | 56469
1-Tridecanol, aluminum salt (3:1) | 222455 | 56470
Rubidium azide (Rb(N3)) | 222448 | 56471
Cesium azide (Cs(N3)) | 222422 | 56472
6H-Dibenz[c,e][1,2]oxaphosphorin, 6-chloro- | 222414 | 56473
Carbonic acid, ethyl 4-methylphenyl ester | 222398 | 56474
Silicic acid (H6Si2O7), aluminum salt (1:2) | 222372 | 56475
Hexanedioic acid, 1-decyl 6-hexyl ester | 222364 | 56476
Octadecanoic acid, compd. with morpholine (1:1) | 222356 | 56477
Silanediamine, N,N,N',N',1-pentamethyl- | 222349 | 56478
Propanoic acid, 3,3'-thiobis-, 1,1'-bis(2-methylpropyl) ester | 222323 | 56479
5,9-Methanobenzocycloocten-11-one, 1,2,3,4,5,6,7,8,9,10-decahydro-10-methyl- | 222315 | 56480
Pyridine, 2,6-dichloro-4-(trichloromethyl)- | 222299 | 56481
Acetamide, N-[3-[(2-cyanoethyl)(2-hydroxyethyl)amino]-4-ethoxyphenyl]- | 222281 | 56482
2-Tridecenenitrile | 222265 | 56483
Decanoic acid, aluminum salt (3:1) | 222240 | 56484
Phenol, 2-[2-(4-chloro-2-nitrophenyl)diazenyl]-6-(1,1-dimethylethyl)-4-methyl- | 222232 | 56485
1-Nonen-3-ol, 3-methyl- | 222216 | 56486
Acetic acid, 2-[(4,5-dihydro-4-oxo-2-thiazolyl)thio]- | 222208 | 56487
2-Pentyne, 1-chloro- | 222182 | 56488
2-Butanone, 1,1-dichloro-3,3-dimethyl- | 222174 | 56489
Propanenitrile, 3-[(2-aminoethyl)amino]- | 222158 | 56490
Guanidine, N,N-dimethyl-, hydrochloride (1:1) | 222141 | 56491
Acetamide, N-[2-[2-(2-bromo-4,6-dinitrophenyl)diazenyl]-5-[(2-cyanoethyl)ethylamino]-4-methoxyphenyl]- | 222133 | 56492
3-Hexene, 1-(1-ethoxyethoxy)-, (3Z)- | 247833 | 56493
2,6-Nonadien-1-ol, (2E,6Z)- | 247825 | 56494
Palladium, diamminebis(nitrito-.kappa.O)- | 247817 | 56495
2-Propenoic acid, butyl ester, polymer with ethenyl 2-chloroacetate and ethyl 2-propenoate | 247791 | 56496
2-Propenoic acid, butyl ester, polymer with ethenyl acetate and 2-propenenitrile | 247775 | 56497
1,2-Ethanediamine, N1-(2-aminoethyl)-, polymer with oxirane | 247767 | 56498
2-Propenoic acid, 2-methyl-, dodecyl ester, polymer with 2-propenoic acid | 247759 | 56499
2-Propenoic acid, polymer with 1-ethenyl-2-pyrrolidinone | 247742 | 56500
2,5-Furandione, polymer with (1-methylethenyl)benzene | 247734 | 56501
Octadecen-1-amine, N,N-dimethyl- | 247726 | 56502
9-Octadecenoic acid (9Z)-, ester with 1,2,3-propanetriol diacetate | 247700 | 56503
2-Pentanone, 4-hydroperoxy-4-methyl- | 247676 | 56505
Cyclopentanone, 2,2,4-trimethyl- | 247668 | 56506
Benzenesulfonic acid, 4,4'-[3-(2-pyridinyl)-1,2,4-triazine-5,6-diyl]bis-, sodium salt (1:2) | 247650 | 56507
2-Cyclohexene-1-carboxylic acid, 2,6,6-trimethyl-, methyl ester | 247643 | 56508
2-Propenoic acid, butyl ester, polymer with ethenyl acetate and 2-ethylhexyl 2-propenoate | 247635 | 56509
Urea, polymer with N-cyanoguanidine, formaldehyde and phenol | 247627 | 56510
Ethanol, 2-[(4-amino-3-methylphenyl)ethylamino]-, sulfate (1:?) | 247601 | 56511
Naphthalenesulfonic acid, dinonyl-, zinc salt (2:1) | 247593 | 56512
Naphthalenesulfonic acid, dinonyl-, magnesium salt (2:1) | 247585 | 56513
2-Propenoic acid, 2-methyl-, methyl ester, polymer with N-(methoxymethyl)-2-methyl-2-propenamide | 247577 | 56514
1H,3H-Benzo[1,2-c:4,5-c']difuran-1,3,5,7-tetrone, polymer with 1,12-dodecanediamine | 247569 | 56515
Ethanol, 2,2'-[(2-methylphenyl)imino]bis- | 247551 | 56516
Benzenediazonium, 4,4'-iminobis-, sulfate (1:1) | 247544 | 56517
Benzenamine, 4-ethenyl-, polymer with ethenylbenzene | 247536 | 56518
2-Propenoic acid, 2-methyl-, 2-methoxyethyl ester, homopolymer | 247528 | 56519
Ethanol, 2-(nonylphenoxy)- | 247510 | 56520
Zinc, bis[O,O-bis(nonylphenyl) phosphorodithioato-.kappa.S,.kappa.S']- | 247502 | 56521
Phenol, (1-methylheptyl)- | 247494 | 56522
Pentanamide, N-[5-[[2-[2,4-bis(1,1-dimethylpropyl)phenoxy]-1-oxobutyl]amino]-2-chlorophenyl]-4,4-dimethyl-3-oxo- | 247486 | 56523
Benzenepropanamide, 3-[[2-[2,4-bis(1,1-dimethylpropyl)phenoxy]-1-oxobutyl]amino]-N-(2-methoxyphenyl)-.beta.-oxo- | 247478 | 56524
3-Pentanone, 1-hydroxy-2-methyl- | 247460 | 56525
Benzenesulfonic acid, 4-[4,5-dihydro-4-[5-[5-hydroxy-3-methyl-1-(4-sulfophenyl)-1H-pyrazol-4-yl]-2,4-pentadien-1-ylidene]-3-methyl-5-oxo-1H-pyrazol-1-yl]- | 247452 | 56526
2,4,6(1H,3H,5H)-Pyrimidinetrione, 5-[2-(1-ethylnaphtho[1,2-d]thiazol-2(1H)-ylidene)-1-methylethylidene]-1,3-bis(2-methoxyethyl)- | 247445 | 56527
Urea, polymer with N-cyanoguanidine and formaldehyde | 247437 | 56528
1,3-Propanediol, 2-ethyl-2-(hydroxymethyl)-, polymer with 1,1'-methylenebis[4-isocyanatobenzene] | 247429 | 56529
Undecanoic acid, 11-amino-, polymer with hexahydro-2H-azepin-2-one | 247411 | 56530
Urea, polymer with ammonia and formaldehyde | 247403 | 56531
2-Propenoic acid, butyl ester, polymer with N-(methoxymethyl)-2-methyl-2-propenamide | 247395 | 56532
Hexanedioic acid, polymer with 1,4-butanediol and 2,5-furandione | 247387 | 56533
2-Propenoic acid, 2-methyl-, methyl ester, polymer with 1,3-butadiene, ethenylbenzene and ethyl 2-propenoate | 247379 | 56534
Sulfuric acid, titanium(4+) salt (1:?) | 247361 | 56535
Phenol, 4,4',4''-ethylidynetris- | 247353 | 56536
2-Propenamide, polymer with ethenylbenzene and formaldehyde | 247338 | 56537
1,3-Benzenedicarboxylic acid, 5-sulfo-, 1,3-dimethyl ester, sodium salt (1:1), polymer with 1,4-dimethyl 1,4-benzenedicarboxylate and 1,2-ethanediol | 247320 | 56538
2-Propenoic acid, homopolymer, compd. with 2,2'-iminobis[ethanol] | 247312 | 56539
2-Propenoic acid, 2,2-dinitropropyl ester, homopolymer | 247304 | 56540
Phenol, nonyl-, potassium salt (1:1) | 247296 | 56541
1,3,5-Trioxane, polymer with 1,3-dioxolane and oxirane | 247288 | 56542
Hexanedioic acid, polymer with 2,2-dimethyl-1,3-propanediol | 247270 | 56543
9-Octadecenoic acid, 12-hydroxy-, (9Z,12R)-, homopolymer | 247262 | 56544
Octadecanoic acid, 12-hydroxy-, homopolymer | 247254 | 56545
1,3-Benzenedicarboxylic acid, polymer with 1,4-benzenedicarboxylic acid, 2,2-dimethyl-1,3-propanediol and 1,2-ethanediol | 247247 | 56546
Poly(oxy-1,2-ethanediyl), .alpha.-(2-ethylhexyl)-.omega.-hydroxy- | 239632 | 56547
Poly(oxy-1,2-ethanediyl), .alpha.-(3-carboxy-1-oxo-2-sulfopropyl)-.omega.-(dodecyloxy)-, sodium salt (1:2) | 239624 | 56548
1,4-Benzenediamine, 2-chloro-N1,N4-bis[[4-(octyloxy)phenyl]methylene]- | 239616 | 56549
Pentane, 1,1-dimethoxy- | 239608 | 56550
Dodecane, hexabromo- | 239590 | 56551
Furancarboxylic acid | 239574 | 56552
Oxirane, 2-[(methylphenoxy)methyl]- | 239566 | 56553
Benzenesulfonic acid, dimethyl-, ammonium salt (1:1) | 239558 | 56554
Benzenesulfonic acid, methyl-, ammonium salt (1:1) | 239541 | 56555
.alpha.-D-Glucopyranoside, .beta.-D-fructofuranosyl, monohexadecanoate | 239525 | 56556
Butanedioic acid, 2-sulfo-, 1(or 4)-octadecyl ester, sodium salt (1:2) | 239517 | 56557
Decanoic acid, 5-hydroxy-, monoester with 1,2,3-propanetriol | 239491 | 56558
Octadecen-1-ol | 239483 | 56559
2-Propenoic acid, polymer with ethene, calcium salt | 239475 | 56560
2,5-Furandione, polymer with 2,2'-oxybis[ethanol] | 239467 | 56561
Anthra[9,1,2-cde]benzo[rst]pentaphene-5,10-dione, tetrachloro- | 239459 | 56562
Ethanone, 1-(methylphenyl)- | 239434 | 56563
2-Propenoic acid, 2-methyl-, methyl ester, polymer with 2-methyl-2-propenamide | 239426 | 56564
2-Propenoic acid, ethyl ester, polymer with N-(hydroxymethyl)-2-propenamide | 239418 | 56565
2-Propenoic acid, 2-methyl-, 2-oxiranylmethyl ester, polymer with butyl 2-propenoate and ethenylbenzene | 239400 | 56566
2-Propenoic acid, butyl ester, polymer with ethenyl acetate and N-(hydroxymethyl)-2-propenamide | 239392 | 56567
2-Propenoic acid, butyl ester, polymer with ethenyl 2-chloroacetate and 2-methoxyethyl 2-propenoate | 239384 | 56568
1-Propanaminium, N,N,N-trimethyl-3-[(1-oxo-2-propen-1-yl)amino]-, chloride (1:1), homopolymer | 239376 | 56569
Hexanedioic acid, polymer with N1-(2-aminoethyl)-N2-[2-[(2-aminoethyl)amino]ethyl]-1,2-ethanediamine, ethanedial and 2-propenamide | 239368 | 56570
Benzene, 2,4-diisocyanato-1-methyl-, polymer with 1,6-diisocyanatohexane | 239350 | 56571
2,5-Furandione, polymer with 2-methyl-1-propene | 239343 | 56572
2-Propenoic acid, ethyl ester, polymer with ethenyl 2-chloroacetate | 239335 | 56573
2-Propenoic acid, 2-methyl-, 1,1'-[2-ethyl-2-[[(2-methyl-1-oxo-2-propen-1-yl)oxy]methyl]-1,3-propanediyl] ester, homopolymer | 239327 | 56574
2-Propenoic acid, ethyl ester, polymer with ethenyl acetate, 2-ethylhexyl 2-propenoate and 2,5-furandione | 239319 | 56575
2-Propenoic acid, 2-methyl-, 2-(1-aziridinyl)ethyl ester, polymer with butyl 2-propenoate and methyl 2-methyl-2-propenoate | 239301 | 56576
Ethene, 1,1,2,2-tetrafluoro-, polymer with 1,2,2-trifluoro-2-(trifluoromethoxy)ethene | 239293 | 56577
1,3-Dithiolane-2-carboxaldehyde, 2,4-dimethyl-, O-[(methylamino)carbonyl]oxime | 239285 | 56578
Pyridine, compd. with sulfur trioxide (1:1) | 239269 | 56579
6-Octenenitrile, 7-methyl-3-methylene- | 239251 | 56580
Stannane, butylmercaptooxo- | 239244 | 56581
Acetamide, N-[3-[(2-cyanoethyl)amino]-4-methoxyphenyl]- | 239228 | 56582
Poly[oxy(methyl-1,2-ethanediyl)], .alpha.-(1-oxooctadecyl)-.omega.-[(1-oxooctadecyl)oxy]- | 239210 | 56583
Isodecanoic acid | 239202 | 56584
Phosphoric acid, monoisooctyl ester | 239194 | 56585
tert-Dodecanethiol, gold(1+) salt (1:1) | 239186 | 56586
1,2-Ethanediamine, N1-(2-aminoethyl)-, polymer with 2,2'-[(1-methylethylidene)bis(4,1-phenyleneoxymethylene)]bis[oxirane] | 239178 | 56587
9-Octadecenoic acid, 12-hydroxy-, monoester with 1,2-propanediol, (9Z,12R)- | 239160 | 56588
Octanoic acid, monoester with 1,2,3-propanetriol | 239152 | 56589
Decanoic acid, monoester with 1,2,3-propanetriol | 239145 | 56590
Acetic acid, 2,2'-[(dioctylstannylene)bis(thio)]bis-, 1,1'-diisooctyl ester | 239137 | 56591
Acetic acid, 2,2',2''-[(octylstannylidyne)tris(thio)]tris-, 1,1',1''-triisooctyl ester | 239129 | 56592
Phenol, 2-sec-pentyl- | 239111 | 56593
Poly(oxy-1,2-ethanediyl), .alpha.-(4-dodecylphenyl)-.omega.-hydroxy- | 239103 | 56594
Hexanedioic acid, 1,6-diisotridecyl ester | 239095 | 56595
Phosphorous acid, isooctyl diphenyl ester | 239087 | 56596
Cuprate(4-), [29H,31H-phthalocyanine-C,C,C,C-tetrasulfonato(6-)-.kappa.N29,.kappa.N30,.kappa.N31,.kappa.N32]-, hydrogen (1:4) | 239079 | 56597
9-Octadecenoic acid (9Z)-, 2-ethylhexyl ester | 239061 | 56598
Nonanamide, N-[2-[[2-[[2-[(2-aminoethyl)amino]ethyl]amino]ethyl]amino]ethyl]- | 239053 | 56599
1-Hexanamine, 2-ethyl-, hydrochloride (1:1) | 239046 | 56600
1-Propene, 1,2-dibromo- | 239038 | 56601
Cyclopropanemethanamine, N-propyl- | 239020 | 56602
2-Naphthalenaminium, 8-[2-(4-aminophenyl)diazenyl]-7-hydroxy-N,N,N-trimethyl-, chloride (1:1) | 239012 | 56603
1-Propanesulfonic acid, 3-[(phenylsulfonyl)amino]-, sodium salt (1:1) | 231456 | 56604
1,5-Naphthalenedisulfonic acid, 3-[2-[4-[2-[4-[2-(6-amino-1-hydroxy-3-sulfo-2-naphthalenyl)diazenyl]-6-sulfo-1-naphthalenyl]diazenyl]-1-naphthalenyl]diazenyl]- | 231449 | 56605
1,3,5-Triazine-1,3,5(2H,4H,6H)-triethanol, .alpha.1,.alpha.3,.alpha.5-trimethyl- | 231431 | 56606
2-Naphthalenecarboxamide, N-(4-chloro-2,5-dimethoxyphenyl)-3-hydroxy-7-methoxy- | 231423 | 56607
Butanedioic acid, 2-methylene-, polymer with 1,1-dichloroethene and methyl 2-propenoate | 231415 | 56608
2-Propenoic acid, polymer with 1,1-dichloroethene and 2-propenenitrile | 231407 | 56609
Benzene, 2-bromo-1,4-dimethoxy- | 231399 | 56610
1H-Benzimidazolium, 3-[2-(acetyloxy)ethyl]-2-[3-[1-[2-(acetyloxy)ethyl]-5,6-dichloro-3-ethyl-1,3-dihydro-2H-benzimidazol-2-ylidene]-1-propen-1-yl]-5,6-dichloro-1-ethyl-, bromide (1:1) | 231381 | 56611
6H-Benzotriazolo[2,1-a]benzotriazol-5-ium, 1,3,7,9-tetranitro-, inner salt | 231373 | 56612
Phosphoric acid, monobutyl ester, potassium salt (1:1) | 231365 | 56613
Phosphoric acid, dibutyl ester, potassium salt (1:1) | 231357 | 56614
Octanoic acid, 2-ethyl- | 231340 | 56615
Pyridine, 4-ethenyl-, homopolymer | 231332 | 56616
2-Propenoic acid, 2-methyl-, methyl ester, polymer with 1,3-butadiene | 231324 | 56617
2.lambda.5,4.lambda.5,6.lambda.5-1,3,5,2,4,6-Triazatriphosphorine, 2,2,4,4,6,6-hexachloro-, homopolymer | 231316 | 56618
2-Propenenitrile, polymer with chloroethene and ethenylbenzene | 231308 | 56619
Poly(oxymethylene), .alpha.-acetyl-.omega.-(acetyloxy)- | 231290 | 56620
Poly(oxy-1,2-ethanediyl), .alpha.-[(tridecyloxy)sulfonyl]-.omega.-hydroxy-, sodium salt (1:1) | 231282 | 56621
Poly[oxy(methyl-1,2-ethanediyl)], .alpha.-octadecyl-.omega.-hydroxy- | 231274 | 56622
Phenol, 3-chloro-, homopolymer | 231266 | 56623
2-Propenoic acid, 2-methyl-, polymer with butyl 2-propenoate, 2-hydroxyethyl 2-propenoate and methyl 2-methyl-2-propenoate | 231258 | 56624
Benzene, [(1E)-3,3-diethoxy-1-propen-1-yl]- | 231241 | 56625
Cyclohexanemethanol, .alpha.,3,3-trimethyl-, 1-acetate | 231233 | 56626
Cyclohexanemethanol, .alpha.,3,3-trimethyl- | 231225 | 56627
Cyclohexanemethanol, .alpha.,3,3-trimethyl-, 1-formate | 231217 | 56628
Pyridine, 3-(1-methylpropyl)- | 231209 | 56629
1,3-Isobenzofurandione, 4,5,6,7-tetrabromo-, polymer with 1,2-ethanediol, 2,5-furandione, 1,3-isobenzofurandione and 2,2'-oxybis[ethanol] | 231191 | 56630
2,5-Furandione, polymer with 1,6-hexanediol | 231183 | 56631
2-Butenedioic acid (2Z)-, 1-butyl ester, polymer with ethenylbenzene | 231175 | 56632
1,3-Dioxepane, polymer with 1,3,5-trioxane | 231167 | 56633
1,3-Benzenedicarboxylic acid, polymer with 1,4-benzenedicarboxylic acid, 1,4-butanediol and decanedioic acid | 231159 | 56634
Hexanedioic acid, polymer with 1,2-ethanediol and 2-ethyl-2-(hydroxymethyl)-1,3-propanediol | 231142 | 56635
Formaldehyde, polymer with benzenamine | 231134 | 56636
2-Propenoic acid, polymer with 2-propenenitrile | 231126 | 56637
1,2-Ethanediamine, polymer with 2-methyloxirane | 231118 | 56638
2-Propenoic acid, 2-methyl-, methyl ester, polymer with 1,1-dichloroethene and 2-propenenitrile | 231100 | 56639
1,3-Benzenedicarboxylic acid, polymer with 1,4-benzenedicarboxylic acid and 2,2-dimethyl-1,3-propanediol | 231092 | 56640
2-Propenoic acid, 2-methyl-, methyl ester, polymer with ethyl 2-propenoate and 2-hydroxyethyl 2-propenoate | 231084 | 56641
2-Propenoic acid, 2-methyl-, methyl ester, polymer with ethenylbenzene and ethenyltriethoxysilane | 231076 | 56642
2-Propenoic acid, polymer with 1-propene | 231068 | 56643
Hexanedioic acid, polymer with 1,2-ethanediol and 2,2'-oxybis[ethanol] | 231050 | 56644
Hexanedioic acid, polymer with 1,4-butanediol and 1,6-hexanediol | 231043 | 56645
Hexanedioic acid, polymer with 2,2-dimethyl-1,3-propanediol and 1,6-hexanediol | 231035 | 56646
2-Propenoic acid, 2-methyl-, polymer with 1,3-butadiene, ethenylbenzene and 2-propenenitrile | 231027 | 56647
2-Propenoic acid, 2-methyl-, methyl ester, polymer with ethenylbenzene and 2-propenenitrile | 231019 | 56648
2-Propenoic acid, 2-methyl-, 2-ethylhexyl ester, polymer with N-(hydroxymethyl)-2-propenamide | 231001 | 56649
Formaldehyde, polymer with 1,2-benzenediol | 230995 | 56650
2-Propenoic acid, 2-methyl-, butyl ester, polymer with ethenylbenzene | 230987 | 56651
Acetic acid ethenyl ester, polymer with ethenylbenzene | 230979 | 56652
Acetic acid ethenyl ester, polymer with ethenol | 230961 | 56653
Oxirane, 2-(chloromethyl)-, polymer with 2-methyloxirane and 2-[(2-propen-1-yloxy)methyl]oxirane | 230953 | 56654
1-Hexene, polymer with ethene | 230946 | 56655
2-Propenoic acid, polymer with ethenyl acetate and methyl 2-propenoate | 230938 | 56656
2-Propenoic acid, 2-methyl-, polymer with ethyl 2-propenoate | 230920 | 56657
2-Furanmethanol, homopolymer | 230912 | 56658
2-Propenoic acid, polymer with ethene, ammonium salt | 230904 | 56659
2-Propenal, polymer with 1,2-ethanediamine | 230896 | 56660
Urea, polymer with formaldehyde, phenol and 1,3,5-triazine-2,4,6-triamine | 230888 | 56661
Hexanedioic acid, polymer with N1-(2-aminoethyl)-1,2-ethanediamine and 2-(chloromethyl)oxirane | 230870 | 56662
Benzenamine, N-(2-chloroethyl)-N-ethyl-3-methyl- | 222125 | 56663
2-Propenoic acid, 2-cyano-3-(2,3-dihydro-2-methyl-1H-indol-1-yl)-, methyl ester | 222117 | 56664
2-Propenoic acid, 4-benzoylphenyl ester | 222109 | 56665
2-Butenedioic acid (2Z)-, 1,1'-(dibutylstannylene) 4,4'-bis(1-methylethyl) ester | 222091 | 56666
Benzeneethanol, 4-methyl-, 1-acetate | 222083 | 56667
Propanoic acid, 2-methyl-, 3-(benzoyloxy)-2,2,4-trimethylpentyl ester | 222075 | 56668
Benzenamine, 4-[2-(4-aminophenyl)ethenyl]-N,N-dimethyl- | 222067 | 56669
3H-1,2,4-Triazole-3-thione, 4,5-dihydro- | 222059 | 56670
Methanesulfonic acid, ammonium salt (1:1) | 222042 | 56671
Ethanone, 2-(hexyloxy)-1,2-diphenyl- | 222034 | 56672
2H-Isoindole-2-carboxylic acid, 1,3-dihydro-1,3-dioxo-, ethyl ester | 222026 | 56673
Propanoic acid, 3-mercapto-, 1,1'-(1,2-ethanediyl) ester | 222018 | 56674
Ethanone, 2-(2-methylpropoxy)-1,2-diphenyl- | 222000 | 56675
Ethanone, 2-butoxy-1,2-diphenyl- | 221994 | 56676
Ethanamine, 2,2-dimethoxy- | 221986 | 56677
Glycine, N,N'-1,2-ethanediylbis[N-(carboxymethyl)-, ammonium salt (1:4) | 221960 | 56678
Hexanoic acid, 2-ethyl-, zirconium salt (1:?) | 221945 | 56679
Ethanone, 1-(3,3-dimethyl-1-cyclohexen-1-yl)- | 221937 | 56680
1,7-Octadien-3-ol, 2,6-dimethyl- | 221911 | 56681
6-Octenal, 3,7-dimethyl-, oxime | 221903 | 56682
3-Heptanone, 5-methyl-, oxime | 221895 | 56683
5-Azulenemethanol, 1,2,3,3a,4,5,6,7-octahydro-.alpha.,.alpha.,3,8-tetramethyl-, (3S,3aS,5R)- | 221879 | 56684
Borate(1-), bis[1,2-benzenediolato(2-)-.kappa.O1,.kappa.O2]-, hydrogen (1:1), (T-4)- | 221861 | 56685
1,3-Benzenediamine, N1,N1,N3,N3-tetramethyl- | 221846 | 56686
Eicosanoic acid, eicosyl ester | 221838 | 56687
Benzene, [(3-cyclohexen-1-ylidenemethoxy)methyl]- | 221812 | 56688
6-Octenal, 3,7-dimethyl-2-methylene- | 221796 | 56689
Decanal, 2-methylene- | 221788 | 56690
Furan, 2,5-dihydro-2,5-dimethoxy-2-methyl- | 221762 | 56691
Octadecanoic acid, docosyl ester | 221754 | 56692
Dodecanoic acid, tetradecyl ester | 221739 | 56693
Indium phosphide (InP) | 221713 | 56694
1,2,4,5-Tetroxonane, 3,3,6,6,9,9-hexamethyl- | 221705 | 56695
Propanenitrile, 3,3'-[oxybis(2,1-ethanediyloxy)]bis- | 221697 | 56696
Eicosanoic acid, (9Z)-9-octadecen-1-yl ester | 221671 | 56697
9-Octadecenoic acid (9Z)-, tetradecyl ester | 221655 | 56698
Ethanol, 2-[(4-methylphenyl)sulfonyl]- | 221630 | 56699
Phosphoric acid, diphenyl ester, silver(1+) salt (1:1) | 221622 | 56700
Octanoic acid, 3-oxo-, methyl ester | 221606 | 56701
2-Naphthalenesulfonic acid, 4-hydroxy-7-(methylamino)- | 221598 | 56702
1H-Benz[de]isoquinoline-1,3(2H)-dione, 6,7-diethoxy-2-methyl- | 221572 | 56703
Stannane, tributyl[[2-[(tributylstannyl)oxy]benzoyl]oxy]- | 221564 | 56704
Benzenecarboperoxoic acid, 2-methyl-, 1,1-dimethylethyl ester | 221549 | 56705
Benzene, iodo-, compd. with chlorine (1:1) | 221531 | 56706
Propanoyl fluoride, 2,3,3,3-tetrafluoro-2-(2,3,4,5,6-pentafluorophenoxy)- | 221515 | 56707
2-Anthracenesulfonic acid, 9,10-dihydro-1,4-dihydroxy-9,10-dioxo-, sodium salt (1:1) | 221499 | 56708
Naphtho[1',2',3':4,5]quino[2,1-b]quinazoline-5,10-dione | 221473 | 56709
Butanedioic acid, 2-mercapto-, sodium salt (1:?) | 221457 | 56710
Benzothiazolium, 3-ethyl-2-[7-(3-ethyl-2(3H)-benzothiazolylidene)-1,3,5-heptatrien-1-yl]-, perchlorate (1:1) | 221440 | 56711
1H-Benzotriazole, silver(1+) salt (1:1) | 221432 | 56712
Benzeneacetonitrile, 4-[bis(2-hydroxyethyl)amino]-.alpha.,.alpha.-bis[4-[bis(2-hydroxyethyl)amino]phenyl]- | 221424 | 56713
Methanol, 1-([1,1'-biphenyl]-2-yloxy)- | 247239 | 56714
Palladium(2+), bis(1,2-ethanediamine-.kappa.N1,.kappa.N2)-, (SP-4-1)-, sulfate (1:1) | 247213 | 56715
2-Propenoic acid, 3,3,4,4,5,5,6,6,7,7,8,8,9,9,10,10,10-heptadecafluorodecyl ester | 247205 | 56716
Benzamide, N-[3-(dimethylamino)phenyl]- | 247197 | 56717
Benzenesulfonic acid, 4-amino-2,5-dimethyl- | 247171 | 56718
Benzaldehyde, 4-(heptyloxy)- | 247155 | 56719
6,9-Octadecadienamide, N,N-bis(2-hydroxyethyl)-, (6Z,9Z)- | 247148 | 56720
Poly(oxy-1,2-ethanediyl), .alpha.-ethyl-.omega.-hydroxy- | 247130 | 56721
3-Oxatricyclo[5.1.0.02,4]octane, 5,8,8-trimethyl- | 247114 | 56722
L-Glutamic acid, N-[(4-methylphenyl)sulfonyl]-, compd. with (6S)-2,3,5,6-tetrahydro-6-phenylimidazo[2,1-b]thiazole (1:1) | 247106 | 56723
Titanium, bis[ethyl 3-(oxo-.kappa.O)butanoato-.kappa.O']bis(2-propanolato)- | 247080 | 56724
1,1'-Biphenyl, ar,ar,ar,ar,ar',ar',ar',ar'-octabromo- | 247072 | 56725
2-Propenoic acid, chromium(3+) salt (3:1) | 247064 | 56726
1,3-Isobenzofurandione, polymer with 1,2-ethanediol and 2,5-furandione | 247049 | 56727
Zincate(4-), [29H,31H-phthalocyanine-C,C,C,C-tetrasulfonato(6-)-.kappa.N29,.kappa.N30,.kappa.N31,.kappa.N32]-, sodium (1:4) | 247031 | 56728
Benzenesulfonic acid, 2,4-dihydroxy-3,5-bis[2-(4-nitrophenyl)diazenyl]- | 247023 | 56729
2-Hexenoic acid, ethyl ester, (2E)- | 247015 | 56730
2-Propenoic acid, 2-cyano-, 2-methoxyethyl ester | 246991 | 56731
2-Propenoic acid, 2-methyl-, monoester with 1,2-propanediol | 246983 | 56732
2-Propenenitrile, polymer with ethenylbenzene and 2,5-furandione | 246975 | 56733
Diphosphoric acid, ammonium salt (1:1) | 246967 | 56734
Phosphonic acid, P,P',P''-[nitrilotris(methylene)]tris-, potassium salt (1:?) | 246959 | 56735
2-Propenoic acid, 2-methyl-, polymer with butyl 2-propenoate, methyl 2-methyl-2-propenoate and 2-propenoic acid | 246942 | 56736
2-Propenoic acid, polymer with N,N'-methylenebis[2-propenamide] and 2-propenamide | 246934 | 56737
Sulfuric acid, potassium tin(2+) salt (2:2:1) | 246926 | 56738
1H-Imidazole, 2,2'-[1,2-diazenediylbis(1-methylethylidene)]bis[4,5-dihydro-, hydrochloride (1:2) | 246918 | 56739
Benzene, methyl(phenylmethyl)- | 246900 | 56740
2-Propenoic acid, 1,1'-[2-(hydroxymethyl)-2-[[(1-oxo-2-propen-1-yl)oxy]methyl]-1,3-propanediyl] ester, homopolymer | 246892 | 56741
Isononanamine | 246884 | 56742
Vanadium, oxo[sulfato(2-)-.kappa.O]- | 246876 | 56743
.beta.-Alanine, N-(2-cyanoethyl)-N-[4-[2-(2-cyano-4-nitrophenyl)diazenyl]phenyl]-, methyl ester | 246868 | 56744
Benzenediazonium, 2,5-dimethoxy-4-[2-(4-nitrophenyl)diazenyl]- | 246850 | 56745
Benzenediazonium, 4-(benzoylamino)-2,5-dimethoxy- | 246843 | 56746
Carbonothioic dihydrazide, 2,2'-di-2(1H)-naphthalenylidene- | 246835 | 56747
Borate(1-), tetrafluoro-, indium(3+) (3:1) | 246827 | 56748
Benzenediazonium, 4-(benzoylamino)-2-methoxy-5-methyl- | 246819 | 56749
Benzenediazonium, 2-methoxy-4-nitro- | 246801 | 56750
2-Naphthalenecarboxylic acid, 4-[2-(4-chloro-5-methyl-2-sulfophenyl)diazenyl]-3-hydroxy- | 246793 | 56751
Benzene, (methoxymethyl)methyl- | 246785 | 56752
Phosphonic acid, P-ethenyl-, homopolymer | 246777 | 56753
1,2-Ethanediamine, N1,N2-bis(2-aminoethyl)-, polymer with 2-(chloromethyl)oxirane | 246769 | 56754
2-Propenoic acid, ethyl ester, polymer with 2-propenamide | 246751 | 56755
Guanidine, N-cyano-, polymer with 2-(chloromethyl)oxirane and 4,4'-(1-methylethylidene)bis[phenol] | 246744 | 56756
1,1'-Biphenyl, nonabromo- | 246736 | 56757
2,6-Octadien-1-ol, 3,7-dimethyl-, 1-propanoate | 246728 | 56758
Benzeneacetic acid, 2-(1,1-dimethylethyl)- | 246710 | 56759
Poly(oxy-1,2-ethanediyl), .alpha.-sulfo-.omega.-(tetradecyloxy)-, sodium salt (1:1) | 246702 | 56760
Poly(oxy-1,2-ethanediyl), .alpha.-sulfo-.omega.-(tetradecyloxy)-, ammonium salt (1:1) | 246694 | 56761
Phenol, 2,2'-methylenebis[4-(1,1,3,3-tetramethylbutyl)- | 246686 | 56762
Phosphoric acid, monoisooctyl ester, potassium salt (1:2) | 246660 | 56763
1,2-Benzenedicarboxylic acid, 1-[2-[(2-methyl-1-oxo-2-propen-1-yl)oxy]ethyl] ester | 246645 | 56764
1,2-Ethanediamine, N1-ethyl-N2,N2-dimethyl-N1-phenyl- | 246637 | 56765
1,5-Anthracenedisulfonic acid, 9,10-dihydro-9,10-dioxo-, potassium salt (1:2) | 246629 | 56766
6-Benzoxazolesulfonyl chloride, 2,3-dihydro-2-oxo- | 246603 | 56767
Acetamide, N-[5-[bis(2-methoxyethyl)amino]-2-[2-(2-bromo-4,6-dinitrophenyl)diazenyl]-4-methoxyphenyl]- | 239004 | 56768
Phosphorodithioic acid, O,O-dimethyl ester, sodium salt (1:1) | 238998 | 56769
2-Propenoic acid, 2-methyl-, 1,1'-(1,2-ethanediyl) ester, polymer with ethenylbenzene | 238980 | 56770
2-Propenoic acid, ethyl ester, polymer with 2-ethylhexyl 2-propenoate | 238972 | 56771
2-Propenoic acid, 2-methyl-, polymer with ethene, potassium salt | 238964 | 56772
Benzenamine, 4,4'-methylenebis-, polymer with 2,2'-[(1-methylethylidene)bis(4,1-phenyleneoxymethylene)]bis[oxirane] | 238956 | 56773
Benzene, (1-methylethenyl)-, polymer with 1,3-butadiene and ethenylbenzene | 238949 | 56774
2-Propenamide, polymer with chloroethene and ethene | 238931 | 56775
2-Propenoic acid, 2-methyl-, polymer with ethene and ethenyl acetate | 238923 | 56776
Hexanedioic acid, polymer with 1,4-butanediol and 1,1'-methylenebis[4-isocyanatobenzene] | 238915 | 56777
1,3-Benzenedicarboxylic acid, polymer with hexahydro-2H-azepin-2-one and 1,6-hexanediamine | 238907 | 56778
2-Propenoic acid, 2-oxiranylmethyl ester, homopolymer | 238899 | 56779
2-Furancarboxaldehyde, polymer with 2-furanmethanol | 238881 | 56780
2-Propenamide, N-(hydroxymethyl)-, homopolymer | 238873 | 56781
1,3-Isobenzofurandione, polymer with 2,5-furandione, 2-methyloxirane and 1,2-propanediol | 238865 | 56782
1-Piperidinepropanoic acid | 238857 | 56783
2-Propenoic acid, polymer with butyl 2-propenoate and ethene | 238840 | 56784
2-Propenoic acid, 2-methyl-, polymer with butyl 2-propenoate, 2-oxiranylmethyl 2-methyl-2-propenoate and 2-propenenitrile | 238832 | 56785
Formaldehyde, polymer with 1,3-isobenzofurandione and 1,3,5-triazine-2,4,6-triamine | 238824 | 56786
2-Propenoic acid, 2-methyl-, 2-hydroxyethyl ester, polymer with methyl 2-methyl-2-propenoate | 238816 | 56787
Dodecanoic acid, ethenyl ester, polymer with ethenyl acetate | 238808 | 56788
2-Propenoic acid, 2-methyl-, methyl ester, polymer with tributylstannyl 2-methyl-2-propenoate | 238790 | 56789
Formaldehyde, polymer with 2-methylphenol and phenol | 238782 | 56790
2-Propenoic acid, butyl ester, polymer with 1-(ethenyloxy)-2-methylpropane | 238774 | 56791
2-Oxepanone, polymer with 1,4-butanediol and 1,1'-methylenebis[4-isocyanatobenzene] | 238766 | 56792
2-Propenoic acid, 2-methyl-, 2-hydroxyethyl ester, polymer with 1,3-butadiene and ethenylbenzene | 238758 | 56793
2-Propenoic acid, 2-hydroxyethyl ester, polymer with 1,3-butadiene and ethenylbenzene | 238741 | 56794
2-Naphthalenesulfonic acid, polymer with formaldehyde | 238733 | 56795
1,3-Benzenedicarboxylic acid, polymer with 1,6-hexanediamine and hexanedioic acid | 238725 | 56796
2-Propenoic acid, butyl ester, polymer with ethyl 2-propenoate | 238717 | 56797
1,3-Benzenedicarboxylic acid, polymer with 1,4-benzenedicarboxylic acid, decanedioic acid, 2,2-dimethyl-1,3-propanediol and 1,2-ethanediol | 238709 | 56798
2-Propenoic acid, 2-methyl-, polymer with 2-methyl-2-propenenitrile | 238691 | 56799
2-Propenoic acid, 2-methyl-, 2-hydroxyethyl ester, polymer with butyl 2-propenoate, methyl 2-methyl-2-propenoate and 2-propenoic acid | 238683 | 56800
Propanenitrile, 3-[(9Z)-9-octadecen-1-ylamino]- | 238675 | 56801
Phosphinic chloride, P-(chloromethyl)-P-methyl- | 238667 | 56802
Chromium phosphide (CrP) | 238659 | 56803
L-Arginine, methyl ester, hydrochloride (1:2) | 238642 | 56804
1H-Furo[3,4-d]imidazole-2,4,6(3H)-trione, dihydro-1,3-bis(phenylmethyl)-, (3aR,6aS)-rel- | 238634 | 56805
2-Furancarboxaldehyde, polymer with phenol | 238626 | 56806
Pyridine, 5-ethenyl-2-methyl-, polymer with 2-ethenylpyridine | 238618 | 56807
Aziridine, homopolymer, hydrochloride | 238600 | 56808
2-Propenoic acid, 2-methyl-, polymer with ethyl 2-propenoate and methyl 2-propenoate | 238592 | 56809
1,3-Butadiene, polymer with 1,1-dichloroethene | 238584 | 56810
Benzenamine, 4,4'-methylenebis-, polymer with 1,1'-methylenebis[4-isocyanatobenzene] | 238576 | 56811
2-Propenoic acid, butyl ester, polymer with ethenylbenzene and N-(hydroxymethyl)-2-propenamide | 238568 | 56812
Acetic acid ethenyl ester, polymer with carbon monoxide and ethene | 238550 | 56813
Acetic acid ethenyl ester, polymer with N-(hydroxymethyl)-2-propenamide | 238543 | 56814
2-Propenenitrile, polymer with 1,3-butadiene and chloroethene | 238535 | 56815
Ethenamine, homopolymer | 238527 | 56816
1,3-Benzenedicarboxylic acid, polymer with 1,4-benzenedicarboxylic acid, 1,2-ethanediol and nonanedioic acid | 238519 | 56817
1,2-Benzenedicarboxylic acid, polymer with 2-ethyl-2-(hydroxymethyl)-1,3-propanediol | 238501 | 56818
2-Butenedioic acid (2Z)-, 1,4-dibutyl ester, polymer with ethenylbenzene | 238493 | 56819
Formaldehyde, polymer with 4-octylphenol | 238485 | 56820
6-Octen-1-ol, 6-ethyl-3-methyl- | 238477 | 56821
5-Octen-1-ol, 6-ethyl-3-methyl- | 238469 | 56822
Peroxydicarbonic acid, C,C'-dihexadecyl ester | 238451 | 56823
2-Propenoic acid, 2-methyl-, 2-(dimethylamino)ethyl ester, polymer with ethyl 2-propenoate and methyl 2-methyl-2-propenoate | 238444 | 56824
2-Propenoic acid, ethyl ester, polymer with ethenylbenzene, methyl 2-propenoate and 2-propenenitrile | 238436 | 56825
1,3-Pentadiene, homopolymer | 230862 | 56826
Hexanedioic acid, polymer with 1,6-hexanediol | 230854 | 56827
1-Propen-2-ol, 3,3,3-trifluoro-, 2-acetate, homopolymer | 230847 | 56828
Phenol, 4,4',4''-(1-methyl-1-propanyl-3-ylidene)tris[2-(1,1-dimethylethyl)- | 230839 | 56829
Formamide, N,N-bis(2-hydroxyethyl)- | 230821 | 56830
Ethanaminium, 2-[[4-[2-(2-chloro-4-nitrophenyl)diazenyl]phenyl]ethylamino]-N,N,N-trimethyl-, chloride (1:1) | 230813 | 56831
Decanedioic acid, polymer with hexahydro-2H-azepin-2-one, 1,6-hexanediamine and hexanedioic acid | 230805 | 56832
Sulfuric acid, monoethenyl ester, homopolymer | 230797 | 56833
Azacyclotridecan-2-one, polymer with hexahydro-2H-azepin-2-one | 230789 | 56834
2-Propenoic acid, ethyl ester, polymer with ethenyl acetate | 230771 | 56835
1-Propene, 1,1,2,3,3,3-hexafluoro-, polymer with 1,1-difluoroethene and 1,1,2,2-tetrafluoroethene | 230763 | 56836
Bicyclo[2.2.1]hepta-2,5-diene, polymer with ethene, 1,4-hexadiene and 1-propene | 230755 | 56837
Poly[oxy(methyl-1,2-ethanediyl)], .alpha.-(1-oxooctadecyl)-.omega.-hydroxy- | 230748 | 56838
Poly(oxy-1,4-butanediyl), .alpha.-hydro-.omega.-hydroxy- | 230730 | 56839
Poly(oxy-1,2-ethanediyl), .alpha.-9-octadecen-1-yl-.omega.-hydroxy- | 230722 | 56840
2H-Azepin-2-one, 1-ethenylhexahydro-, homopolymer | 230714 | 56841
1-Decene, homopolymer | 230706 | 56842
Hexanedioic acid, polymer with 2,4-diisocyanato-1-methylbenzene, 1,2-ethanediol and 2,2'-oxybis[ethanol] | 230698 | 56843
2-Propenamide, N-(1-methylethyl)-, homopolymer | 230680 | 56844
Benzenamine, N-(1-methylethyl)-4-nitro- | 230672 | 56845
Benzaldehyde, 2,6-dichloro-, oxime | 230664 | 56846
Phenol, 2-(4-phenyl-2-quinazolinyl)- | 230649 | 56847
Acetic acid, (2,4-dichlorophenoxy)-, isooctyl ester | 230631 | 56848
Neodecanoic acid, 1,1'-(dibutylstannylene) ester | 230615 | 56849
Cyclohexene, ethenyl- | 230581 | 56850
Phenol, (1-methylethyl)- | 230573 | 56851
Benzene, chloronitro- | 230557 | 56852
Ethane, dichlorofluoro- | 230540 | 56853
Phenol, tetrachloro- | 230532 | 56854
Phenol, dichloro- | 230516 | 56855
Phenol, chloro- | 230508 | 56856
Butene | 230482 | 56857
Benzenesulfonic acid, oxybis[dodecyl-, sodium salt (1:2) | 230474 | 56858
Aluminate(2-), pentafluoro-, barium (1:1) | 230466 | 56859
9-Octadecenamide, N-[3-(dimethyloxidoamino)propyl]-, (9Z)- | 230458 | 56860
2-Propenoic acid, 2-methyl-, methyl ester, polymer with potassium 2-methyl-2-propenoate (1:1) | 230441 | 56861
Formaldehyde, polymer with methylbenzene | 230433 | 56862
Urea, bis(hydroxymethyl)- | 230417 | 56863
Peroxide, 1,1'-[1,3(or 1,4)-phenylenebis(1-methylethylidene)]bis[2-(1,1-dimethylethyl) | 230409 | 56864
Benzenemethanaminium, N,N-dimethyl-N-[2-[2-[methyl-4-(1,1,3,3-tetramethylbutyl)phenoxy]ethoxy]ethyl]-, chloride | 230383 | 56865
Benzene, methyl(1-methylethyl)- | 230375 | 56866
2-Propenoic acid, 2-methyl-, 2-(dimethylamino)ethyl ester, homopolymer | 230367 | 56867
Propane, 1-(ethenyloxy)-2-methyl-, polymer with chloroethene | 230359 | 56868
Urea, polymer with formaldehyde and 2-furanmethanol | 230342 | 56869
Benzene, dinitro- | 230326 | 56870
Phenol, nonyl- | 230318 | 56871
Piperazineethanol | 230300 | 56872
Phenol, 4,4'-(1-methylethylidene)bis-, polymer with 1,1'-sulfonylbis[4-chlorobenzene] | 230292 | 56873
2-Propenoic acid, 2-methyl-, methyl ester, polymer with ethyl 2-propenoate and 2-oxiranylmethyl 2-methyl-2-propenoate | 230284 | 56874
2-Propenoic acid, 2-ethylhexyl ester, polymer with ethenylbenzene | 230276 | 56875
2-Butenedioic acid (2Z)-, polymer with methoxyethene | 230268 | 56876
Formaldehyde, polymer with 2-furanmethanol and phenol | 230250 | 56877
1,3-Benzenedicarboxylic acid, polymer with 1,4-benzenedicarboxylic acid, 1,4-butanediol and nonanedioic acid | 230243 | 56878
3-Hexen-1-ol, 1-benzoate, (3Z)- | 230235 | 56879
2,4-Decadienal, (2E,4E)- | 230227 | 56880
Aluminum, compd. with antimony (1:1) | 230219 | 56881
Xanthylium, 9-(2-carboxyphenyl)-3,6-bis(ethylamino)-2,7-dimethyl-, inner salt | 230201 | 56882
[1,1'-Biphenyl]-4-ol, 4'-(1-methylethyl)- | 221408 | 56883
1H-Indene, 1-cyclohexyloctahydro-1,3,3-trimethyl- | 221390 | 56884
Ethanol, 2-amino-, 1,1'-diester with boric acid (H3BO3) | 221374 | 56885
Propanoic acid, 2-methyl-, ammonium salt (1:1) | 221366 | 56886
Phosphoramidic acid, (1-methylethyl)-, ethyl 3-methyl-4-(methylthio)phenyl ester | 221358 | 56887
Hexanoic acid, 2-ethyl-, copper salt (1:?) | 221341 | 56888
Butanoic acid, 3-oxo-, 1,1'-[2-[(1,3-dioxobutoxy)methyl]-2-ethyl-1,3-propanediyl] ester | 221333 | 56889
Benzoic acid, 3-hydroxy-, sodium salt (1:2) | 221325 | 56890
Thiocyanic acid, compd. with piperidine (1:1) | 221317 | 56891
Copper sulfide (Cu2S) | 221309 | 56892
Stannane, bis(dodecylthio)dioctyl- | 221291 | 56893
3H-Pyrazol-3-one, 4-amino-1,2-dihydro-1,5-dimethyl-2-phenyl-, hydrochloride (1:1) | 221283 | 56894
Quinoline, 2-(phenylthio)- | 221275 | 56895
Propanamide, N-[3-(diethylamino)phenyl]- | 221267 | 56896
Benzenesulfonamide, N-(2-hydroxyethyl)-3-nitro- | 221259 | 56897
9H-Purin-6-amine, hydrochloride (1:?) | 221242 | 56898
1,3,5-Triazine-2,4-diamine, 6-(4-penten-1-yl)- | 221234 | 56899
Benzenamine, 4-[4-(2-chlorophenyl)-2-ethenyl-5-oxazolyl]-N,N-diethyl- | 221226 | 56900
1H-Isoindole-1,3(2H)-dione, 2-(1,2-dichloroethyl)- | 221218 | 56901
2-Naphthalenesulfonic acid, 7-amino-4-hydroxy-3-[2-(2-sulfophenyl)diazenyl]- | 221200 | 56902
Benzenesulfonamide, 4-amino-3,5-dichloro- | 221192 | 56903
Phosphonic acid, ammonium salt (1:2) | 221184 | 56904
Methanamine, nitrate (1:1) | 221168 | 56905
2-Dodecen-1-ol | 221150 | 56906
2-Decen-1-ol | 221143 | 56907
2-Nonen-1-ol | 221135 | 56908
2-Butanone, 4-(dimethylamino)-3-methyl- | 221127 | 56909
Bicyclo[2.2.1]hept-2-ene, 5-hexyl- | 221101 | 56910
Bicyclo[2.2.1]hept-2-ene, 5-butyl- | 221093 | 56911
1(3H)-Isobenzofuranone, 3,3-bis(1-ethyl-2-methyl-1H-indol-3-yl)- | 221077 | 56912
Octadecanoic acid, 2-ethylhexyl ester | 221051 | 56913
Phosphonic acid, [[(phosphonomethyl)imino]bis[2,1-ethanediylnitrilobis(methylene)]]tetrakis-, sodium salt (1:?) | 221036 | 56914
Benzaldehyde, 4-(2-hydroxyethoxy)- | 221010 | 56915
Acetic acid, 2-(4-formylphenoxy)- | 221002 | 56916
Propanenitrile, 3-[[2-(acetyloxy)ethyl]phenylamino]- | 220988 | 56917
Phosphonium, tetrakis(hydroxymethyl)-, phosphate (3:1) | 220962 | 56918
3-Buten-2-ol, 4-(2,6,6-trimethyl-1-cyclohexen-1-yl)- | 220947 | 56919
1,2-Ethanediamine, sulfate (1:1) | 220939 | 56920
Benzenepropanoic acid, 4-methoxy-.beta.-oxo-, methyl ester | 220921 | 56921
1,3-Propanediamine, N1-[3-(tridecyloxy)propyl]- | 220905 | 56922
1-Decanamine, N-methyl-N-octyl- | 220897 | 56923
Butanamide, N-(3-hydroxyphenyl)-3-oxo- | 220871 | 56924
Europium iodide (EuI2) | 220863 | 56925
1(2H)-Naphthalenone, 3,4-dihydro-7-methyl- | 220855 | 56926
Benzenamine, 2-methyl-, hydrochloride (1:2) | 220848 | 56927
Benzene, 2-bromo-1-methoxy-4-methyl- | 220830 | 56928
2-Propenoic acid, 2-cyano-, 2-ethoxyethyl ester | 220814 | 56929
Ethanaminium, N-[4-[[4-(diethylamino)phenyl](2,4-dimethyl-3,5-disulfophenyl)methylene]-2,5-cyclohexadien-1-ylidene]-N-ethyl-, inner salt, sodium salt (1:1) | 220806 | 56930
2-Butene, 1,1-dimethoxy- | 220780 | 56931
3H-Pyrazol-3-one, 2,4-dihydro-2-[4-[(2-hydroxyethyl)sulfonyl]phenyl]-5-methyl- | 220772 | 56932
6-Benzothiazolesulfonic acid, 2-amino- | 220756 | 56933
Spiro[isobenzofuran-1(3H),9'-[9H]xanthen]-3-one, 6'-(diethylamino)-1',3'-dimethyl- | 220731 | 56934
Phosphorothioic acid, O-[2,5-dichloro-4-(methylthio)phenyl] O,O-diethyl ester | 220723 | 56935
Cobaltate(2-), tetrakis(thiocyanato-.kappa.N)-, mercury(2+) (1:1), (T-4)- | 246587 | 56936
1,3,5-Triazine-2,4,6(1H,3H,5H)-trione, 1,3,5-tris[[3,5-bis(1,1-dimethylethyl)-4-hydroxyphenyl]methyl]- | 246579 | 56937
Benzamide, 4-hydroxy-N-methyl- | 246553 | 56938
2-Propenoic acid, sodium salt (1:1), polymer with 2-propenenitrile | 246538 | 56939
Dodecanoic acid, diester with 1,2,3-propanetriol | 246520 | 56940
Furan, tetrahydro-, polymer with oxirane | 246512 | 56941
Benzenesulfonic acid, undecyl-, sodium salt (1:1) | 246496 | 56942
1,6-Hexanediamine, polymer with 2-(chloromethyl)oxirane | 246488 | 56943
Octadecanoic acid, (sulfooxy)-, sodium salt (1:?) | 246470 | 56944
1,3-Propanediol, 2-ethyl-2-(hydroxymethyl)-, polymer with 1,6-diisocyanatohexane and 2-methyloxirane | 246462 | 56945
Butanoic acid, 2-methyl-, 3-methylbutyl ester | 246454 | 56946
1-Dodecanesulfonyl chloride, 3,3,4,4,5,5,6,6,7,7,8,8,9,9,10,10,11,11,12,12,12-heneicosafluoro- | 246439 | 56947
1-Octanesulfonyl chloride, 3,3,4,4,5,5,6,6,7,7,8,8,8-tridecafluoro- | 246413 | 56948
Propanenitrile, 3-[(3-methylphenyl)amino]- | 246397 | 56949
Copper, [C,C,C,C-tetrachloro-29H,31H-phthalocyaninato(2-)-.kappa.N29,.kappa.N30,.kappa.N31,.kappa.N32]- | 246389 | 56950
Poly(oxy-1,2-ethanediyl), .alpha.-acetyl-.omega.-hydroxy- | 246363 | 56951
Octanoic acid, 2-butyl- | 246355 | 56952
Oxirane, 2,2'-[1,6-naphthalenediylbis(oxymethylene)]bis- | 246348 | 56953
Methanesulfonic acid, 1,1,1-trifluoro-, trimethylsilyl ester | 246330 | 56954
Indeno[1,2-d]-1,3-dioxin, 4,4a,5,9b-tetrahydro-2,4-dimethyl- | 246314 | 56955
Benzene, (chloromethyl)phenoxy-, mono(chloromethyl) deriv. | 246298 | 56956
2H-Pyran-2-one, 6-pentyl- | 246280 | 56957
Benzenesulfonic acid, 4-[4-[2-(3-ethyl-2(3H)-benzoxazolylidene)ethylidene]-4,5-dihydro-3-methyl-5-oxo-1H-pyrazol-1-yl]- | 246264 | 56958
Benzenediazonium, 5-[(diethylamino)sulfonyl]-2-methoxy- | 246249 | 56959
Benzoic acid, diamino- | 246223 | 56960
Nickel, [[2,2'-(thio-.kappa.S)bis[4-(1,1,3,3-tetramethylbutyl)phenolato-.kappa.O]](2-)]- | 246215 | 56961
Benzenediazonium, 3-methyl-4-(1-pyrrolidinyl)-, (T-4)-tetrachlorozincate(2-) (2:1) | 246207 | 56962
Benzenediazonium, 3-methyl-4-(1-pyrrolidinyl)-, hexafluoroarsenate(1-) (1:1) | 246199 | 56963
3H-Indolium, 5-chloro-2-[2-[4-[(2-cyanoethyl)methylamino]phenyl]ethenyl]-1,3,3-trimethyl-, chloride (1:1) | 246181 | 56964
Octadecanoic acid, 2-mercaptoethyl ester | 246173 | 56965
Acetic acid ethenyl ester, polymer with bromoethene and 2-propenenitrile | 246165 | 56966
1,2-Benzenedicarboxylic acid, 1,2-diisooctyl ester | 246157 | 56967
2-Propenoic acid, 2-methyl-, polymer with butyl 2-propenoate, ethenylbenzene and 2-hydroxyethyl 2-methyl-2-propenoate | 246140 | 56968
Formaldehyde, polymer with 4-(1,1-dimethylpropyl)phenol | 246132 | 56969
1,3-Isobenzofurandione, 4,5,6,7-tetrabromo-, polymer with 2-methyloxirane and 1,2,3-propanetriol | 246124 | 56970
Acetamide, N-[3-[[2-(2,5-dioxo-1-pyrrolidinyl)ethyl]ethylamino]phenyl]- | 246116 | 56971
Ammonium molybdenum oxide ((NH4)2Mo2O7) | 246108 | 56972
3(2H)-Furanone, 2-ethyl-4-hydroxy-5-methyl- | 246090 | 56973
3(2H)-Furanone, 5-ethyl-4-hydroxy-2-methyl- | 246082 | 56974
Benzene, ethyl-, homopolymer | 246074 | 56975
Ethanol, 2-[(1S,3aR,4S,8aR)-decahydro-4,8,8-trimethyl-1,4-methanoazulen-9-ylidene]-, 1-acetate | 246066 | 56976
Boric acid (H3BO3), ammonium salt (1:?) | 246058 | 56977
9-Tricosene, (9Z)- | 246041 | 56978
Oxirane, 2-ethyl-, polymer with oxirane | 246033 | 56979
2-Butenedioic acid (2E)-, polymer with 1,6-hexanediol | 246025 | 56980
2-Butenedioic acid (2Z)-, polymer with 2,2'-oxybis[ethanol] | 246017 | 56981
Phenol, bis(2-methylpropyl)- | 246009 | 56982
2-Propenoic acid, polymer with ethene, potassium salt | 245993 | 56983
1H-Isoindole-1,3(2H)-dione, 5,5'-oxybis[2-methyl- | 245985 | 56984
Butanedioic acid, 2-sulfo-, 1,4-dinonyl ester, ammonium salt (1:1) | 245969 | 56985
Naphthalene, bromo- | 245951 | 56986
2-Butenedioic acid (2E)-, polymer with 1,2-ethanediol | 245936 | 56987
Benzenesulfonic acid, dodecyl-, magnesium salt (2:1) | 245928 | 56988
1H-Pyrrole-2,5-dione, 1-phenyl-, polymer with ethenylbenzene | 238428 | 56989
1,2-Ethanediamine, polymer with 2-methyloxirane and oxirane | 238410 | 56990
Benzoic acid, 4-pentyl- | 238402 | 56991
Benzoic acid, 4-pentyl-, methyl ester | 238394 | 56992
Acetamide, N-[5-amino-2-[2-(4-nitrophenyl)diazenyl]phenyl]- | 238386 | 56993
Silane, [(10-bromodecyl)oxy]trimethyl- | 238378 | 56994
1-Decanol, aluminum salt (3:1) | 238360 | 56995
1,3-Benzenedicarboxylic acid, polymer with 2,5-furandione and 1,2-propanediol | 238352 | 56996
.alpha.-D-Glucopyranoside, .beta.-D-fructofuranosyl, polymer with 2-methyloxirane and oxirane | 238345 | 56997
2-Propenoic acid, butyl ester, polymer with 1,1-dichloroethene and 2-propenenitrile | 238337 | 56998
Bicyclo[2.2.1]hepta-2,5-diene, polymer with ethene and 1-propene | 238329 | 56999
2-Propenoic acid, polymer with ethenylbenzene, 2-ethylhexyl 2-propenoate and ethyl 2-propenoate | 238311 | 57000
2-Propenoic acid, 2-methyl-, methyl ester, polymer with butyl 2-propenoate and 2-propenoic acid | 238303 | 57001
2-Butenedioic acid (2Z)-, polymer with methoxyethene, sodium salt | 238295 | 57002
2-Propenoic acid, butyl ester, polymer with ethenylbenzene and 2-propenenitrile | 238287 | 57003
Chromate(1-), chlorotrioxo-, (T-4)-, hydrogen, compd. with pyridine (1:1:1) | 238279 | 57004
[5,5'-Biisobenzofuran]-1,1',3,3'-tetrone, polymer with 4,4'-oxybis[benzenamine] | 238261 | 57005
2,5-Furandione, polymer with 1-(ethenyloxy)-2-methylpropane | 238253 | 57006
2-Pentenenitrile, (2E)- | 238246 | 57007
8-Oxa-3,5-dithia-4-stannaeicosanoic acid, 4-butyl-4-[[2-(dodecyloxy)-2-oxoethyl]thio]-7-oxo-, dodecyl ester | 238238 | 57008
Ethanamine, N-ethyl-, sulfate (1:?) | 238220 | 57009
1,3-Benzenedicarboxylic acid, polymer with 2-(chloromethyl)oxirane and 4,4'-(1-methylethylidene)bis[phenol] | 238204 | 57010
2-Propenoic acid, 2-methyl-, polymer with butyl 2-methyl-2-propenoate | 238196 | 57011
2-Propenoic acid, polymer with ethene and hexahydro-2H-azepin-2-one | 238188 | 57012
2-Propenoic acid, 2-ethylhexyl ester, polymer with ethenylbenzene and 2-propenenitrile | 238170 | 57013
1,3-Benzenedicarboxylic acid, polymer with 2-ethyl-2-(hydroxymethyl)-1,3-propanediol, hexanedioic acid and 1,2-propanediol | 238162 | 57014
Carbonic acid, iron(3+) salt (3:2) | 238154 | 57015
Carbonochloridic acid, hexadecyl ester | 238147 | 57016
Benzenemethanaminium, N,N-bis(2-hydroxyethyl)-N-octadecyl-, chloride (1:1) | 238121 | 57017
Selenious acid, rubidium salt (2:1) | 238113 | 57018
1H-Imidazolium, 1-ethyl-2-(heptadecen-1-yl)-4,5-dihydro-1-(2-hydroxyethyl)-, ethyl sulfate (1:1) | 238097 | 57019
1,3-Isobenzofurandione, tetrahydro- | 238071 | 57020
Sorbitan, tri-(9Z)-9-octadecenoate | 238063 | 57021
Sorbitan, monohexadecanoate | 238055 | 57022
Phenol, 4,4'-(1-methylethylidene)bis[2,6-dibromo-, polymer with 2-(chloromethyl)oxirane and 4,4'-(1-methylethylidene)bis[phenol] | 238048 | 57023
5-Isobenzofurancarboxylic acid, 1,3-dihydro-1,3-dioxo-, polymer with 1,2-ethanediol, 4,4'-methylenebis[benzenamine] and 1,3,5-tris(2-hydroxyethyl)-1,3,5-triazine-2,4,6(1H,3H,5H)-trione | 238030 | 57024
Naphthalenesulfonic acid, methyl-, sodium salt (1:1) | 238022 | 57025
Benzenesulfonic acid, dodecyl-, calcium salt (2:1) | 238014 | 57026
Benzenesulfonic acid, dodecyl-, compd. with 2-propanamine (1:1) | 238006 | 57027
Cyclohexanol, 1-methyl-4-(1-methylethyl)-, 1-acetate | 237982 | 57028
2-Propenoic acid, 2-methyl-, methyl ester, polymer with rel-(1R,2R,4R)-1,7,7-trimethylbicyclo[2.2.1]hept-2-yl 2-methyl-2-propenoate | 237974 | 57029
2-Propenoic acid, 2-methyl-, polymer with 1,3-butadiene, 1,1-dichloroethene and ethenylbenzene | 237966 | 57030
1,3-Benzenedicarboxylic acid, polymer with (2E)-2-butenedioic acid and 1,2-propanediol | 237958 | 57031
Benzene, dibromo- | 237933 | 57032
Poly(oxy-1,4-butanediyl), .alpha.-acetyl-.omega.-(acetyloxy)- | 237925 | 57033
Boric acid (H3BO3), tris(methylphenyl) ester | 237917 | 57034
Benzenesulfonic acid, tridecyl-, sodium salt (1:1) | 237909 | 57035
2-Propenoic acid, dodecyl ester, homopolymer | 237891 | 57036
2-Propanamine, N-chloro- | 237883 | 57037
Glycine, N-(2-amino-2-oxoethyl)-N-(carboxymethyl)- | 237875 | 57038
Methanesulfonamide, N-[5-[bis[2-(acetyloxy)ethyl]amino]-2-[2-[4-[2-(2-chloro-4-nitrophenyl)diazenyl]-2,5-dimethoxyphenyl]diazenyl]phenyl]- | 237867 | 57039
Benzenamine, 4-butyl-N-[(4-methoxyphenyl)methylene]- | 237859 | 57040
5-Benzofuranol, 2-ethoxy-2,3-dihydro-3,3-dimethyl-, methanesulfonate | 237842 | 57041
2-Propenoic acid, 2-methyl-, 2-(dimethylamino)ethyl ester, polymer with methyl 2-methyl-2-propenoate | 237834 | 57042
Decanedioic acid, polymer with 1,2-propanediol | 237826 | 57043
1-Octene, polymer with ethene | 237818 | 57044
Ethanol, 2,2',2''-nitrilotri-, polymer with 2-methyloxirane | 237800 | 57045
1,3-Isobenzofurandione, polymer with 2,5-furandione and 2-methyloxirane | 237792 | 57046
9-Octadecenoic acid (9Z)-, 1,1'-[2,2-bis(hydroxymethyl)-1,3-propanediyl] ester | 230193 | 57047
Pentanoic acid, 4-cyano-4-[2-(1,1-dimethylethyl)diazenyl]- | 230185 | 57048
Cyclohexanecarbonitrile, 1-[2-(1,1-dimethylethyl)diazenyl]- | 230177 | 57049
Propanenitrile, 2-[2-(1,1-dimethylethyl)diazenyl]-2-methyl- | 230169 | 57050
1,2-Benzenediamine, N1-methyl-, hydrochloride (1:2) | 230151 | 57051
1H-Imidazolium, 1-ethyl-2-heptadecyl-4,5-dihydro-1-(2-hydroxyethyl)-, ethyl sulfate (1:1) | 230144 | 57052
Propanoic acid, 2-(2-chlorophenoxy)- | 230136 | 57053
2-Propenoic acid, 2-methyl-, methyl ester, polymer with ethyl 2-propenoate and 2-propenamide | 230128 | 57054
Hexanedioic acid, polymer with N1-(2-aminoethyl)-1,2-ethanediamine and 1,2-ethanediamine | 230110 | 57055
2-Propen-1-aminium, N,N-dimethyl-N-2-propen-1-yl-, chloride (1:1), polymer with 2-propenamide and 2-propenoic acid | 230102 | 57056
1,?-Propanediol, 2(or 3)-(2-propen-1-yloxy)- | 230094 | 57057
2-Propenoic acid, methyl ester, polymer with 5-ethenyl-2-methylpyridine and 2-propenenitrile | 230086 | 57058
2-Propenenitrile, polymer with 1,3-butadiene and 2-methyl-1,3-butadiene | 230078 | 57059
2-Propenamide, N-(hydroxymethyl)-2-methyl-, polymer with 1,3-butadiene and 2-propenenitrile | 230060 | 57060
1,3-Benzenedicarboxylic acid, 1,3-dimethyl ester, polymer with 1,4-dimethyl 1,4-benzenedicarboxylate and 1,2-ethanediol | 230052 | 57061
2-Propenoic acid, 2-methyl-, methyl ester, polymer with ethyl 2-propenoate and 2-propenoic acid | 230045 | 57062
1,4-Benzenedicarboxylic acid, 1,4-dimethyl ester, polymer with 1,4-cyclohexanedimethanol | 230037 | 57063
Naphthalene, homopolymer | 230029 | 57064
Formaldehyde, polymer with 2-methyloxirane, oxirane and phenol | 230011 | 57065
Formaldehyde, polymer with phenol and 2-propanone | 230003 | 57066
Formaldehyde, polymer with oxirane and phenol | 229997 | 57067
2-Propenoic acid, 2-methyl-, 2-(dimethylamino)ethyl ester, polymer with ethene | 229989 | 57068
2-Propenoic acid, polymer with 2-ethylhexyl 2-propenoate | 229971 | 57069
1,3-Cyclopentadiene, (trimethylsilyl)- | 229955 | 57070
Benzoyl chloride, dichloro- | 229948 | 57071
Phenol, 2,6-dimethyl-, homopolymer | 229930 | 57072
2-Propenoic acid, 2-methyl-, polymer with 2-ethylhexyl 2-propenoate and methyl 2-methyl-2-propenoate | 229922 | 57073
2-Propenoic acid, 2-methyl-, polymer with ethyl 2-propenoate and methyl 2-methyl-2-propenoate | 229914 | 57074
Ruthenium(6+), tetradecaamminedi-.mu.-oxotri-, chloride (1:6), stereoisomer | 229906 | 57075
Benzenesulfonic acid, 3-[2-[4-[2-(4-ethoxyphenyl)diazenyl]-2,5-dimethoxyphenyl]diazenyl]- | 229898 | 57076
2-Butenedioic acid (2Z)-, polymer with ethenyl acetate, sodium salt | 229880 | 57077
1,3-Benzenedicarboxylic acid, polymer with dodecanedioic acid and 4,4'-methylenebis[cyclohexanamine] | 229872 | 57078
1-Butanol, 4-(ethenyloxy)-, polymer with 1,1,2,2-tetrafluoroethene | 229864 | 57079
1,3-Benzenediol, polymer with 2-(chloromethyl)oxirane | 229856 | 57080
2-Propenoic acid, 2-methyl-, methyl ester, polymer with 1,1-dichloroethene | 229849 | 57081
2-Propenenitrile, polymer with 1,3-butadiene, ethenylbenzene and (1-methylethenyl)benzene | 229831 | 57082
2-Propenoic acid, 2-methyl-, polymer with butyl 2-propenoate, ethenylbenzene and 2-propenoic acid | 229823 | 57083
2-Propenoic acid, butyl ester, polymer with 1,1'-[2-ethyl-2-[[(1-oxo-2-propen-1-yl)oxy]methyl]-1,3-propanediyl] di-2-propenoate | 229815 | 57084
1-Propene, polymer with chloroethene | 229807 | 57085
2-Propenoic acid, polymer with butyl 2-propenoate | 229799 | 57086
2-Propenoic acid, 2-methyl-, 2-(diethylamino)ethyl ester, homopolymer | 229781 | 57087
Butanedioic acid, 2-methylene-, polymer with butyl 2-propenoate, ethenylbenzene and 2-hydroxyethyl 2-methyl-2-propenoate | 229773 | 57088
2-Butenedioic acid (2Z)-, 1-butyl ester, polymer with methoxyethene | 229765 | 57089
2-Propenoic acid, 2-methyl-, methyl ester, polymer with 2,5-furandione | 229757 | 57090
2-Propen-1-ol, polymer with ethenylbenzene | 229740 | 57091
Acetic acid, indium(3+) salt (3:1) | 229732 | 57092
9-Octadecenoic acid (9Z)-, 1,1'-[2-ethyl-2-(hydroxymethyl)-1,3-propanediyl] ester | 229724 | 57093
2-Pyridinecarboxylic acid, potassium salt (1:1) | 229716 | 57094
Urea, polymer with formaldehyde and phenol | 229708 | 57095
Ethene, ethoxy-, homopolymer | 229690 | 57096
Oxirane, 2-methyl-, polymer with 2-[(2-propen-1-yloxy)methyl]oxirane | 229682 | 57097
1-Butene, polymer with sulfur dioxide | 229674 | 57098
Thiourea, polymer with formaldehyde | 229666 | 57099
Hexanedioic acid, polymer with 1,4-butanediol | 229658 | 57100
2-Propenoic acid, methyl ester, polymer with ethene | 229641 | 57101
tert-Dodecanethiol | 229633 | 57102
Zinc, bis(O,O-diisodecyl phosphorodithioato-.kappa.S,.kappa.S')- | 229625 | 57103
Mercury oxide (HgO) | 220715 | 57104
7-Oxabicyclo[4.1.0]heptan-2-one, 6-methyl- | 220699 | 57105
2-Naphthalenecarboxamide, 4-[2-(3-chlorophenyl)diazenyl]-3-hydroxy-N-(2-methoxyphenyl)- | 220673 | 57106
Tellurium nitrate (Te(NO3)4), (T-4)- | 220657 | 57107
4(1H)-Quinolinone, 5,7-dichloro- | 220640 | 57108
Aluminum, [[2,2',2''-(nitrilo-.kappa.N)tris[ethanolato-.kappa.O]](3-)]-, (T-4)- | 220632 | 57109
Cyclohexanol, 4-(1,1-dimethylethyl)-, trans- | 220624 | 57110
Benzene, 1,1'-(1-methylethylidene)bis[3,5-dibromo-4-(2,3-dibromopropoxy)- | 220608 | 57111
2-Cyclopenten-1-one, 2-hydroxy-3,4-dimethyl- | 220590 | 57112
2-Propenoic acid, 2-methyl-, aluminum salt (3:1) | 220574 | 57113
2-Butenoic acid, 2,3,4,4,4-pentachloro-, butyl ester | 220566 | 57114
Indolizine, 2,3-diphenyl- | 220558 | 57115
Butanamide, 2-[2-[2-hydroxy-5-[(methylamino)sulfonyl]phenyl]diazenyl]-3-oxo-N-phenyl- | 220541 | 57116
Butanamide, 2-[2-[5-(aminosulfonyl)-2-hydroxyphenyl]diazenyl]-3-oxo-N-phenyl- | 220533 | 57117
Spiro[isobenzofuran-1(3H),9'-[9H]xanthen]-3-one, 5-[(4,6-dichloro-1,3,5-triazin-2-yl)amino]-3',6'-dihydroxy-, hydrochloride (1:1) | 220525 | 57118
Phenol, 4,4'-[1,4-phenylenebis(2,1-diazenediyl)]bis- | 220517 | 57119
Ethanaminium, N,N-diethyl-N-methyl-2-[(1-oxo-2-propen-1-yl)oxy]-, methyl sulfate (1:1) | 220509 | 57120
9(10H)-Acridinone, 4-nitro-1-(phenylthio)- | 220491 | 57121
1,2-Cyclohexanedicarboxylic acid, 1,1'-[2,2-bis[[[[2-[(oxiranylmethoxy)carbonyl]cyclohexyl]carbonyl]oxy]methyl]-1,3-propanediyl] 2,2'-bis(2-oxiranylmethyl) ester | 220483 | 57122
Benzenesulfonic acid, 2,5-dihydroxy-, potassium salt (1:1) | 220475 | 57123
Dodecanoic acid, compd. with morpholine (1:1) | 220467 | 57124
Lithium iodide (6LiI) | 220459 | 57125
9,10-Anthracenedione, 1-[2-(4,5-dihydro-3-methyl-5-oxo-1-phenyl-1H-pyrazol-4-yl)diazenyl]- | 220442 | 57126
Benzamide, 3,5-dihydroxy-N-(2-hydroxyethyl)- | 220434 | 57127
Benzenamine, 4-(methylsulfonyl)-2-nitro- | 220426 | 57128
Carbamic acid, N-cyano-, methyl ester | 220418 | 57129
Cyclohexaneethanol, 1-acetate | 220392 | 57130
4,7-Methano-1H-isoindole-1,3(2H)-dione, 3a,4,7,7a-tetrahydro-2-hydroxy- | 220384 | 57131
Hexanedioic acid, compd. with 3,3'-[1,2-ethanediylbis(oxy)]bis[1-propanamine] (1:1) | 220368 | 57132
1,4:5,8-Dimethanonaphthalene, 1,2,3,4,4a,5,8,8a-octahydro-2-methyl- | 220343 | 57133
Cobalt, tris(2,4-pentanedionato-.kappa.O2,.kappa.O4)-, (OC-6-11)- | 220335 | 57134
Chromium, tris(2,4-pentanedionato-.kappa.O2,.kappa.O4)-, (OC-6-11)- | 220327 | 57135
3-Hexene, 1-chloro-, (3Z)- | 220301 | 57136
Barium bromide fluoride (BaBrF) | 220293 | 57137
1-Propanesulfonic acid, 3-[(aminoiminomethyl)thio]- | 220285 | 57138
2,4-Dodecadienal, (2E,4Z)- | 220269 | 57139
2,6-Dodecadienal, (2E,6Z)- | 220251 | 57140
7-Decenal, (7Z)- | 220236 | 57141
Rhodium hydroxide (Rh(OH)3) | 220228 | 57142
Bicyclo[3.1.0]hexan-3-ol, 4-methyl-1-(1-methylethyl)-, (1S,3S,4R,5R)- | 220210 | 57143
1H-Imidazole-1-ethanol, 2-(8Z)-8-heptadecen-1-yl-4,5-dihydro- | 220202 | 57144
Tin oxide (SnO) | 220194 | 57145
Aluminum hydroxide (Al(OH)3) | 220178 | 57146
2-Propenoic acid, tetradecyl ester | 220152 | 57147
Benzoic acid, 4-hexyl- | 220145 | 57148
Hexanoic acid, 2,2,3,3,4,4,5,5,6,6,6-undecafluoro-, ammonium salt (1:1) | 220129 | 57149
Benzoyl chloride, 2-methoxy- | 220103 | 57150
Acetamide, N-[3-[bis(2-hydroxyethyl)amino]-4-ethoxyphenyl]- | 220095 | 57151
.beta.-Alanine, N-ethyl-N-phenyl-, methyl ester | 220079 | 57152
Propanedioic acid, 2-phenyl-, 1-phenyl ester | 220061 | 57153
Ruthenate(3-), hexachloro-, (OC-6-11)- | 220046 | 57154
2,4,8,10-Tetraoxaspiro[5.5]undecane-3,9-dipropanamine | 220038 | 57155
Thiocyanic acid, (2-benzothiazolylthio)methyl ester | 220012 | 57156
Benzenemethanaminium, ar-ethyl-N,N-dimethyl-N-tetradecyl-, chloride (1:1) | 245910 | 57157
Benzenemethanaminium, N-dodecyl-ar-ethyl-N,N-dimethyl-, chloride (1:1) | 245902 | 57158
Naphthalenesulfonic acid, butyl-, ammonium salt (1:1) | 245894 | 57159
1H-Imidazole-1-ethanamine, 2-(heptadecen-1-yl)-2,3-dihydro- | 245886 | 57160
Benzoic acid, methyl-, cadmium salt (2:1) | 245878 | 57161
1,3,4-Thiadiazole, 2,5-dimethyl- | 245860 | 57162
Phosphoric acid, dodecyl diphenyl ester | 245845 | 57163
Isooctadecanol | 245837 | 57164
Disulfide, di-tert-dodecyl | 245811 | 57165
Benzenesulfonic acid, ethenyl-, sodium salt (1:1) | 245803 | 57166
Benzenesulfonic acid, 3-[2-[4-[2-[4-[(2-cyanoethyl)ethylamino]-2-methylphenyl]diazenyl]-1-naphthalenyl]diazenyl]- | 245787 | 57167
Acetic acid, 2-mercapto-, 2-butoxyethyl ester | 245779 | 57168
Imidodisulfuric acid, ammonium salt (1:?) | 245761 | 57169
Ethanesulfonic acid, 2-[[4-[3-(4-chlorophenyl)-4,5-dihydro-1H-pyrazol-1-yl]phenyl]sulfonyl]-, sodium salt (1:1) | 245753 | 57170
1,3-Benzenedicarboxylic acid, polymer with 2,5-furandione, 1,3-isobenzofurandione, 2,2'-oxybis[ethanol] and 1,2-propanediol | 245746 | 57171
Hexanedioic acid, polymer with 2-ethyl-2-(hydroxymethyl)-1,3-propanediol, 1,1'-methylenebis[4-isocyanatocyclohexane] and 2,2'-oxybis[ethanol] | 245738 | 57172
Hexanedioic acid, polymer with 1,6-hexanediamine and 1,4-piperazinedipropanamine | 245720 | 57173
Chromate(2-), [3-(hydroxy-.kappa.O)-4-[2-[2-(hydroxy-.kappa.O)-1-naphthalenyl]diazenyl-.kappa.N1]-1-naphthalenesulfonato(3-)][1-[[2-(hydroxy-.kappa.O)-5-[2-(2-methoxyphenyl)diazenyl]phenyl]diazenyl-.kappa.N1]-2-naphthalenolato(2-)-.kappa.O]-, sodium (1:2) | 245712 | 57174
Propanenitrile, 3-[[2-(2-cyanoethoxy)ethyl]phenylamino]- | 245696 | 57175
Poly(oxy-1,4-butanediyl), .alpha.-(4-aminobutyl)-.omega.-(4-aminobutoxy)- | 245688 | 57176
3-Buten-2-one, 4-(2,2-dimethyl-6-methylenecyclohexyl)-, monomethyl deriv. | 245662 | 57177
Hexanedioic acid, polymer with 1,4-butanediol, 2,2-dimethyl-1,3-propanediol, 1,6-hexanediol and 1,1'-methylenebis[4-isocyanatobenzene] | 245654 | 57178
1,3-Isobenzofurandione, 3a,4,7,7a-tetrahydro-, polymer with 2,5-furandione, 1,3-isobenzofurandione and 1,2-propanediol | 245647 | 57179
Spiro[isobenzofuran-1(3H),9'-[9H]xanthen]-3-one, 3',6'-dihydroxy-6-nitro- | 245639 | 57180
2-Propenoic acid, 2-methyl-, polymer with butyl 2-propenoate and 2-propenenitrile | 245621 | 57181
2-Propenoic acid, 2-ethylhexyl ester, polymer with 2-propenamide | 245613 | 57182
2-Propenoic acid, 2-methyl-, polymer with octadecyl 2-methyl-2-propenoate | 245605 | 57183
Thiosulfuric acid (H2S2O3), S-[4-[2-[1-[[(4-methoxyphenyl)amino]carbonyl]-2-oxopropyl]diazenyl]phenyl] ester, sodium salt (1:1) | 245589 | 57184
1,3,4-Thiadiazole-2(3H)-thione, 5-(methylamino)- | 245571 | 57185
Hexanedioic acid, polymer with 1,2,3-propanetriol | 245563 | 57186
Butanedioic acid, 2-methylene-, polymer with 1,1-dichloroethene and methyl 2-methyl-2-propenoate | 245555 | 57187
Ethenesulfonic acid, sodium salt (1:1), polymer with N-ethenyl-N-methylacetamide | 245548 | 57188
2-Propenoic acid, 2-methyl-, methyl ester, polymer with butyl 2-propenoate, 2-ethylhexyl 2-propenoate and 2-propenamide | 245530 | 57189
Tricyclo[8.2.2.24,7]hexadeca-4,6,10,12,13,15-hexaene, 5,12-dichloro-, homopolymer | 245522 | 57190
Acetamide, N-[5-[(2-hydroxyethyl)sulfonyl]-2-methoxyphenyl]- | 245514 | 57191
Acetamide, N-[4-[(2-hydroxyethyl)sulfonyl]phenyl]- | 245506 | 57192
Cuprate(4-), [29H,31H-phthalocyanine-C,C,C,C-tetrasulfonato(6-)-.kappa.N29,.kappa.N30,.kappa.N31,.kappa.N32]-, sodium (1:4) | 245498 | 57193
Acetic acid ethenyl ester, polymer with 1,1-bis(ethenyloxy)butane and ethenol | 245480 | 57194
2-Butenedioic acid (2E)-, polymer with 2,2'-[(1-methylethylidene)bis(4,1-phenyleneoxy)]bis[1-propanol] | 245472 | 57195
2-Propenoic acid, 2-methyl-, 2-hydroxypropyl ester, polymer with ethenylbenzene, ethyl 2-propenoate and 2-propenoic acid | 245464 | 57196
2-Propenoic acid, 2-methyl-, 2-hydroxypropyl ester, polymer with methyl 2-methyl-2-propenoate | 245456 | 57197
2-Propenoic acid, 2-methyl-, polymer with butyl 2-propenoate, ethenylbenzene, 2-propenamide and 2-propenenitrile | 245449 | 57198
9,10-Anthracenedione, 1-[(1-methylethyl)amino]- | 245431 | 57199
Naphthalene, 1,5-bis(1-methylethyl)- | 245423 | 57200
2(3H)-Benzofuranone, hexahydro-, (3aR,7aS)-rel- | 245415 | 57201
Benzenesulfonic acid, 2,2'-([1,1'-biphenyl]-4,4'-diyldi-2,1-ethenediyl)bis-, sodium salt (1:2) | 245407 | 57202
Benzenesulfonic acid, 2,2'-(1,2-ethenediyl)bis[5-[[4-[(3-amino-3-oxopropyl)(2-hydroxyethyl)amino]-6-(phenylamino)-1,3,5-triazin-2-yl]amino]-, sodium salt (1:2) | 245399 | 57203
Dodecanol | 245381 | 57204
Cyclotetrasiloxane, tetraethenyltetramethyl- | 245373 | 57205
1,3-Benzenedicarboxylic acid, polymer with 2,2-dimethyl-1,3-propanediol, 1,2-ethanediol and 2,5-furandione | 245365 | 57206
2-Propenoic acid, 2-methyl-, polymer with ethenylbenzene and 2-propenenitrile | 245357 | 57207
9,10-Anthracenedione, 1-amino-4-[(methoxyphenyl)amino]- | 245340 | 57208
2-Propenoic acid, 2-methyl-, methyl ester, polymer with butyl 2-propenoate and 2-propenenitrile | 245332 | 57209
Quinolinium, 1-[2-(1,3-dihydro-1,3,3-trimethyl-2H-indol-2-ylidene)ethylidene]-1,2,3,4-tetrahydro-6-methoxy-, chloride (1:1) | 245324 | 57210
Hexanedioic acid, 1,6-bis[2-[2-(1-methylethyl)-3-oxazolidinyl]ethyl] ester | 245316 | 57211
Benzenesulfonic acid, dodecyl-, compd. with 2,2',2''-nitrilotris[ethanol] (1:1) | 245308 | 57212
Acetic acid ethenyl ester, polymer with ethene and ethenol | 237784 | 57213
Benzoic acid, 2-hydrazinyl-5-sulfo- | 237776 | 57214
Propanenitrile, 3-[ethyl[4-[2-[2-(methylsulfonyl)-4-nitrophenyl]diazenyl]phenyl]amino]- | 237768 | 57215
Spiro[isobenzofuran-1(3H),9'-[9H]xanthen]-3-one, 3'-chloro-6'-(cyclohexylamino)- | 237750 | 57216
Titanium, oxo[29H,31H-phthalocyaninato(2-)-.kappa.N29,.kappa.N30,.kappa.N31,.kappa.N32]-, (SP-5-12)- | 237743 | 57217
Ethanol, 2,2'-[(3-aminophenyl)imino]bis-, 1,1'-diacetate | 237735 | 57218
1-Tridecyne | 237727 | 57219
2-Propenoic acid, 2-methyl-, polymer with butyl 2-methyl-2-propenoate, butyl 2-propenoate and methyl 2-methyl-2-propenoate | 237719 | 57220
2-Butenedioic acid (2E)-, polymer with 2,2'-oxybis[ethanol] | 237701 | 57221
Poly(oxy-1,2-ethanediyl), .alpha.-decyl-.omega.-hydroxy- | 237693 | 57222
Poly(oxy-1,2-ethanediyl), .alpha.-sulfo-.omega.-(dodecyloxy)- | 237685 | 57223
Sulfuric acid, monoethenyl ester, potassium salt (1:1), homopolymer | 237677 | 57224
1,3-Isobenzofurandione, polymer with 1,2-ethanediol, ethenylbenzene, 2,5-furandione, 2,2'-oxybis[ethanol] and 1,2-propanediol | 237669 | 57225
1,3-Isobenzofurandione, polymer with ethenylbenzene, 2,5-furandione and 1,2-propanediol | 237651 | 57226
D-Fructose, 6-(dihydrogen phosphate), sodium salt (1:2) | 237644 | 57227
1,3-Isobenzofurandione, 5,5'-[[1,1'-biphenyl]-4,4'-diylbis(oxy)]bis- | 237628 | 57228
Benzenesulfonamide, 4-amino-2,5-dichloro-N,N-dimethyl- | 237602 | 57229
3(2H)-Isothiazolone, 5-chloro-2-methyl- | 237594 | 57230
3(2H)-Isothiazolone, 2-methyl-, hydrochloride (1:1) | 237586 | 57231
1H-2-Benzopyran, 3,4-dihydro-4-methyl- | 237560 | 57232
Ethanaminium, N,N,N-trimethyl-2-[(2-methyl-1-oxo-2-propen-1-yl)oxy]-, chloride (1:1), homopolymer | 237552 | 57233
2-Pyrrolidinone, 1-ethenyl-, polymer with 1-butene | 237545 | 57234
Formaldehyde, polymer with 6-phenyl-1,3,5-triazine-2,4-diamine | 237537 | 57235
29H,31H-Phthalocyanine, 2,9,16,23-tetraphenyl- | 237529 | 57236
Poly(oxy-1,2-ethanediyl), .alpha.-butyl-.omega.-hydroxy-, titanium(4+) salt (4:1) | 237511 | 57237
Poly[oxy(methyl-1,2-ethanediyl)], .alpha.-(2-oxiranylmethyl)-.omega.-(2-oxiranylmethoxy)- | 237503 | 57238
2-Propenoic acid, 2-methyl-, methyl ester, polymer with 2-oxiranylmethyl 2-methyl-2-propenoate | 237495 | 57239
Hexanedioic acid, polymer with 1,3-butanediol, 1,3-isobenzofurandione and 1,2,3-propanetriol | 237487 | 57240
1,3-Benzenedicarboxylic acid, polymer with 1,3-dihydro-1,3-dioxo-5-isobenzofurancarboxylic acid, 2,2-dimethyl-1,3-propanediol and hexanedioic acid | 237479 | 57241
1,3-Benzenedicarboxylic acid, polymer with 1,3-dihydro-1,3-dioxo-5-isobenzofurancarboxylic acid, hexanedioic acid and 1,2-propanediol | 237461 | 57242
1,3-Benzenedicarboxylic acid, polymer with 1,3-butanediol and hexanedioic acid | 237453 | 57243
1,3-Benzenedicarboxylic acid, polymer with 2,2-dimethyl-1,3-propanediol and hexanedioic acid | 237446 | 57244
1,3-Benzenedicarboxylic acid, polymer with hexanedioic acid and 1,2-propanediol | 237438 | 57245
1H-Pyrrole-2,5-dione, 1,1'-(methylenedi-4,1-phenylene)bis-, polymer with 4,4'-methylenebis[benzenamine] | 237420 | 57246
Terphenyl | 237412 | 57247
Formaldehyde, polymer with 1,3-dimethylbenzene | 237404 | 57248
Hexanedioic acid, polymer with 2,2,4-trimethyl-1,3-pentanediol | 237396 | 57249
Benzenesulfonic acid, 4-[2-(1-acetyl-2-oxopropyl)diazenyl]-, sodium salt (1:1) | 237388 | 57250
Lithium nitride (Li3N) | 237370 | 57251
1,4-Benzenedicarbonyl dichloride, polymer with 1,4-benzenediamine | 237362 | 57252
2-Propenoic acid, polymer with ethene and 1-propene | 237354 | 57253
Benzene, 1,4-dichloro-, polymer with sodium sulfide (Na2S) | 237347 | 57254
Butanedioic acid, 2-methylene-, polymer with ethyl 2-propenoate | 237339 | 57255
Acetic acid, 2-hydroxy-, homopolymer | 237321 | 57256
2-Propenoic acid, polymer with 1,1-dichloroethene and methyl 2-propenoate | 237313 | 57257
2-Propenoic acid, 2-methyl-, 2-ethylhexyl ester, polymer with ethenylbenzene | 237305 | 57258
2-Propenamide, polymer with 1-ethenyl-2-pyrrolidinone | 237297 | 57259
Propanoic acid, ethenyl ester, polymer with 1-ethenyl-2-pyrrolidinone | 237289 | 57260
Benzenediazonium, 2,5-diethoxy-4-(4-morpholinyl)-, trichlorozincate(1-) (1:1) | 237271 | 57261
2-Propenoic acid, 2-ethylhexyl ester, polymer with ethenyl acetate and 2,5-furandione | 237263 | 57262
1,3-Isobenzofurandione, polymer with 2,5-furandione and 2,2'-oxybis[ethanol] | 237255 | 57263
Sulfamoyl chloride, N-(1-methylethyl)- | 237248 | 57264
1,10-Decanediol, 1,10-diacetate | 237230 | 57265
1,3,5-Triazine-2,4,6(1H,3H,5H)-trione, 1,3,5-tris[3-(trimethoxysilyl)propyl]- | 237222 | 57266
Pentanamide, N-[5-[[4-[2,4-bis(1,1-dimethylpropyl)phenoxy]-1-oxobutyl]amino]-2-chlorophenyl]-4,4-dimethyl-3-oxo- | 237214 | 57267
Isooctanoic acid | 229617 | 57268
Phosphoric acid, triisooctyl ester | 229609 | 57269
Phosphorous acid, triisooctyl ester | 229591 | 57270
Acetic acid, 2-mercapto-, isooctyl ester | 229583 | 57271
1,3-Butadiene, 2-methyl-, polymer with 1,3-butadiene | 229575 | 57272
Octadecanoic acid, 12-hydroxy-, polymer with methyl 2-methyl-2-propenoate, 2-methyl-2-propenoic acid and 2-oxiranylmethyl 2-methyl-2-propenoate | 229567 | 57273
1-Propene, 1,1,2,3,3,3-hexafluoro-, polymer with 1-chloro-1,2,2-trifluoroethene and 1,1-difluoroethene | 229559 | 57274
Ethene, 1-chloro-1,2,2-trifluoro-, polymer with ethene | 229542 | 57275
2-Propenoic acid, 2-methyl-, 1,1'-[oxybis(2,1-ethanediyloxy-2,1-ethanediyl)] ester, homopolymer | 229534 | 57276
2-Propenoic acid, 1,1'-[1,2-ethanediylbis(oxy-2,1-ethanediyl)] ester, homopolymer | 229526 | 57277
2-Propenoic acid, 2-methyl-, methyl ester, polymer with 1,3-butadiene, butyl 2-propenoate and ethenylbenzene | 229518 | 57278
2-Propenoic acid, 2-methyl-, methyl ester, polymer with ethene | 229500 | 57279
2-Propenoic acid, ethyl ester, polymer with 1,1-dichloroethene | 229492 | 57280
Hexanedioic acid, polymer with 1,2-propanediol | 229484 | 57281
Urea, polymer with 1,2-ethanediol, formaldehyde and 1,3,5-triazine-2,4,6-triamine | 229476 | 57282
Phenol, 4,4'-[2,2,2-trifluoro-1-(trifluoromethyl)ethylidene]bis-, potassium salt (1:2) | 229468 | 57283
1-Butene, polymer with ethene | 229450 | 57284
2-Propenenitrile, polymer with ethene and ethenylbenzene | 229443 | 57285
2-Propenoic acid, 2-methyl-, homopolymer | 229435 | 57286
2-Propenoic acid, 2-methyl-, octyl ester, homopolymer | 229427 | 57287
2-Butenedioic acid (2Z)-, 1-ethyl ester, polymer with methoxyethene | 229419 | 57288
1,3-Butanediol, polymer with 2,4-diisocyanato-1-methylbenzene and 2-ethyl-2-(hydroxymethyl)-1,3-propanediol | 229401 | 57289
Acetic acid ethenyl ester, polymer with 1-ethenyl-2-pyrrolidinone | 229393 | 57290
Benzene, 1-methoxy-4-(1-propen-1-yl)-, homopolymer | 229385 | 57291
2-Propenoic acid, 2-methyl-, sodium salt (1:1), homopolymer | 229377 | 57292
Acetic acid ethenyl ester, polymer with chloroethene and ethenol | 229369 | 57293
Formaldehyde, polymer with 3-methylphenol | 229351 | 57294
Formaldehyde, polymer with 3,5-dimethylphenol | 229344 | 57295
2-Pyrrolidinone, 1-ethenyl-, polymer with ethenylbenzene | 229336 | 57296
L-Glutamic acid, 5-methyl ester, homopolymer | 229328 | 57297
2-Propenoic acid, 2-methyl-, polymer with methyl 2-methyl-2-propenoate | 229310 | 57298
Oxirane, 2,2'-[(1-methylethylidene)bis(4,1-phenyleneoxymethylene)]bis-, homopolymer | 229302 | 57299
7-Oxabicyclo[4.1.0]heptane-3-carboxylic acid, 7-oxabicyclo[4.1.0]hept-3-ylmethyl ester, homopolymer | 229294 | 57300
1H,3H-Benzo[1,2-c:4,5-c']difuran-1,3,5,7-tetrone, polymer with 5,5'-carbonylbis[1,3-isobenzofurandione] and 4,4'-oxybis[benzenamine] | 229286 | 57301
Acetic acid ethenyl ester, polymer with chloroethene and 2,5-furandione | 229278 | 57302
Formaldehyde, polymer with 4,4'-(1-methylethylidene)bis[phenol] | 229260 | 57303
2-Furancarboxaldehyde, polymer with formaldehyde and phenol | 229252 | 57304
2,5-Furandione, polymer with 2,2,4-trimethyl-1,3-pentanediol | 229245 | 57305
Pyridine, 5-ethenyl-2-methyl-, polymer with 1,3-butadiene | 229237 | 57306
1-Propene, homopolymer, isotactic | 229229 | 57307
Formaldehyde, polymer with 4-(1,1-dimethylethyl)phenol | 229211 | 57308
Acetic acid ethenyl ester, polymer with chloroethene and ethene | 229203 | 57309
2-Propenoic acid, butyl ester, polymer with ethenylbenzene and 2-methyl-2-propenamide | 229195 | 57310
2-Propenoic acid, polymer with butyl 2-propenoate and ethenyl acetate | 229187 | 57311
2-Propenoic acid, polymer with ethyl 2-propenoate and N-(hydroxymethyl)-2-methyl-2-propenamide | 229179 | 57312
2-Propenoic acid, polymer with 1,3-butadiene and ethenylbenzene | 229161 | 57313
2-Propenoic acid, ethyl ester, polymer with 1-ethenyl-2-pyrrolidinone | 229153 | 57314
2-Propenoic acid, polymer with ethyl 2-propenoate | 229146 | 57315
2-Propenoic acid, polymer with ethenylbenzene | 229138 | 57316
Hexanedioic acid, polymer with N1-(2-aminoethyl)-1,2-ethanediamine | 229120 | 57317
2-Propenoic acid, polymer with ethenylbenzene and 2-ethylhexyl 2-propenoate | 229112 | 57318
2-Propenoic acid, 2-(diethylamino)ethyl ester, homopolymer | 229104 | 57319
1,2-Ethanediamine, N1-(2-aminoethyl)-, polymer with 2-(chloromethyl)oxirane | 229096 | 57320
2-Propenoic acid, 2-methyl-, polymer with 2-propenamide | 229088 | 57321
2-Propenoic acid, sodium salt (1:1), polymer with 2-propenamide | 229070 | 57322
2-Propenoic acid, 2-methyl-, methyl ester, polymer with ethenyl acetate | 229062 | 57323
2-Propenoic acid, 1,1-dimethylethyl ester, polymer with ethene | 229054 | 57324
Acetamide, N-[5-[bis(phenylmethyl)amino]-2-[2-(2-bromo-4,6-dinitrophenyl)diazenyl]-4-methoxyphenyl]- | 229047 | 57325
Acetamide, N-[3-[bis(phenylmethyl)amino]-4-methoxyphenyl]- | 229039 | 57326
Ethanesulfonic acid, 2-[(1-oxooctadecyl)amino]-, sodium salt (1:1) | 229021 | 57327
Silver sulfide (Ag2S) | 219998 | 57328
Phosphoramidic acid, N-1,3-dithietan-2-ylidene-, diethyl ester | 219980 | 57329
Thiourea, N-cyclohexyl-N'-[2-(4-morpholinyl)ethyl]- | 219972 | 57330
Cyclopentanemethanamine, 2-amino- | 219964 | 57331
1,10-Phenanthroline, perchlorate (1:1) | 219949 | 57332
Benzoic acid, 2-[4-(dimethylamino)benzoyl]- | 219923 | 57333
2-Naphthalenecarboxamide, N-(2-aminoethyl)-3-hydroxy-, hydrochloride (1:?) | 219907 | 57334
[1,1'-Biphenyl]-4-ol, 3-(2-phenyldiazenyl)- | 219899 | 57335
3H-Pyrazol-3-one, 2,4-dihydro-2-(3-hydroxyphenyl)-5-methyl-4-[2-[4-(2-phenyldiazenyl)phenyl]diazenyl]- | 219881 | 57336
Benzoic acid, 2-(2,4,5,7-tetrabromo-6-hydroxy-3-oxo-3H-xanthen-9-yl)-, ethyl ester, sodium salt (1:1) | 219873 | 57337
2,5,8,11-Tetraazatridecanamide, 13-amino-N-[2-[[2-[[2-[(2-aminoethyl)amino]ethyl]amino]ethyl]amino]ethyl]- | 219865 | 57338
7-Benzothiazolesulfonic acid, 2-[4-[2-(4,5-dihydro-3-methyl-5-oxo-1H-pyrazol-4-yl)diazenyl]phenyl]-6-methyl-, sodium salt (1:1) | 219857 | 57339
2-Benzothiazolesulfonic acid, sodium salt (1:1) | 219840 | 57340
1,3-Dioxane, 2-ethyl-4-methyl- | 219832 | 57341
1H-3a,7-Methanoazulene-6-methanol, 2,3,4,7,8,8a-hexahydro-3,8,8-trimethyl-, (3R,3aS,7R,8aS)- | 219824 | 57342
Argentate(1-), bis(cyano-.kappa.C)-, sodium (1:1) | 219816 | 57343
Acetamide, N-[5-[bis[2-(acetyloxy)ethyl]amino]-2-[(2-chloro-4,6-dinitrophenyl)azo]-4-ethoxyphenyl]- | 219808 | 57344
Chromium, tris[2-(hydroxy-.kappa.O)-3,5-bis(1-methylethyl)benzoato-.kappa.O]- | 219790 | 57345
Copper, [3-[[[2-(hydroxy-.kappa.O)phenyl]methylene]amino-.kappa.N][1,1'-biphenyl]-4-olato(2-)-.kappa.O]- | 219782 | 57346
1,3,5-Triazine-2,4-diamine, 6,6'-(2-methyl-1,3-propanediyl)bis- | 219774 | 57347
Ferrate(2-), [[N,N'-1,2-ethanediylbis[N-[(carboxy-.kappa.O)methyl]glycinato-.kappa.N,.kappa.O]](4-)]-, hydrogen (1:2), (OC-6-21)- | 219766 | 57348
2-Cyclohexen-1-ol, 3-methyl- | 219758 | 57349
Isoquinoline, hydrochloride (1:1) | 219741 | 57350
Rhodium(2+), pentaamminechloro-, (OC-6-22)-, sulfate (1:1) | 219733 | 57351
Acetamide, N-(2-nitrosophenyl)- | 219725 | 57352
Cesium hydroxide (Cs(OH)) | 219717 | 57353
Urea, sulfate (1:1) | 219709 | 57354
Ethanedioic acid, tantalum salt (1:?) | 219691 | 57355
Ethanedioic acid, niobium salt (1:?) | 219683 | 57356
Silanamine, N,N-bis(dimethylsilyl)-1,1-dimethyl- | 219675 | 57357
Cadmium, [29H,31H-phthalocyaninato(2-)-.kappa.N29,.kappa.N30,.kappa.N31,.kappa.N32]-, (SP-4-1)- | 219667 | 57358
Phosphate(1-), hexafluoro-, lithium (1:1) | 219659 | 57359
Acetamide, N,N-bis(dimethylsilyl)- | 219642 | 57360
Pentanedioic acid, 1,5-bis(2-ethylhexyl) ester | 219634 | 57361
Phosphonic acid, didodecyl ester | 219626 | 57362
Benzenamine, 4,4'-(4-morpholinylmethylene)bis[N,N-dimethyl- | 219600 | 57363
8-Quinolinol, phosphate (1:?) | 219592 | 57364
3-Cyclohexene-1-carboxylic acid, 1-methyl-4-(4-methyl-3-penten-1-yl)-, methyl ester | 219576 | 57365
3,8a-Ethano-8aH-1-benzopyran-2(3H)-one, hexahydro-3,5,5-trimethyl- | 219568 | 57366
Ferrate(1-), [[N,N'-1,2-ethanediylbis[N-[(carboxy-.kappa.O)methyl]glycinato-.kappa.N,.kappa.O]](4-)]-, ammonium (1:1), (OC-6-21)- | 219543 | 57367
Nickel(2+), bis(1,2-ethanediamine-.kappa.N1,.kappa.N2)-, sulfate (1:1) | 219535 | 57368
Ethanimidic acid, N-methoxy-, ethyl ester | 219519 | 57369
Methanamine, N-methyl-, sulfate (1:?) | 219493 | 57370
Benzoic acid, 4-(dimethylamino)-, 2-ethylhexyl ester | 219485 | 57371
Benzoic acid, 4-(dimethylamino)-, 3-methylbutyl ester | 219477 | 57372
9-Octadecenoic acid (9Z)-, 1,1'-(1,6-hexanediyl) ester | 219451 | 57373
1,3,5-Triazine, hexahydro-1,3,5-trinitro-, compd. with tetrahydrothiophene 1,1-dioxide (1:1) | 219444 | 57374
1,4-Benzenediol, 2-(1,1-dimethylethyl)-, 4,4',4''-phosphate | 219428 | 57375
9-Octadecenoic acid (9Z)-, 1,1'-(oxydi-2,1-ethanediyl) ester | 219402 | 57376
Hexanoic acid, 3-(acetyloxy)-, methyl ester | 219386 | 57377
9-Octadecenoic acid (9Z)-, chromium(3+) salt (3:1) | 219360 | 57378
Carbamodithioic acid, N-methyl-, compd. with methanamine (1:1) | 219352 | 57379
1,2-Pyrrolidinedicarboxylic acid, 4-hydroxy-, 1-(1,1-dimethylethyl) ester, (2S,4R)-, compd. with N-cyclohexylcyclohexanamine (1:1) | 219345 | 57380
Phenol, 4-(1,1-dimethylethyl)-, 1,1'-(hydrogen phosphate) | 219329 | 57381
Sulfuric acid, monododecyl ester, compd. with 1-amino-2-propanol (1:1) | 219303 | 57382
Benzenediamine, ar,ar'-methylenebis- | 245290 | 57383
1,1'-Biphenyl, chloro- | 245282 | 57384
2-Butenedioic acid (2Z)-, 1-methyl ester, polymer with 1,3-butadiene and ethenylbenzene | 245274 | 57385
Ethanaminium, N,N,N-trimethyl-2-[(2-methyl-1-oxo-2-propen-1-yl)oxy]-, methyl sulfate (1:1), polymer with 2-propenoic acid | 245266 | 57386
Benzene, tris(1-methylethyl)- | 245258 | 57387
2-Propenoic acid, polymer with butyl 2-propenoate and ethyl 2-propenoate | 245241 | 57388
Poly(oxy-1,2-ethanediyl), .alpha.-(3.beta.)-cholest-5-en-3-yl-.omega.-hydroxy- | 245233 | 57389
Propanoic acid, 3-ethoxy-3-imino-, ethyl ester | 245225 | 57390
Ruthenate(3-), diaquaoctachloro-.mu.-nitridodi-, ammonium (1:3) | 245217 | 57391
3(2H)-Pyridazinone, 4-chloro-5-(methylamino)-2-[3-(trifluoromethyl)phenyl]- | 245191 | 57392
9,10-Anthracenedione, 1,5-diamino-2-bromo-4,8-dihydroxy- | 245175 | 57393
2,4-Hexadiene, 1,1-diethoxy- | 245159 | 57394
2-Propenoic acid, 2-methyl-, methyl ester, polymer with 1,1-dichloroethene, ethyl 2-propenoate and 2-propenoic acid | 245142 | 57395
2-Propenoic acid, 2-methyl-, methyl ester, polymer with 1,3-butadiene, butyl 2-propenoate, ethenylbenzene and 2-propenenitrile | 245134 | 57396
1,2-Ethanediamine, homopolymer | 245126 | 57397
2-Propenoic acid, polymer with butyl 2-propenoate, compd. with N,N-diethylethanamine | 245118 | 57398
Poly(oxy-1,2-ethanediyl), .alpha.-tetradecyl-.omega.-hydroxy- | 245100 | 57399
Poly(oxy-1,2-ethanediyl), .alpha.-methyl-.omega.-[3-[1,3,3,3-tetramethyl-1-[(trimethylsilyl)oxy]-1-disiloxanyl]propoxy]- | 245092 | 57400
2-Propenoic acid, 2-methyl-, methyl ester, polymer with ethenylbenzene, 2-ethylhexyl 2-propenoate and 2-propenoic acid | 245084 | 57401
2-Propenoic acid, 2-methyl-, methyl ester, polymer with butyl 2-propenoate, ethenylbenzene and 2-propenoic acid | 245076 | 57402
2-Propenoic acid, polymer with ethenylbenzene, ethyl 2-propenoate and 2-propenenitrile | 245068 | 57403
2,5-Methano-2H-indeno[1,2-b]oxirene, 2,3,4,5,6,6a,7,7-octachloro-1a,1b,5,5a,6,6a-hexahydro-, (1aR,1bS,2R,5S,5aR,6S,6aS)-rel- | 245050 | 57404
2,6-Naphthalenedicarboxylic acid, 2,6-dimethyl ester, polymer with 1,4-benzenedicarboxylic acid and 1,2-ethanediol | 245043 | 57405
2,5-Furandione, polymer with 1,3-butadiene and ethenylbenzene | 245035 | 57406
Acetic acid, 2-mercapto-, isooctyl ester, antimony(3+) salt (3:1) | 245027 | 57407
Benzeneacetonitrile, .alpha.-[(4-amino-2-methoxyphenyl)methylene]- | 245001 | 57408
1,3-Isobenzofurandione, polymer with 1,2-ethanediol | 244988 | 57409
Poly(oxy-1,2-ethanediyl), .alpha.-2-propen-1-yl-.omega.-hydroxy- | 244970 | 57410
2,2':6',2''-Terpyridine, perchlorate (1:2) | 244962 | 57411
Benzothiazolium, 5-chloro-2-[2-[[5-chloro-3-(3-sulfopropyl)-2(3H)-benzothiazolylidene]methyl]-1-buten-1-yl]-3-(3-sulfopropyl)-, inner salt, compd with N,N-diethylethanamine (1:1) | 244954 | 57412
Neodecanoic acid, calcium salt (2:1) | 244939 | 57413
Neodecanoic acid, cobalt salt (1:?) | 244913 | 57414
Neodecanoic acid, lithium salt (1:1) | 244905 | 57415
Acetic acid, 2-(isooctylthio)-, 1,1',1''-stibylidyne ester | 244871 | 57416
Poly(oxy-1,2-ethanediyl), .alpha.-acetyl-.omega.-(2-propen-1-yloxy)- | 244863 | 57417
Poly(oxy-1,2-ethanediyl), .alpha.-acetyl-.omega.-(acetyloxy)- | 244855 | 57418
Poly(oxy-1,2-ethanediyl), .alpha.-methyl-.omega.-(2-propen-1-yloxy)- | 244848 | 57419
Poly(oxy-1,2-ethanediyl), .alpha.-octyl-.omega.-hydroxy- | 244830 | 57420
Poly(oxy-1,2-ethanediyl), .alpha.-(2-chloroethyl)-.omega.-(2-chloroethoxy)- | 244822 | 57421
1,2,4-Benzenetricarboxylic acid, 1,2,4-triisooctyl ester | 244814 | 57422
3H-Pyrazol-3-one, 5-amino-2,4-dihydro-2-(2,4,6-trichlorophenyl)- | 244798 | 57423
Ethanol, 2,2'-[[4-[2-(2,6-dichloro-4-nitrophenyl)diazenyl]-3-methylphenyl]imino]bis-, 1,1'-dibenzoate | 244780 | 57424
Undecenoyl chloride | 244772 | 57425
Mercury, diphenyl[.mu.-[(tetrapropenyl)butanedioato(2-)-.kappa.O1:.kappa.O4]]di- | 244764 | 57426
Hexadecen-1-ol, 1-(hydrogen sulfate), sodium salt (1:1) | 244756 | 57427
2-Propenoic acid, 2-methyl-, methyl ester, polymer with butyl 2-propenoate and N-(hydroxymethyl)-2-propenamide | 244749 | 57428
2-Propenoic acid, polymer with 1,3-butadiene and butyl 2-propenoate | 244731 | 57429
Hexanedioic acid, polymer with 1,1'-methylenebis[4-isocyanatobenzene] and 2,2'-oxybis[ethanol] | 244723 | 57430
2-Propenoic acid, polymer with 2-ethylhexyl 2-propenoate and 2-propenenitrile | 244715 | 57431
2-Propenoic acid, 2-methyl-, methyl ester, polymer with ethenylbenzene and methyl 2-propenoate | 244707 | 57432
2-Propenoic acid, polymer with ethenylbenzene, 2-ethylhexyl 2-propenoate and 2-hydroxyethyl 2-propenoate | 244699 | 57433
Poly(oxy-1,2-ethanediyl), .alpha.-sulfo-.omega.-[(9Z)-9-octadecen-1-yloxy]-, sodium salt (1:1) | 244681 | 57434
Octadecanoic acid, (acetyloxy)-, 1,1',1''-(1,2,3-propanetriyl) ester | 244673 | 57435
2H-Benzimidazole-2-thione, 1,3-dihydro-5-methyl- | 244665 | 57436
2H-Benzimidazole-2-thione, 1,3-dihydro-4-methyl- | 244657 | 57437
Acetyl chloride, 2-(4-pyridinylthio)-, hydrochloride (1:1) | 244640 | 57438
Acetic acid, rhodium(3+) salt (3:1) | 237206 | 57439
Butanedioic acid, 2-methylene-, polymer with 1,3-butadiene, ethenylbenzene and 2-propenoic acid | 237198 | 57440
1H-Indene, polymer with ethenylbenzene | 237180 | 57441
Propanoic acid, 2-hydroxy-, homopolymer | 237172 | 57442
2-Propenoic acid, ammonium salt (1:1), polymer with 2-propenamide | 237164 | 57443
Butanedioic acid, 2-methylene-, polymer with 2-propenoic acid, sodium salt | 237156 | 57444
2-Butenedioic acid (2Z)-, homopolymer | 237149 | 57445
Dodecanedioic acid, polymer with 1,6-hexanediamine | 237131 | 57446
2-Propenoic acid, 2-methyl-, methyl ester, polymer with 1,3-butadiene and 2-propenenitrile | 237123 | 57447
1,3-Isobenzofurandione, polymer with 2,5-furandione, 2,2'-oxybis[ethanol] and 1,2-propanediol | 237115 | 57448
9-Octadecenoic acid (9Z)-, compd. with 1-butanamine (1:1) | 237107 | 57449
2H-1-Benzopyran-2-one, 7-amino-4-methyl- | 237099 | 57450
Silanamine, 1-chloro-N,N,1-trimethyl- | 237081 | 57451
2H-1-Benzopyran-2-one, 7-(ethylamino)-4,6-dimethyl- | 237073 | 57452
2(1H)-Quinolinone, 7-(dimethylamino)-4-methyl- | 237065 | 57453
Hexanoic acid, 2-ethyl-, silver(1+) salt (1:1) | 237057 | 57454
Ethenol, polymer with ethenylbenzene | 237040 | 57455
1,4-Benzenedicarboxylic acid, polymer with 1,4-butanediol | 237032 | 57456
1,4-Benzenedicarboxylic acid, polymer with 1,2-ethanediol and 1,2-propanediol | 237024 | 57457
Octadecanamide, N,N'-(iminodi-2,1-ethanediyl)bis-, polymer with 2-(chloromethyl)oxirane | 237016 | 57458
2-Propen-1-aminium, N,N-dimethyl-N-2-propen-1-yl-, chloride (1:1), homopolymer | 237008 | 57459
Phenol, polymer with ethenylbenzene | 236992 | 57460
2-Propenoic acid, 2-methyl-, methyl ester, polymer with butyl 2-propenoate, 2-hydroxyethyl 2-propenoate and 2-propenoic acid | 236984 | 57461
2-Propenoic acid, 2-methyl-, methyl ester, polymer with butyl 2-propenoate, ethenylbenzene, 2-hydroxyethyl 2-propenoate and 2-propenoic acid | 236976 | 57462
1,4-Benzenedicarboxylic acid, polymer with 1,2-ethanediol and 1,3,5-tris(2-hydroxyethyl)-1,3,5-triazine-2,4,6(1H,3H,5H)-trione | 236968 | 57463
2-Propenoic acid, 2-methyl-, 2-oxiranylmethyl ester, polymer with ethene | 236950 | 57464
2-Butenedioic acid (2Z)-, 1,4-dioctyl ester, polymer with ethenyl acetate | 236943 | 57465
Cuprate(2-), [(3S,4S,21R)-21-carboxy-9-ethenyl-14-ethyl-4,8,13,18-tetramethyl-20-oxo-3-phorbinepropanoato(4-)-.kappa.N23,.kappa.N24,.kappa.N25,.kappa.N26]-, sodium (1:2), (SP-4-2)- | 236935 | 57466
Benzoic acid, 2-[(chloroethoxyphosphinothioyl)oxy]-, 1-methylethyl ester | 236927 | 57467
Carbamic acid, N-[(1S)-3-chloro-2-oxo-1-(phenylmethyl)propyl]-, phenylmethyl ester | 236919 | 57468
Pyridinium, 2-ethenyl-1-methyl-, 4-methylbenzenesulfonate (1:1), homopolymer | 236901 | 57469
2-Propenoic acid, ethyl ester, polymer with N-(1,1-dimethylethyl)-2-propenamide | 236893 | 57470
2-Propenoic acid, 2-methyl-, methyl ester, polymer with 2-methylpropyl 2-methyl-2-propenoate | 236885 | 57471
2-Propenenitrile, polymer with 1,3-butadiene and (1-methylethenyl)benzene | 236877 | 57472
Silicate(2-), hexafluoro-, nickel(2+) (1:1) | 236869 | 57473
Antimonate(1-), hexafluoro-, silver(1+) (1:1), (OC-6-11)- | 236851 | 57474
Phosphate(1-), hexafluoro-, silver(1+) (1:1) | 236844 | 57475
1H,3H-Benzo[1,2-c:4,5-c']difuran-1,3,5,7-tetrone, polymer with 4-(4-aminophenoxy)-1,2-benzenediamine and 4,4'-oxybis[benzenamine] | 236836 | 57476
1,2-Benzenedicarboxylic acid, 3,4,5,6-tetrabromo-, 1,2-bis(2-ethylhexyl) ester | 236828 | 57477
Boric acid (H3BO3), compd. with 1-amino-2-propanol (1:?) | 236810 | 57478
Boric acid (H3BO3), compd. with 2-aminoethanol (1:?) | 236802 | 57479
1,4-Cyclohexanedicarboxylic acid, compd. with 1,6-hexanediamine (1:1) | 236794 | 57480
Platinum, diamminedichloro- | 236786 | 57481
Poly(oxy-1,2-ethanediyl), .alpha.-(4-nonylphenyl)-.omega.-hydroxy- | 236778 | 57482
Poly(oxy-1,2-ethanediyl), .alpha.-[(9Z)-2-[(1-oxo-9-octadecen-1-yl)amino]ethyl]-.omega.-hydroxy- | 236760 | 57483
Poly(oxy-1,2-ethanediyl), .alpha.-(2-ethyl-1-oxohexyl)-.omega.-hydroxy- | 236752 | 57484
2-Propenoic acid, 2-hydroxyethyl ester, homopolymer | 236745 | 57485
2,5-Furandione, polymer with ethenylbenzene, ammonium salt | 236737 | 57486
Butanedioic acid, 2-methylene-, polymer with 1,3-butadiene and methyl 2-methyl-2-propenoate | 236729 | 57487
2-Propenoic acid, 2-methyl-, polymer with 2-chloro-1,3-butadiene and 2,3-dichloro-1,3-butadiene | 236711 | 57488
Formaldehyde, polymer with 4-(1,1-dimethylethyl)phenol, 4,4'-(1-methylethylidene)bis[phenol] and 4-methylphenol | 236703 | 57489
1,3-Benzenedicarboxylic acid, polymer with 2,5-furandione and 2,2'-oxybis[ethanol] | 236695 | 57490
Methanesulfonic acid, 1-(phenylamino)-, sodium salt (1:1) | 236687 | 57491
Benzothiazolium, 2-[2-[4-[butyl(2-cyanoethyl)amino]phenyl]diazenyl]-6-methoxy-3-methyl-, methyl sulfate (1:1) | 236679 | 57492
Morpholine, benzoate (1:1) | 236661 | 57493
Acetamide, N-[2-[2-(2-bromo-4,6-dinitrophenyl)diazenyl]-5-[(2-hydroxyethyl)amino]-4-methoxyphenyl]- | 236653 | 57494
Acetamide, N-[2-[2-(2-bromo-4,6-dinitrophenyl)diazenyl]-5-[(2-cyanoethyl)(2-hydroxyethyl)amino]-4-methoxyphenyl]- | 236646 | 57495
Pyridine, 4-ethenyl-, polymer with 1,4-diethenylbenzene | 236638 | 57496
1H-Imidazo[4,5-b]quinoxalinium, 1,3-diethyl-2-[2-(1-methyl-2-phenyl-1H-indol-3-yl)ethenyl]-, iodide (1:1) | 229013 | 57497
Phosphinic acid, phenyl-, zinc salt (2:1) | 229005 | 57498
2-Propenoic acid, 3-[4-(diphenylamino)phenyl]-, methyl ester | 228999 | 57499
2-Propenoic acid, 3-[4-(diphenylamino)phenyl]- | 228981 | 57500
2-Propenoic acid, 2-methyl-, polymer with dodecyl 2-methyl-2-propenoate, methyl 2-methyl-2-propenoate and 2-oxiranylmethyl 2-methyl-2-propenoate | 228973 | 57501
2-Propenoic acid, 2-methylpropyl ester, polymer with ethene | 228965 | 57502
Phenol, 4,4'-(1-methylethylidene)bis-, polymer with 2-(chloromethyl)oxirane | 228957 | 57503
1-Pentene, 4-methyl-, homopolymer | 228940 | 57504
1-Octene, homopolymer | 228932 | 57505
2-Propenal, homopolymer | 228924 | 57506
Benzene, ethenyl-, polymer with ethene | 228916 | 57507
2-Propenoic acid, butyl ester, polymer with N-(hydroxymethyl)-2-methyl-2-propenamide, 2-methyl-2-propenamide and 2-propenenitrile | 228908 | 57508
2-Propenoic acid, 2-methyl-, polymer with ethenylbenzene, potassium salt | 228890 | 57509
1,3-Butadiene, 2,3-dichloro-, polymer with 2-chloro-1,3-butadiene | 228882 | 57510
2-Propenoic acid, polymer with butyl 2-propenoate, ethenylbenzene and 2-hydroxyethyl 2-propenoate | 228874 | 57511
2,5-Furandione, polymer with ethenylbenzene and (1-methylethenyl)benzene | 228866 | 57512
2-Propenenitrile, 2-methyl-, homopolymer | 228858 | 57513
9H-Carbazole, 9-ethenyl-, homopolymer | 228841 | 57514
Ethenol, polymer with ethene | 228833 | 57515
2-Propenoic acid, 2-cyano-, ethyl ester, homopolymer | 228825 | 57516
2-Propenoic acid, polymer with 1,3-butadiene | 228817 | 57517
1,4-Benzenedicarboxylic acid, polymer with decanedioic acid and 1,2-ethanediol | 228809 | 57518
1-Propene, 1,1,2,3,3,3-hexafluoro-, polymer with 1,1,2,2-tetrafluoroethene | 228791 | 57519
2-Propenoic acid, 2-methyl-, 2-oxiranylmethyl ester, homopolymer | 228783 | 57520
2-Propenoic acid, 2-ethylhexyl ester, polymer with ethenyl acetate | 228775 | 57521
2-Propenoic acid, butyl ester, polymer with ethenyl acetate | 228767 | 57522
Benzenesulfonamide, 4-methyl-, polymer with formaldehyde and 1,3,5-triazine-2,4,6-triamine | 228759 | 57523
2-Propenoic acid, ethyl ester, polymer with ethenylbenzene | 228742 | 57524
Octadecanamide, N-[3-(dimethyloxidoamino)propyl]- | 228734 | 57525
Hexadecanamide, N-[2-[(2-hydroxyethyl)amino]ethyl]- | 228726 | 57526
1-Butanol, germanium(4+) salt (4:1) | 228718 | 57527
9,10-Anthracenedione, 1-amino-4-(cyclohexylamino)-2-(2-hydroxyethoxy)- | 228700 | 57528
Benzoic acid, 3,6-dichloro-2-methoxy-, compd. with 2,2'-iminobis[ethanol] (1:1) | 228692 | 57529
1-Naphthalenesulfonic acid, 2-hydroxy-, sodium salt (1:1) | 228684 | 57530
1H-2,1,3-Benzothiadiazin-4(3H)-one, 3-(1-methylethyl)-, 2,2-dioxide | 228676 | 57531
1-Propanaminium, N-(carboxymethyl)-N,N-dimethyl-3-[[(9Z)-1-oxo-9-octadecenyl]amino]-, inner salt | 228668 | 57532
1-Dodecanaminium, N-(carboxymethyl)-N-dodecyl-N-methyl-, inner salt | 228650 | 57533
Formaldehyde, polymer with cyclohexanone | 228643 | 57534
Formaldehyde, polymer with 2-methylphenol | 228635 | 57535
Butanedioic acid, 2-methylene-, polymer with 1,1-dichloroethene and 2-propenenitrile | 228627 | 57536
2-Propenoic acid, 2-methyl-, polymer with ethyl 2-propenoate, methyl 2-methyl-2-propenoate and 2-propenoic acid | 228619 | 57537
5-Isobenzofurancarboxylic acid, 1,3-dihydro-1,3-dioxo-, polymer with 1,1'-methylenebis[4-isocyanatobenzene] | 228601 | 57538
2-Propenoic acid, 2-methyl-, polymer with ethene | 228593 | 57539
Pyridine, 2-ethenyl-, polymer with 1,3-butadiene and ethenylbenzene | 228585 | 57540
2-Propenoic acid, 2-methyl-, polymer with 2-chloro-1,3-butadiene | 228577 | 57541
1,2-Benzenedicarboxylic acid, 1,2-di-2-propen-1-yl ester, homopolymer | 228569 | 57542
Hexanedioic acid, polymer with hexahydro-2H-azepin-2-one, 1,6-hexanediamine and 4,4'-methylenebis[cyclohexanamine] | 228551 | 57543
2-Propenoic acid, ethyl ester, polymer with 2-propenenitrile | 228544 | 57544
2-Propenoic acid, 2-methyl-, methyl ester, polymer with 1,3-butadiene and ethenylbenzene | 228536 | 57545
1,4-Benzenedicarboxylic acid, polymer with 1,2-ethanediol and 2,2'-oxybis[ethanol] | 228528 | 57546
2-Propenoic acid, 2-methyl-, polymer with ethyl 2-propenoate and 2-propenenitrile | 228510 | 57547
2-Propenoic acid, ethyl ester, polymer with ethene and hexahydro-2H-azepin-2-one | 228502 | 57548
Ethene, polymer with carbon monoxide | 228494 | 57549
Propanenitrile, 3-[[2-(benzoyloxy)ethyl]phenylamino]- | 228486 | 57550
Benzenesulfonic acid, 3-[2-[2-hydroxy-3-[[(4-methoxy-2-methylphenyl)amino]carbonyl]-1-naphthalenyl]diazenyl]-4-methoxy-, sodium salt (1:1) | 228478 | 57551
Dodecanedioic acid, polymer with 4,4'-methylenebis[cyclohexanamine] | 228460 | 57552
Ethene, 1-chloro-1,2,2-trifluoro-, polymer with 1,1,2,2-tetrafluoroethene | 228452 | 57553
Pyridine, 5-ethenyl-2-methyl-, homopolymer | 228445 | 57554
1,3-Isobenzofurandione, 5,5'-carbonylbis-, polymer with 4,4'-methylenebis[benzenamine] | 228437 | 57555
1H,3H-Benzo[1,2-c:4,5-c']difuran-1,3,5,7-tetrone, polymer with 4,4'-oxybis[benzenamine] | 228429 | 57556
Cyclohexanol, 1-methyl-4-(1-methylethyl)- | 219295 | 57557
Propanoic acid, manganese(2+) salt (2:1) | 219287 | 57558
1-Triazene, 1-methyl-3-(4-methylphenyl)- | 219279 | 57559
Phenol, 4-[2-[3-methyl-4-[2-[4-[2-(sulfooxy)ethoxy]phenyl]diazenyl]phenyl]diazenyl]-, sodium salt (1:1) | 219253 | 57560
1,5,9-Cyclododecatriene, 1,5,10-trimethyl- | 219246 | 57561
Barium sulfide (BaS) | 219220 | 57562
Phosphonic acid, P,P'-(1-hydroxyethylidene)bis-, potassium salt (1:2) | 219212 | 57563
Benzoic acid, 4-methyl-, (4-methylphenyl)methyl ester | 219196 | 57564
Benzene, 1-chloro-2-(methylsulfonyl)-4-nitro- | 219170 | 57565
Propanedioic acid, 2-(3-thienyl)- | 219162 | 57566
1,5,9-Cyclododecatriene, 1,5,9-trimethyl- | 219147 | 57567
4-Octenoic acid, methyl ester, (4Z)- | 219139 | 57568
D-arabino-2-Hexulosonic acid, methyl ester | 219121 | 57569
Phosphonic acid, calcium salt (1:1) | 219113 | 57570
Carbamic acid, N,N'-(4-methyl-1,3-phenylene)bis-, C,C'-bis[2-[ethyl[(1,1,2,2,3,3,4,4,5,5,6,6,7,7,8,8,8-heptadecafluorooctyl)sulfonyl]amino]ethyl] ester | 219105 | 57571
1H-Imidazolium, 1-dodecyl-2-methyl-3-(phenylmethyl)-, chloride (1:1) | 219097 | 57572
Ethanol, 2-(methylamino)-, compd. with sulfur dioxide (1:?) | 219089 | 57573
Cadmium hydroxide (Cd(OH)2) | 219071 | 57574
Cobalt hydroxide (Co(OH)2) | 219063 | 57575
2-Butanamine, N-ethyl- | 219055 | 57576
4-Thiazolidinone, 3-ethyl-5-[1-methyl-2-(3-methyl-2-thiazolidinylidene)ethylidene]-2-thioxo- | 219048 | 57577
1-Butyne, 3-chloro- | 219030 | 57578
1,3-Benzenedisulfonic acid, 4-[bis[4-(diethylamino)phenyl]methyl]- | 219022 | 57579
1-Benzopyrylium, 5,6,7,8-tetrahydro-2,4-bis[4-(pentyloxy)phenyl]-, perchlorate (1:1) | 219014 | 57580
1-Benzopyrylium, 5,6,7,8-tetrahydro-6-methyl-2,4-diphenyl-, perchlorate (1:1) | 219006 | 57581
1-Benzopyrylium, 8-[5-[6,7-dihydro-2,4-bis[4-(pentyloxy)phenyl]-5H-1-benzopyran-8-yl]-2,4-pentadien-1-ylidene]-5,6,7,8-tetrahydro-2,4-diphenyl-, perchlorate (1:1) | 218990 | 57582
1-Benzopyrylium, 8-[5-(6,7-dihydro-6-methyl-2,4-diphenyl-5H-1-benzopyran-8-yl)-2,4-pentadien-1-ylidene]-5,6,7,8-tetrahydro-6-methyl-2,4-diphenyl-, perchlorate (1:1) | 218982 | 57583
Arsonium, tetraphenyl-, (hydrogen dichloride) (1:1) | 218974 | 57584
Acetic acid, ytterbium(3+) salt (3:1) | 218966 | 57585
Heptanenitrile, 7-bromo- | 218958 | 57586
Butanedioic acid, 2,3-dihydroxy- (2R,3R)-, silver(1+) salt (1:2) | 218941 | 57587
Selenious acid, aluminum salt (3:2) | 218933 | 57588
Ferrate(3-), hexafluoro-, sodium (1:3), (OC-6-11)- | 218925 | 57589
[1,1'-Biphenyl]-3,3',5-triol | 218917 | 57590
Tellurium, tetrakis(N,N-diethylcarbamodithioato-.kappa.S,.kappa.S')-, (DD-8-111''1''1'1'1'''1''')- | 218909 | 57591
Acetic acid, (2,4-dichlorophenoxy)-, compd. with N-ethylethanamine (1:1) | 218891 | 57592
Benzenamine, 4-(2-benzoxazolyl)- | 218883 | 57593
Phenol, 2-(ethoxymethyl)- | 218875 | 57594
Benzothiazolium, 5-chloro-2-[2-[[5-chloro-3-(4-sulfobutyl)-2(3H)-benzothiazolylidene]methyl]-1-buten-1-yl]-3-(4-sulfobutyl)-, inner salt | 218867 | 57595
L-Histidine, N-[(1,1-dimethylethoxy)carbonyl]-1-(phenylmethyl)- | 218859 | 57596
2-Buten-1-ol, 3-phenyl-, 1-acetate | 218834 | 57597
Butanedioic acid, 1-[2-[(2-methyl-1-oxo-2-propen-1-yl)oxy]ethyl] ester | 218826 | 57598
Aluminum phosphide (AlP) | 218818 | 57599
1H-Indene-1,3(2H)-dione, 2-nitroso- | 218792 | 57600
1,3-Benzodioxole, 5-(chloromethyl)- | 218784 | 57601
Cyanamide, lead(2+) salt (1:1) | 218768 | 57602
Dodecanoic acid, hexadecyl ester | 218743 | 57603
5,12-Naphthacenedione, 8-acetyl-10-[(3-amino-2,3,6-trideoxy-.alpha.-L-lyxo-hexopyranosyl)oxy]-7,8,9,10-tetrahydro-6,8,11-trihydroxy-1-methoxy-, (8S,10S)- | 218735 | 57604
1,2-Ethanediamine, nitrate (1:2) | 218719 | 57605
Glycine, N,N'-1,2-ethanediylbis[N-(carboxymethyl)-, ammonium salt (1:2) | 218701 | 57606
Osmium oxide (OsO4), (T-4)- | 218685 | 57607
2-Heptene, 1,1-diethoxy- | 218669 | 57608
1-Butanamine, N-(2-methylpropyl)- | 218651 | 57609
Iridate(3-), hexakis(cyano-.kappa.C)-, potassium (1:3), (OC-6-11)- | 218636 | 57610
Rhodate(3-), hexakis(cyano-.kappa.C)-, potassium (1:3), (OC-6-11)- | 218628 | 57611
Boric acid (H3BO3), potassium salt (1:?) | 218610 | 57612
1-Octanol, 3,7-dimethyl-, 1-acetate | 218602 | 57613
Butanedioic acid, 2-methylene-, monobutyl ester | 244632 | 57614
.alpha.-D-Glucopyranoside, .beta.-D-fructofuranosyl, diacetate hexakis(2-methylpropanoate) | 244624 | 57615
Nonene | 244616 | 57616
Dodecanoic acid, monoester with 1,2,3-propanetriol | 244608 | 57617
1,3-Propanediamine, N-[3-(isooctyloxy)propyl]- | 244590 | 57618
1,2-Benzenedicarboxylic acid, 1-isooctyl 2-(phenylmethyl) ester | 244582 | 57619
Phosphoric acid, diisooctyl ester | 244574 | 57620
Tetradecanoic acid, monoester with 1,2,3-propanetriol | 244558 | 57621
1,2,3-Propanetriol, mono(dihydrogen phosphate), calcium salt (1:1) | 244541 | 57622
Naphthalenesulfonic acid, bis(2-methylpropyl)-, sodium salt (1:1) | 244533 | 57623
1-Propanesulfonic acid, 3,3'-dithiobis-, sodium salt (1:2) | 244517 | 57624
Tetradecanol | 244491 | 57625
Dodecanoic acid, monoester with 1,2-propanediol | 244483 | 57626
Naphthalene, nonyl- | 244467 | 57627
Phenol, dodecyl- | 244459 | 57628
Acetamide, N-[5-[bis(2-hydroxyethyl)amino]-2-[2-(2-bromo-4,6-dinitrophenyl)diazenyl]-4-ethoxyphenyl]- | 244434 | 57629
Benzoic acid, nitro- | 244418 | 57630
Hexanedioic acid, 1,6-diisodecyl ester | 244392 | 57631
Benzenesulfonic acid, dodecyl-, potassium salt (1:1) | 244384 | 57632
3,6,9,12,15,18,21,24,27-Nonaoxanonacosan-1-ol, 29-(nonylphenoxy)- | 244368 | 57633
3,6,9,12,15,18,21-Heptaoxatricosan-1-ol, 23-(nonylphenoxy)- | 244350 | 57634
3,6,9,12,15-Pentaoxaheptadecan-1-ol, 17-(nonylphenoxy)- | 244343 | 57635
Ethanol, 2-[2-(nonylphenoxy)ethoxy]- | 244335 | 57636
Benzenesulfonic acid, dodecyl- | 244327 | 57637
Benzenediazonium, 4-chloro-2-nitro- | 244301 | 57638
Benzenediazonium, 4-chloro-2-methyl- | 244285 | 57639
Benzenediazonium, 2-methyl-5-nitro- | 244277 | 57640
Phosphorodithioic acid, O,O-bis(methylphenyl) ester | 244251 | 57641
2-Propenoic acid, butyl ester, polymer with N-(hydroxymethyl)-2-propenamide | 244236 | 57642
Formaldehyde, polymer with phenol, 6-diazo-5,6-dihydro-5-oxo-1-naphthalenesulfonate | 244228 | 57643
2H-Azepin-2-one, hexahydro-, polymer with 1,2-ethanediol and 1,1'-methylenebis[4-isocyanatobenzene] | 244210 | 57644
2-Propenoic acid, 2-methyl-, polymer with methyl 2-methyl-2-propenoate and 2-methylpropyl 2-propenoate | 244202 | 57645
2-Propenoic acid, 2-methyl-, polymer with ethyl 2-propenoate, methyl 2-methyl-2-propenoate and methyl 2-propenoate | 244194 | 57646
2-Propenoic acid, 2-methyl-, methyl ester, polymer with methyl 2-propenoate and 2-propenoic acid | 244186 | 57647
Cyclohexane, hexachloro- | 244178 | 57648
Ethane, trichlorofluoro- | 244160 | 57649
Methanesulfonic acid, 1-[[4-[2-(4-nitrophenyl)diazenyl]phenyl]amino]-, sodium salt (1:1) | 244145 | 57650
Phenol, 4-[(4-methoxyphenyl)amino]- | 244137 | 57651
Hexadecanoic acid, 2-methyl- | 244129 | 57652
Benzoic acid, dihydroxy- | 244111 | 57653
Propanol, oxybis-, dibenzoate | 244103 | 57654
Benzene, dichloro(trichlorosilyl)- | 244095 | 57655
4,7-Methano-1H-indenol, 3a,4,5,6,7,7a-hexahydro- | 244087 | 57656
Isodecane, [methylidynetris(oxy)]tris- | 244079 | 57657
1H-Imidazole-1-ethanol, 2-(heptadecen-1-yl)-4,5-dihydro- | 244061 | 57658
Nonanedioic acid, polymer with 1,6-hexanediamine | 244053 | 57659
2-Propenoic acid, 2-bromoethyl ester, homopolymer | 244046 | 57660
2-Propenoic acid, 2-methyl-, methyl ester, polymer with butyl 2-propenoate and ethenylbenzene | 244038 | 57661
2-Butenedioic acid (2E)-, polymer with 1,1'-[(1-methylethylidene)bis(4,1-phenyleneoxy)]bis[2-propanol] | 244020 | 57662
2-Propenoic acid, 2-methyl-, polymer with ethene, lithium salt | 244012 | 57663
Benzenamine, ar,ar-dichloro- | 244004 | 57664
Chromium oxide (Cr8O21) | 243998 | 57665
Copper, [29H,31H-phthalocyanine-C,C,C-trisulfonyl trichloridato(2-)-.kappa.N29,.kappa.N30,.kappa.N31,.kappa.N32]- | 243980 | 57666
3,6,9,12,15,18,21,24-Octaoxaheptacosane, 1,1,1,2,4,4,5,7,7,8,10,10,11,13,13,14,16,16,17,19,19,20,22,22,23,25,25,26,26,27,27,27-dotriacontafluoro-5,8,11,14,17,20,23-heptakis(trifluoromethyl)- | 243972 | 57667
2-Propenoic acid, 2-methyl-, 2-hydroxyethyl ester, polymer with ethenylbenzene | 236620 | 57668
1,3-Isobenzofurandione, polymer with 2,5-furandione and 1,3-propanediol | 236612 | 57669
2,5-Furandione, polymer with 1,2-ethanediol | 236604 | 57670
Bicyclo[2.2.1]hept-2-ene, polymer with ethene | 236596 | 57671
Butanedioic acid, 2-methylene-, polymer with ethenylbenzene | 236588 | 57672
2-Butenedioic acid (2E)-, polymer with 1,3-butadiene, ethenylbenzene and 2-propenoic acid | 236570 | 57673
Carbonic acid, polymer with 4,4'-bicyclo[2.2.1]hept-2-ylidenebis[phenol] | 236562 | 57674
Acetic acid ethenyl ester, polymer with ethene and ethenylbenzene | 236554 | 57675
1,3-Benzenedicarboxylic acid, polymer with 1,4-dimethyl 1,4-benzenedicarboxylate and 1,2-ethanediol | 236547 | 57676
Ethanaminium, N,N,N-trimethyl-2-[(2-methyl-1-oxo-2-propen-1-yl)oxy]-, methyl sulfate (1:1), polymer with 2-propenamide | 236539 | 57677
Benzene, 2,4-diisocyanato-1-methyl-, homopolymer | 236521 | 57678
Cyclopropanecarboxylic acid, 2,2-dimethyl-3-(2-methyl-1-propenyl)-, (3-phenoxyphenyl)methyl ester | 236513 | 57679
2-Propenoic acid, 2-methyl-, polymer with butyl 2-propenoate, methyl 2-methyl-2-propenoate and 2-propenenitrile | 236505 | 57680
Galacturonic acid, homopolymer | 236497 | 57681
Formaldehyde, polymer with 2-furanmethanol | 236489 | 57682
2-Butenedioic acid (2E)-, 1,4-dibutyl ester, polymer with ethenyl acetate | 236471 | 57683
1,2-Ethanediamine, N1,N1,N2,N2-tetramethyl-, polymer with 2-(chloromethyl)oxirane | 236463 | 57684
Methanamine, N-methyl-, polymer with 2-(chloromethyl)oxirane | 236455 | 57685
2-Propenoic acid, butyl ester, polymer with 1,1-dichloroethene and methyl 2-propenoate | 236448 | 57686
3-Buten-2-one, 3-methyl-, homopolymer | 236430 | 57687
1,3-Isobenzofurandione, polymer with 2,2-bis(bromomethyl)-1,3-propanediol and 2,5-furandione | 236422 | 57688
2-Propenoic acid, 2-methyl-, polymer with butyl 2-propenoate, ethenylbenzene and methyl 2-methyl-2-propenoate | 236414 | 57689
2-Propenoic acid, homopolymer, calcium salt | 236406 | 57690
2-Propenoic acid, polymer with 2-propenamide, sodium salt | 236398 | 57691
1-Dodecanamine, polymer with aziridine | 236380 | 57692
1,2-Ethanediamine, polymer with aziridine | 236372 | 57693
2-Propenoic acid, 2-methyl-, hexadecyl ester, homopolymer | 236364 | 57694
2-Propenoic acid, hexadecyl ester, homopolymer | 236356 | 57695
2-Propenoic acid, octadecyl ester, homopolymer | 236349 | 57696
Formaldehyde, polymer with 1,3-benzenediol and phenol | 236331 | 57697
Benzothiazolium, 2-[2-methyl-3-[3-(4-sulfobutyl)-2(3H)-benzothiazolylidene]-1-propen-1-yl]-3-(4-sulfobutyl)-, inner salt | 236315 | 57698
7-Benzothiazolesulfonic acid, 2-[4-[2-[4,5-dihydro-1-(hydroxymethyl)-3-methyl-5-oxo-1H-pyrazol-4-yl]diazenyl]phenyl]-6-methyl-, sodium salt (1:1) | 236299 | 57699
1H-Imidazo[4,5-b]quinoxalinium, 6-chloro-2-methyl-1,3-di-2-propen-1-yl-, 4-methylbenzenesulfonate (1:1) | 236281 | 57700
1H-Imidazo[4,5-b]quinoxalinium, 6-chloro-2-methyl-1,3-diphenyl-, 4-methylbenzenesulfonate (1:1) | 236273 | 57701
1H-Imidazo[4,5-b]quinoxalinium, 6-chloro-2-[3-(6-chloro-1,3-dihydro-1,3-di-2-propen-1-yl-2H-imidazo[4,5-b]quinoxalin-2-ylidene)-1-propen-1-yl]-1,3-di-2-propen-1-yl-, 4-methylbenzenesulfonate (1:1) | 236265 | 57702
3H-Indole, 5-chloro-2,3,3-trimethyl- | 236257 | 57703
1H-Imidazo[4,5-b]quinoxalinium, 2-methyl-1,3-di-2-propen-1-yl-, 4-methylbenzenesulfonate (1:1) | 236232 | 57704
Phenol, 2-(2H-benzotriazol-2-yl)-4,6-bis(1,1-dimethylpropyl)- | 236216 | 57705
Methanol, telomer with 1,1,2,2-tetrafluoroethene | 236208 | 57706
Carbonic dichloride, polymer with 4,4'-(1-methylethylidene)bis[phenol] | 236190 | 57707
2-Propen-1-aminium, N,N-dimethyl-N-2-propen-1-yl-, chloride (1:1), polymer with N-(1,1-dimethyl-3-oxobutyl)-2-propenamide | 236174 | 57708
2-Butenedioic acid (2Z)-, 1-methyl ester, polymer with ethenyl acetate | 236166 | 57709
Cyclopropa[d]naphthalen-3(1H)-one, octahydro-2,4a,8,8-tetramethyl-, (1aS,2S,4aS,8aS)- | 236158 | 57710
Thiopyrylium, 4-[4-(dimethylamino)phenyl]-2,6-diphenyl-, tetrafluoroborate(1-) | 236141 | 57711
Pyridinium, 1-(2-propen-1-yl)-, chloride (1:1) | 236133 | 57712
Phenol, 4-[(4-aminophenyl)sulfonyl]- | 236125 | 57713
4-Thiazolidinone, 3-ethyl-5-(1-ethyl-4(1H)-pyridinylidene)-2-thioxo- | 236109 | 57714
3-Thiazolidineacetic acid, 5-[2-(3-ethyl-2(3H)-benzothiazolylidene)ethylidene]-4-oxo-2-thioxo- | 236083 | 57715
Ethanol, 2-[2-[2-(hexyloxy)ethoxy]ethoxy]- | 236075 | 57716
Benzenesulfonamide, N-(2-hydroxyethyl)-2,3-dimethyl-5-nitro- | 236067 | 57717
2-Naphthalenesulfonic acid, 6-hydroxy-5-[2-(2-methoxy-5-methyl-4-sulfophenyl)diazenyl]-, sodium salt (1:2) | 236059 | 57718
Phosphonic acid, (aminocarbonyl)-, monoethyl ester, monoammonium salt | 236042 | 57719
1,3-Propanediamine, N3-(ethylcarbonimidoyl)-N1,N1-dimethyl-, hydrochloride (1:1) | 236034 | 57720
4H-1,3,5-Oxadiazine-4-thione, 3,5-diethyltetrahydro- | 236026 | 57721
4H-1,3,5-Oxadiazine-4-thione, tetrahydro-3,5-dimethyl- | 236018 | 57722
Benzene, 1,4-dimethyl-, homopolymer | 236000 | 57723
Acetic acid ethenyl ester, polymer with ethene and N-(hydroxymethyl)-2-propenamide | 235994 | 57724
2-Propenenitrile, polymer with 2-chloro-1,3-butadiene | 235986 | 57725
4,7-Methano-1H-indene, 3a,4,7,7a-tetrahydro-, homopolymer | 228411 | 57726
Bicyclo[2.2.1]hept-2-ene, homopolymer | 228403 | 57727
Azacyclotridecan-2-one, homopolymer | 228395 | 57728
2-Propenoic acid, methyl ester, polymer with 1,1-dichloroethene | 228387 | 57729
Ethene, 1,1,2,2-tetrafluoro-, polymer with ethene | 228379 | 57730
Poly(oxy-1,2-ethanediyloxycarbonyl-1,4-phenylenecarbonyl) | 228361 | 57731
Poly[imino(1-oxo-1,6-hexanediyl)] | 228353 | 57732
1,4-Hexadiene, polymer with ethene and 1-propene | 228346 | 57733
Bicyclo[2.2.1]hept-2-ene, 5-ethylidene-, polymer with ethene and 1-propene | 228338 | 57734
Benzene, ethenyl-, polymer with 2-methyl-1,3-butadiene | 228320 | 57735
1,2,3-Propanetriol, polymer with 2-(chloromethyl)oxirane | 228312 | 57736
Oxirane, 2,2,3-trifluoro-3-(trifluoromethyl)-, homopolymer | 228304 | 57737
Ethene, chloro-, polymer with ethene | 228296 | 57738
1,3-Isobenzofurandione, polymer with 2,5-furandione and 1,2-propanediol | 228288 | 57739
Carbonic acid, polymer with 4,4'-(1-methylethylidene)bis[phenol] | 228270 | 57740
2-Propenamide, polymer with 1,3-butadiene and ethenylbenzene | 228262 | 57741
2-Propenoic acid, butyl ester, polymer with ethenylbenzene and 2-propenamide | 228254 | 57742
Decanedioic acid, polymer with 1,2-ethanediol | 228247 | 57743
1-Butene, homopolymer, isotactic | 228239 | 57744
Phenol, 4,4'-(1-methylethylidene)bis-, polymer with 2,2'-[(1-methylethylidene)bis(4,1-phenyleneoxymethylene)]bis[oxirane] | 228221 | 57745
2-Propenoic acid, 2-methyl-, polymer with butyl 2-propenoate and ethenylbenzene | 228213 | 57746
Urea, polymer with formaldehyde and 1,3,5-triazine-2,4,6-triamine | 228205 | 57747
2-Propenoic acid, methyl ester, polymer with chloroethene | 228197 | 57748
2-Propenoic acid, ethyl ester, polymer with chloroethene | 228189 | 57749
2-Propenoic acid, 2-ethylhexyl ester, polymer with chloroethene and 1,1-dichloroethene | 228171 | 57750
2-Butenedioic acid (2Z)-, 1,4-dibutyl ester, polymer with ethenyl acetate | 228163 | 57751
2-Propenoic acid, 2-methyl-, polymer with butyl 2-propenoate, 2-hydroxyethyl 2-methyl-2-propenoate and methyl 2-methyl-2-propenoate | 228155 | 57752
2-Propenoic acid, 2-methyl-, polymer with butyl 2-propenoate, ethyl 2-propenoate and methyl 2-methyl-2-propenoate | 228148 | 57753
Propanoic acid, ethenyl ester, homopolymer | 228130 | 57754
2-Propenoic acid, 2-methyl-, polymer with butyl 2-propenoate | 228122 | 57755
2-Propenoic acid, 2-methyl-, polymer with ethenylbenzene and methyl 2-methyl-2-propenoate | 228114 | 57756
1,3-Benzenedicarboxylic acid, 1,3-di-2-propen-1-yl ester, homopolymer | 228106 | 57757
2-Propenoic acid, ethyl ester, polymer with ethenylbenzene and 2-propenamide | 228098 | 57758
2-Propenoic acid, 2-methyl-, methyl ester, polymer with ethyl 2-propenoate and N-(hydroxymethyl)-2-propenamide | 228080 | 57759
Formaldehyde, polymer with 6-phenyl-1,3,5-triazine-2,4-diamine and 1,3,5-triazine-2,4,6-triamine | 228072 | 57760
Benzenesulfonamide, 4-methyl-, polymer with formaldehyde | 228064 | 57761
2-Propenoic acid, 2-methyl-, polymer with butyl 2-propenoate and methyl 2-methyl-2-propenoate | 228056 | 57762
2-Propenoic acid, 2-methyl-, polymer with ethenylbenzene and ethyl 2-propenoate | 228049 | 57763
1,3-Benzenedicarboxylic acid, polymer with 1,3-benzenediamine | 228031 | 57764
2-Propenoic acid, 2-methyl-, methyl ester, polymer with ethenylbenzene | 228023 | 57765
Phosphonitrile chloride, homopolymer | 228015 | 57766
4,7-Methano-1H-indene, 3a,4,7,7a-tetrahydro-, polymer with ethene and 1-propene | 228007 | 57767
2-Propenamide, N,N'-methylenebis-, polymer with 2-propenamide | 227991 | 57768
L-Histidine, N-[(1,1-dimethylethoxy)carbonyl]-1-(2,4-dinitrophenyl)- | 227975 | 57769
2-Butenal, 2-[(acetyloxy)methyl]- | 227967 | 57770
Benzaldehyde, 2-methoxy-5-nitro- | 227959 | 57771
2-Propenenitrile, homopolymer | 227942 | 57772
Benzene, (1-methylethenyl)-, homopolymer | 227934 | 57773
Pyridine, 2-ethenyl-, homopolymer | 227926 | 57774
1,2-Ethanediamine, polymer with 2-(chloromethyl)oxirane | 227918 | 57775
2-Propenenitrile, polymer with 2-methyl-1,3-butadiene | 227900 | 57776
2-Propenoic acid, 2-methyl-, methyl ester, polymer with 2-methyl-1,3-butadiene | 227892 | 57777
2-Propenoic acid, 2-methyl-, polymer with 1,3-butadiene | 227884 | 57778
Phenol, (1,1-dimethylethyl)-4-methoxy- | 227876 | 57779
Benzene, ethenylmethyl- | 227868 | 57780
Pyrazine, 2,3,5,6-tetra-2-pyridinyl- | 227850 | 57781
Pyrazine, 2,3-dihydro-5,6-di-2-pyridinyl- | 227843 | 57782
1,3-Propanediol, 2-amino-2-ethyl-, hydrochloride (1:1) | 227835 | 57783
Hexanedioic acid, polymer with hexahydro-2H-azepin-2-one and 1,6-hexanediamine | 227827 | 57784
Poly(oxy-1,2-ethanediyl), .alpha.-methyl-.omega.-methoxy- | 227819 | 57785
2-Propenoic acid, 2-methyl-, sodium salt (1:1), polymer with 2-propenamide | 227801 | 57786
3-Octanol, 3,7-dimethyl-, 3-acetate | 218594 | 57787
4-Hexen-1-ol, 5-methyl-2-(1-methylethenyl)-, 1-acetate, (2R)- | 218578 | 57788
Cyclohexanol, 5-methyl-2-(1-methylethyl)-, 1-acetate, (1R,2R,5R)-rel- | 218560 | 57789
Potassium phosphide (K3P) | 218545 | 57790
2-Butenoic acid, 3-methyl-, 3,7-dimethyl-6-octen-1-yl ester | 218537 | 57791
Chromium hydroxide oxide (Cr(OH)O) | 218529 | 57792
Pyridinium, 1-dodecyl-, 4-methylbenzenesulfonate (1:1) | 218503 | 57793
Potassium azide (K(N3)) | 218495 | 57794
Metaphosphoric acid (H3P3O9), calcium salt (2:3) | 218487 | 57795
1-Penten-3-one, 5-chloro- | 218479 | 57796
Titanium, dibutoxybis[ethyl 3-(oxo-.kappa.O)butanoato-.kappa.O']- | 218453 | 57797
12H-Phthaloperin-12-one, 8,9,10,11-tetrachloro- | 218446 | 57798
Hexanoic acid, 2-ethyl-, hexyl ester | 218438 | 57799
Ethanol, 2-amino-, nitrate (1:1) | 218420 | 57800
1,2-Dicarbadodecaborane(12), 1-hexyl- | 218404 | 57801
Chromic acid (H2CrO4), compd. with cyclohexanamine | 218396 | 57802
Sulfuric acid, thulium(3+) salt (3:2) | 218388 | 57803
Pentanoic acid, 4-[2-(4-ethoxyphenyl)diazenyl]phenyl ester | 218370 | 57804
Bicyclo[2.2.1]heptane-2-propanal, .alpha.-methyl- | 218362 | 57805
Ethanamine, N-ethyl-, acetate (1:1) | 218347 | 57806
Ethanol, 2,2'-[[4-[2-(4-aminophenyl)diazenyl]phenyl]imino]bis- | 218339 | 57807
Propanoic acid, 3,3'-trithiobis-, 1,1'-dimethyl ester | 218313 | 57808
Cyclohexanecarboxaldehyde, 4-(1,1-dimethylethyl)- | 218297 | 57809
Naphth[2,1-d]oxazole, 2-methyl- | 218289 | 57810
Diphosphoric acid, P,P,P'-triethyl ester | 218271 | 57811
Propane, 1-(1-ethoxyethoxy)- | 218263 | 57812
Acetic acid, bromo-, 2-butene-1,4-diyl ester | 218255 | 57813
Pyridinium, 1-hexadecyl-2-methyl-, bromide (1:1) | 218248 | 57814
Silver oxide (Ag2O) | 218230 | 57815
Propanoic acid, 2-methyl-, 4-formyl-2-methoxyphenyl ester | 218222 | 57816
Gallium hydroxide oxide (Ga(OH)O) | 218214 | 57817
2-Octenal, (2Z)- | 218206 | 57818
Oxazole, 2-methyl-4-phenyl- | 218198 | 57819
Indium hydroxide (In(OH)3) | 218180 | 57820
Benzene, 1,1'-(1-methylethylidene)bis[4-(4-nitrophenoxy)- | 218172 | 57821
Benzenepropanamide, N-1-naphthalenyl-.beta.-oxo- | 218164 | 57822
Benzoic acid, 4-butyl- | 218156 | 57823
Benzoic acid, 4-butyl-, methyl ester | 218149 | 57824
3,6,9,12-Tetraoxatetradecan-1-ol, 14-(4-nonylphenoxy)- | 218131 | 57825
Nitric acid, hexyl ester | 218123 | 57826
1,3-Dioxolane-2-thione | 218115 | 57827
Benzenesulfonyl chloride, 2-amino-5-nitro- | 218107 | 57828
2-Propenoic acid, 3,3'-thiobis-, 1,1'-diethyl ester, (2E,2'E)- | 218099 | 57829
2-Propenoic acid, 3,3'-thiobis-, 1,1'-diethyl ester, (2Z,2'Z)- | 218081 | 57830
Germanium oxide (GeO) | 218073 | 57831
Propanedioic acid, 2,2-bis(hydroxymethyl)-, 1,3-diethyl ester | 218065 | 57832
2-Propenamide, N-(1-oxo-2-propen-1-yl)- | 218057 | 57833
Formamide, N,N'-ethylidenebis- | 218032 | 57834
Mercury selenide (HgSe) | 218024 | 57835
Decanoic acid, compd. with morpholine (1:1) | 218016 | 57836
Platinate(2-), hexabromo-, hydrogen (1:2), (OC-6-11)- | 218008 | 57837
Quinolinium, 1-ethyl-2-[3-(1-ethyl-4(1H)-quinolinylidene)-1-propen-1-yl]-, iodide (1:1) | 217984 | 57838
Ethanol, 2-[2-(benzoyloxy)ethoxy]- | 217976 | 57839
Mercurate(2-), tetrachloro-, potassium (1:2), (T-4)- | 217950 | 57840
2H-1-Benzopyran-2-one, 7-(diethylamino)- | 217943 | 57841
1,2-Benzenedicarboxylic acid, 3,4,5,6-tetrabromo-, 1-[2-(2-hydroxyethoxy)ethyl] 2-(2-hydroxypropyl) ester | 217927 | 57842
1,2-Ethanediamine, N1-[2-[2-(8Z)-8-heptadecen-1-yl-4,5-dihydro-1H-imidazol-1-yl]ethyl]- | 217919 | 57843
1-Propanesulfonic acid, 2-methyl-2-[(1-oxo-2-propen-1-yl)amino]-, homopolymer | 243964 | 57844
Spiro[[1]benzopyrano[2,3-c]pyrazole-4(1H),1'(3'H)-isobenzofuran]-3'-one, 7-(diethylamino)-3-methyl-1-phenyl- | 243956 | 57845
Formic acid, chromium(3+) salt (3:1) | 243949 | 57846
8-Oxa-3,5-dithia-4-stannatetradecanoic acid, 10-ethyl-4-[[2-[(2-ethylhexyl)oxy]-2-oxoethyl]thio]-4-octyl-7-oxo-, 2-ethylhexyl ester | 243931 | 57847
Phosphonium, tetrakis(hydroxymethyl)-, chloride (1:1), polymer with urea | 243923 | 57848
Ethanaminium, N,N,N-trimethyl-2-[(2-methyl-1-oxo-2-propen-1-yl)oxy]-, methyl sulfate (1:1), homopolymer | 243915 | 57849
2-Propenoic acid, 2-methyl-, 2-(dimethylamino)ethyl ester, polymer with ethene and 1-propene | 243907 | 57850
1,2-Cyclohexanedicarboxylic acid, 1,2-bis(2-oxiranylmethyl) ester, homopolymer | 243899 | 57851
2-Propenoic acid, polymer with ethenylbenzene and 2-methylpropyl 2-propenoate | 243881 | 57852
Phenol, 4,4'-(1-methylethylidene)bis-, homopolymer | 243873 | 57853
Phosphoric acid, chromium(3+) salt (3:1) | 243865 | 57854
1-Butanamine, 2-methyl-N-(2-methylbutyl)- | 243857 | 57855
1,6-Hexanediamine, N1,N1,N6,N6-tetrabutyl- | 243840 | 57856
1,6-Hexanediamine, N1,N1,N6,N6-tetrapropyl- | 243832 | 57857
Hexanedioic acid, polymer with 1,2-ethanediol, 1,1'-methylenebis[4-isocyanatocyclohexane] and 1,2-propanediol | 243824 | 57858
2-Butenedioic acid (2E)-, polymer with 1,2-propanediol | 243816 | 57859
2-Propenoic acid, polymer with ethenylbenzene and 2-propenamide | 243808 | 57860
Hexanedioic acid, polymer with 1,4-butanediol, 1,2-ethanediol and 1,1'-methylenebis[4-isocyanatobenzene] | 243790 | 57861
2-Propenoic acid, polymer with butyl 2-propenoate and 1,1-dichloroethene | 243782 | 57862
2-Propenoic acid, polymer with butyl 2-propenoate and methyl 2-propenoate | 243774 | 57863
Guanidine, N,N'''-1,6-hexanediylbis[N'-cyano-, polymer with 1,6-hexanediamine, hydrochloride | 243766 | 57864
Butanoic acid, 3-oxo-, 2-[(2-methyl-1-oxo-2-propen-1-yl)oxy]ethyl ester, polymer with methyl 2-propenoate and 3-sulfopropyl 2-propenoate sodium salt (1:1) | 243758 | 57865
2-Propenoic acid, methyl ester, polymer with 3-sulfopropyl 2-propenoate sodium salt (1:1) | 243741 | 57866
2-Propenoic acid, ethyl ester, polymer with N-(hydroxymethyl)-2-propenamide, 2-propenamide and 2-propenenitrile | 243733 | 57867
2-Propenoic acid, 2-methyl-, methyl ester, polymer with butyl 2-propenoate, ethyl 2-propenoate, N-(hydroxymethyl)-2-propenamide and 2-propenoic acid | 243725 | 57868
1,3,5-Trioxane, polymer with 2,2'-[1,4-butanediylbis(oxymethylene)]bis[oxirane] and oxirane | 243717 | 57869
1,4-Benzenedicarboxylic acid, polymer with 2,5-furandione and 1,2-propanediol | 243709 | 57870
Cycloheptatrienylium, tetrafluoroborate(1-) (1:1) | 243691 | 57871
Disulfide, bis(dimethylphenyl) | 243683 | 57872
Propanamide, 3-[(2-hydroxyethyl)amino]- | 243675 | 57873
3-Pyridinecarbonitrile, 1,2-dihydro-6-hydroxy-1,4-dimethyl-2-oxo- | 243667 | 57874
2-Propanone, homopolymer | 243659 | 57875
Phosphoric acid, diisotridecyl ester | 243642 | 57876
2-Propenoic acid, 2-cyano-, methyl ester, polymer with methyl 2-methyl-2-propenoate | 243634 | 57877
Spiro[isobenzofuran-1(3H),9'-[9H]xanthen]-3-one, 3',6'-dihydroxy-5(or 6)-isothiocyanato- | 243626 | 57878
Propane, hexafluoro- | 243618 | 57879
Cyclododecatriene | 243600 | 57880
Octadecene | 243592 | 57881
Acetamide, N-iodo- | 243584 | 57882
Acetamide, N-[3-[bis[2-(acetyloxy)ethyl]amino]phenyl]- | 243576 | 57883
Butanedioic acid, 2-methylene-, polymer with methyl 2-propenoate and 2-propenenitrile | 243568 | 57884
Pyridinium, 5-ethenyl-1,2-dimethyl-, methyl sulfate (1:1), homopolymer | 243550 | 57885
1,3-Isobenzofurandione, polymer with 1,3-butanediol, 1,2-ethanediol and 2,5-furandione | 243543 | 57886
2-Propenoic acid, 2-methyl-, methyl ester, polymer with 2-propenamide | 243535 | 57887
Poly(oxy-1,2-ethanediyl), .alpha.-sulfo-.omega.-[2-[bis(2-ethylhexyl)amino]ethoxy]-, sodium salt (1:1) | 243527 | 57888
Pyrazine, 2-ethyl-3,?-dimethyl- | 243519 | 57889
5-Nonen-2-one | 243501 | 57890
1H-Pyrrole-2,5-dione, 1-[4-(1H-benzimidazol-2-yl)phenyl]- | 243493 | 57891
Formaldehyde, polymer with 3-methylphenol and 4-methylphenol | 243485 | 57892
2-Propenoic acid, docosyl ester, polymer with eicosyl 2-propenoate and octadecyl 2-propenoate | 243477 | 57893
1,3-Propanediamine, N1,N1-dimethyl-, polymer with 2-(chloromethyl)oxirane | 243469 | 57894
2-Propenoic acid, 2-methyl-, polymer with dodecyl 2-methyl-2-propenoate, ethenylbenzene, ethyl 2-propenoate, methyl 2-methyl-2-propenoate and 2-propenenitrile | 243451 | 57895
1-Propene, polymer with 1,1,2,2-tetrafluoroethene | 243444 | 57896
Poly(oxy-1,2-ethanediyl), .alpha.-sulfo-.omega.-(hexadecyloxy)-, sodium salt (1:1) | 243436 | 57897
Ethanol, 2,2',2''-nitrilotris-, compd. with .alpha.-sulfo-.omega.-(dodecyloxy)poly(oxy-1,2-ethanediyl) (1:1) | 243428 | 57898
2-Propenoic acid, 2-methyl-, 2-(diethylamino)ethyl ester, polymer with methyl 2-methyl-2-propenoate | 243410 | 57899
1,3-Isobenzofurandione, 4,5,6,7-tetrachloro-, polymer with 2-methyloxirane and 1,2,3-propanetriol | 243402 | 57900
2-Propenoic acid, 2-methyl-, 2-hydroxyethyl ester, polymer with butyl 2-propenoate and methyl 2-methyl-2-propenoate | 235978 | 57901
2-Propenoic acid, 2-methyl-, methyl ester, polymer with butyl 2-propenoate and 2-hydroxyethyl 2-propenoate | 235960 | 57902
2-Propenoic acid, 2-methyl-, dodecyl ester, polymer with 5-ethenyl-2-methylpyridine and octadecyl 2-methyl-2-propenoate | 235952 | 57903
1,4-Benzenedicarboxylic acid, 1,4-dimethyl ester, polymer with 1,3-dihydro-1,3-dioxo-5-isobenzofurancarboxylic acid, 1,2-ethanediol, 4,4'-methylenebis[benzenamine] and 1,3,5-tris(2-hydroxyethyl)-1,3,5-triazine-2,4,6(1H,3H,5H)-trione | 235945 | 57904
2-Propenoic acid, 2-methyl-, polymer with butyl 2-methyl-2-propenoate, butyl 2-propenoate, ethenylbenzene and methyl 2-methyl-2-propenoate | 235937 | 57905
Hexanedioic acid, polymer with 2,2-dimethyl-1,3-propanediol, 2-ethyl-2-(hydroxymethyl)-1,3-propanediol and 1,3-isobenzofurandione | 235929 | 57906
1,3-Benzenedicarboxylic acid, polymer with 2,2-dimethyl-1,3-propanediol, 2-ethyl-2-(hydroxymethyl)-1,3-propanediol and hexanedioic acid | 235911 | 57907
Benzene, (trichlorosilyl)-, polymer with trichloromethylsilane | 235903 | 57908
Butanedioic acid, 2-methylene-, polymer with 2-propenoic acid | 235895 | 57909
2-Propenoic acid, 2-methyl-, methyl ester, polymer with ethenylbenzene and ethyl 2-propenoate | 235887 | 57910
Oxirane, 2-(chloromethyl)-, polymer with 2-methyloxirane and oxirane | 235879 | 57911
Hexanedioic acid, polymer with 1,2-ethanediol and 1,1'-methylenebis[4-isocyanatobenzene] | 235861 | 57912
2-Propenoic acid, 2-methyl-, butyl ester, polymer with 2-propenoic acid | 235853 | 57913
2-Propenoic acid, polymer with 2-cyanoethyl 2-propenoate, ethenyl acetate and 2-ethylhexyl 2-propenoate | 235846 | 57914
Carbonic acid, diphenyl ester, polymer with 4,4'-(1-methylethylidene)bis[phenol] | 235838 | 57915
1,3-Benzenedicarboxylic acid, 1,3-diphenyl ester, polymer with [1,1'-biphenyl]-3,3',4,4'-tetramine | 235820 | 57916
Hexanol | 235812 | 57917
Formaldehyde, polymer with phenol and 1,3,5-triazine-2,4,6-triamine | 235804 | 57918
2-Propenoic acid, homopolymer, zinc salt | 235796 | 57919
2-Propenoic acid, polymer with butyl 2-propenoate, 2-methyl-2-propenamide and 2-propenenitrile | 235788 | 57920
Ethanone, 1-(2,6,6-trimethyl-3-cyclohexen-1-yl)- | 235770 | 57921
Quinolinium, 6-ethoxy-1-methyl-2-[2-(3-nitrophenyl)ethenyl]-, methyl sulfate (1:1) | 235762 | 57922
Benzenediazonium, 2-nitro- | 235754 | 57923
6-Octen-1-ol, 3,6,7-trimethyl- | 235747 | 57924
4-Hexen-1-ol, 5-methyl-2-(1-methylethenyl)-, 1-acetate | 235739 | 57925
Acetic acid, 2-hydroxy-, potassium salt (1:?) | 235721 | 57926
2-Pentenenitrile, (2Z)- | 235713 | 57927
Borate(1-), (cyano-.kappa.C)trihydro-, sodium (1:1), (T-4)- | 235705 | 57928
1-Butene, polymer with ethene and 1-propene | 235697 | 57929
1,2,4-Benzenetricarboxylic acid, polymer with 4,4'-methylenebis[benzenamine] | 235689 | 57930
Antimony phosphide (SbP) | 235671 | 57931
9,12-Octadecadien-1-amine, (9Z,12Z)- | 235655 | 57932
Ferrate(4-), hexakis(cyano-.kappa.C)-, iron(3+) potassium (1:1:1), (OC-6-11)- | 235648 | 57933
Ferrate(4-), hexakis(cyano-.kappa.C)-, ammonium iron(3+) (1:1:1), (OC-6-11)- | 235630 | 57934
Methanesulfonic acid, 1-[bis(2-hydroxyethyl)amino]-, sodium salt (1:1) | 235622 | 57935
Benzene, bis(isocyanatomethyl)- | 235606 | 57936
Propanoic acid, ethenyl ester, polymer with chloroethene | 235598 | 57937
Poly(oxy-1,2-ethanediyl), .alpha.-phosphono-.omega.-hydroxy- | 235572 | 57938
Poly(oxy-1,2-ethanediyl), .alpha.-phenyl-.omega.-phenoxy- | 235564 | 57939
Acetic acid, 2,2',2''-[(butylstannylidyne)tris(thio)]tris-, 1,1',1''-triisooctyl ester | 235556 | 57940
Poly[oxy(methyl-1,2-ethanediyl)], .alpha.-(2-methyl-1-oxo-2-propen-1-yl)-.omega.-[(2-methyl-1-oxo-2-propen-1-yl)oxy]- | 235549 | 57941
Poly(oxy-1,2-ethanediyl), .alpha.-(2-methyl-1-oxo-2-propen-1-yl)-.omega.-[(2-methyl-1-oxo-2-propen-1-yl)oxy]- | 235531 | 57942
Poly(oxy-1,2-ethanediyl), .alpha.-phosphono-.omega.-(dodecyloxy)- | 235523 | 57943
2-Propenoic acid, polymer with ethyl 2-propenoate and N-(hydroxymethyl)-2-propenamide | 235515 | 57944
2-Propenoic acid, butyl ester, polymer with methyl 2-propenoate | 235507 | 57945
2-Propenoic acid, 2-methyl-, methyl ester, polymer with butyl 2-propenoate, ethenylbenzene and 2-propenenitrile | 235499 | 57946
2-Propenoic acid, 2-methyl-, methyl ester, polymer with butyl 2-propenoate | 235481 | 57947
Benzenemethanol, 3-(1,1-dimethylethyl)-2-hydroxy-5-methyl- | 235465 | 57948
2-Propenoic acid, butyl ester, polymer with 1,3-butadiene and 2-propenenitrile | 235457 | 57949
Benzenamine, 2,4-bis[(4-aminophenyl)methyl]- | 235432 | 57950
2-Anthracenesulfonic acid, 4,4'-[methylenebis(4,1-phenyleneimino)]bis[1-amino-9,10-dihydro-9,10-dioxo-, sodium salt (1:2) | 235424 | 57951
Acetic acid ethenyl ester, polymer with ethene and 1-propene | 235416 | 57952
Formaldehyde, polymer with [1,1'-biphenyl]-4-ol | 235408 | 57953
Acetic acid ethenyl ester, polymer with oxirane | 235390 | 57954
Hafnium nitride (HfN) | 235382 | 57955
Butanedioic acid, 2,3-dihydroxy-, sodium salt (1:1), (2R,3S)-rel- | 235374 | 57956
Silicate(2-), hexafluoro-, lead(2+) (1:1) | 235366 | 57957
Butanoic acid, ethenyl ester, homopolymer | 227793 | 57958
Ethene, fluoro-, homopolymer | 227785 | 57959
2-Propenamide, polymer with ethenylbenzene | 227777 | 57960
2-Propenoic acid, 2-methyl-, ethyl ester, polymer with 2-propenenitrile and 2-propenoic acid | 227769 | 57961
Butanedioic acid, 2-methylene-, polymer with ethyl 2-propenoate and methyl 2-methyl-2-propenoate | 227751 | 57962
Ethene, 1,1,2-trifluoro-, homopolymer | 227744 | 57963
Acetic acid ethenyl ester, polymer with 2-propenenitrile | 227736 | 57964
Acetic acid ethenyl ester, polymer with 2-propenamide | 227728 | 57965
2-Propenoic acid, polymer with ethenyl acetate | 227710 | 57966
1,1'-Biphenyl, 4,4'-bis[(4-chlorophenyl)sulfonyl]-, polymer with 1,1'-sulfonylbis[4-chlorobenzene] | 227702 | 57967
2-Oxepanone, homopolymer | 227694 | 57968
1,3-Isobenzofurandione, 5,5'-carbonylbis-, polymer with 4,4'-oxybis[benzenamine] | 227686 | 57969
2-Propenoic acid, polymer with ethenylbenzene and 2-propenenitrile | 227678 | 57970
Phenol, 4-ethenyl-, 1-acetate, homopolymer | 227660 | 57971
Phenol, 4-ethenyl-, homopolymer | 227652 | 57972
1,3,5-Trioxane, polymer with 1,3-dioxolane | 227645 | 57973
1,3,5-Trioxane, polymer with oxirane | 227637 | 57974
Formaldehyde, polymer with 1,3-benzenediol | 227629 | 57975
Oxirane, 2-(chloromethyl)-, polymer with oxirane | 227611 | 57976
Oxirane, 2-(chloromethyl)-, polymer with 2-[(2-propen-1-yloxy)methyl]oxirane | 227603 | 57977
Oxirane, 2-(chloromethyl)-, polymer with 2-methyloxirane | 227595 | 57978
Oxirane, 2-(chloromethyl)-, homopolymer | 227587 | 57979
2-Propenoic acid, 3-phenyl-, ethenyl ester, homopolymer | 227579 | 57980
2-Propenoic acid, methyl ester, polymer with 1,1-dichloroethene and 2-propenenitrile | 227561 | 57981
2-Propenoic acid, methyl ester, polymer with 2-propenenitrile | 227553 | 57982
Benzenesulfonamide, 3-amino-4-hydroxy-N,N-dimethyl- | 227546 | 57983
Bromide | 227538 | 57984
Methanesulfonamide, N-[2-(4-nitrophenyl)ethyl]- | 227520 | 57985
Cholest-5-en-3-ol (3.beta.)-, 3-(2-butenoate) | 227512 | 57986
2-Propanamine, N-chloro-N-(1-methylethyl)- | 227504 | 57987
D-threo-2,5-Hexodiulosonic acid, calcium salt (2:1) | 227496 | 57988
1H-Benzimidazole-5-sulfonic acid, 2-[4-[(1,3-dioxo-3-phenylpropyl)amino]phenyl]-1-octadecyl-, sodium salt (1:1) | 227488 | 57989
Poly(oxy-1,2-ethanediyl), .alpha.-tridecyl-.omega.-hydroxy- | 227470 | 57990
Pyridine, 5-ethenyl-2-methyl-, polymer with ethenylbenzene | 227462 | 57991
Hexanedioic acid, polymer with 1,2-ethanediol | 227454 | 57992
1,4-Benzenedicarboxylic acid, polymer with 1,3-dihydro-1,3-dioxo-5-isobenzofurancarboxylic acid, 1,2-ethanediol, 4,4'-methylenebis[benzenamine] and 1,3,5-tris(2-hydroxyethyl)-1,3,5-triazine-2,4,6(1H,3H,5H)-trione | 227447 | 57993
2-Propenoic acid, 2-methyl-, butyl ester, polymer with 2-(dimethylamino)ethyl 2-methyl-2-propenoate and methyl 2-methyl-2-propenoate | 227439 | 57994
2-Butenedioic acid (2Z)-, 1,4-bis(2-ethylhexyl) ester, polymer with ethenyl acetate and ethyl 2-propenoate | 227421 | 57995
2-Butenedioic acid (2E)-, polymer with 1,3-butadiene and ethenylbenzene | 227413 | 57996
Piperazine, polymer with 2-(chloromethyl)oxirane | 227405 | 57997
1,3-Benzenedicarboxylic acid, polymer with 1,4-benzenedicarboxylic acid and 1,2-ethanediol | 227397 | 57998
Ethene, 1-chloro-1,2,2-trifluoro-, polymer with chloroethene | 227389 | 57999
Hexanedioic acid, polymer with 1,3-butanediol | 227371 | 58000
Ethene, 1,1-difluoro-, homopolymer | 227363 | 58001
Acetic acid ethenyl ester, polymer with ethene | 227355 | 58002
Formaldehyde, polymer with benzenamine and phenol | 227348 | 58003
2,5-Furandione, homopolymer | 227330 | 58004
Benzene, 1-ethenyl-4-methyl-, homopolymer | 227322 | 58005
Phosphorodithioic acid, S-(chloromethyl) O,O-diethyl ester | 227306 | 58006
Octanoic acid, 1,1'-[(1,2-dithioxo-1,2-ethanediyl)bis(imino-2,1-ethanediyl)] ester | 227298 | 58007
1-Octanesulfonamide, N-ethyl-1,1,2,2,3,3,4,4,5,5,6,6,7,7,8,8,8-heptadecafluoro-N-2-propen-1-yl- | 227272 | 58008
Benzenediazonium, 4-methyl-2-nitro- | 227256 | 58009
Vanadium, tris(cyclohexanolato)oxo-, (T-4)- | 227231 | 58010
9-Octadecenoic acid (9Z)-, 1,1'-anhydride | 227223 | 58011
Bicyclo[3.1.1]heptan-2-one, 6,6-dimethyl- | 227207 | 58012
Zinc, bis[1-(hydroxy-.kappa.O)methanesulfinato-.kappa.O]-, (T-4)- | 227199 | 58013
9,12-Octadecadienoic acid (9Z,12Z)-, barium salt (2:1) | 227181 | 58014
Benzenediazonium, 4-[(2-hydroxyethyl)methylamino]-, chloride, compd. with zinc chloride (ZnCl2) (1:1:?) | 227173 | 58015
Phosphoric acid, monoethyl ester, ammonium salt (1:2) | 227157 | 58016
Octadecanoic acid, copper(1+) salt (1:1) | 217901 | 58017
Benzene, 1,2-dichloro-4-iodo- | 217885 | 58018
Calcium sulfide (CaS) | 217877 | 58019
10-Undecenamide, N-(2-hydroxyethyl)- | 217869 | 58020
Octanoic acid, copper salt (1:?) | 217844 | 58021
1-Naphthalenediazonium, 2-hydroxy-4-sulfo- | 217836 | 58022
Butanedioic acid, 2-sulfo-, sodium salt (1:?) | 217810 | 58023
1,11-Dodecadiyne | 217794 | 58024
1H-Imidazole-1-ethanamine, 2-heptyl-4,5-dihydro- | 217786 | 58025
2-Pyridinamine, 5-iodo- | 217778 | 58026
Cobaltate(1-), bis[2-(3-chlorophenyl)-2,4-dihydro-4-[2-[2-(hydroxy-.kappa.O)-5-(methylsulfonyl)phenyl]diazenyl-.kappa.N2]-5-methyl-3H-pyrazol-3-onato(2-)-.kappa.O3]-, hydrogen, compd. with (1R,4aS,10aR)-1,2,3,4,4a,9,10,10a-octahydro-1,4a-dimethyl-7-(1-methylethyl)-1-phenanthrenemethanamine (1:1:1) | 217760 | 58027
Chromium, trioxobis(pyridine)-, (TB-5-22)- | 217752 | 58028
Titanium, bis(2,4-pentanedionato-.kappa.O2,.kappa.O4)- | 217745 | 58029
2-Butanone, 4-(2,6,6-trimethyl-1,3-cyclohexadien-1-yl)- | 217729 | 58030
Propanoic acid, 2-hydroxy-, compd. with 2,2',2''-nitrilotris[ethanol] (1:1) | 217711 | 58031
Hydrazinecarbodithioic acid, compd. with hydrazine (1:1) | 217703 | 58032
Hexadecanoic acid, lithium salt (1:1) | 217695 | 58033
Iodide | 217679 | 58034
9-Octadecenamide, N-[3-(dimethylamino)propyl]-12-hydroxy-, (9Z,12R)- | 217661 | 58035
1,1'-Biphenyl, 3-iodo- | 217646 | 58036
Nonanoic acid, 2-butoxyethyl ester | 217638 | 58037
Hexadecanoic acid, 2-butoxyethyl ester | 217612 | 58038
Benzenamine, 4-methyl-N-(4-methylphenyl)-N-phenyl- | 217604 | 58039
Nickel, [[1,1'-[1,2-phenylenebis[(nitrilo-.kappa.N)methylidyne]]bis[2-naphthalenolato-.kappa.O]](2-)]-, (SP-4-2)- | 217588 | 58040
Ethanol, 2-[2-(4-nonylphenoxy)ethoxy]- | 217562 | 58041
Copper hydroxide (Cu(OH)2) | 217554 | 58042
Zinc hydroxide (Zn(OH)2) | 217547 | 58043
1,3-Dioxolane-2-propanoic acid, 2-(phenylmethyl)-, ethyl ester | 217521 | 58044
3-Furanmethanol, 5-(phenylmethyl)- | 217513 | 58045
3-Furancarboxylic acid, 5-(phenylmethyl)-, methyl ester | 217505 | 58046
2-Dodecenal, (2E)- | 217497 | 58047
Copper selenide (Cu2Se) | 217489 | 58048
Cyclohexanol, 2-methyl-5-(1-methylethenyl)-, 1-acetate | 217471 | 58049
Acetic acid, (4-chloro-2-methylphenoxy)-, compd. with 2,2'-iminobis[ethanol] (1:1) | 217463 | 58050
Tetradecanoic acid, lead salt (1:?) | 217455 | 58051
Samarium hydroxide (Sm(OH)3) | 217448 | 58052
Ethanol, thallium(1+) salt (1:1) | 217430 | 58053
Peroxide, 1,1-dimethylethyl ethyl | 217422 | 58054
Silane, chlorotri(methyl-d3)- | 217414 | 58055
1-Pentanol, 5-chloro-, 1-acetate | 217406 | 58056
Benzenesulfinic acid, 4-methyl-, bis[4-(dimethylamino)phenyl]methyl ester | 217398 | 58057
5H-Tetrazole-5-thione, 1,2-dihydro-1-phenyl-, silver(1+) salt (1:1) | 217380 | 58058
2,5-Cyclohexadiene-1,4-dione, 2,6-diiodo- | 217372 | 58059
2-Propanol, 1,1'-[1,6-hexanediylbis(oxy)]bis[3-chloro- | 217364 | 58060
Benzothiazolium, 3-ethyl-2-[3-(3-ethyl-5-methyl-2(3H)-benzothiazolylidene)-2-methyl-1-propen-1-yl]-5-methyl-, 4-methylbenzenesulfonate (1:1) | 217356 | 58061
Propanenitrile, 3-[[4-[2-(2-bromo-4-nitrophenyl)diazenyl]phenyl](2-hydroxyethyl)amino]- | 217349 | 58062
1,3,5,7-Tetraazatricyclo[3.3.1.13,7]decane, compd. with 2-(chloromethyl)oxirane (1:?) | 217331 | 58063
Acetamide, N-(4-propoxyphenyl)- | 217323 | 58064
Acetamide, 2-[2,4-bis(1,1-dimethylpropyl)phenoxy]-N-(3,5-dichloro-2-hydroxy-4-methylphenyl)- | 217315 | 58065
1,2,4-Oxadiazolidine-3,5-dione, 2-(3,4-dichlorophenyl)-4-methyl- | 217307 | 58066
2-Naphthalenesulfonic acid, 6-(acetylamino)-4-hydroxy-, sodium salt (1:1) | 217281 | 58067
Iron hydroxide oxide (Fe(OH)O) | 217265 | 58068
Titanium hydroxide (Ti(OH)4), (T-4)- | 217257 | 58069
Tetradecanoic acid, lithium salt (1:1) | 217240 | 58070
1H-Isoindole-1,3(2H)-dione, 2-octadecyl- | 217232 | 58071
Thiazolium, 2,2'-[(2-carboxy-1,4-phenylene)bis(imino-2,1-ethenediyl)]bis[3-ethyl-4,5-dihydro-, iodide (1:2) | 217216 | 58072
1,3-Isobenzofurandione, polymer with 2,2'-oxybis[ethanol] and 1,2,3-propanetriol | 243394 | 58073
1,3-Isobenzofurandione, polymer with 2,2'-[1,2-ethanediylbis(oxy)]bis[ethanol] and 2-(hydroxymethyl)-2-methyl-1,3-propanediol | 243386 | 58074
4,7-Methano-1H-indene, 3a,4,7,7a-tetrahydro-, polymer with ethene, 5-ethylidenebicyclo[2.2.1]hept-2-ene and 1-propene | 243378 | 58075
2-Propenoic acid, butyl ester, polymer with ethenyl 2-chloroacetate, ethyl 2-propenoate and 2-methoxyethyl 2-propenoate | 243360 | 58076
Nickel arsenide (NiAs) | 243352 | 58077
Cobalt arsenide (CoAs) | 243345 | 58078
1,3-Benzenedicarboxylic acid, polymer with 1,2-ethanediol and hexanedioic acid | 243337 | 58079
Phosphorous acid, triphenyl ester, polymer with 4,4'-(1-methylethylidene)bis[cyclohexanol] | 243329 | 58080
Octadecanoic acid, 9(or 10)-(methylphenyl)- | 243311 | 58081
Poly(oxy-1,2-ethanediyl), .alpha.,.alpha.',.alpha.'',.alpha.'''-[1,2-ethanediylbis(nitrilodi-2,1-ethanediyl)]tetrakis[.omega.-hydroxy- | 243303 | 58082
Poly(oxy-1,2-ethanediyl), .omega.,.omega.'-dihydroxy-.omega.''-[(1-oxooctadecyl)oxy]-.alpha.,.alpha.',.alpha.''-(nitrilotri-2,1-ethanediyl)tris- | 243295 | 58083
Urea, polymer with ethanedial and formaldehyde | 243287 | 58084
2-Propenoic acid, methyl ester, polymer with 1,3-butadiene and 2-propenenitrile | 243279 | 58085
2-Propenoic acid, 2-methyl-, 2-hydroxyethyl ester, polymer with ethyl 2-propenoate and methyl 2-methyl-2-propenoate | 243261 | 58086
Phosphorodithioic acid, O,O-diisooctyl ester | 243253 | 58087
Phenol, thiobis[dodecyl-, calcium salt (1:1) | 243246 | 58088
Phenol, trimethyl- | 243238 | 58089
Acetic acid ethenyl ester, polymer with sodium ethenesulfonate (1:1) | 243220 | 58090
2-Propenoic acid, 2-methyl-, 2-hydroxyethyl ester, polymer with butyl 2-propenoate, ethenylbenzene and 2-propenoic acid | 243212 | 58091
Benzoic acid, 2-hydroxy-, polymer with formaldehyde | 243204 | 58092
1,3-Benzenediol, homopolymer | 243196 | 58093
2-Propenoic acid, 2-methyl-, polymer with butyl 2-methyl-2-propenoate, butyl 2-propenoate, ethenylbenzene, 2-hydroxypropyl 2-methyl-2-propenoate and methyl 2-methyl-2-propenoate | 243188 | 58094
2-Propenoic acid, polymer with 2-propenamide and 2-propenenitrile | 243170 | 58095
Poly(oxy-1,2-ethanediyl), .alpha.-hydro-.omega.-hydroxy-, potassium salt (1:?) | 243162 | 58096
Poly(oxy-1,2-ethanediyl), .alpha.,.alpha.'-phosphinicobis[.omega.-(dodecyloxy)- | 243154 | 58097
1-Butanesulfonic acid, 4-hydroxy- | 243147 | 58098
2,5-Furandione, polymer with 1,2,3-propanetriol | 243139 | 58099
Phenol, (1-methylethyl)-, phosphate (3:1) | 243113 | 58100
1-Propene, dichloro- | 243097 | 58101
Isooctanol | 243089 | 58102
2-Pyridinecarboxylic acid, 4-amino-3,5,6-trichloro-, isooctyl ester | 243071 | 58103
Tetradecene | 243063 | 58104
Poly(oxy-1,4-butanediyl), .alpha.-(2-oxiranylmethyl)-.omega.-(2-oxiranylmethoxy)- | 243055 | 58105
2-Propenoic acid, 2-methyl-, methyl ester, polymer with 1,3-butadiene, ethenylbenzene, (1-methylethenyl)benzene and 2-propenenitrile | 243048 | 58106
1,2-Ethanediamine, N1,N2-bis(2-aminoethyl)-, polymer with 2-methyloxirane | 243030 | 58107
2-Propenoic acid, ethyl ester, polymer with sodium 2-propenoate (1:1) | 243022 | 58108
Cyclohexane, 1-methoxy-1-methyl-4-(1-methylethenyl)- | 243014 | 58109
Isooctadecanoic acid, 1,1',1''-(1,2,3-propanetriyl) ester | 243006 | 58110
4H-1,3-Oxazine, 5,6-dihydro-2,4,4,6-tetramethyl- | 242982 | 58111
2-Propenoic acid, methyl ester, polymer with N1-(2-aminoethyl)-1,2-ethanediamine | 242974 | 58112
Formaldehyde, polymer with 1,3-benzenediamine | 242966 | 58113
Hexanedioic acid, polymer with hexahydro-2H-azepin-2-one, 1,6-hexanediamine and 4,4'-(1-methylethylidene)bis[cyclohexanamine] | 242958 | 58114
2-Propenoic acid, 2-methyl-, methyl ester, polymer with 3-(trimethoxysilyl)propyl 2-methyl-2-propenoate | 242941 | 58115
2-Propenoic acid, 2-methyl-, polymer with methyl 2-methyl-2-propenoate and methyl 2-propenoate | 242933 | 58116
Carbamic acid, butyl ester, polymer with formaldehyde | 242925 | 58117
Acetamide, N-[2-[2-(2-bromo-4,6-dinitrophenyl)diazenyl]-5-[(2-hydroxy-3-phenoxypropyl)amino]-4-methoxyphenyl]- | 242909 | 58118
Cobaltate(2-), bis[3-(hydroxy-.kappa.O)-4-[2-[2-(hydroxy-.kappa.O)-1-naphthalenyl]diazenyl-.kappa.N1]-7-nitro-1-naphthalenesulfonato(3-)]-, hydrogen (1:2) | 242891 | 58119
2-Propenoic acid, 2-methyl-, polymer with ethenylbenzene, ethyl 2-propenoate and 2-hydroxyethyl 2-methyl-2-propenoate | 242875 | 58120
2-Propenoic acid, 2-methyl-, 2-hydroxyethyl ester, polymer with butyl 2-propenoate, ethenylbenzene and ethyl 2-propenoate | 242867 | 58121
2-Propenoic acid, 2-methyl-, 2-hydroxyethyl ester, polymer with ethenylbenzene, 2-ethylhexyl 2-propenoate and methyl 2-methyl-2-propenoate | 242859 | 58122
2-Propenoic acid, 2-methyl-, 2-hydroxyethyl ester, polymer with ethenylbenzene and ethyl 2-propenoate | 242842 | 58123
2-Propenoic acid, 2-methyl-, 2-hydroxyethyl ester, polymer with butyl 2-propenoate and ethenylbenzene | 242834 | 58124
2-Propenoic acid, 2-methyl-, 2-(diethylamino)ethyl ester, acetate (1:1), homopolymer | 242826 | 58125
Poly(oxy-1,2-ethanediyl), .alpha.-(2-methyl-1-oxo-2-propen-1-yl)-.omega.-methoxy- | 242818 | 58126
Benzenamine, ar-methyl- | 242800 | 58127
Ethanedithiol | 242792 | 58128
4,7-Methano-1H-indene, 3a,4,5,6,7,7a-hexahydro-5(or 6)(2-propen-1-yloxy)- | 242776 | 58129
8-Dodecyn-1-ol, 1-acetate | 242768 | 58130
Benzenamine, N,N-diethyl-4-[2-(1H-1,2,4-triazol-5-yl)diazenyl]- | 242750 | 58131
Acetonitrile, 2-(methylamino)-, hydrochloride (1:1) | 235358 | 58132
Oxazole, 2-ethyl-4,5-dihydro-, homopolymer | 235341 | 58133
2-Anthracenesulfonic acid, 1-amino-9,10-dihydro-4-[[3-[[(2-hydroxyethyl)amino]sulfonyl]-4,5-dimethylphenyl]amino]-9,10-dioxo-, sodium salt (1:1) | 235333 | 58134
Benzenesulfonamide, 5-amino-N-(2-hydroxyethyl)-2,3-dimethyl- | 235325 | 58135
Poly[oxy(methyl-1,2-ethanediyl)], .alpha.,.alpha.',.alpha.''-1,2,3-propanetriyltris[.omega.-hydroxy- | 235317 | 58136
Benzenesulfonic acid, 2,2'-(1,2-ethenediyl)bis[5-[[4-chloro-6-[(2-hydroxyethyl)methylamino]-1,3,5-triazin-2-yl]amino]-, sodium salt (1:2) | 235309 | 58137
1,3-Butanedione, 1-(2-furanyl)- | 235291 | 58138
2,8,10-Trioxa-5-azaundecanoic acid, 5-(3-methylphenyl)-9-oxo-, methyl ester | 235283 | 58139
Benzoyl chloride, 2-chloro-5-nitro- | 235275 | 58140
Benzeneethanaminium, N,N,N-trimethyl-4-[2-(2-methyl-1H-indol-3-yl)diazenyl]-.beta.-oxo-, chloride (1:1) | 235267 | 58141
9,10-Anthracenedione, 1-hydroxy-4-[(tetrahydro-1,1-dioxido-3-thienyl)amino]- | 235259 | 58142
2-Butenedioic acid (2E)-, 1-(2-hydroxyethyl) ester | 235242 | 58143
1,4-Benzenedisulfonic acid, 2,2'-[1,2-ethenediylbis[(3-sulfo-4,1-phenylene)imino[6-(ethylamino)-1,3,5-triazine-4,2-diyl]imino]]bis-, sodium salt (1:6) | 235234 | 58144
1,3,5-Triazine-2,4,6-triamine, homopolymer | 235226 | 58145
2-Propenoic acid, 2-methyl-, 1,1'-(1,2-ethanediyl) ester, polymer with methyl 2-methyl-2-propenoate | 235218 | 58146
Propanedioic acid, 2-phenyl-, 1-(phenylmethyl) ester | 235200 | 58147
Pyrazine, 2-methoxy-3-(1-methylethyl)- | 235192 | 58148
Quinoline, 8-nitro-4-phenyl- | 235184 | 58149
2-Propenoic acid, 2-methyl-, cyclohexyl ester, homopolymer | 235176 | 58150
Acetic acid ethenyl ester, polymer with 2-methyloxirane and oxirane | 235168 | 58151
2-Propenoic acid, 2-methyl-, methyl ester, polymer with ethenyl acetate and ethyl 2-propenoate | 235150 | 58152
2-Propenoic acid, 2-methyl-, methyl ester, polymer with ethenyl acetate and 2-propenoic acid | 235143 | 58153
2-Propenoic acid, butyl ester, polymer with ethenylbenzene | 235135 | 58154
2-Propenoic acid, 2-methyl-, methyl ester, polymer with butyl 2-propenoate and ethyl 2-propenoate | 235127 | 58155
2-Propenoic acid, 2-methyl-, methyl ester, polymer with butyl 2-propenoate and chloroethene | 235119 | 58156
2-Propenoic acid, 2-methyl-, methyl ester, polymer with ethenylbenzene and 2-propenoic acid | 235101 | 58157
21H,23H-Porphine-2,7,12,17-tetrapropanoic acid, 3,8,13,18-tetramethyl-, 2,7,12,17-tetramethyl ester | 235093 | 58158
2-Propenoic acid, 2-methyl-, butyl ester, polymer with methyl 2-methyl-2-propenoate and 2-oxiranylmethyl 2-methyl-2-propenoate | 235085 | 58159
Bicyclo[3.1.1]hept-2-ene, 2,6,6-trimethyl-, homopolymer | 235077 | 58160
1,6-Hexanediol, polymer with 1,1'-methylenebis[4-isocyanatobenzene] and 2,2'-thiobis[ethanol] | 235069 | 58161
Benzene, (trichlorosilyl)-, polymer with dichlorodimethylsilane and trichloromethylsilane | 235051 | 58162
2-Propenamide, N-[(dimethylamino)methyl]-, homopolymer | 235044 | 58163
1,3-Benzenedicarbonyl dichloride, polymer with 1,3-benzenediamine | 235036 | 58164
Gadolinium nitride (GdN) | 235028 | 58165
Samarium nitride (SmN) | 235010 | 58166
Yttrium nitride (YN) | 235002 | 58167
Scandium nitride (ScN) | 234997 | 58168
Neodymium nitride (NdN) | 234989 | 58169
Lanthanum nitride (LaN) | 234971 | 58170
Praseodymium nitride (PrN) | 234963 | 58171
Cerium nitride (CeN) | 234955 | 58172
Benzeneethanol, .alpha.-butyl- | 234948 | 58173
2-Propenoic acid, 2-methyl-, polymer with 2-propenoic acid | 234930 | 58174
2-Propenoic acid, butyl ester, polymer with ethene | 234922 | 58175
2-Propenoic acid, polymer with ethene, sodium salt | 234914 | 58176
2-Propenoic acid, 2-methyl-, methyl ester, polymer with ethenyl acetate and ethenylbenzene | 234906 | 58177
2-Propenoic acid, 2-methyl-, methyl ester, polymer with chloroethene, 1,1-dichloroethene and ethyl 2-propenoate | 234898 | 58178
2-Propenoic acid, 2-methyl-, methyl ester, polymer with ethenylbenzene and 2-ethylhexyl 2-propenoate | 234880 | 58179
2-Propenoic acid, ethyl ester, polymer with ethenylbenzene and 2-propenenitrile | 234864 | 58180
2-Propenoic acid, 2-methyl-, polymer with 2-propenenitrile | 234856 | 58181
1,3-Isobenzofurandione, 3a,4,7,7a-tetrahydro-, polymer with 2,5-furandione and 1,2-propanediol | 234849 | 58182
1,3-Isobenzofurandione, 3a,4,7,7a-tetrahydro-, polymer with 1,2-ethanediol and 2,5-furandione | 234831 | 58183
2,5-Furandione, polymer with 1,2-propanediol | 234823 | 58184
2-Butenedioic acid (2E)-, polymer with 2,2-dimethyl-1,3-propanediol and 3a,4,7,7a-tetrahydro-1,3-isobenzofurandione | 234815 | 58185
1,3-Isobenzofurandione, 3a,4,7,7a-tetrahydro-, polymer with 1,2-ethanediol, 2,5-furandione and 2,2'-oxybis[ethanol] | 234807 | 58186
1,3-Isobenzofurandione, 4,5,6,7-tetrabromo-, polymer with 2,5-furandione, 1,3-isobenzofurandione and 1,2-propanediol | 234799 | 58187
1,3-Isobenzofurandione, polymer with 1,2-ethanediol, 2,5-furandione and 3a,4,7,7a-tetrahydro-4,7-methano-1H-indene | 234781 | 58188
1,4-Benzenedicarboxylic acid, polymer with 1,2-ethanediol and hexanedioic acid | 234773 | 58189
2-Propenoic acid, 2-methyl-, methyl ester, polymer with (1-methylethenyl)benzene and 2-propenenitrile | 234765 | 58190
3H-1,2,4-Triazole-3-thione, 2,4-dihydro-4-methyl- | 227132 | 58191
Cyclopentaneacetic acid, 3-oxo-2-pentyl-, methyl ester | 227124 | 58192
1-Cyclopenten-1-ol, 2-pentyl-, 1-acetate | 227116 | 58193
Acetic acid, ammonium zinc salt (1:?:?) | 227108 | 58194
1,2,3-Propanetricarboxylic acid, 2-(acetyloxy)-, 1,2,3-trihexyl ester | 227082 | 58195
Ethanol, 2,2'-[(3-nitrophenyl)imino]bis- | 227066 | 58196
Mercury, [.mu.-[2-dodecylbutanedioato(2-)-.kappa.O1:.kappa.O4]]diphenyldi- | 227058 | 58197
Silane, triethoxy(3-isocyanatopropyl)- | 227041 | 58198
1-Propanol, 2-[2-[2-(2-hydroxypropoxy)propoxy]propoxy]- | 227025 | 58199
Phenoxazin-5-ium, 3,7-bis(diethylamino)-, perchlorate (1:1) | 227017 | 58200
Formic acid, compd. with 2,2',2''-nitrilotris[ethanol] (1:1) | 227009 | 58201
Docosanoic acid, compd. with 2,2',2''-nitrilotris[ethanol] (1:1) | 226993 | 58202
1,1,2-Ethenetricarbonitrile, 2-[4-(diethylamino)phenyl]- | 226977 | 58203
Thiocyanic acid, compd. with hydrazine (1:1) | 226969 | 58204
Hexane, 2,5-dibromo- | 226944 | 58205
Octane, 1,8-diiodo- | 226936 | 58206
Aluminum, bis(2-butanolato)[ethyl 3-(oxo-.kappa.O)butanoato-.kappa.O']-, (T-4)- | 226928 | 58207
4,6(1H,5H)-Pyrimidinedione, 5-[5-(1,3-diethylhexahydro-4,6-dioxo-2-thioxo-5-pyrimidinyl)-2,4-pentadien-1-ylidene]-1,3-diethyldihydro-2-thioxo- | 226902 | 58208
Butanamide, N,N'-1,4-phenylenebis[3-oxo- | 226886 | 58209
1-Undecanol, 10,11-dibromo- | 226878 | 58210
Arsenic acid (H3AsO4), cobalt(2+) salt (2:3) | 226852 | 58211
Propanoic acid, 2-methyl-, (1R,2S,4R)-1,7,7-trimethylbicyclo[2.2.1]hept-2-yl ester, rel- | 226845 | 58212
2-Butenoic acid, 2-methyl-, 3,7-dimethyl-6-octen-1-yl ester, (2E)- | 226837 | 58213
1H-Benzotriazole, sulfate (1:1) | 226811 | 58214
Cyclohexanol, 3,3,5-trimethyl-, 1-acetate, (1R,5S)-rel- | 226803 | 58215
Cyclohexanol, 3,3,5-trimethyl-, 1-acetate, (1R,5R)-rel- | 226795 | 58216
2-Propenoic acid, 2-methyl-, 1,1'-[2-methyl-2-[[(2-methyl-1-oxo-2-propen-1-yl)oxy]methyl]-1,3-propanediyl] ester | 226787 | 58217
Thiocyanic acid, 1-chloro-1,2-ethanediyl ester | 226779 | 58218
Eicosanoic acid, silver(1+) salt (1:1) | 226761 | 58219
Benzoselenazolium, 3-ethyl-2-[3-(3-ethyl-2(3H)-benzoselenazolylidene)-2-methyl-1-propen-1-yl]-, bromide (1:1) | 226753 | 58220
Silicic acid (H4SiO4), tetrakis[2-(2-methoxyethoxy)ethyl] ester | 226746 | 58221
Aluminum, dihydro(2-methyl-1,3-butadien-1-yl)- | 226738 | 58222
Pyrazine, 2-methoxy-3-(2-methylpropyl)- | 226720 | 58223
2H-Naphtho[1,2-d]triazole-5-sulfonic acid, 2-[4-[2-[4-[2-(1-acetyl-2-oxopropyl)diazenyl]-2-sulfophenyl]ethenyl]-3-sulfophenyl]- | 226712 | 58224
1,4-Benzenediamine, N1,N4-bis[[4-(octyloxy)phenyl]methylene]- | 226704 | 58225
Phenol, 2,6-bis(1,1-dimethylethyl)-, potassium salt (1:1) | 226696 | 58226
Sulfuric acid, cerium salt (1:?) | 226688 | 58227
Palladium, bis(nitrito-.kappa.N)bis(pyridine)- | 226670 | 58228
Ethanone, 2,2-dimethoxy-1,2-diphenyl- | 226662 | 58229
Cyclohexanamine, 2-[(4-aminocyclohexyl)methyl]- | 226654 | 58230
Vanadium nitride (VN) | 226647 | 58231
9,10-Anthracenedione, 2-(3-methylbutyl)- | 226639 | 58232
Nickelate(1-), trichloro-, ammonium (1:1) | 226621 | 58233
2-Propenoic acid, 2-methyl-, 3-(chlorodimethylsilyl)propyl ester | 226613 | 58234
1,4-Benzenediamine, N1,N1-dimethyl-, ethanedioate (1:1) | 226597 | 58235
Antimony chloride fluoride (SbCl3F2) | 226589 | 58236
Niobium nitride (NbN) | 226563 | 58237
2-Propenoic acid, 2-carboxyethyl ester | 226555 | 58238
Butanedioic acid, 2-sulfo-, 4-decyl ester, sodium salt (1:1) | 226548 | 58239
Chromic acid (H2CrO4), chromium(3+) salt (3:2) | 226530 | 58240
9-Octadecen-1-ol, 1-(dihydrogen phosphate) | 226514 | 58241
Ytterbium nitride (YbN) | 226498 | 58242
Benzene, 1,4-dimethoxy-2-methyl- | 226480 | 58243
2-Propenoic acid, 2-methyl-, 2-(phosphonooxy)ethyl ester | 226472 | 58244
2-Naphthalenesulfonic acid, 7,7'-(carbonyldiimino)bis[4-hydroxy-, sodium salt (1:2) | 217190 | 58245
2-Propanol, 1-[2-(2-methoxy-1-methylethoxy)-1-methylethoxy]- | 217182 | 58246
2-Propanol, 1-(2-methoxy-1-methylethoxy)- | 217174 | 58247
Carbonic acid, barium calcium salt (1:?:?) | 217158 | 58248
Butanamide, N-methyl-3-oxo- | 217141 | 58249
Cyclohexanol, 2-(1,1-dimethylethyl)-, 1-acetate, (1R,2S)-rel- | 217133 | 58250
3,6,9,12-Tetraoxatetracosan-1-ol, 1,1'-(hydrogen phosphate) | 217117 | 58251
Dodecanoic acid, 2-ethylhexyl ester | 217091 | 58252
Acetic acid, 2-mercapto-, hexyl ester | 217083 | 58253
4H-Pyrazolo[3,4-d]pyrimidin-4-amine | 217067 | 58254
Butanoic acid, 1-ethylhexyl ester | 217059 | 58255
9-Octadecenoic acid (9Z)-, 1,1'-[2,2-bis[[3-[[(9Z)-1-oxo-9-octadecen-1-yl]oxy]-2,2-bis[[[(9Z)-1-oxo-9-octadecen-1-yl]oxy]methyl]propoxy]methyl]-1,3-propanediyl] ester | 217042 | 58256
Cesium oxide (Cs2O) | 217026 | 58257
Carbamodithioic acid, N,N-dimethyl-, calcium salt (2:1) | 217018 | 58258
Bicyclo[2.2.1]heptan-2-ol, 1,7,7-trimethyl-, 2-propanoate | 216994 | 58259
Heptane, 3,4,5-trimethyl- | 216986 | 58260
Carbamimidothioic acid, pentyl ester | 216978 | 58261
Benzenamine, 4-methoxy-, hydrochloride (1:1) | 216952 | 58262
Benzenamine, 4-chloro-, hydrochloride (1:1) | 216945 | 58263
1H-Isoindole-5-carboxylic acid, 2,3-dihydro-1,3-dioxo- | 216929 | 58264
Ethanol, 2,2',2''-nitrilotris-, sulfate (2:1) | 216911 | 58265
Ethanol, 2,2'-iminobis-, sulfate (2:1) | 216903 | 58266
3-Pyridinecarbonyl chloride, hydrochloride (1:1) | 216895 | 58267
Docosanoic acid, iron(3+) salt (3:1) | 216879 | 58268
Acetamide, N-[3-[bis[2-(acetyloxy)ethyl]amino]-4-ethoxyphenyl]- | 216861 | 58269
1,2-Benzenediol, sodium salt (1:?) | 216853 | 58270
9,10-Anthracenedione, 1-amino-4,5-dihydroxy-8-[[4-(2-hydroxyethyl)phenyl]amino]- | 216838 | 58271
9,10-Anthracenedione, 1,8-dihydroxy-4-nitro-5-(phenylamino)- | 216812 | 58272
9,10-Anthracenedione, 1,4-bis[(2,6-diethylphenyl)amino]- | 216796 | 58273
3-Phorbinepropanoic acid, 9-ethenyl-14-ethyl-13-formyl-21-(methoxycarbonyl)-4,8,18-trimethyl-20-oxo-, (3S,4S,21R)- | 216770 | 58274
Cyclohexanone, 2,6-bis[(4-azidophenyl)methylene]- | 216762 | 58275
Phosphorous acid, 2-(1,1-dimethylethyl)-4-[1-[3-(1,1-dimethylethyl)-4-hydroxyphenyl]-1-methylethyl]phenyl bis(4-nonylphenyl) ester | 216747 | 58276
Osmium hydroxide oxide (Os(OH)2O2), (T-4)- | 216739 | 58277
Oxirane, 2-[(2,4-dibromophenoxy)methyl]- | 216721 | 58278
Dodecanoic acid, 2-(hexyloxy)ethyl ester | 216713 | 58279
Benzenesulfonic acid, 2,2'-(1,2-ethenediyl)bis[5-[[4-[bis(2-hydroxyethyl)amino]-6-(phenylamino)-1,3,5-triazin-2-yl]amino]-, compd. with 2-aminoethanol (1:2) | 216705 | 58280
Boron phosphide (BP) | 216697 | 58281
Chromic acid (H2CrO4), compd. with cyclohexanamine (1:1) | 216689 | 58282
Phenol, 2-methoxy-6-(5,6,6-trimethylbicyclo[2.2.1]hept-2-yl)- | 216671 | 58283
Phenol, 2-methoxy-5-(5,6,6-trimethylbicyclo[2.2.1]hept-2-yl)- | 216663 | 58284
Phenol, 2-methoxy-4-(5,6,6-trimethylbicyclo[2.2.1]hept-2-yl)- | 216655 | 58285
Spiro[2H-1-benzopyran-2,2'-[2H]indole], 1',3'-dihydro-1',3',3'-trimethyl-6,8-dinitro- | 216648 | 58286
Benzenamine, N-methyl-2-nitro-4-(trifluoromethyl)- | 216630 | 58287
Benzenemethanamine, N-octadecyl- | 216622 | 58288
Octanoic acid, chromium salt (1:?) | 216614 | 58289
2-Propanone, 1-(tetrahydro-4-methyl-2H-pyran-2-yl)- | 216606 | 58290
1-Butanamine, N-propyl- | 216598 | 58291
1-Propanamine, N-ethyl- | 216580 | 58292
Carbamic acid, N-cyclohexyl-, compd. with cyclohexanamine (1:1) | 216572 | 58293
Octadecanoic acid, 1,1'-[2-[[3-hydroxy-2,2-bis[[(1-oxooctadecyl)oxy]methyl]propoxy]methyl]-2-[[(1-oxooctadecyl)oxy]methyl]-1,3-propanediyl] ester | 216564 | 58294
Benzenesulfonic acid, 2,2'-(1,2-ethenediyl)bis[5-[[4-[(2-hydroxyethyl)amino]-6-[(4-sulfophenyl)amino]-1,3,5-triazin-2-yl]amino]-, sodium salt (1:4) | 216556 | 58295
Nonanal, 2-(phenylmethylene)- | 216549 | 58296
Benzothiazole, 2-hydrazinyl-4-methyl- | 216531 | 58297
2-Propenoic acid, 3-(dimethylamino)-2,2-dimethylpropyl ester | 216515 | 58298
2H-3,9a-Methanocyclopent[b]oxocin, octahydro-2,2,6,9-tetramethyl-, (3R,6S,6aR,9S,9aS)- | 216507 | 58299
2-Propenoic acid, butyl ester, polymer with 1,1-dichloroethene, methyl 2-propenoate and 2-propenamide | 242743 | 58300
2-Propenoic acid, 2-methyl-, butyl ester, polymer with methyl 2-methyl-2-propenoate and 2-propenoic acid | 242735 | 58301
Benzene, methylbis(phenylmethyl)- | 242727 | 58302
Tricyclodecanedimethanol | 242719 | 58303
Neodecanoic acid | 242701 | 58304
Isononanoic acid | 242693 | 58305
Copper, [29H,31H-phthalocyaninato(2-)-.kappa.N29,.kappa.N30,.kappa.N31,.kappa.N32]-, homopolymer | 242685 | 58306
2-Naphthalenecarboxamide, N-(2-aminoethyl)-3-hydroxy- | 242677 | 58307
2-Butenedioic acid (2E)-, polymer with ethene | 242669 | 58308
Butanedioic acid, 2-methylene-, polymer with 1,1-dichloroethene, methyl 2-methyl-2-propenoate and 2-propenenitrile | 242651 | 58309
1,3-Isobenzofurandione, 5,5'-carbonylbis-, polymer with 1,6-hexanediamine | 242644 | 58310
2-Propenoic acid, 2-ethylhexyl ester, polymer with N-(1,1-dimethylethyl)-2-propenamide | 242636 | 58311
Formaldehyde, polymer with ethenol | 242628 | 58312
Hexanedioic acid, polymer with 1,6-diisocyanatohexane, 2,2-dimethyl-1,3-propanediol and 1,2-ethanediol | 242610 | 58313
2-Propenoic acid, 2-methyl-, polymer with 2,2'-[(1-methylethylidene)bis(4,1-phenyleneoxymethylene)]bis[oxirane] | 242602 | 58314
.alpha.-D-Glucopyranoside, .beta.-D-fructofuranosyl, polymer with 2-(chloromethyl)oxirane | 242594 | 58315
2-Propenoic acid, 2-methyl-, polymer with ethenylbenzene, 2-ethylhexyl 2-propenoate and 2-propenenitrile | 242586 | 58316
2-Propenoic acid, polymer with butyl 2-propenoate and chloroethene | 242578 | 58317
2-Anthracenesulfonic acid, 4,8-diamino-9,10-dihydro-1,5-dihydroxy-7-(4-hydroxyphenyl)-9,10-dioxo- | 242560 | 58318
Benzenesulfonamide, N-(4-amino-3-bromo-9,10-dihydro-9,10-dioxo-1-anthracenyl)-4-methyl- | 242552 | 58319
2-Propen-1-amine, N,N-bis[(triethoxysilyl)methyl]- | 242545 | 58320
Cuprate(1-), [3-[2-[2-(hydroxy-.kappa.O)-4-hydroxyphenyl]diazenyl-.kappa.N1]-4-(hydroxy-.kappa.O)benzenesulfonato(3-)]-, hydrogen (1:1) | 242537 | 58321
8-Oxa-3,5-dithia-4-stannatetradecanoic acid, 4-butyl-10-ethyl-4-[[2-[(2-ethylhexyl)oxy]-2-oxoethyl]thio]-7-oxo-, 2-ethylhexyl ester | 242529 | 58322
8-Oxa-3,5-dithia-4-stibatetradecanoic acid, 10-ethyl-4-[[2-[(2-ethylhexyl)oxy]-2-oxoethyl]thio]-7-oxo-, 2-ethylhexyl ester | 242511 | 58323
Pyridinium, 1-(2,4-dinitrophenyl)-4-phenyl-, chloride (1:1) | 242503 | 58324
Benzenesulfonic acid, 2,2'-(1,2-ethenediyl)bis[5-[(4,6-diamino-1,3,5-triazin-2-yl)amino]-, sodium salt (1:2) | 242487 | 58325
Sulfuric acid, monoisononyl ester, sodium salt (1:1) | 242479 | 58326
Hexanedioic acid, trimethyl-, decyl octyl ester | 242461 | 58327
Hexyne | 242453 | 58328
Copper(3+), [N,N,N,N',N',N',N'',N'',N''-nonamethyl-29H,31H-phthalocyanine-C,C,C-trimethanaminiumato(2-)-.kappa.N29,.kappa.N30,.kappa.N31,.kappa.N32]-, chloride (1:3) | 242438 | 58329
2-Butenedioic acid (2Z)-, 1,4-bis(2-ethylhexyl) ester, polymer with ethenyl acetate | 242420 | 58330
Thiazole, 4,5-dihydro-2-(2-methylpropyl)- | 242412 | 58331
Benzothiazolium, 2-[2-[4-[ethyl(2-hydroxyethyl)amino]phenyl]diazenyl]-6-methoxy-3-methyl-, chloride (1:1) | 242404 | 58332
Propanamide, N-[5-[bis[2-(acetyloxy)ethyl]amino]-2-[2-(2-chloro-4-nitrophenyl)diazenyl]phenyl]- | 242388 | 58333
2-Propenoic acid, 2-methyl-, 1,1'-[2,2-bis(hydroxymethyl)-1,3-propanediyl] ester | 242362 | 58334
1(4H)-Naphthalenone, 8-amino-2,6-dibromo-5-hydroxy-4-imino- | 242354 | 58335
Dibenzo[a,h]phenazine-1,8-diol | 242347 | 58336
Ethanol, 2,2'-[[4-[2-[4-(2-phenyldiazenyl)phenyl]diazenyl]phenyl]imino]bis-, 1,1'-dibenzoate | 242313 | 58337
Butanedioic acid, 2-sulfo-, 1(or 4)-dodecyl ester, sodium salt (1:2) | 242297 | 58338
Sulfuric acid, monoethenyl ester, homopolymer, potassium salt | 242289 | 58339
1H-Imidazolium, 1-(carboxymethyl)-4,5-dihydro-1-(2-hydroxyethyl)-2-undecyl-, hydroxide, sodium salt (1:1:1) | 242271 | 58340
D-Glucitol, monooctadecanoate | 242263 | 58341
Diphosphoric acid, bis(2-ethylhexyl) ester | 242255 | 58342
Benzenesulfonic acid, dodecyl-, compd. with 2-aminoethanol (1:1) | 242248 | 58343
Phenol, 2-methoxy(1,7,7-trimethylbicyclo[2.2.1]hept-2-yl)- | 242230 | 58344
Naphthalenesulfonic acid, dinonyl-, sodium salt (1:1) | 242222 | 58345
Phenol, polymer with 1,4-bis(methoxymethyl)benzene | 242214 | 58346
Acetic acid, 2-[(butylthioxostannyl)thio]-, 2-ethylhexyl ester | 242206 | 58347
1,3-Pentadiene, polymer with 2-methyl-2-butene | 242198 | 58348
2-Propenoic acid, 2-methyl-, methyl ester, polymer with ethene and ethyl 2-propenoate | 242180 | 58349
1,3-Benzenedicarboxylic acid, polymer with 2,2-dimethyl-1,3-propanediol | 242172 | 58350
Formaldehyde, polymer with 5,5-dimethyl-2,4-imidazolidinedione | 242164 | 58351
Cycloheptatrienylium, (OC-6-11)-hexachloroantimonate(1-) (1:1) | 242156 | 58352
2-Butenedioic acid (2E)-, polymer with 4,4'-(1-methylethylidene)bis[phenol] | 242149 | 58353
2-Propenenitrile, polymer with (1-methylethenyl)benzene | 234757 | 58354
1-Naphthalenesulfonic acid, 3-hydroxy-4-[2-(1-hydroxy-2-naphthalenyl)diazenyl]-7-nitro- | 234740 | 58355
1-Naphthalenesulfonic acid, 3-hydroxy-4-[2-(1-hydroxy-2-naphthalenyl)diazenyl]- | 234732 | 58356
9,10-Anthracenedione, 1-[[3-(dimethylamino)propyl]amino]-4-[(4-methylphenyl)amino]- | 234708 | 58357
Benzenesulfonic acid, 2,2'-(1,2-ethenediyl)bis[5-[[(phenylamino)carbonyl]amino]- | 234682 | 58358
1,5-Naphthalenedisulfonic acid, 3,3'-[carbonylbis[imino(2-methyl-4,1-phenylene)-2,1-diazenediyl]]bis- | 234674 | 58359
Poly(oxy-1,2-ethanediyl), .alpha.-(2-methyl-1-oxo-2-propen-1-yl)-.omega.-hydroxy- | 234666 | 58360
Poly[oxy(methyl-1,2-ethanediyl)], .alpha.-butyl-.omega.-methoxy- | 234658 | 58361
2,5-Furandione, polymer with ethenylbenzene, sodium salt | 234641 | 58362
Phenol, 4-sec-pentyl- | 234633 | 58363
Morpholine, 4-tetradecyl- | 234625 | 58364
Morpholine, 4-hexadecyl- | 234617 | 58365
1,2-Benzenedicarboxylic acid, 1-decyl 2-hexyl ester | 234609 | 58366
1,2-Ethanediamine, sulfate (1:?) | 234591 | 58367
Poly[oxy(methyl-1,2-ethanediyl)], .alpha.-hydro-.omega.-hydroxy-, ether with 2-ethyl-2-(hydroxymethyl)-1,3-propanediol (3:1) | 234583 | 58368
Cyanic acid, C,C'-[(1-methylethylidene)di-4,1-phenylene] ester, homopolymer | 234575 | 58369
2,5-Furandione, polymer with 1-propene | 234567 | 58370
1,3-Benzenedicarboxylic acid, polymer with 1,6-hexanediamine | 234559 | 58371
2-Propenoic acid, 2-methyl-, 1,1'-(1,2-ethanediyl) ester, homopolymer | 234542 | 58372
2-Butenedioic acid (2E)-, polymer with 1,3-isobenzofurandione and 1,2-propanediol | 234534 | 58373
Bicyclo[3.1.1]heptane, 6,6-dimethyl-2-methylene-, homopolymer | 234526 | 58374
2-Propenoic acid, 2-methyl-, ethenyl ester, homopolymer | 234518 | 58375
2-Propenoic acid, 2-methyl-, dodecyl ester, homopolymer | 234500 | 58376
2-Propenoic acid, 2-methyl-, 2-ethylhexyl ester, homopolymer | 234492 | 58377
Hexanedioic acid, polymer with 1,3-benzenedimethanamine | 234484 | 58378
Benzoic acid, 2-hydroxy-, chromium salt (1:?) | 234476 | 58379
3H-Indolium, 2-[2-[(4-methoxyphenyl)amino]ethenyl]-1,3,3-trimethyl-, chloride (1:1) | 234468 | 58380
Phenol, 2-[2-(4-aminophenyl)diazenyl]-4-methyl- | 234450 | 58381
Butanal, 4-hydroxy- | 234443 | 58382
1,3,5-Triazine, 2,4,6-tris(2,4,6-tribromophenoxy)- | 234435 | 58383
Benzenesulfonic acid, 3,3'-[carbonylbis[imino(3-methoxy-4,1-phenylene)-2,1-diazenediyl]]bis- | 234427 | 58384
Propanoyl fluoride, 2,3,3,3-tetrafluoro-2-[1,1,2,3,3,3-hexafluoro-2-(2,3,4,5,6-pentafluorophenoxy)propoxy]- | 234419 | 58385
Urea, N-(3-aminophenyl)- | 234401 | 58386
Spiro[isobenzofuran-1(3H),9'-[9H]xanthen]-3-one, 4'-bromo-3',6'-dihydroxy- | 234393 | 58387
1,2-Ethanediamine, N1,N2-bis(1,3-dimethylbutylidene)- | 234385 | 58388
Anthra[9,1,2-cde]benzo[rst]pentaphene-5,10-dione, dibromo-16,17-dimethoxy- | 234377 | 58389
Benzenesulfonic acid, 4-ethenyl-, sodium salt (1:1), homopolymer | 234369 | 58390
2-Propenoic acid, 2-methyl-, 2-hydroxypropyl ester, homopolymer | 234351 | 58391
2-Propenoic acid, 2-methyl-, polymer with ethyl 2-propenoate, methyl 2-methyl-2-propenoate and 2-propenenitrile | 234344 | 58392
2-Propenoic acid, 2-methyl-, butyl ester, polymer with 2-hydroxyethyl 2-methyl-2-propenoate | 234336 | 58393
2-Propenoic acid, polymer with chloroethene | 234328 | 58394
2-Propenoic acid, butyl ester, polymer with chloroethene | 234310 | 58395
1,3-Dioxolane, 2,4-dimethyl-2-phenyl-, (2R,4R)-rel- | 234294 | 58396
2-Propenoic acid, polymer with butyl 2-propenoate and 2-propenenitrile | 234286 | 58397
Benzene, 1,1'-methylenebis[4-isocyanato-, homopolymer | 234278 | 58398
2-Propenoic acid, 2-methyl-, butyl ester, polymer with methyl 2-methyl-2-propenoate and methyl 2-propenoate | 234260 | 58399
2-Propenoic acid, 2-methyl-, methyl ester, polymer with 2-ethylhexyl 2-propenoate and methyl 2-propenoate | 234252 | 58400
2-Propenoic acid, 2-methyl-, ethyl ester, polymer with methyl 2-methyl-2-propenoate | 234245 | 58401
Ethene, 1,1,2,2-tetrafluoro-, polymer with 1,1-difluoroethene | 234237 | 58402
Pyrazine, 2-ethyl-3-methoxy- | 234229 | 58403
Hexanedioic acid, polymer with 2-ethyl-2-(hydroxymethyl)-1,3-propanediol and 1,3-isobenzofurandione | 234211 | 58404
2-Propenoic acid, 2-methyl-, 2-methylpropyl ester, polymer with ethenylbenzene | 234203 | 58405
Guanidine, N''-dodecyl-N,N,N',N'-tetramethyl- | 234187 | 58406
1,3,4-Thiadiazol-2-amine, 5-(ethylthio)- | 234179 | 58407
Iodic acid (HIO3), lead(2+) salt (2:1) | 234161 | 58408
Uranium nitride (UN) | 234153 | 58409
Zirconium nitride (ZrN) | 234146 | 58410
4-Pyrimidinecarboxylic acid, 1,2,3,6-tetrahydro-2,6-dioxo-, potassium salt (1:1) | 226464 | 58411
Osmate(2-), hexabromo-, ammonium (1:2), (OC-6-11)- | 226456 | 58412
Gallate(1-), tetrachloro-, gallium(1+) (1:1), (T-4)- | 226449 | 58413
Aurate(1-), dibromo-, sodium (1:1) | 226431 | 58414
Acetamide, 2,2,2-trifluoro-N-methyl-N-(trimethylsilyl)- | 226415 | 58415
Mercury, chloro(2-hydroxy-5-nitrophenyl)- | 226399 | 58416
Carbamic acid, [3-(dimethylamino)propyl]-, propyl ester | 226381 | 58417
2H-Azepin-2-one, 1-(3-aminopropyl)hexahydro- | 226373 | 58418
Benzenediazonium, 4-(dimethylamino)-, tetrafluoroborate(1-) (1:1) | 226357 | 58419
Benzenamine, 2-ethyl-6-methyl- | 226332 | 58420
Benzenamine, 2,6-bis(1-methylethyl)- | 226324 | 58421
1,2-Benzenedicarboxylic acid, 1-decyl ester | 226308 | 58422
Acetamide, N-[3-[bis(2-hydroxyethyl)amino]-4-methoxyphenyl]- | 226290 | 58423
2-Imidazolidinethione, 1-(2-propen-1-yl)- | 226274 | 58424
Cholest-5-en-3-ol (3.beta.)-, 3-(13Z)-13-docosenoate | 226258 | 58425
2-Propenoic acid, 1,1'-(1,3-propanediyl) ester | 226233 | 58426
2-Butanone, 1-(4-chlorophenoxy)-3,3-dimethyl- | 226225 | 58427
Carbonochloridic acid, 2-ethylhexyl ester | 226209 | 58428
Spiro[isobenzofuran-1(3H),9'-[9H]xanthen]-3-one, 2'-amino-6'-(diethylamino)- | 226191 | 58429
2-Anthracenesulfonic acid, 1-amino-4-[[4-[(2-chloroacetyl)amino]phenyl]amino]-9,10-dihydro-9,10-dioxo-, sodium salt (1:1) | 226175 | 58430
2-Propenoic acid, 2-methyl-, 1,1'-[(1-methylethylidene)bis(4,1-phenyleneoxy-2,1-ethanediyl)] ester | 226167 | 58431
4-Oxazolemethanol, 4-ethyl-2-heptadecyl-4,5-dihydro- | 226142 | 58432
2-Propenoic acid, 2-methyl-, 1,1'-[(1-methylethylidene)bis[4,1-phenyleneoxy(1-methyl-2,1-ethanediyl)]] ester | 226126 | 58433
Ethanol, 1,2-dibromo-, 1-acetate | 226100 | 58434
1H-Pyrrole-2-acetonitrile, 1-methyl- | 226092 | 58435
1H-Tetrazole, 1-ethyl-5-phenyl- | 226076 | 58436
Acetonitrile, 2-(ethylamino)- | 226068 | 58437
1,2-Ethanediamine, N2-(2-aminoethyl)-N1,N1-diethyl- | 226050 | 58438
Dicarbonic acid, 1,3-bis(1,1-dimethylethyl) ester | 226043 | 58439
2(1H)-Pyrimidinethione, tetrahydro-1-methyl- | 226035 | 58440
Benzene, 1-(chloromethyl)-4-(trimethoxysilyl)- | 226027 | 58441
Silicic acid (H6Si2O7), praseodymium(3+) salt (1:2) | 226019 | 58442
1,4-Methanoanthracene-9,10-dione, 1,2,3,4,4a,9a-hexahydro- | 226001 | 58443
Benzothiazolium, 3-(2-carboxyethyl)-2-[3-[3-(2-carboxyethyl)-2(3H)-benzothiazolylidene]-2-methyl-1-propen-1-yl]-, inner salt | 225995 | 58444
Benzeneacetaldehyde, .alpha.-2-propen-1-yl- | 225987 | 58445
2(1H)-Pyrazinone, sodium salt (1:1) | 225979 | 58446
1H-Benzimidazolium, 5,6-dichloro-1,3-diethyl-2-methyl-, iodide (1:1) | 225961 | 58447
1H-Benzimidazolium, 5,6-dichloro-1-ethyl-2-methyl-3-(3-sulfopropyl)-, inner salt | 225953 | 58448
Benzenesulfinic acid, 4-methyl-, zinc salt (2:1) | 225946 | 58449
9H-Fluorene-9-methanol | 225938 | 58450
Tridecanoic acid, 2-methyl- | 225920 | 58451
Undecanoic acid, 2-methyl- | 225912 | 58452
Decanoic acid, 2-methyl- | 225904 | 58453
Nonanoic acid, 2-methyl- | 225896 | 58454
Heptanoic acid, 2-acetyl-, ethyl ester | 225888 | 58455
Propanamide, N-[3-[bis[2-(acetyloxy)ethyl]amino]phenyl]- | 225862 | 58456
1,2,3-Benzotriazin-4(3H)-one, 3-(chloromethyl)- | 225854 | 58457
Benzenesulfinic acid, zinc salt (2:1) | 225839 | 58458
Piperidinium, 1,1-dimethyl-, chloride (1:1) | 225821 | 58459
Chromate(1-), bis[N-[8-[2-[5-(aminosulfonyl)-2-(hydroxy-.kappa.O)phenyl]diazenyl-.kappa.N1]-7-(hydroxy-.kappa.O)-1-naphthalenyl]acetamidato(2-)]-, sodium (1:1) | 225813 | 58460
Aluminum nitride (AlN) | 225805 | 58461
Ethanone, 1-(2-thiazolyl)- | 225789 | 58462
Benzeneethanaminium, 4-amino-N,N,N-trimethyl-.beta.-oxo-, chloride (1:1) | 225771 | 58463
Butanamide, 2,2'-[(2,2'-dichloro[1,1'-biphenyl]-4,4'-diyl)bis(2,1-diazenediyl)]bis[N-(4-ethoxyphenyl)-3-oxo- | 216481 | 58464
Butanamide, 2,2-dichloro-N-methyl-3-oxo- | 216465 | 58465
3-Octen-1-ol, (3Z)- | 216440 | 58466
Phosphonic acid, P-[3-[(hydroxymethyl)amino]-3-oxopropyl]-, dimethyl ester | 216432 | 58467
Heptanoic acid, 2,2,3,3,4,4,5,5,6,6,7,7,7-tridecafluoro-, sodium salt (1:1) | 216416 | 58468
Octadecanoic acid, [2-heptadecyl-4,5-dihydro-4-(hydroxymethyl)-4-oxazolyl]methyl ester | 216390 | 58469
1,4-Cyclohexanedicarboxamide | 216374 | 58470
Benzene, 1-(chlorodimethylsilyl)-2,3,4,5,6-pentafluoro- | 216366 | 58471
3-Oxazolidineethanol | 216341 | 58472
Cyclopentaneacetic acid, 3-oxo-2-(2Z)-2-penten-1-yl-, methyl ester, (1R,2R)-rel- | 216333 | 58473
2-Butenenitrile, 2-methyl-, (2Z)- | 216325 | 58474
Phenol, 3-pentyl- | 216309 | 58475
Quinolinium, 1-ethyl-2-methyl-, 4-methylbenzenesulfonate (1:1) | 216283 | 58476
1,2,3-Benzenetriol, potassium salt (1:?) | 216267 | 58477
Chromic acid (H2Cr2O7), compd. with pyridine (1:2) | 216259 | 58478
Benzene, 1-(chloromethyl)-2-(1-methylethyl)- | 216242 | 58479
.alpha.-D-Xylofuranose, 1,2-O-(1-methylethylidene)- | 216234 | 58480
1,3,5-Naphthalenetrisulfonic acid, 7-[2-[4-[2-[4-[(2,5,6-trichloro-4-pyrimidinyl)amino]phenyl]diazenyl]phenyl]diazenyl]-, sodium salt (1:3) | 216218 | 58481
Benzene, 1-[(diiodomethyl)sulfonyl]-4-methyl- | 216200 | 58482
Cyclohexanemethanol, 4-(acetyloxy)-.alpha.,.alpha.,4-trimethyl-, 1-acetate | 216192 | 58483
8-Oxa-3,5-dithia-4-stannaeicosanoic acid, 4,4-dibutyl-7-oxo-, dodecyl ester | 216176 | 58484
Silane, [(1E)-1-buten-1-yloxy]trimethyl- | 216150 | 58485
4-Piperidinone, 3,5-dibromo-2,2,6,6-tetramethyl-, hydrobromide (1:1) | 216135 | 58486
2-Propanamine, N-ethyl- | 216127 | 58487
1,3,2-Dioxaphosphorinane, 5-butyl-2-chloro-5-ethyl- | 216119 | 58488
1-Phenanthrenecarboxylic acid, tetradecahydro-1,4a-dimethyl-7-(1-methylethyl)-, methyl ester, (1R,4aR,4bS,7R,8aS,10aR)- | 216093 | 58489
Peroxide, 1,1',1''-[1,3,5-benzenetriyltris(1-methylethylidene)]tris[2-(1,1-dimethylethyl) | 216077 | 58490
Peroxydicarbonic acid, C,C'-bis(1-methylpropyl) ester | 216051 | 58491
Benzenamine, 4,4'-methylenebis[2-ethyl- | 216036 | 58492
Bicyclo[3.1.1]hept-3-en-2-ol, 4,6,6-trimethyl-, (1S,2R,5S)- | 216028 | 58493
Butanoic acid, 2-ethyl-2-methyl- | 216010 | 58494
Aluminum, tris[(hydroxy-.kappa.O)acetato-.kappa.O]- | 215996 | 58495
1H-3a,7-Methanoazulene, octahydro-6-methoxy-3,6,8,8-tetramethyl-, (3R,3aS,6S,7R,8aS)- | 215970 | 58496
2-Pyrimidinamine, hydrochloride (1:?) | 215962 | 58497
1-Propanol, 2-chloro-3-(2-propen-1-yloxy)-, 1,1',1''-phosphite | 215954 | 58498
Benzenamine, 2,4-dichloro-3-methyl- | 215939 | 58499
2-Pyrazinecarbonitrile | 215921 | 58500
2-Hexadecanol, 1-[bis(2-hydroxyethyl)amino]- | 215913 | 58501
Piperidine, 4-(diphenylmethyl)- | 215905 | 58502
2(1H)-Quinolinone, 7-amino-4-methyl- | 215897 | 58503
2-Oxazolidinone, 3-methyl- | 215889 | 58504
Ethanedioic acid, 1,2-bis[(4-chlorophenyl)methyl] ester | 215871 | 58505
1-Propanone, 1-(3-bromophenyl)- | 215863 | 58506
Benzeneethanol, 2-methyl- | 215855 | 58507
[1,1'-Biphenyl]-4-ol, 4'-(1,1-dimethylethyl)- | 215848 | 58508
1,14-Tetradecanediol | 215830 | 58509
4(3H)-Pyrimidinone, 5-bromo- | 215822 | 58510
Acetic acid, palladium salt (1:?) | 215814 | 58511
1H-Pyrrole-3-carboxamide, 2,5-dihydro-2,2,5,5-tetramethyl- | 215806 | 58512
Phenol, 4-[2-[2-methoxy-4-[2-(4-nitrophenyl)diazenyl]phenyl]diazenyl]- | 215798 | 58513
2H-1,3-Oxazine, tetrahydro-6-methyl-6-phenyl- | 215780 | 58514
2H-1,3-Oxazine, tetrahydro-6-phenyl- | 215772 | 58515
1,3-Benzenedicarboxylic acid, polymer with 1,2-ethanediol | 242131 | 58516
2-Propenoic acid, 2-methyl-, methyl ester, polymer with ethenylbenzene and 2,5-furandione | 242123 | 58517
Hexanedioic acid, polymer with 4,4'-(1-methylethylidene)bis[cyclohexanamine] | 242115 | 58518
Formaldehyde, polymer with 4-(1,1-dimethylethyl)phenol, magnesium salt | 242107 | 58519
Ethanaminium, N,N-diethyl-N-methyl-2-[(1-oxo-2-propen-1-yl)oxy]-, methyl sulfate (1:1), polymer with 2-propenamide | 242099 | 58520
2-Propenoic acid, 2-ethylhexyl ester, polymer with N-ethenyl-N-methylacetamide | 242081 | 58521
2-Butenedioic acid (2E)-, 1,4-dibutyl ester, polymer with ethenyl acetate and 2-propenoic acid | 242073 | 58522
2-Butenedioic acid (2Z)-, 1-ethyl ester, polymer with ethenyl acetate | 242065 | 58523
1,3-Benzenedicarboxylic acid, polymer with 1,2-ethanediol, 2,5-furandione and 2,2'-oxybis[ethanol] | 242057 | 58524
2-Propenoic acid, butyl ester, polymer with 2-propenamide and 2-propenenitrile | 242040 | 58525
2-Propenoic acid, 2-methyl-, methyl ester, polymer with ethenyl acetate and 2-ethylhexyl 2-propenoate | 242032 | 58526
2-Propenoic acid, polymer with N,N-dimethyl-2-propenamide | 242024 | 58527
Benzoic acid, 4,5-dimethoxy-2-nitro-, methyl ester | 242016 | 58528
2-Naphthalenecarboxamide, 4-[2-[2-chloro-5-[[(2,4,5-trichlorophenyl)amino]carbonyl]phenyl]diazenyl]-3-hydroxy-N-1-naphthalenyl- | 242008 | 58529
2-Propenoic acid, 2-methyl-, 2-oxiranylmethyl ester, polymer with chloroethene and ethenyl acetate | 241992 | 58530
2-Propenal, polymer with formaldehyde | 241984 | 58531
Quinoline, 1,2-dihydro-2,2,4-trimethyl-, homopolymer | 241976 | 58532
Hexanedioic acid, polymer with 1,2-ethanediol and 1,3-isobenzofurandione | 241968 | 58533
1,4-Benzenedicarboxylic acid, polymer with 2,2-dimethyl-1,3-propanediol and 1,2-ethanediol | 241950 | 58534
Propanoic acid, ethenyl ester, polymer with 1,1-difluoroethene and 1,1,2,2-tetrafluoroethene | 241943 | 58535
Hexanedioic acid, polymer with azacyclotridecan-2-one, hexahydro-2H-azepin-2-one and 1,6-hexanediamine | 241935 | 58536
2H-Azepin-2-one, hexahydro-, polymer with 1,6-diisocyanatohexane | 241927 | 58537
Decanedioic acid, homopolymer | 241919 | 58538
Nonanedioic acid, homopolymer | 241901 | 58539
Hexanedioic acid, homopolymer | 241893 | 58540
Cyclopropanecarboxylic acid, 2,2-dimethyl-3-(2-methyl-1-propen-1-yl)-, (1R,3S)- | 241885 | 58541
Cyclopropanecarboxylic acid, 2,2-dimethyl-3-(2-methyl-1-propen-1-yl)-, (1S,3R)- | 241877 | 58542
Octadecenoic acid | 241869 | 58543
Anthra[9,1,2-cde]benzo[rst]pentaphene-5,10-dione, amino- | 241851 | 58544
Hydroperoxide, bis(1-methylethyl)phenyl | 241844 | 58545
Cyclohexane, 1-methyl-4-(1-methylethyl)-, monohydroperoxy deriv. | 241836 | 58546
Phenol, octyl-, 1-(dihydrogen phosphate) | 241828 | 58547
2,5-Furandione, telomer with ethenylbenzene and (1-methylethyl)benzene | 241810 | 58548
9-Octadecenoic acid (9Z)-, isooctyl ester | 241794 | 58549
Neodecanoic acid, 2-oxiranylmethyl ester | 241778 | 58550
Neodecanoic acid, potassium salt (1:1) | 241760 | 58551
2-Oxepanone, polymer with 1,1'-methylenebis[4-isocyanatobenzene] | 241745 | 58552
Nonanedioic acid, polymer with 1,2-ethanediol | 241737 | 58553
2-Propenoic acid, butyl ester, polymer with 2-ethylhexyl 2-propenoate | 241729 | 58554
Butene, 2-methyl- | 241711 | 58555
Hexanedioic acid, polymer with 2,2'-oxybis[ethanol] and 1,2,3-propanetriol | 241703 | 58556
Ethene, 1,1'-[oxybis(methylenesulfonyl)]bis- | 241695 | 58557
Neodecaneperoxoic acid, 1,1-dimethylethyl ester | 241679 | 58558
Neoheptaneperoxoic acid, 1,1-dimethylethyl ester | 241661 | 58559
Pyridinium, methyl-1-(phenylmethyl)-, chloride (1:1) | 241653 | 58560
Decanedioic acid, polymer with 1,6-hexanediol | 241638 | 58561
Butanedioic acid, 2-methylene-, polymer with butyl 2-propenoate and ethenylbenzene | 241620 | 58562
2,4,8,10-Tetraoxa-3,9-diphosphaspiro[5.5]undecane, 3,9-bis[2,4-bis(1,1-dimethylethyl)phenoxy]- | 241612 | 58563
Guanidine, benzoate (1:1) | 241604 | 58564
1-Propanol, 3-amino-2,2-dimethyl- | 241588 | 58565
Hexanedioic acid, 1,6-dihexadecyl ester | 241562 | 58566
Hexanedioic acid, 1,6-ditetradecyl ester | 241547 | 58567
Tetradecanoic acid, 1,1'-(1,4-butanediyl) ester | 241521 | 58568
Nonanedioic acid, 1,9-ditridecyl ester | 241513 | 58569
Docosanoic acid, butyl ester | 241505 | 58570
2,5,8,10-Tetraoxatridec-12-enoic acid, 9-oxo-, 2-propen-1-yl ester, homopolymer | 234138 | 58571
2-Propenoic acid, homopolymer, lithium salt | 234120 | 58572
2-Pyrrolidinone, 1-ethenyl-, homopolymer, compd. with iodine | 234112 | 58573
2,5-Furandione, polymer with 1,3-butadiene | 234104 | 58574
2-Propenoic acid, 2-methyl-, 2-(diethylamino)ethyl ester, hydrochloride (1:1), homopolymer | 234096 | 58575
2-Propenoic acid, 2-methyl-, methyl ester, polymer with 1-ethenyl-2-pyrrolidinone | 234088 | 58576
Ethanol, 2-[(4-aminophenyl)ethylamino]-, sulfate (2:1) | 234062 | 58577
Ethanol, 2-[(4-amino-3-methylphenyl)ethylamino]-, sulfate (1:1) | 234054 | 58578
9,10-Anthracenedione, tetrabutyl- | 234021 | 58579
2-Propenenitrile, 2-chloro-, homopolymer | 234013 | 58580
Benzo[a]phenazinium, 7-phenylsulfo-5-[(4-sulfophenyl)amino]-, inner salt, sodium salt (1:1) | 234005 | 58581
Phenol, bis(1-phenylethyl)- | 233981 | 58582
Phosphoric acid, magnesium sodium salt (1:?:?) | 233973 | 58583
1,4-Benzenedicarboxylic acid, 1,4-dimethyl ester, polymer with 1,4-cyclohexanedimethanol and 1,2-ethanediol | 233965 | 58584
1,3-Benzenedicarbonyl dichloride, polymer with 1,4-benzenedicarbonyl dichloride and 4,4'-(1-methylethylidene)bis[phenol] | 233957 | 58585
Cyclohexanol, methyl- | 233940 | 58586
Phenol, methylidynetris- | 233932 | 58587
2-Propenoic acid, 2-methyl-, polymer with ethyl 2-propenoate and N-(hydroxymethyl)-2-propenamide | 233924 | 58588
2-Propenoic acid, 2-methyl-, octadecyl ester, homopolymer | 233916 | 58589
2-Propenoic acid, 2-methyl-, polymer with ethyl 2-propenoate, N-(hydroxymethyl)-2-propenamide and methyl 2-methyl-2-propenoate | 233908 | 58590
Naphthalenesulfonic acid, butyl-, sodium salt (1:1) | 233890 | 58591
Cyclododecane, hexabromo- | 233882 | 58592
9-Octadecenoic acid (9Z)-, diester with 1,2,3-propanetriol | 233874 | 58593
Benzenepentanol, .beta.-methyl- | 233866 | 58594
9,10-Anthracenedione, 1,5-dihydroxy-4,8-bis(phenylamino)- | 233858 | 58595
9,10-Anthracenedione, 1,5-dihydroxy-4,8-bis[(4-methoxyphenyl)amino]- | 233841 | 58596
4-Isoxazolecarbonyl chloride, 3-(2-chlorophenyl)-5-methyl- | 233833 | 58597
Benzoic acid, 2-[(1-oxopropyl)amino]-, methyl ester | 233825 | 58598
Acetamide, 2-cyano-2-[2,3-dihydro-3-(tetrahydro-2,4,6-trioxo-5(2H)-pyrimidinylidene)-1H-isoindol-1-ylidene]- | 233817 | 58599
9,10-Anthracenedione, amino- | 233809 | 58600
1,6-Hexanediamine, C,C,C-trimethyl- | 233791 | 58601
2-Propenoic acid, butyl ester, polymer with ethenyl acetate and 2-propenamide | 233783 | 58602
Benzene, tetramethyl- | 233775 | 58603
Naphthalenesulfonic acid, dinonyl-, barium salt (2:1) | 233767 | 58604
Formaldehyde, polymer with 2-propanone | 233759 | 58605
1,2,3-Propanetriol, homopolymer | 233742 | 58606
Indium nitride (InN) | 233734 | 58607
Gallium nitride (GaN) | 233726 | 58608
Aziridine, polymer with 2-(chloromethyl)oxirane | 233718 | 58609
Decanedioic acid, polymer with 2,2'-oxybis[ethanol] | 233700 | 58610
1,2-Benzenedicarboxylic acid, polymer with 1,2-ethanediol | 233692 | 58611
2-Propenoic acid, 2-methyl-, butyl ester, polymer with ethenylbenzene and 2-propenoic acid | 233684 | 58612
2-Butenoic acid, polymer with ethenyl acetate | 233676 | 58613
1,4-Benzenedicarboxylic acid, polymer with 1,2-ethanediol and nonanedioic acid | 233668 | 58614
Propanenitrile, 3-[(2-aminoethyl)amino]-, homopolymer | 233650 | 58615
3,6,9,12-Tetraazatetradecane-1,14-diamine, polymer with 1,2-dichloroethane | 233643 | 58616
[1,1'-Biphenyl]-4,4'-diol, polymer with 1,1'-sulfonylbis[4-chlorobenzene] | 233635 | 58617
Phenol, 4,4'-sulfonylbis-, polymer with 1,1'-sulfonylbis[4-chlorobenzene] | 233627 | 58618
L-Aspartic acid, homopolymer | 233619 | 58619
2-Propenoic acid, 2-methyl-, butyl ester, polymer with methyl 2-methyl-2-propenoate | 233601 | 58620
2-Propenoic acid, 2-methyl-, polymer with ethene, sodium salt | 233593 | 58621
2-Propenoic acid, homopolymer, potassium salt | 233585 | 58622
Phenol, 4,4'-(1-methylethylidene)bis[2,6-dibromo-, polymer with 4,4'-(1-methylethylidene)bis[phenol] and 2,2'-[(1-methylethylidene)bis(4,1-phenyleneoxymethylene)]bis[oxirane] | 233577 | 58623
Undecanoic acid, 11-amino-, homopolymer | 233551 | 58624
Naphthalene, chloro- | 233544 | 58625
Phosphorous acid, tris(methylphenyl) ester | 233536 | 58626
2-Propenoic acid, 2-methyl-, polymer with butyl 2-propenoate and methyl 2-propenoate | 233528 | 58627
Acetic acid, 2,2'-thiobis-, 1,1'-bis(2-ethylhexyl) ester | 225763 | 58628
1-Tetradecanamine, N,N-dimethyl-, acetate (1:1) | 225748 | 58629
Butanoic acid, 2,4-dinitrophenyl ester | 225722 | 58630
Tetradecanoic acid, 1-methyl-1H-indol-3-yl ester | 225706 | 58631
Carbonic acid, 4-formylphenyl methyl ester | 225680 | 58632
Chromate(1-), triaqua[4-[[4,5-dihydro-3-methyl-5-(oxo-.kappa.O)-1-(3-sulfophenyl)-1H-pyrazol-4-yl]azo-.kappa.N1]-3-(hydroxy-.kappa.O)-1-naphthalenesulfonato(4-)]-, sodium (1:1) | 225672 | 58633
Pregn-4-ene-20-carboxaldehyde, 3-oxo- | 225664 | 58634
Benzenesulfonic acid, 2,2'-(1,2-ethenediyl)bis[5-[4-(4-sulfophenyl)-2H-1,2,3-triazol-2-yl]-, sodium salt (1:4) | 225649 | 58635
2-Naphthalenol, decahydro-5,5,8a-trimethyl-, 2-acetate | 225631 | 58636
2H-Pyran, 2-butyl-3,6-dihydro-4,6-dimethyl- | 225615 | 58637
2H-Pyran, 6-butyl-3,6-dihydro-2,4-dimethyl- | 225607 | 58638
Benzenesulfonic acid, 2,2'-(1,2-ethenediyl)bis[5-[[4-(4-morpholinyl)-6-(phenylamino)-1,3,5-triazin-2-yl]amino]- | 225599 | 58639
Benzenemethanol, .alpha.-[(1R)-1-(methylamino)ethyl]-, hydrochloride (1:1), (.alpha.S)- | 225573 | 58640
Magnesium, dioctyl- | 225565 | 58641
Benzamide, 2,4-dihydroxy-N-(2-hydroxyethyl)- | 225540 | 58642
5-Octen-2-one, 6-methyl- | 225532 | 58643
6-Nonen-1-yn-3-ol, 3,7-dimethyl- | 225516 | 58644
Acetamide, N-[2-[2-(2-cyano-4,6-dinitrophenyl)diazenyl]-5-(diethylamino)phenyl]- | 225490 | 58645
1-Octadecanaminium, N-(carboxymethyl)-N,N-bis(2-hydroxyethyl)-, inner salt | 225474 | 58646
Pyrazine, 2-methoxy-3-(1-methylpropyl)- | 225466 | 58647
Naphthalene, 1,4-bis(1-methylethyl)- | 225441 | 58648
4(5H)-Thiazolone, 2-(diphenylamino)- | 225425 | 58649
Benzene, (1-methyl-1-propoxyethyl)- | 225417 | 58650
2-Propenoic acid, 3-[4-[(E)-[(4-methoxyphenyl)methylene]amino]phenyl]-, (2S)-2-methylbutyl ester, (2E)- | 225391 | 58651
Benzoxazolium, 2-[6-(acetylphenylamino)-1,3,5-hexatrien-1-yl]-3-ethyl-, iodide (1:1) | 225375 | 58652
Copper, [(2E,7R,11R)-3,7,11,15-tetramethyl-2-hexadecenyl (3S,4S,21R)-9-ethenyl-14-ethyl-13-formyl-21-(methoxycarbonyl)-4,8,18-trimethyl-20-oxo-3-phorbinepropanoato(2-)-.kappa.N23,.kappa.N24,.kappa.N25,.kappa.N26]-, (SP-4-2)- | 225359 | 58653
Anthra[2,1,9-def:6,5,10-d'e'f']diisoquinoline-1,3,8,10(2H,9H)-tetrone, 2,9-bis(4-ethoxyphenyl)- | 225342 | 58654
Chromium nitride (CrN) | 225334 | 58655
1-Octen-3-ol, 3-methyl- | 225318 | 58656
1-Octyne, 8-chloro- | 225300 | 58657
2-Cyclohexene-1-carboxylic acid, 2-methyl-6-(1-methylethyl)-4-oxo-, ethyl ester | 225284 | 58658
2-Benzothiazolamine, 5,6-dichloro- | 225276 | 58659
Silane, dichloro(3-chloropropyl)- | 225268 | 58660
Acetic acid, 2-isothiocyanato-, ethyl ester | 225250 | 58661
2-Pyrrolidinone, 1-(2-methylphenyl)- | 225243 | 58662
Benzenesulfonic acid, 4-methyl-, compd. with pyridine (1:1) | 225235 | 58663
5,9-Undecadien-1-ol, 2,6,10-trimethyl- | 225227 | 58664
1,3-Benzenedicarboxylic acid, 5-sulfo-, 1,3-bis(2-hydroxyethyl) ester, sodium salt (1:1) | 225219 | 58665
Phosphorothioic acid, O,O-diethyl O-(1-phenyl-1H-1,2,4-triazol-3-yl) ester | 225201 | 58666
1,4-Benzenedicarboxylic acid, 1-methyl ester, 4-[2-[4-(methoxycarbonyl)benzoyl]hydrazide] | 225193 | 58667
1H-Imidazole-1-propanenitrile, 2-methyl- | 225185 | 58668
1H-Imidazole-1-propanenitrile, 2-ethyl-4-methyl- | 225177 | 58669
1H-Imidazole-1-propanenitrile, 2-undecyl- | 225169 | 58670
1H-Imidazole-1-propanenitrile, 2-phenyl- | 225151 | 58671
Diazene, 1,2-bis(2,2',4,4',6,6'-hexanitro[1,1'-biphenyl]-3-yl)- | 225144 | 58672
Ethanol, 2-(2,4,6-tribromophenoxy)- | 225136 | 58673
2-Naphthalenesulfonic acid, 6-[(2,6-dimethylphenyl)amino]-4-hydroxy- | 225128 | 58674
Copper, [1,3,8,10,15,17,22,24-octachloro-29H,31H-phthalocyaninato(2-)-.kappa.N29,.kappa.N30,.kappa.N31,.kappa.N32]-, (SP-4-1)- | 225110 | 58675
Benzamide, 3,5-dichloro-N-(1,1-dimethyl-2-propynyl)- | 225102 | 58676
Ethanediamide, N1-(2-ethoxyphenyl)-N2-(2-ethylphenyl)- | 225094 | 58677
5-Pyrimidinecarboxylic acid, 1,2,3,4-tetrahydro-4-oxo-2-thioxo- | 225086 | 58678
5-Pyrimidinecarboxylic acid, 1,2,3,4-tetrahydro-2,4-dioxo- | 225078 | 58679
2-Propenoic acid, 2-buten-1-yl ester | 225052 | 58680
Propanoic acid, 2-mercapto-, ethyl ester | 215764 | 58681
Isoxazole, 4-(chloromethyl)-3,5-dimethyl- | 215756 | 58682
Lead hydroxide (Pb(OH)2) | 215749 | 58683
5-Hexyn-3-ol | 215723 | 58684
Cyclopentene, 1-ethyl-2-methyl- | 215715 | 58685
4-Heptanol, 3-ethyl- | 215699 | 58686
2-Butenal, 2-ethyl- | 215681 | 58687
1-Hexanol, sodium salt (1:1) | 215665 | 58688
2-Propenoic acid, 1,1'-[2-methyl-2-[[(1-oxo-2-propen-1-yl)oxy]methyl]-1,3-propanediyl] ester | 215657 | 58689
3H-Indolium, 2-[7-(1,3-dihydro-1,3,3-trimethyl-2H-indol-2-ylidene)-1,3,5-heptatrien-1-yl]-1,3,3-trimethyl-, iodide (1:1) | 215632 | 58690
1,2-Propanediamine, N2,N2-dimethyl- | 215624 | 58691
Propanoic acid, 3-(dodecylthio)-, methyl ester | 215608 | 58692
Acetic acid, 2-hydroxy-2-methoxy-, methyl ester | 215582 | 58693
9,10-Anthracenedione, 1-amino-2-[2,4-bis(1-methylpropyl)phenoxy]-4-hydroxy- | 215574 | 58694
2H-Pyran, 2-[(8-chlorooctyl)oxy]tetrahydro- | 215558 | 58695
Benzene, 1-bromo-3,5-dichloro- | 215541 | 58696
1,2-Hydrazinedicarboxylic acid, 1,2-bis(1-methylethyl) ester | 215525 | 58697
Benzeneoctadecanoic acid | 215517 | 58698
2-Propenoic acid, 1,1'-(thiodi-2,1-ethanediyl) ester | 215491 | 58699
1-Propanol, 3-mercapto- | 215483 | 58700
9,10-Anthracenedione, 1,4-bis[(2-methylpropyl)amino]- | 215475 | 58701
Osmate (OsO42-), potassium (1:2), (T-4)- | 215459 | 58702
Chromate(5-), bis[5-amino-4-(hydroxy-.kappa.O)-3-[2-[2-(hydroxy-.kappa.O)-5-nitrophenyl]diazenyl-.kappa.N1]-2,7-naphthalenedisulfonato(4-)]-, hydrogen (1:5) | 215442 | 58703
Gallium, chloro[29H,31H-phthalocyaninato(2-)-.kappa.N29,.kappa.N30,.kappa.N31,.kappa.N32]-, (SP-5-12)- | 215434 | 58704
Benzoic acid, 3,5-bis(1,1-dimethylethyl)-2-hydroxy- | 215426 | 58705
9,12-Octadecadienoic acid (9Z,12Z)-, calcium salt (2:1) | 215400 | 58706
Zirconate(2-), oxobis[sulfato(2-)-.kappa.O,.kappa.O']-, hydrogen (1:2) | 215392 | 58707
Diazene, 1,2-bis(1,1-dimethylpropyl)- | 215384 | 58708
Benzamide, 3-amino-4-chloro- | 215376 | 58709
2-Propanol, 1-bromo- | 215350 | 58710
2,5,8,11-Tetraoxatetradec-13-ene | 215343 | 58711
1,3,4-Oxadiazol-2(3H)-one, 3-[2,4-dichloro-5-(1-methylethoxy)phenyl]-5-(1,1-dimethylethyl)- | 215327 | 58712
21H,23H-Porphine-7-propanoic acid, 3-carboxy-5-(carboxymethyl)-13-ethenyl-18-ethyl-7,8-dihydro-2,8,12,17-tetramethyl-, (7S,8S)- | 215319 | 58713
Dodecanethioic acid, 1,1'-anhydrosulfide | 215293 | 58714
1-Piperidinepropanoic acid, ethyl ester | 215285 | 58715
Lead, (N-nitro-1H-tetrazol-5-aminato)[2,4,6-trinitro-1,3-benzenediolato(2-)]di- | 215277 | 58716
2,4,6(1H,3H,5H)-Pyrimidinetrione, 5-chloro- | 215251 | 58717
Pentaborane(9) | 215244 | 58718
Lithium azide (Li(N3)) | 215236 | 58719
4-Undecanone, 2-methyl- | 215228 | 58720
Ruthenate(2-), pentachloronitrosyl-, (OC-6-21)- | 215210 | 58721
Morpholine, tetrafluoroborate(1-) (1:1) | 215194 | 58722
Hexanoic acid, 2-ethyl-, iron salt (1:?) | 215186 | 58723
8-Decen-3-ol, 5,9-dimethyl- | 215160 | 58724
2-Heptanone, 4,6-dimethyl- | 215152 | 58725
1,5-Naphthalenedisulfonic acid, 2-amino-, sodium salt (1:1) | 215145 | 58726
1-Naphthalenesulfonic acid, 5-hydroxy-6-[2-[2-methoxy-5-[[2-(sulfooxy)ethyl]sulfonyl]phenyl]diazenyl]-, sodium salt (1:2) | 215129 | 58727
Glycine, N-phenyl-, potassium salt (1:1) | 215111 | 58728
Uranium oxide peroxide (UO2(O2)), (T-4)- | 215103 | 58729
1,2-Ethanediamine, N1-(1-methylethyl)- | 215095 | 58730
Ethanol, 2-[bis(phenylmethyl)amino]-, 1-acetate | 215087 | 58731
3,5-Hexadien-2-one, 3-methyl-6-phenyl- | 215079 | 58732
9,10-Anthracenedione, 2-acetyl-1,4-diamino- | 215061 | 58733
Benzenemethanaminium, N,N-diethyl-N-(2-hydroxyethyl)-, chloride (1:1) | 215053 | 58734
2-Decen-1-ol, 1-acetate | 215046 | 58735
2-Propenoic acid, 1,1'-(1-methyl-1,3-propanediyl) ester | 215038 | 58736
Benzenesulfonic acid, [[4-[(4-amino-3-methylphenyl)hydroxy[4-(phenylamino)phenyl]methyl]phenyl]amino]-, sodium salt (1:1) | 256834 | 58737
2-Propenoic acid, polymer with butyl 2-propenoate and 2-hydroxyethyl 2-propenoate | 256826 | 58738
2-Propenoic acid, polymer with ethyl 2-propenoate and 2-hydroxyethyl 2-propenoate | 256818 | 58739
Formaldehyde, polymer with N1-(3-aminopropyl)-1,3-propanediamine and 1,3,5-triazine-2,4,6-triamine | 256800 | 58740
Cyclohexanol, 4,4'-(1-methylethylidene)bis-, polymer with 2-(chloromethyl)oxirane | 256792 | 58741
Benzene, trichloromethyl- | 256784 | 58742
2-Butenedioic acid (2Z)-, 1,4-dibutyl ester, polymer with ethenyl acetate, 2-oxiranylmethyl 2-methyl-2-propenoate and 2-propenoic acid | 256776 | 58743
2-Propenoic acid, 2-methyl-, 2-(dimethylamino)ethyl ester, polymer with 1-ethenyl-2-pyrrolidinone | 256768 | 58744
Hexanedioic acid, polymer with N1-(2-aminoethyl)-N2-[2-[(2-aminoethyl)amino]ethyl]-1,2-ethanediamine | 256750 | 58745
1,3-Benzenedicarboxylic acid, polymer with 1,4-benzenedicarboxylic acid and 1,4-butanediol | 256743 | 58746
2,5-Furandione, polymer with 2-ethyl-2-(hydroxymethyl)-1,3-propanediol and octahydro-2,4-methano-2H-indeno[1,2-b:5,6-b']bisoxirene | 256735 | 58747
2-Propenoic acid, 2-methyl-, polymer with ethenylbenzene, methyl 2-methyl-2-propenoate and 2-propenenitrile | 256727 | 58748
2-Butenenitrile, 2-methyl-, (2E)- | 256719 | 58749
2,7-Octadien-1-ol, 2,6-dimethyl-, 1-acetate | 256701 | 58750
1H-Benzimidazole, 1-ethyl-2-methyl-5-(trifluoromethyl)- | 256693 | 58751
9,11-Tetradecadien-1-ol, 1-acetate, (9E,11Z)- | 256685 | 58752
Phosphoramidothioic acid, acetyl-, O,S-dimethyl ester | 256677 | 58753
Ethanimidoyl chloride, 2-(dimethylamino)-N-hydroxy-2-oxo- | 256669 | 58754
Ethanimidothioic acid, 2-(dimethylamino)-N-hydroxy-2-oxo-, methyl ester | 256651 | 58755
2-Propenoic acid, 2-methyl-, polymer with 1,3-butadiene and N-(hydroxymethyl)-2-propenamide | 256644 | 58756
2-Propenoic acid, 2-methyl-, polymer with 1,3-butadiene, ethenylbenzene and N-(hydroxymethyl)-2-propenamide | 256636 | 58757
2-Propenoic acid, 2-methyl-, polymer with 1,3-butadiene, N-(hydroxymethyl)-2-propenamide and 2-propenenitrile | 256628 | 58758
Carbonic dichloride, polymer with 4,4'-(1-methylethylidene)bis[phenol] and 4,4'-sulfonylbis[phenol] | 256610 | 58759
Cyclohexane, tribromotrichloro- | 256602 | 58760
Nonadienal | 256586 | 58761
Benzene, (diazidomethylsilyl)- | 256578 | 58762
Benzenesulfonic acid, methyl-, potassium salt (1:1) | 256560 | 58763
2-Propenoic acid, 2-methyl-, tetradecyl ester, homopolymer | 256552 | 58764
Hexanedioic acid, polymer with 1,4-butanediol and 2-ethyl-2-(hydroxymethyl)-1,3-propanediol | 256537 | 58765
1,3-Isobenzofurandione, polymer with 2-ethyl-2-(hydroxymethyl)-1,3-propanediol | 256529 | 58766
2-Propenoic acid, 2-methyl-, dodecyl ester, polymer with methyl 2-methyl-2-propenoate and 2-propenoic acid | 256511 | 58767
2-Propenoic acid, 2-methyl-, polymer with ethenylbenzene, ethyl 2-propenoate, formaldehyde and 2-propenamide | 256503 | 58768
2-Propenoic acid, polymer with ethenylbenzene, (1-methylethenyl)benzene and 2-propenenitrile | 256495 | 58769
9,12-Tetradecadien-1-ol, 1-acetate, (9Z,12E)- | 256487 | 58770
Tricyclo[8.2.2.24,7]hexadeca-4,6,10,12,13,15-hexaene, tetrachloro- | 256479 | 58771
1,3-Propanediol, 2-ethyl-2-(hydroxymethyl)-, polymer with 2-(chloromethyl)oxirane | 256461 | 58772
1,4-Benzenedicarboxylic acid, polymer with 1,4-butanediol and 1,2-ethanediol | 256453 | 58773
4,7-Methano-1H-indene, octahydrodimethyl- | 256446 | 58774
Vanadium, dihydroxyoxo- | 256438 | 58775
Magnesium(1+), ethyl-, (T-4)-tetraethylaluminate(1-) (1:1) | 256420 | 58776
Benzothiazolium, 5-chloro-2-[3-[5-chloro-3-(4-sulfobutyl)-2(3H)-benzothiazolylidene]-2-methyl-1-propen-1-yl]-3-(4-sulfobutyl)-, inner salt | 256404 | 58777
1,3-Benzenedicarboxylic acid, polymer with 1,3-benzenediamine and 1,4-benzenediamine | 256388 | 58778
1,3-Naphthalenediol, 2,4-dinitroso- | 256370 | 58779
Benzoic acid, 2,3,5-trichloro-6-hydroxy-, pentyl ester | 256354 | 58780
Phenol, polymer with 3a,4,7,7a-tetrahydro-4,7-methano-1H-indene | 256347 | 58781
1H-Naphth[2,3-f]isoindole-1,5,10-trione, 4,11-diamino-2-(2-butoxyethyl)-2,3-dihydro-3-imino- | 256321 | 58782
1-Benzopyrylium, 4-(butylamino)-4'-methoxy-, tetrafluoroborate(1-) (1:1) | 256313 | 58783
Stannate(2-), hexachloro-, (OC-6-11)-, nitrosyl (1:2) | 256305 | 58784
Dibenzofuran, pentachloro- | 256289 | 58785
Dibenzofuran, tetrachloro- | 256271 | 58786
2-Propenoic acid, ethyl ester, polymer with chloroethene and 1,1-dichloroethene | 256255 | 58787
2-Propenoic acid, 2-methyl-, 2-[bis(1-methylethyl)amino]ethyl ester, polymer with decyl 2-methyl-2-propenoate | 256248 | 58788
2-Propenoic acid, 2-ethylhexyl ester, polymer with (1-methylethenyl)benzene | 256230 | 58789
2-Propenoic acid, 2-methyl-, methyl ester, polymer with 2-propenenitrile | 256222 | 58790
2-Propenenitrile, polymer with ethene, ethenylbenzene, 1-propene and 3a,4,7,7a-tetrahydro-4,7-methano-1H-indene | 256214 | 58791
2-Propenoic acid, 2-methyl-, methyl ester, polymer with ethyl 2-propenoate and methyl 2-propenoate | 256206 | 58792
Formaldehyde, polymer with tetrahydro-4H-1,3,5-oxadiazin-4-one | 256198 | 58793
2-Propenoic acid, 2-methyl-, methyl ester, polymer with ethyl 2-propenoate and 2-methyl-2-propenamide | 256180 | 58794
2-Propenoic acid, 2-methyl-, methyl ester, polymer with ethyl 2-propenoate, N-(hydroxymethyl)-2-propenamide and 2-propenamide | 256172 | 58795
1H-Imidazole, 2-ethenyl-4,5-dihydro-, homopolymer, sulfate | 256164 | 58796
Benzamide, 2-amino-N-(1-methylethyl)- | 256156 | 58797
4-Decenal | 256149 | 58798
Cyclohexanamine, 1-ethynyl- | 256131 | 58799
Methanesulfonothioic acid, S-(2-hydroxypropyl) ester | 256123 | 58800
Propanoic acid, 3-(2,4,5-trichlorophenoxy)-, 2-butoxyethyl ester | 256115 | 58801
Butanedioic acid, 2,3-dihydroxy- (2R,3R)-, iron(3+) salt (1:?) | 256107 | 58802
6-Octen-2-ol, 2,6-dimethyl- | 256099 | 58803
Ethanaminium, N,N,N-trimethyl-, hydroxide (1:1) | 256081 | 58804
1-Octanesulfonamide, N,N'-[phosphinicobis(oxy-2,1-ethanediyl)]bis[N-ethyl-1,1,2,2,3,3,4,4,5,5,6,6,7,7,8,8,8-heptadecafluoro-, ammonium salt (1:1) | 256073 | 58805
Xanthylium, 3,6-diamino-9-(2-carboxyphenyl)-, inner salt | 256065 | 58806
1H-Benzimidazolium, 6-chloro-1-ethyl-2-methyl-3-(3-sulfopropyl)-5-(trifluoromethyl)-, inner salt | 256057 | 58807
1,2-Benzenediamine, N1-ethyl-4-(trifluoromethyl)- | 256040 | 58808
Benzenamine, N-ethyl-2-nitro-4-(trifluoromethyl)- | 256032 | 58809
Hexanedioic acid, polymer with 1,3-butanediol and 1,6-hexanediol | 256024 | 58810
1,3-Propanediol, 2,2-bis(hydroxymethyl)-, polymer with 2-methyloxirane and oxirane | 256016 | 58811
Propanoic acid, 3-mercapto-, isooctyl ester | 256008 | 58812
2-Naphthalenecarboxamide, 1-hydroxy-N-[3-(4-morpholinyl)propyl]- | 255992 | 58813
2-Naphthalenecarboxamide, N-(3-acetylphenyl)-3-hydroxy- | 255984 | 58814
Glycine, N-methyl-N-(1-oxotetradecyl)-, sodium salt (1:1) | 255976 | 58815
2,4-Undecadienal, (2E,4E)- | 255968 | 58816
2,4-Octadienal, (2E,4E)- | 255950 | 58817
2-Propenoic acid, 2-methyl-, polymer with butyl 2-propenoate and 2-propenoic acid | 255943 | 58818
2-Propenoic acid, 2-methyl-, polymer with ethyl 2-propenoate and 2-propenoic acid | 255935 | 58819
1,3-Benzenedicarboxylic acid, polymer with 1,4-benzenedicarboxylic acid, 1,2-ethanediol and 1,2-propanediol | 255927 | 58820
[1,1'-Biphenyl]ol, (phenylmethyl)- | 255919 | 58821
Hexanedioic acid, polymer with N1-(2-aminoethyl)-1,2-ethanediamine, 1,2-dichloroethane and hexahydro-2H-azepin-2-one | 255901 | 58822
Benzenesulfonic acid, dimethyl-, potassium salt (1:1) | 255893 | 58823
Ethanol, 2-(3,3-dimethylcyclohexylidene)-, (2E)- | 255885 | 58824
Acetic acid, 2-(3,3-dimethylcyclohexylidene)-, methyl ester, (2Z)- | 255869 | 58825
Phosphoric acid, monooctyl ester, compd. with 2,2',2''-nitrilotris[ethanol] (1:1) | 255851 | 58826
7-Oxabicyclo[4.1.0]heptane-3-carboxylic acid, 7-oxabicyclo[4.1.0]hept-3-ylmethyl ester, polymer with hexahydro-1,3-isobenzofurandione | 255844 | 58827
2-Propenoic acid, 2-methyl-, polymer with 1-ethenyl-2-pyrrolidinone | 255836 | 58828
2-Propenoic acid, polymer with butyl 2-propenoate, ethenylbenzene and ethyl 2-propenoate | 255828 | 58829
1,3-Propanediol, 2-ethyl-2-(hydroxymethyl)-, polymer with 1,6-diisocyanatohexane | 255810 | 58830
Propanoic acid, 3,3'-thiobis-, polymer with 2,2-dimethyl-1,3-propanediol | 255802 | 58831
2H-Pyran, tetrahydro-2-methyl-4-methylene-6-phenyl- | 255794 | 58832
Phenol, dodecyl-, 1,1'-(hydrogen phosphorodithioate) | 255778 | 58833
Benzenesulfonic acid, 4-[2-[3-[2-(dimethylphenyl)diazenyl]-2,4-dihydroxyphenyl]diazenyl]- | 255752 | 58834
2,5-Furandione, polymer with 2,2-bis[(2-propen-1-yloxy)methyl]-1-butanol | 255745 | 58835
Benzenamine, 4-(1-methylbutyl)- | 255737 | 58836
Benzenamine, 4-(1-methylpropyl)- | 255729 | 58837
2-Propenoic acid, 2-ethylhexyl ester, polymer with N-(1,1-dimethyl-3-oxobutyl)-2-propenamide and ethenyl acetate | 255711 | 58838
Benzenemethanaminium, N,N-dimethyl-N-(1-methylpentadecyl)-, chloride (1:1) | 255695 | 58839
Docosanoic acid, monoester with 1,2,3-propanetriol | 255679 | 58840
Cyclohexanol, methyl-, 1-acetate | 255661 | 58841
Butanedioic acid, 2-methylene-, polymer with butyl 2-propenoate and methyl 2-methyl-2-propenoate | 255653 | 58842
2-Propenoic acid, 2-methyl-, polymer with butyl 2-methyl-2-propenoate and butyl 2-propenoate | 255646 | 58843
2-Propenoic acid, 2-methyl-, methyl ester, polymer with butyl 2-propenoate and ethenyl acetate | 255638 | 58844
1,3-Butanediol, polymer with 2-ethyl-2-(hydroxymethyl)-1,3-propanediol and 5-isocyanato-1-(isocyanatomethyl)-1,3,3-trimethylcyclohexane | 255620 | 58845
1,3-Propanediol, 2-ethyl-2-(hydroxymethyl)-, polymer with 5-isocyanato-1-(isocyanatomethyl)-1,3,3-trimethylcyclohexane | 255612 | 58846
2,5-Furandione, polymer with ethenylbenzene and 1,2-propanediol | 255596 | 58847
Undecanol | 255588 | 58848
Benzenamine, 3,3'-[sulfonylbis(4,1-phenyleneoxy)]bis- | 255570 | 58849
2-Propenoic acid, 2-methyl-, polymer with 1,1-dichloroethene and methyl 2-propenoate | 255554 | 58850
Butanedioic acid, 2-methylene-, polymer with 1,3-butadiene and ethenylbenzene | 255547 | 58851
tert-Decanethiol | 255539 | 58852
2-Oxepanone, polymer with oxirane | 255521 | 58853
Butanal, 4-(octahydro-4,7-methano-5H-inden-5-ylidene)- | 255513 | 58854
2-Propenoic acid, 3-[2,2-dimethyl-1-oxo-3-[(1-oxo-2-propen-1-yl)oxy]propoxy]-2,2-dimethylpropyl ester | 255497 | 58855
1H-Isoindole-1,3(2H)-dione, 4,5,6,7-tetrachloro-2-[2-(4,5,6,7-tetrachloro-2,3-dihydro-1,3-dioxo-1H-inden-2-yl)-8-quinolinyl]- | 255471 | 58856
Benzonitrile, 2-[2-[4-[bis[2-(acetyloxy)ethyl]amino]phenyl]diazenyl]-5-nitro- | 255463 | 58857
1-Propanamine, 3-(isodecyloxy)- | 255455 | 58858
Chromate(1-), bis[3-[2-[4,5-dihydro-3-methyl-5-(oxo-.kappa.O)-1-phenyl-1H-pyrazol-4-yl]diazenyl-.kappa.N1]-4-(hydroxy-.kappa.O)benzenesulfonamidato(2-)]-, hydrogen (1:1) | 255448 | 58859
Disiloxane, tetramethyl- | 255430 | 58860
Hexanedioic acid, polymer with 2,5-furandione, 1,3-isobenzofurandione and 1,2-propanediol | 255422 | 58861
Hexadecanoic acid, 2-mercaptoethyl ester | 255414 | 58862
Benzene, 1-chloro-4-(isocyanatophenoxy)- | 255406 | 58863
Urea, N-(4-chlorophenyl)-N'-hydroxy- | 255398 | 58864
D-glycero-D-ido-Heptonic acid, sodium salt (1:1) | 255380 | 58865
2-Quinolinol, 2-acetate | 255372 | 58866
Cuprate(3-), [4,5-dihydro-4-[2-[2-(hydroxy-.kappa.O)-5-[[2-(sulfooxy)ethyl]sulfonyl]phenyl]diazenyl-.kappa.N1]-5-(oxo-.kappa.O)-1-(4-sulfophenyl)-1H-pyrazole-3-carboxylato(5-)]-, hydrogen (1:3) | 255364 | 58867
2-Propenoic acid, 2-methyl-, methyl ester, polymer with ethenylbenzene and (1-methylethenyl)benzene | 255356 | 58868
Tetradecane, 1,1,1,2,2,3,3,4,4,5,5,6,6,7,7,8,8,9,9,10,10,11,11,12,12-pentacosafluoro-14-iodo- | 255349 | 58869
Benzene, (chloromethyl)ethenyl- | 255331 | 58870
2-Propenoic acid, polymer with N-2-propen-1-ylacetamide | 255323 | 58871
Hexanedioic acid, polymer with 1,5-diisocyanatonaphthalene and 1,2-ethanediol | 255315 | 58872
Propanol, (2-ethoxymethylethoxy)- | 255307 | 58873
29H,31H-Phthalocyanine, C-chloro- | 255299 | 58874
1,3-Dioxane, 5-bromo-5-nitro- | 255281 | 58875
D-Glucitol, polymer with 2-(chloromethyl)oxirane | 255273 | 58876
3,6,9,12,15-Pentaoxaheptadecan-1-ol, 17-(nonylphenoxy)-, 1-(dihydrogen phosphate) | 255265 | 58877
Benzenediazonium, 4-(phenylamino)-, chloride (1:1), polymer with formaldehyde | 255257 | 58878
Phenol, dioctyl- | 255240 | 58879
2-Butenedioic acid (2E)-, polymer with 1,3-isobenzofurandione and 2,2'-oxybis[ethanol] | 255232 | 58880
Cadmium, [[N,N'-1,2-ethanediylbis[glycinato-.kappa.N,.kappa.O]](2-)]-, (T-4)- | 255224 | 58881
2(1H)-Quinolinone, 1,6-dimethyl- | 255216 | 58882
Benzenesulfonic acid, 4-ethenyl-, ammonium salt (1:1), homopolymer | 255208 | 58883
2-Propenoic acid, 2-methyl-, isodecyl ester | 255190 | 58884
2-Propenoic acid, 2-(4-benzoyl-3-hydroxyphenoxy)ethyl ester, homopolymer | 255182 | 58885
Benzene, 2,4-diisocyanato-1,3,5-tris(1-methylethyl)-, homopolymer | 255174 | 58886
Pyrimidine, 4,6-dimethoxy-5-nitro-2-phenyl- | 255158 | 58887
Pyrimidine, 4,6-dimethoxy-2-methyl-5-nitro- | 255141 | 58888
Arsenate(1-), hexafluoro-, lithium (1:1) | 255133 | 58889
Silane, dichlorodimethyl-, polymer with trichloromethylsilane | 255125 | 58890
2-Propenoic acid, 2-methyl-, dodecyl ester, polymer with 2-hydroxyethyl 2-methyl-2-propenoate and methyl 2-methyl-2-propenoate | 255117 | 58891
Acetic acid, 2-bromo-, 1-methylethyl ester | 255091 | 58892
Phosphonic acid, P,P'-[[(2-hydroxyethyl)imino]bis(methylene)]bis-, P,P,P',P'-tetraethyl ester | 255083 | 58893
1-Propanesulfonic acid, 3-[[2-hydroxy-1,1-bis(hydroxymethyl)ethyl]amino]- | 255067 | 58894
Lithium iodide (7LiI) | 255059 | 58895
2-Propanol, 1-(2-butoxy-1-methylethoxy)- | 255042 | 58896
2-Propanol, 1-(1-methyl-2-propoxyethoxy)- | 255034 | 58897
2(3H)-Benzothiazolethione, cobalt(2+) salt (2:1) | 255018 | 58898
2-Propenoic acid, 2-methyl-, polymer with butyl 2-propenoate, ethyl 2-propenoate and 2-propenenitrile | 255000 | 58899
1,4-Benzenedicarbonyl dichloride, polymer with carbonic dichloride and 4,4'-(1-methylethylidene)bis[phenol] | 254987 | 58900
Benzeneacetaldehyde, cyclic acetal with 1,2,3-propanetriol | 254979 | 58901
1-Propene, 3,3',3''-[[(2-propen-1-yloxy)-1-ethanyl-2-ylidene]tris(oxy)]tris- | 254961 | 58902
Hexanedioic acid, polymer with 1,4-butanediol, 1,6-diisocyanatohexane, 2,2-dimethyl-1,3-propanediol and 1,6-hexanediol | 254953 | 58903
[1,1'-Binaphthalene]-8,8'-dicarboxylic acid | 254938 | 58904
Magnesium, chloro[(2-methylphenyl)methyl]- | 254920 | 58905
Magnesium, chloro[(2-chlorophenyl)methyl]- | 254912 | 58906
1-Propanamine, 3-(dodecylthio)- | 254904 | 58907
Cadmium mercury telluride ((Cd,Hg)Te) | 254896 | 58908
Ethanol, 2,2'-iminobis-, phosphate (1:?) | 254888 | 58909
Ethanol, 2-(dimethylamino)-, (2R,3R)-2,3-dihydroxybutanedioate (1:?) | 254870 | 58910
Ethanol, 2,2'-iminobis-, ethanedioate (1:?) | 254862 | 58911
6-Dodecen-1-ol, acetate, (6E)- | 254854 | 58912
Ethanol, 2-amino-, phosphate (1:?) | 254847 | 58913
Butanedioic acid, 2-hydroxy-, compd. with 2,2',2''-nitrilotris[ethanol] (1:?) | 254839 | 58914
Butanedioic acid, 2-hydroxy-, compd. with 2-aminoethanol (1:?) | 254821 | 58915
1H-Imidazole, 2-(2-chlorophenyl)-4,5-bis(3-methoxyphenyl)- | 254813 | 58916
2-Propenoic acid, 2-methyl-, 2-hydroxyethyl ester, polymer with ethenyl acetate and 2-ethylhexyl 2-propenoate | 254805 | 58917
Formaldehyde, polymer with phenol and 3a,4,7,7a-tetrahydro-4,7-methano-1H-indene | 254797 | 58918
Carbonic acid, diphenyl ester, polymer with 1,6-hexanediol | 254789 | 58919
2-Butenedioic acid (2Z)-, 1,4-dibutyl ester, polymer with ethenyl acetate and 2-propenoic acid | 254771 | 58920
1,3-Propanediol, 2-ethyl-2-(hydroxymethyl)-, polymer with oxirane | 254763 | 58921
Butanedioic acid, 2-sulfo-, 1,4-diisodecyl ester, sodium salt (1:1) | 254755 | 58922
Butanedioic acid, 2-methylene-, polymer with 1,1-dichloroethene, methyl 2-propenoate and 2-propenenitrile | 254748 | 58923
13-Oxabicyclo[10.1.0]trideca-4,8-diene, 2,3,7(2,3,10 or 2,6,7)-trimethyl- | 254730 | 58924
Telluric acid (H2TeO3), aluminum salt (3:2) | 254722 | 58925
Benzenesulfonic acid, 3,3',3''-(1,3,5-triazine-2,4,6-triyltriimino)tris- | 254714 | 58926
1,2,3-Propanetriol, 1-(dihydrogen phosphate), (2R)-, compd. with cyclohexanamine (1:2) | 254706 | 58927
Benzenepropanoic acid, .alpha.-[[(2E)-3-(4-nitrophenyl)-1-oxo-2-propen-1-yl]oxy]-, (.alpha.S)- | 254698 | 58928
Platinate(2-), hexakis(nitrito-.kappa.N)-, sodium (1:2), (OC-6-11)- | 254680 | 58929
Carbonic acid, polymer with 4,4'-(1-methylethylidene)bis[phenol] and 4,4'-thiobis[phenol] | 254672 | 58930
2-Propenoic acid, 2-methyl-, polymer with ethenylbenzene, ethyl 2-propenoate and 2-hydroxyethyl 2-propenoate | 254664 | 58931
Isononanoic acid, manganese salt (1:?) | 254656 | 58932
Acetic acid, 2-mercapto-, calcium salt (1:1) | 254649 | 58933
Acetic acid, 2-methylhydrazide | 254631 | 58934
5H-Cyclopenta[d][1,2,4]triazolo[1,5-a]pyrimidin-8-ol, 6,7-dihydro- | 254623 | 58935
Nonanoic acid, calcium salt (2:1) | 254615 | 58936
1,3-Isobenzofurandione, 3a,4,7,7a-tetrahydro-5-(4-methyl-3-penten-1-yl)- | 254607 | 58937
Octadecane, 1,1,1,2,2,3,3,4,4,5,5,6,6,7,7,8,8,9,9,10,10,11,11,12,12,13,13,14,14,15,15,16,16,17,17,18,18-heptatriacontafluoro-18-iodo- | 254599 | 58938
Eicosane, 1,1,1,2,2,3,3,4,4,5,5,6,6,7,7,8,8,9,9,10,10,11,11,12,12,13,13,14,14,15,15,16,16,17,17,18,18,19,19,20,20-hentetracontafluoro-20-iodo- | 254581 | 58939
Hexadecanoic acid, 2-ethylhexyl ester | 254573 | 58940
Oxirane, 2-decyl-3-(5-methylhexyl)-, (2R,3S)-rel- | 254565 | 58941
2-Cyclohexen-1-ol, 1-methyl-4-(1-methylethyl)-, (1R,4R)-rel- | 254557 | 58942
2-Cyclohexen-1-ol, 1-methyl-4-(1-methylethyl)-, (1R,4S)-rel- | 254540 | 58943
Methanol, 1,1',1'',1''',1'''',1'''''-(1,3,5-triazine-2,4,6-triyltrinitrilo)hexakis-, trimethyl ether | 254532 | 58944
Benzene, dichloromethyl- | 254524 | 58945
1,3-Benzenediol, polymer with 1,4-bis(methoxymethyl)benzene | 254516 | 58946
2-Butenoic acid, polymer with butyl 2-propenoate and ethenyl acetate | 254508 | 58947
Ethenamine, hydrochloride (1:1), homopolymer | 254490 | 58948
2-Naphthalenecarboxylic acid, 3-hydroxy-4-[2-[1-(sulfomethyl)-2-naphthalenyl]diazenyl]-, calcium salt (1:1) | 254482 | 58949
Methanone, (1-hydroxy-2-naphthalenyl)-1-piperidinyl- | 254474 | 58950
Benzothiazolium, 2-[[[4-(dimethylamino)phenyl]imino]methyl]-3-ethyl-, ethyl sulfate (1:1) | 254441 | 58951
Benzothiazolium, 2,3-dimethyl-6-nitro-, 4-methylbenzenesulfonate (1:1) | 254433 | 58952
2-Propenoic acid, 2-methyl-, methyl ester, polymer with butyl 2-propenoate, ethenylbenzene and ethyl 2-propenoate | 254417 | 58953
2-Propenoic acid, 2-methyl-, methyl ester, polymer with butyl 2-propenoate, ethyl 2-propenoate and 2-propenenitrile | 254409 | 58954
Butanedioic acid, 2-methylene-, polymer with 1,1-dichloroethene, ethyl 2-propenoate and methyl 2-propenoate | 254383 | 58955
Benzenesulfonic acid, dodecyl-, aluminum salt (3:1) | 254375 | 58956
Hexanamide, N,N-bis(2-hydroxyethyl)- | 254367 | 58957
Benzenamine, 4-butyl-N-[(4-ethoxyphenyl)methylene]- | 254359 | 58958
Butene-1,4-diol | 254334 | 58959
Pentanedioic acid, 1,5-diisodecyl ester | 254326 | 58960
Formaldehyde, polymer with 1,2-benzenediol and phenol | 254300 | 58961
Docosene | 254292 | 58962
Glycine, ammonium salt (1:1) | 254284 | 58963
Zinc, [4-methyl-1,2-benzenedithiolato(2-)-.kappa.S1,.kappa.S2]- | 254276 | 58964
Copper, [C,C,C-trichloro-29H,31H-phthalocyaninato(2-)-.kappa.N29,.kappa.N30,.kappa.N31,.kappa.N32]- | 254268 | 58965
1,4-Butanediol, polymer with 2-(chloromethyl)oxirane | 254250 | 58966
Decanoic acid, hexadecyl ester | 254235 | 58967
Octanoic acid, hexadecyl ester | 254227 | 58968
Cyclohexane, 2-chloro-4-methyl-1-(1-methylethyl)-, (1R,2S,4S)-rel- | 254201 | 58969
Octadecanoic acid, 2-sulfoethyl ester, sodium salt (1:1) | 254185 | 58970
1,2-Ethanediamine, polymer with dichlorodimethylsilane | 254177 | 58971
Nonanedioic acid, polymer with 1,6-hexanediol | 254169 | 58972
Silanediimine, homopolymer | 254151 | 58973
2-Propenoic acid, 2-methyl-, polymer with ethenyl acetate, ethyl 2-propenoate, N-(hydroxymethyl)-2-propenamide and 2-propenenitrile | 254144 | 58974
Phenol, 4,4'-(1-methylethylidene)bis-, polymer with 2-methyloxirane | 254136 | 58975
Formaldehyde, polymer with 2-(chloromethyl)oxirane and 2-methylphenol | 254128 | 58976
Carbonic acid, chromium salt (1:?) | 254110 | 58977
Benzenediazonium, 5-chloro-2-(4-chlorophenoxy)-, chloride (1:1) | 254102 | 58978
Benzenediazonium, 3,5-bis(trifluoromethyl)- | 254086 | 58979
Benzoselenazolium, 2-methyl-3-(3-sulfopropyl)-, inner salt | 254078 | 58980
Antimony, compd. with samarium (1:1) | 254052 | 58981
Cycloheptatrienylium, hexafluorophosphate(1-) (1:1) | 254045 | 58982
Hexanedioic acid, polymer with 2-ethyl-2-(hydroxymethyl)-1,3-propanediol, 1,3-isobenzofurandione and 1,2,3-propanetriol | 254037 | 58983
Formaldehyde, polymer with 1,3-dimethylbenzene and phenol | 254029 | 58984
13-Oxabicyclo[10.1.0]trideca-4,8-diene, 1,4,8-trimethyl- | 254011 | 58985
D-Galacturonan, compd. with (2,5-dioxo-4-imidazolidinyl)urea | 254003 | 58986
Butanedioic acid, 2-(dodecen-1-yl)- | 253997 | 58987
Methanone, bis(4-fluorophenyl)-, polymer with 1,4-benzenediol | 253989 | 58988
1,3,5-Triazine-2,4-diamine, 6-decyl- | 253963 | 58989
Acetamide, N-[2-[2-(2-chloro-4-nitrophenyl)diazenyl]-5-[[2-(2,5-dioxo-1-pyrrolidinyl)ethyl]ethylamino]phenyl]- | 253948 | 58990
4H-1,2,4-Triazolium, 1-[7-(4-ethyl-5-methyl-2H-1,2,3-triazol-2-yl)-2-oxo-2H-1-benzopyran-3-yl]-4-methyl-, methyl sulfate (1:1) | 253930 | 58991
Antimony potassium oxide (Sb2K4O7) | 253922 | 58992
Benzenesulfonic acid, 2,2'-(1,2-ethenediyl)bis[5-[[4-[(3-amino-3-oxopropyl)(2-hydroxyethyl)amino]-6-[(4-sulfophenyl)amino]-1,3,5-triazin-2-yl]amino]-, sodium salt (1:4) | 253914 | 58993
1,3-Naphthalenedisulfonic acid, 7-[2-(1,8-dihydroxy-3,6-disulfo-2-naphthalenyl)diazenyl]-, sodium salt (1:4) | 253898 | 58994
Benzenesulfonic acid, 4-[4-[2-(1-ethylnaphtho[1,2-d]thiazol-2(1H)-ylidene)-1-methylethylidene]-4,5-dihydro-3-methyl-5-oxo-1H-pyrazol-1-yl]- | 253880 | 58995
Quinolinium, 2-[(1-ethyl-2(1H)-quinolinylidene)methyl]-1-(4-sulfobutyl)-, inner salt | 253872 | 58996
Quinolinium, 1-ethyl-2-[[3-(3-sulfobutyl)-2(3H)-benzothiazolylidene]methyl]-, inner salt | 253864 | 58997
1H-Imidazole-5-methanol, 4-methyl- | 253856 | 58998
Methanaminium, N-[4-[(2-chlorophenyl)[4-(dimethylamino)phenyl]methylene]-2,5-cyclohexadien-1-ylidene]-N-methyl-, nitrate (1:1) | 253849 | 58999
Benzoic acid, 2-amino-5-[(methylamino)sulfonyl]- | 253831 | 59000
Acetamide, N-[2-[2-(2-cyano-4,6-dinitrophenyl)diazenyl]-5-(cyclohexylamino)-4-methoxyphenyl]- | 253823 | 59001
Acetamide, N-[3-(cyclohexylamino)-4-methoxyphenyl]- | 253815 | 59002
2-Propenoic acid, 2-methyl-, 2-oxiranylmethyl ester, polymer with 2,5-furandione | 253807 | 59003
Bicyclo[2.2.1]hept-5-ene-2,3-dicarboxylic acid, 1,4,5,6,7,7-hexachloro-, polymer with 2,5-furandione and 2,2'-oxybis[ethanol] | 253799 | 59004
Oxirane, 2,2'-[1,4-butanediylbis(oxymethylene)]bis-, homopolymer | 253781 | 59005
2-Cyclopenten-1-one, 4-hydroxy-3-methyl-2-(2-propen-1-yl)- | 253773 | 59006
Nonanedioic acid, 1,9-bis(2-hydroxyethyl) ester | 253765 | 59007
1H-Pyrrole-2,5-dione, 1-[3-(triethoxysilyl)propyl]- | 253757 | 59008
Propanol, 1,3(or 2,3)-bis(2-propenyloxy)- | 253724 | 59009
2-Propenoic acid, 2-methyl-, ethyl ester, polymer with ethyl 2-propenoate and 2-propenoic acid | 253716 | 59010
Butanoic acid, monoester with 1,2-propanediol | 253708 | 59011
Ethanamine, N,N-dimethyl(4-methyl-1-piperazinyl)- | 253682 | 59012
Formamide, N,N-dimethyl-, compd. with sulfur trioxide (1:1) | 253674 | 59013
2-Butene, 1-bromo-, (2E)- | 253666 | 59014
Benzoxazolium, 3-ethyl-2-[3-(3-ethyl-5-phenyl-2(3H)-benzoxazolylidene)-2-methyl-1-propen-1-yl]-5-phenyl-, iodide (1:1) | 253641 | 59015
2-Propen-1-amine, N-methyl-N-2-propen-1-yl-, hydrochloride (1:1), homopolymer | 253625 | 59016
Formaldehyde, polymer with 2,6,6-trimethylbicyclo[3.1.1]hept-2-ene | 253617 | 59017
2-Propenoic acid, 2-methyl-, methyl ester, polymer with ethenylbenzene and 2-oxiranylmethyl 2-methyl-2-propenoate | 253609 | 59018
Carbamic acid, N-[10-[3-(4-morpholinyl)-1-oxopropyl]-10H-phenothiazin-2-yl]-, ethyl ester, hydrochloride (1:1) | 253591 | 59019
1H-Benzimidazolium, 2-[7-(diethylamino)-2-oxo-2H-1-benzopyran-3-yl]-1,3-dimethyl-, chloride (1:1) | 253583 | 59020
2-Butanol, 3,3,4,4-tetrafluoro-2-methyl- | 253575 | 59021
3(2H)-Furanone, 5-acetyldihydro-2-hydroxy-2,5-dimethyl- | 253567 | 59022
2,6,10-Dodecatrien-1-ol, 3,7,11-trimethyl-, 1-acetate | 253542 | 59023
3-Cyclohexene-1-acetaldehyde, .alpha.,4-dimethyl- | 253534 | 59024
2-Butenedioic acid (2E)-, polymer with 1,3-butadiene, ethenylbenzene and 2-propenenitrile | 253518 | 59025
1,3,5-Triazine-2,4(1H,3H)-dithione, 6-(dibutylamino)- | 253500 | 59026
2-Propanol, 1-[[2-[[2-[(2-aminoethyl)amino]ethyl]amino]ethyl]amino]- | 253492 | 59027
1H-Pyrazolium, 1,5-dimethyl-3-[2-(2-methyl-1H-indol-3-yl)diazenyl]-2-phenyl-, methyl sulfate (1:1) | 253476 | 59028
4H-1,2,4-Triazolium, 1,4-dimethyl-5-[2-[4-[methyl(phenylmethyl)amino]phenyl]diazenyl]-, chloride (1:1) | 253468 | 59029
Ethanaminium, N-ethyl-N,N-dimethyl-, chloride (1:1) | 253450 | 59030
Acetic acid, 2-sulfo-, sodium salt (1:1) | 253443 | 59031
Silane, ethenyltriethoxy-, polymer with ethene | 253435 | 59032
2-Propenoic acid, decyl ester, homopolymer | 253427 | 59033
2-Propenoic acid, 2-methyl-, butyl ester, polymer with butyl 2-propenoate and ethenylbenzene | 253419 | 59034
2-Propenoic acid, ethyl ester, polymer with N-(butoxymethyl)-2-propenamide and ethenylbenzene | 253401 | 59035
Urea, polymer with 1,4-butanediol and formaldehyde | 253393 | 59036
Cyclohexanemethanol, .alpha.-(1-methylethyl)- | 253385 | 59037
Decanedioic acid, lead(2+) salt (1:1) | 253377 | 59038
2-Oxepanone, polymer with 1,2-ethanediol and 1,1'-methylenebis[4-isocyanatobenzene] | 253369 | 59039
Dibenzo[b,k][1,4,7,10,13,16]hexaoxacyclooctadecin, 2,13(or 2,14)-bis(1,1-dimethylethyl)-6,7,9,10,17,18,20,21-octahydro- | 253344 | 59040
Acetamide, N-2-propen-1-yl-, homopolymer | 253336 | 59041
Benzene, 1,1'-(dichlorosilylene)bis-, polymer with dichlorodimethylsilane and (trichlorosilyl)benzene | 253328 | 59042
Benzene, (dichloromethylsilyl)-, polymer with (trichlorosilyl)benzene | 253310 | 59043
Acetic acid, 2-sulfo-, 1-octyl ester, sodium salt (1:1) | 253294 | 59044
Acetic acid, 2-sulfo-, 1-hexadecyl ester, sodium salt (1:1) | 253286 | 59045
Acetic acid, 2-sulfo-, 1-tetradecyl ester, sodium salt (1:1) | 253278 | 59046
Pyrazine, 2-methyl-5-propyl- | 253260 | 59047
Pyrazine, 2-(1-methylethyl)- | 253252 | 59048
1-Octanesulfonic acid, 1,1,2,2,3,3,4,4,5,5,6,6,7,7,8,8,8-heptadecafluoro-, lithium salt (1:1) | 253245 | 59049
Tetradecanoic acid, 2-sulfo-, 1-methyl ester | 253237 | 59050
Decanoic acid, 2-sulfoethyl ester, sodium salt (1:1) | 253229 | 59051
Pyrazine, 2-methyl-6-propyl- | 253211 | 59052
Acetic acid, 2-sulfo-, decyl ester, sodium salt (1:1) | 253203 | 59053
2-Propen-1-aminium, N,N,N-triethyl-, bromide (1:1) | 253195 | 59054
2,5-Furandione, polymer with 3a,4,7,7a-tetrahydro-4,7-methano-1H-indene | 253187 | 59055
2-Propenoic acid, 2-methyl-, methyl ester, polymer with N-(butoxymethyl)-2-propenamide, butyl 2-propenoate and 2-propenoic acid | 253179 | 59056
2-Propenoic acid, butyl ester, polymer with ethyl 2-propenoate and 2-propenenitrile | 253161 | 59057
Nonanedioic acid, polymer with 2,2-dimethyl-1,3-propanediol and 2-ethyl-2-(hydroxymethyl)-1,3-propanediol | 253153 | 59058
Bicyclo[2.2.1]hept-5-ene-2,3-dicarboxylic acid, 1,4,5,6,7,7-hexachloro-, polymer with (2E)-2-butenedioic acid and 1,2-ethanediol | 253146 | 59059
2-Propenoic acid, polymer with 1-ethenyl-2-pyrrolidinone and ethyl 2-propenoate | 253138 | 59060
2-Propenoic acid, butyl ester, polymer with N-(hydroxymethyl)-2-methyl-2-propenamide and 2-propenenitrile | 253120 | 59061
Silane, ethenyltriethoxy-, homopolymer | 253112 | 59062
Oxazole, 4-chloro-2,5-diphenyl- | 253104 | 59063
Carbamimidic acid, methyl ester, sulfate (1:1) | 253096 | 59064
Ethanol, 2,2'-[[3-methyl-4-[2-[2-(methylsulfonyl)-4-nitrophenyl]diazenyl]phenyl]imino]bis-, 1,1'-diacetate | 253088 | 59065
Decanoic acid, compd. with N-butyl-1-butanamine (1:1) | 253070 | 59066
1-Butanesulfonic acid, 1,1,2,2,3,3,4,4,4-nonafluoro-, potassium salt (1:1) | 253062 | 59067
Oxirane, 2,2-dimethyl-3-(3-methylene-4-penten-1-yl)- | 253054 | 59068
Nonanedioic acid, polymer with 1,2-propanediol | 253047 | 59069
Nonanedioic acid, polymer with 2,2-dimethyl-1,3-propanediol | 253039 | 59070
1,3-Benzenedicarboxylic acid, polymer with 2-ethyl-2-(hydroxymethyl)-1,3-propanediol and hexanedioic acid | 253021 | 59071
Boric acid (H3BO3), polymer with ethenyltriethoxysilane | 253013 | 59072
2-Propenoic acid, 1,3-dimethylbutyl ester, homopolymer | 253005 | 59073
2-Propenoic acid, 2-ethylbutyl ester, polymer with ethyl 2-propenoate | 252999 | 59074
Ethene, chloro-, polymer with 1,1,2-trichloroethene | 252981 | 59075
2-Propenoic acid, 2-methyl-, methyl ester, polymer with butyl 2-propenoate and 2-propenamide | 252973 | 59076
Hexanedioic acid, polymer with 2,4-diisocyanato-1-methylbenzene, 2-ethyl-2-(hydroxymethyl)-1,3-propanediol and 2,2'-oxybis[ethanol] | 252965 | 59077
Benzenesulfonic acid, 4-hydroxy-, polymer with formaldehyde and urea | 252957 | 59078
1,3-Isobenzofurandione, 4,5,6,7-tetrachloro-, polymer with 1,2-ethanediol and 2,5-furandione | 252940 | 59079
Hexanedioic acid, polymer with 2,5-furandione and 1,2-propanediol | 252932 | 59080
2-Propenoic acid, 2-methyl-, 2-hydroxyethyl ester, polymer with 2-methoxyethyl 2-methyl-2-propenoate | 252924 | 59081
2-Propenoic acid, 2-methyl-, 2-ethoxyethyl ester, polymer with 2-hydroxyethyl 2-methyl-2-propenoate | 252916 | 59082
1,3-Propanediol, 2-ethyl-2-(hydroxymethyl)-, polymer with 2,4-diisocyanato-1-methylbenzene | 252908 | 59083
Propanol, 1(or 2)-butoxy- | 252882 | 59084
5-Isobenzofurancarboxylic acid, 1,3-dihydro-1,3-dioxo-, polymer with 2,2-dimethyl-1,3-propanediol and 2,5-furandione | 252874 | 59085
1H-Benzotriazole, 6(or 7)-methyl- | 252866 | 59086
Benzene, methoxy(1-phenylethyl)- | 252858 | 59087
Benzenesulfonyl azide, [2-(trimethoxysilyl)ethyl]- | 252841 | 59088
Phenol, (1-methylethyl)dinitro- | 252833 | 59089
1,4-Benzenedicarboxaldehyde, polymer with hydrazine | 252825 | 59090
Butanedioic acid, 2-methylene-, polymer with 1,3-butadiene, ethenylbenzene and 2-propenenitrile | 252817 | 59091
2-Propenoic acid, 2-methyl-, polymer with 1,3-butadiene, ethenylbenzene, N-(hydroxymethyl)-2-propenamide and 2-propenenitrile | 252791 | 59092
Nonanedioic acid, polymer with 2,2-dimethyl-1,3-propanediol and 2,2'-[(1-methylethylidene)bis(4,1-phenyleneoxymethylene)]bis[oxirane] | 252783 | 59093
1,2-Benzenedicarboxylic acid, 1-ethenyl ester, homopolymer | 252775 | 59094
1,2-Ethanediamine, N1-(2-aminoethyl)-, polymer with 2-methyloxirane | 252759 | 59095
1H-1,2,4-Triazol-3-amine, sulfate (1:?) | 252742 | 59096
Phenol, 2-(4,6-diamino-1,3,5-triazin-2-yl)- | 252734 | 59097
Formaldehyde, polymer with 2,2'-oxybis[ethanol] | 252718 | 59098
2-Propenoic acid, 2-methyl-, butyl ester, polymer with 2-[(1,1-dimethylethyl)amino]ethyl 2-methyl-2-propenoate and methyl 2-methyl-2-propenoate | 252700 | 59099
2-Propenoic acid, 2-methyl-, 2-[(1,1-dimethylethyl)amino]ethyl ester, polymer with ethyl 2-propenoate and methyl 2-methyl-2-propenoate | 252692 | 59100
2-Propenoic acid, 2-methyl-, methyl ester, polymer with ethenylbenzene, (1-methylethenyl)benzene and 2-propenenitrile | 252684 | 59101
1,3-Benzenedicarboxylic acid, polymer with 1,3-dihydro-1,3-dioxo-5-isobenzofurancarboxylic acid and 2,2-dimethyl-1,3-propanediol | 252676 | 59102
Naphthalene, decahydro-1,6-dimethyl-4-(1-methylethyl)-, (1S,4S,4aS,6S,8aS)-, didehydro deriv. | 252668 | 59103
Cyclohexane, 1-methyl-4-(1-methylethyl)-, didehydro deriv. | 252650 | 59104
Hexanedioic acid, polymer with 2,5-furandione and 2,2'-oxybis[ethanol] | 252643 | 59105
Benzene, dimethyl[(methylphenyl)sulfonyl]- | 252635 | 59106
Ethanol, 2,2',2''-nitrilotris-, 2-hydroxy-1,2,3-propanetricarboxylate (1:?) | 252627 | 59107
Ethanol, 2,2',2''-nitrilotris-, sulfite (1:?) | 252619 | 59108
Sulfamic acid, N,N-dimethyl-, 3-[2-(5-cyano-1,6-dihydro-2-hydroxy-1,4-dimethyl-6-oxo-3-pyridinyl)diazenyl]phenyl ester | 252601 | 59109
Cholest-5-en-3-ol (3.beta.)-, carbonate (2:1) | 252593 | 59110
3H-Pyrazol-3-one, 2-(2,5-dichlorophenyl)-2,4-dihydro-5-methyl-4-[2-(2-nitrophenyl)diazenyl]- | 252585 | 59111
1H-Indole-3-carboxaldehyde, 1,2-diphenyl- | 252577 | 59112
1H-Imidazo[4,5-b]quinoxalinium, 1,3-diethyl-2-[2-(1-methyl-2-phenyl-1H-indol-3-yl)ethenyl]-, 4-methylbenzenesulfonate (1:1) | 252569 | 59113
Phosphonic acid, P,P'-(1-hydroxyethylidene)bis-, sodium salt (1:?) | 252551 | 59114
2-Naphthalenesulfonic acid, sodium salt (1:1), polymer with formaldehyde | 252544 | 59115
Ethane, 1,2-dichloro-, polymer with ammonia | 252536 | 59116
Formaldehyde, polymer with 1,3-benzenediol and 1,3,5-tri-2-propen-1-yl-1,3,5-triazine-2,4,6(1H,3H,5H)-trione | 252528 | 59117
Phosphoric acid, isooctyl diphenyl ester | 252510 | 59118
[5,5'-Biisobenzofuran]-1,1',3,3'-tetrone, polymer with 1,4-benzenediamine | 252502 | 59119
1-Propanamine, 3-(isononyloxy)- | 252494 | 59120
2-Propenoic acid, 2-methyl-, hexadecyl ester, polymer with octadecyl 2-methyl-2-propenoate | 252486 | 59121
Hexanedioic acid, polymer with 1-piperazineethanamine | 252478 | 59122
Formaldehyde, polymer with 4-(1,1-dimethylethyl)phenol and 2-methyloxirane | 252460 | 59123
Benzenamine, 4-(2,6-diphenyl-4-pyridinyl)-N,N-dimethyl- | 252452 | 59124
9,10-Anthracenedione, 1,4-bis[(3-chloro-2-hydroxypropyl)amino]- | 252445 | 59125
Benzamide, N-[5-[bis[2-(benzoyloxy)ethyl]amino]-2-[2-[2-methyl-4-[2-(2-methylphenyl)diazenyl]phenyl]diazenyl]phenyl]- | 252437 | 59126
1,3,5-Triazine-2,4,6-triamine, hydrobromide (1:?) | 252429 | 59127
2-Propenoic acid, 2-methyl-, polymer with butyl 2-propenoate and ethenyl acetate | 252411 | 59128
2-Propenoic acid, ethyl ester, polymer with 2-propenamide and 2-propenenitrile | 252403 | 59129
2-Propenoic acid, 2-methyl-, polymer with ethyl 2-propenoate, 2-methylaziridine and methyl 2-methyl-2-propenoate | 252395 | 59130
Hexanedioic acid, polymer with 1,3-butanediol, 2-(hydroxymethyl)-2-methyl-1,3-propanediol and 1,3-isobenzofurandione | 252387 | 59131
1,4-Benzenedicarboxylic acid, polymer with decanedioic acid, 2,2-dimethyl-1,3-propanediol and 1,2-ethanediol | 252379 | 59132
1,5-Naphthalenedisulfonic acid, 3,3'-[carbonylbis[imino(3-methyl-4,1-phenylene)-2,1-diazenediyl]]bis-, sodium salt (1:4) | 252361 | 59133
2,1,3-Benzoxadiazol-4-ol, 1,4-dihydro-5,7-dinitro-, 3-oxide, ion(1-), potassium (1:1) | 252353 | 59134
2-Propenoic acid, polymer with N-(1,1-dimethyl-3-oxobutyl)-2-propenamide | 252346 | 59135
Naphthalene, (1-methylethyl)- | 252338 | 59136
Methylium, [4-[(3-methylphenyl)amino]phenyl]bis[4-(phenylamino)phenyl]-, sulfate (2:1) | 252312 | 59137
Propaneperoxoic acid, 2,2-dimethyl-, 1,1-dimethylpropyl ester | 252304 | 59138
1,1'-Biphenyl, tris(1-methylethyl)- | 252288 | 59139
2-Anthracenesulfonic acid, 1-amino-4-[[4-[[4-chloro-6-[[3(or 4)-sulfophenyl]amino]-1,3,5-triazin-2-yl]amino]-3-sulfophenyl]amino]-9,10-dihydro-9,10-dioxo-, sodium salt (1:3) | 252270 | 59140
2,5-Furandione, polymer with 1,3-butanediol | 252262 | 59141
Octanoic acid, 2-acetyl-, ethyl ester | 252247 | 59142
7-Octene-2,6-diol, 2,6-dimethyl- | 252239 | 59143
Methanesulfonic acid, 1-[(4-methyl-2-oxo-2H-1-benzopyran-7-yl)amino]-, sodium salt (1:1) | 252213 | 59144
Benzenamine, ar-methoxy- | 252197 | 59145
1,4-Benzenedicarboxylic acid, polymer with N1,N2-bis(2-aminoethyl)-1,2-ethanediamine | 252189 | 59146
1,3-Benzenediol, 2,4-bis[2-(dimethylphenyl)diazenyl]- | 252171 | 59147
Cuprate(2-), [29H,31H-phthalocyanine-C,C-disulfonato(4-)-.kappa.N29,.kappa.N30,.kappa.N31,.kappa.N32]-, hydrogen (1:2) | 252163 | 59148
2,4-Pyridinedicarbonitrile | 252148 | 59149
Fluorosulfuric acid-d | 252130 | 59150
6-Octen-1-yn-3-ol, 3,7-dimethyl-, 3-acetate | 252122 | 59151
6-Octen-1-yn-3-ol, 3,7-dimethyl- | 252114 | 59152
Ethanedial, polymer with phenol | 252098 | 59153
1-Butene, polymer with 1-propene | 252080 | 59154
1-Propanamine, 3-(triethoxysilyl)-, homopolymer | 252072 | 59155
Hexanedioic acid, polymer with 1,4-butanediol, 1,5-diisocyanatonaphthalene and 1,2-ethanediol | 252064 | 59156
1,4-Benzenedicarboxylic acid, 1,4-dimethyl ester, polymer with 1,2-ethanediol and 2,2'-oxybis[ethanol] | 252056 | 59157
Ethanediamide, N1,N2-bis(2,4,6-trinitrophenyl)- | 252031 | 59158
2-Butenedioic acid (2Z)-, polymer with 2-propenoic acid | 252023 | 59159
2-Propenoic acid, 2-methyl-, polymer with butyl 2-propenoate, ethenylbenzene and 2-propenenitrile | 252015 | 59160
2-Nonenenitrile | 251991 | 59161
2,7-Naphthalenedisulfonic acid, 3-hydroxy-4-[2-(2-hydroxy-4-sulfo-1-naphthalenyl)diazenyl]- | 251975 | 59162
Poly(oxy-1,2-ethanediyl), .alpha.-[2-[ethyl[(1,1,2,2,3,3,4,4,5,5,6,6,7,7,8,8,8-heptadecafluorooctyl)sulfonyl]amino]ethyl]-.omega.-hydroxy- | 251959 | 59163
Poly[oxy(methyl-1,2-ethanediyl)], .alpha.-octyl-.omega.-hydroxy- | 251942 | 59164
Propanoic acid, 2,2-dichloro-, magnesium salt (2:1) | 251934 | 59165
Acetamide, N-[3-[bis(phenylmethyl)amino]phenyl]- | 251926 | 59166
Acetamide, N-[3-[(phenylmethyl)amino]phenyl]- | 251918 | 59167
Acetamide, N-[5-[bis(phenylmethyl)amino]-2-[2-(2-chloro-4-nitrophenyl)diazenyl]phenyl]- | 251892 | 59168
3-Pyridinecarboxamide, 1-ethyl-1,2-dihydro-6-hydroxy-4-methyl-2-oxo- | 251884 | 59169
Antimony, compd. with thallium (1:1) | 251876 | 59170
1,4-Benzenedicarboxylic acid, 2,3,5,6-tetrabromo-, 1-ethyl ester | 251850 | 59171
Benzenamine, 3-chloro-2,6-dinitro-N,N-dipropyl-4-(trifluoromethyl)- | 251835 | 59172
Benzene, 2,4-dichloro-1,3-dinitro-5-(trifluoromethyl)- | 251827 | 59173
1,3-Benzenediamine, N1,N1-diethyl-2,6-dinitro-4-(trifluoromethyl)- | 251819 | 59174
Propane, 1,1,1,2,2,3,3-heptafluoro-3-[(1,2,2-trifluoroethenyl)oxy]-, polymer with ethene and 1,1,2,2-tetrafluoroethene | 251801 | 59175
2-Propenoic acid, 3-chloro-2-hydroxypropyl ester, homopolymer | 251793 | 59176
Phenol, 4,4'-(1-methylethylidene)bis-, polymer with oxirane | 251785 | 59177
Benzene, pentachloro(trichloroethenyl)- | 251777 | 59178
2-Propanol, 1,3-dichloro-, 2,2',2''-phosphorothioate | 251769 | 59179
1-Octanesulfonic acid, 1,1,2,2,3,3,4,4,5,5,6,6,7,7,8,8,8-heptadecafluoro-, ammonium salt (1:1) | 251751 | 59180
2,4-Imidazolidinedione, 3-(2-hydroxyethyl)-5,5-dimethyl- | 251744 | 59181
Benzenesulfonic acid, dodecyl-, compd. with 1-pentanamine (1:1) | 251736 | 59182
Benzenesulfonic acid, dodecyl-, compd. with N,N-diethylethanamine (1:1) | 251728 | 59183
Benzenesulfinic acid, methyl-, bis[4-(dimethylamino)phenyl]methyl ester | 251710 | 59184
Benzene, 1,1'-oxybis[(methoxymethyl)- | 251702 | 59185
2-Propenoic acid, polymer with butyl 2-propenoate, 1,1-dichloroethene and methyl 2-propenoate | 251694 | 59186
Tetradecanoic acid, monoester with 1,2-propanediol | 251686 | 59187
Nonanoic acid, diester with oxybis[propanol] | 251678 | 59188
Hexanedioic acid, polymer with 1,3-isobenzofurandione and 1,2,3-propanetriol | 251660 | 59189
Urea, N-(2-hydroxy-4-methylphenyl)- | 251652 | 59190
1-Undecyne, 11-chloro- | 251645 | 59191
Silane, dimethylbis(octadecyloxy)- | 251637 | 59192
Phenol, (1-propanyl-3-ylidene)tris- | 251629 | 59193
Quaterphenyl | 251611 | 59194
2-Propenoic acid, polymer with chloroethene and ethenyl acetate | 251603 | 59195
2-Propenoic acid, 2-methyl-, polymer with dodecyl 2-methyl-2-propenoate | 251587 | 59196
Hexanedioic acid, polymer with 1,4-butanediol, 1,2-ethanediol, 1,6-hexanediol and 1,1'-methylenebis[4-isocyanatobenzene] | 251579 | 59197
2-Propenoic acid, 2-methyl-, 2-(dimethylamino)ethyl ester, polymer with ethenyl acetate and 2-propenenitrile | 251561 | 59198
2-Propenoic acid, ethyl ester, polymer with N-(hydroxymethyl)-2-propenamide and 2-propenenitrile | 251553 | 59199
1,3-Benzenedicarboxylic acid, polymer with 2,2-dimethyl-1,3-propanediol, 2,5-furandione and 2,2'-oxybis[ethanol] | 251546 | 59200
Poly[oxy(methyl-1,2-ethanediyl)], .alpha.-propyl-.omega.-hydroxy- | 251538 | 59201
2-Propenoic acid, polymer with ethyl 2-propenoate and 2-propenenitrile | 251520 | 59202
1,3-Benzenedicarboxylic acid, polymer with 5-amino-1,3,3-trimethylcyclohexanemethanamine and hexahydro-2H-azepin-2-one | 251512 | 59203
Phenol, 2-(phenylmethyl)- | 251504 | 59204
Phenol, nonyl-, barium salt (2:1) | 251496 | 59205
Disulfide, bis(dodecylphenyl) | 251488 | 59206
1,1'-Biphenyl, phenoxy- | 251462 | 59207
Nickel, bis[1,2-diphenyl-1,2-ethenedithiolato(2-)-.kappa.S1,.kappa.S2]-, (SP-4-1)- | 251447 | 59208
Benzenesulfonic acid, [[4-[bis[4-[(sulfophenyl)amino]phenyl]methylene]-2,5-cyclohexadien-1-ylidene]amino]-, sodium salt (1:2) | 251439 | 59209
Phenol, 2-isononyl-4-methyl- | 251413 | 59210
Tetradecenol | 251405 | 59211
Antimony, compd. with tin (1:1) | 251397 | 59212
Tridecanedioic acid, polymer with 1,2-ethanediol | 251371 | 59213
2-Propenoic acid, 2-methyl-, polymer with 1,2-ethanediol | 251363 | 59214
Poly(oxy-1,2-ethanediyl), .alpha.-hydro-.omega.-[(1-oxo-2-propen-1-yl)oxy]-, ether with 2-ethyl-2-(hydroxymethyl)-1,3-propanediol (3:1) | 251355 | 59215
2-Propenoic acid, 2-methyl-, methyl ester, polymer with 2-methylpropyl 2-propenoate | 251348 | 59216
Benzenesulfonic acid, 2,2'-(1,2-ethenediyl)bis[5-[[4-(4-morpholinyl)-6-[(4-sulfophenyl)amino]-1,3,5-triazin-2-yl]amino]-, sodium salt (1:4) | 251330 | 59217
1-Hexadecanamine, N,N-dihexadecyl- | 251322 | 59218
2H-1,5-Benzodioxepin-3(4H)-one, 7-methyl- | 251314 | 59219
2-Propenoic acid, 2-methyl-, methyl ester, polymer with butyl 2-propenoate, N-(hydroxymethyl)-2-methyl-2-propenamide and 2-methyl-2-propenamide | 251306 | 59220
2-Propenoic acid, 2-methyl-, 1,1'-[2-ethyl-2-[[(2-methyl-1-oxo-2-propen-1-yl)oxy]methyl]-1,3-propanediyl] ester, polymer with methyl 2-methyl-2-propenoate | 251298 | 59221
1,4-Benzenedicarboxylic acid, polymer with 1,3-dihydro-1,3-dioxo-5-isobenzofurancarboxylic acid and 1,1'-methylenebis[4-isocyanatobenzene] | 251280 | 59222
2-Propenoic acid, polymer with butyl 2-propenoate, N-(hydroxymethyl)-2-methyl-2-propenamide and 2-propenenitrile | 251264 | 59223
2-Propenoic acid, polymer with ethyl 2-propenoate, 2-propenamide and 2-propenenitrile | 251256 | 59224
Ethanone, 1-[3,5-bis(phenylmethoxy)phenyl]- | 251249 | 59225
1-Naphthalenediazonium, tetrafluoroborate(1-) (1:1) | 251231 | 59226
Benzothiazole, 2-[(chloromethyl)thio]- | 251223 | 59227
Formaldehyde, polymer with 2-(chloromethyl)oxirane and 4,4'-(1-methylethylidene)bis[phenol] | 251215 | 59228
Formaldehyde, polymer with 2-imidazolidinone | 251207 | 59229
Pentanedinitrile, methyl- | 251199 | 59230
Carbonic dichloride, polymer with 4,4'-(1-methylethylidene)bis[2,6-dibromophenol] | 251181 | 59231
1,2,4-Benzenetricarboxylic acid, monobutyl ester | 251173 | 59232
1,3-Benzenedicarboxylic acid, polymer with 1,4-benzenedicarboxylic acid, decanedioic acid, 1,2-ethanediol and hexanedioic acid | 251165 | 59233
Cuprate(1-), [29H,31H-phthalocyanine-C-sulfonato(3-)-.kappa.N29,.kappa.N30,.kappa.N31,.kappa.N32]-, hydrogen (1:1) | 251157 | 59234
Diphosphoric acid, dibutyl ester | 251140 | 59235
2-Hexenoic acid, 2-methyl- | 251132 | 59236
1-Butanol, 2-amino-, hydrochloride (1:1), (2S)- | 251124 | 59237
Carbamic acid, N-(2-hydroxyethyl)-, 2-hydroxypropyl ester | 251116 | 59238
Carbamic acid, N-[2-(2-hydroxyethoxy)ethyl]-, 2-hydroxyethyl ester | 251108 | 59239
Poly(oxy-1,2-ethanediyl), .alpha.,.alpha.'-[(octadecylimino)di-2,1-ethanediyl]bis[.omega.-hydroxy-, hydrochloride (1:1) | 251090 | 59240
Poly(oxy-1,4-butanediyl), .alpha.-(2-methyl-1-oxo-2-propen-1-yl)-.omega.-[(2-methyl-1-oxo-2-propen-1-yl)oxy]- | 251082 | 59241
Naphthalene, 1-methyl(1-methylethyl)- | 251074 | 59242
Poly(oxy-1,2-ethanediyl), .alpha.,.alpha.'-[[methyl-(9Z)-9-octadecen-1-yliminio]di-2,1-ethanediyl]bis[.omega.-hydroxy-, chloride (1:1) | 251066 | 59243
Pentanedioic acid, 1,4-diisooctyl ester | 251058 | 59244
Butanedioic acid, 1,4-diisooctyl ester | 251041 | 59245
Isooctanoic acid, 1,1'-[2,2-bis[[(1-oxoisooctyl)oxy]methyl]-1,3-propanediyl] ester | 251033 | 59246
Boron, (2,4-dimethylbenzenamine)trifluoro-, (T-4)- | 251025 | 59247
Europium phosphide (EuP) | 251017 | 59248
2-Hexadecanol, 1-[bis(2-hydroxyethyl)oxidoamino]- | 251009 | 59249
Bicyclo[2.2.1]hept-2-ene, 1,2,3,4,7,7-hexachloro-5-(1,5-hexadien-1-yl)-, (1R,4S,5R)-rel- | 250993 | 59250
1,2-Propanediol, polymer with 1,1'-methylenebis[4-isocyanatobenzene] | 250985 | 59251
2-Propenoic acid, 2-methyl-, dodecyl ester, polymer with 2-oxiranylmethyl 2-methyl-2-propenoate | 250977 | 59252
2-Propenoic acid, 2-methyl-, polymer with dodecyl 2-methyl-2-propenoate and 2-oxiranylmethyl 2-methyl-2-propenoate | 250969 | 59253
1-Naphthalenesulfonic acid, 8-(phenylamino)-, ammonium salt (1:1) | 250951 | 59254
1H-Perimidin-2-amine | 250944 | 59255
1,3-Isobenzofurandione, 5,5'-carbonylbis-, polymer with bis(3-aminophenyl)methanone | 250928 | 59256
[1,1'-Biphenyl]-4-ol, homopolymer | 250910 | 59257
.alpha.-D-Glucopyranoside, .beta.-D-fructofuranosyl, polymer with formaldehyde, D-glucitol and 1,3,5-triazine-2,4,6-triamine | 250902 | 59258
Hexanedioic acid, polymer with N1-(2-aminoethyl)-1,2-ethanediamine and aziridine | 250894 | 59259
Propanenitrile, 3-[[4-[2-(4,6-dibromo-2-benzothiazolyl)diazenyl]phenyl]ethylamino]- | 250886 | 59260
2H-1-Benzopyran-2-one, 7-(ethylamino)-4-methyl- | 250878 | 59261
L-Cysteine, S-[2-(4-pyridinyl)ethyl]- | 250852 | 59262
Benzene, bromomethyl- | 250845 | 59263
2-Propenoic acid, 2-methyl-, homopolymer, ammonium salt | 250829 | 59264
Naphthalene, dimethyl- | 250811 | 59265
Tricyclo[8.2.2.24,7]hexadeca-4,6,10,12,13,15-hexaene, dichloro- | 250803 | 59266
2-Propenoic acid, polymer with N-(butoxymethyl)-2-propenamide and ethenylbenzene | 250795 | 59267
Copper, [29H,31H-phthalocyanine-2,9,16,23-tetrasulfonyl tetrachloridato(2-)-.kappa.N29,.kappa.N30,.kappa.N31,.kappa.N32]-, (SP-4-1)- | 250787 | 59268
Butanedioic acid, 1,4-diisodecyl ester | 250779 | 59269
Stannane, tributyl[(1-oxoneodecyl)oxy]- | 250761 | 59270
Benzoyl chloride, 4-butyl- | 250746 | 59271
Anthra[9,1,2-cde]benzo[rst]pentaphene-5,10-dione, dibromo- | 250720 | 59272
2,5-Furandione, dihydro-3-(octadecen-1-yl)- | 250712 | 59273
Phenol, nonyl-, 1,1'-(hydrogen phosphorodithioate) | 250704 | 59274
Cuprate(3-), [(7S,8S)-3-carboxy-5-(carboxymethyl)-13-ethenyl-18-ethyl-17-formyl-7,8-dihydro-2,8,12-trimethyl-21H,23H-porphine-7-propanoato(5-)-.kappa.N21,.kappa.N22,.kappa.N23,.kappa.N24]-, hydrogen (1:3), (SP-4-2)- | 250696 | 59275
3-Oxazolidineethanol, 2-(1-methylethyl)- | 250670 | 59276
2-Oxiranemethanamine, N,N'-(methylenedi-4,1-phenylene)bis[N-(2-oxiranylmethyl)- | 250662 | 59277
Poly(oxy-1,2-ethanediyl), .alpha.-[1,1'-biphenyl]-4-yl-.omega.-hydroxy- | 250647 | 59278
1,3-Benzenedicarboxylic acid, polymer with N1-(2-aminoethyl)-1,2-ethanediamine | 250639 | 59279
Naphthalenesulfonic acid, bis(1-methylethyl)- | 250621 | 59280
1(3H)-Isobenzofuranone, 3-[4-hydroxy-2-methyl-5-(1-methylethyl)phenyl]-3-[2-methyl-5-(1-methylethyl)-4-(phosphonooxy)phenyl]-, sodium salt (1:?) | 250605 | 59281
Poly(oxy-1,2-ethanediyl), .alpha.,.alpha.'-[(methyloctadecyliminio)di-2,1-ethanediyl]bis[.omega.-hydroxy-, chloride (1:1) | 250597 | 59282
1,2-Ethanediaminium, N1-[2-[dimethyl[2-(octadecyloxy)-2-oxoethyl]ammonio]ethyl]-N1,N2,N2-trimethyl-N1,N2-bis[2-(octadecyloxy)-2-oxoethyl]-, chloride (1:3) | 250589 | 59283
2-Butenedioic acid (2Z)-, 1,4-bis[2-(4-benzoyl-3-hydroxyphenoxy)ethyl] ester | 250571 | 59284
Ethanesulfonic acid, 2,2'-(methylimino)bis-, sodium salt (1:2) | 250555 | 59285
Ethanaminium, N,N-bis(2-hydroxyethyl)-N-methyl-2-[(1-oxooctadecyl)oxy]-, methyl sulfate (1:1) | 250548 | 59286
2-Naphthalenesulfonic acid, 7,7'-(carbonyldiimino)bis[4-hydroxy-3-[2-(2-methyl-4-sulfophenyl)diazenyl]-, sodium salt (1:4) | 250530 | 59287
2-Naphthalenesulfonic acid, 7,7'-(carbonyldiimino)bis[4-hydroxy-3-[2-(6-sulfo-2-naphthalenyl)diazenyl]-, sodium salt (1:4) | 250522 | 59288
1,3-Naphthalenedisulfonic acid, 7,7'-[iminobis[carbonyl(2-methyl-4,1-phenylene)-2,1-diazenediyl]]bis-, sodium salt (1:4) | 250506 | 59289
1,5-Naphthalenedisulfonic acid, 3-[2-[4-[[[[2-methoxy-4-[2-(3-sulfophenyl)diazenyl]phenyl]amino]carbonyl]amino]-2-methylphenyl]diazenyl]-, sodium salt (1:3) | 250498 | 59290
1-Propanamine, 3-(isodecyloxy)-, acetate (1:1) | 250472 | 59291
Acetic acid, 2-chloro-, bicyclo[2.2.1]hept-5-en-2-ylmethyl ester | 250464 | 59292
4(3H)-Quinazolinone, 6-chloro-2-(2-hydroxyphenyl)- | 250449 | 59293
Ethanol, 2,2'-iminobis-, polymer with 2,2'-[(1-methylethylidene)bis(4,1-phenyleneoxymethylene)]bis[oxirane] | 250431 | 59294
Nickel, [29H,31H-phthalocyanine-C,C,C,C-tetrasulfonyl tetrachloridato(2-)-.kappa.N29,.kappa.N30,.kappa.N31,.kappa.N32]- | 250423 | 59295
Naphthalene, didodecyl- | 250415 | 59296
Bicyclo[2.2.1]hept-2-ene, heptachloro- | 250407 | 59297
1,3-Isobenzofurandione, polymer with 1,2-ethanediol, 2,5-furandione and 2,2'-oxybis[ethanol] | 250399 | 59298
2-Propenoic acid, polymer with butyl 2-propenoate, ethene and ethenyl acetate | 250381 | 59299
Benzenemethanaminium, ar-dodecyl-N,N,N-triethyl-, chloride (1:1) | 250373 | 59300
2-Propenoic acid, 2-methyl-, methyl ester, polymer with ethenylbenzene, ethyl 2-propenoate, 2-hydroxyethyl 2-propenoate and 2-propenoic acid | 250365 | 59301
1-Propanol, methoxy- | 250357 | 59302
2-Propenoic acid, 2-methyl-, isooctyl ester | 250340 | 59303
Benzenamine, dodecyl- | 250332 | 59304
1-Propyne-1-sulfonic acid, sodium salt (1:1) | 250324 | 59305
2(5H)-Furanone, 3-hydroxy-4-methyl-5-propyl- | 250316 | 59306
1,1'-Biphenyl, heptachloro- | 250308 | 59307
Benzenedimethanol, ar-(2-propen-1-yloxy)- | 250290 | 59308
Benzenemethanol, ar-(2-propen-1-yloxy)- | 250282 | 59309
Copper, [N,N,N',N',N'',N''-hexaethyl-29H,31H-phthalocyanine-C,C,C-trimethanaminato(2-)-.kappa.N29,.kappa.N30,.kappa.N31,.kappa.N32]- | 250274 | 59310
1,1'-Biphenyl, methyl- | 250266 | 59311
2-Butenedioic acid (2E)-, polymer with 2,2'-oxybis[ethanol] and 3a,4,7,7a-tetrahydro-1,3-isobenzofurandione | 250258 | 59312
Phenol, didecyl- | 250241 | 59313
2-Propenoic acid, ethyl ester, polymer with ethenylbenzene, formaldehyde and 2-propenamide | 250233 | 59314
Oxacycloheptadec-10-en-2-one | 250225 | 59315
9,10-Anthracenedione, 1,4,5,8-tetrakis(cyclohexylamino)- | 250217 | 59316
1H-Indolizinium, 1-[3-(2,3-diphenyl-1-indolizinyl)-2-propen-1-ylidene]-2,3-diphenyl-, bromide (1:1) | 250209 | 59317
Hexanedioic acid, polymer with 1,4-piperazinedipropanamine | 250191 | 59318
Benzenesulfonic acid, aminomethyl[[4-[(sulfophenyl)amino]phenyl][4-[(sulfophenyl)imino]-2,5-cyclohexadien-1-ylidene]methyl]-, sodium salt (1:2) | 250183 | 59319
Benzenesulfonic acid, 2(or 4)-(1-methylethyl)- | 250175 | 59320
Phosphorodithioic acid, O,O-diisodecyl ester | 250167 | 59321
Propanoic acid, 2-(2,4-dichlorophenoxy)-, isooctyl ester | 250159 | 59322
2-Propenoic acid, 2-methyl-, polymer with butyl 2-propenoate, ethenylbenzene and 2-methyl-2-propenamide | 250142 | 59323
1,4-Benzenedicarboxylic acid, 1,4-dimethyl ester, polymer with 2,5-furandione and 1,2-propanediol | 250134 | 59324
Benzene, 1,1'-(dichlorosilylene)bis-, polymer with dichlorodimethylsilane, trichloromethylsilane and (trichlorosilyl)benzene | 250126 | 59325
2,5-Furandione, polymer with 4,4'-methylenebis[benzenamine] | 250118 | 59326
Nonadecanenitrile | 250092 | 59327
Decanedioic acid, polymer with 1,3-butanediol | 250076 | 59328
Ethane, tetrachlorodifluoro- | 250068 | 59329
1,4-Benzenedicarboxylic acid, 1,4-dimethyl ester, polymer with 2,2-dimethyl-1,3-propanediol and 1,2-ethanediol | 250050 | 59330
Benzaldehyde, (dimethylamino)- | 250043 | 59331
2-Propenoic acid, methyl ester, polymer with sodium 2-propenoate (1:1) | 250035 | 59332
3-Furanthiol, 2-methyl- | 250019 | 59333
Furan, 3,3'-dithiobis[2,5-dimethyl- | 250001 | 59334
2-Propenoic acid, 2-methyl-, polymer with butyl 2-propenoate, methyl 2-methyl-2-propenoate and 2-methyl-2-propenamide | 249995 | 59335
2-Propenoic acid, 2-(dimethylamino)ethyl ester, homopolymer | 249987 | 59336
1,3-Isobenzofurandione, 4,5,6,7-tetrabromo-, polymer with 2,5-furandione and 1,2-propanediol | 249979 | 59337
Benzenediazonium, 2,5-diethoxy-4-[(4-methylphenyl)thio]-, chloride, compd. with zinc chloride (ZnCl2) (1:1:?) | 249961 | 59338
2-Propenoic acid, 2-methyl-, polymer with ethyl 2-methyl-2-propenoate | 249953 | 59339
2-Propenoic acid, polymer with chloroethene and methyl 2-propenoate | 249946 | 59340
2-Propenoic acid, 2-methyl-, methyl ester, polymer with butyl 2-propenoate, N-(hydroxymethyl)-2-propenamide and 2-propenoic acid | 249938 | 59341
1,3-Isobenzofurandione, polymer with 2,2-dimethyl-1,3-propanediol and 2,5-furandione | 249920 | 59342
2-Butenedioic acid (2Z)-, 1-(2-methylpropyl) ester, polymer with ethenylbenzene | 249912 | 59343
Dodecanoic acid, 1,1'-[(dibutylstannylene)bis(thio-2,1-ethanediyl)] ester | 249896 | 59344
Phosphinic acid, compd. with 2-(4-thiazolyl)-1H-benzimidazole (1:1) | 249870 | 59345
Benzene, 2-isocyanato-1,3-dimethyl- | 249862 | 59346
Poly(oxy-1,2-ethanediyl), .alpha.-(2-hydroxy-3-sulfopropyl)-.omega.-[4-(1,1,3,3-tetramethylbutyl)phenoxy]-, sodium salt (1:1) | 249854 | 59347
2-Propenamide, N,2-dimethyl-, homopolymer | 249847 | 59348
2-Propenoic acid, 2-ethylhexyl ester, polymer with methyl 2-propenoate | 249839 | 59349
Copper, [C,C,C,C-tetrakis(thiocyanato)-29H,31H-phthalocyaninato(2-)-.kappa.N29,.kappa.N30,.kappa.N31,.kappa.N32]-, hydrogen (1:4) | 249821 | 59350
Oxirane, 2-(chloromethyl)-, polymer with ammonia | 249805 | 59351
Hydrocyanic acid, polymer with 1,1'-methylenebis[4-isocyanatobenzene] | 249797 | 59352
Benzoic acid, 4-(benzoyloxy)- | 249789 | 59353
4-Thiazolidinone, 5-[2-[5,6-dichloro-1-[2-(diethylamino)ethyl]-3-ethyl-1,3-dihydro-2H-benzimidazol-2-ylidene]ethylidene]-3-ethyl-2-thioxo- | 249771 | 59354
Benzenesulfonothioic acid, 4-methyl-, potassium salt (1:1) | 249763 | 59355
Benzenesulfonic acid, dodecyl(sulfophenoxy)-, sodium salt (1:2) | 249755 | 59356
2-Propenoic acid, 2-methyl-, 2-hydroxyethyl ester, polymer with 2-propenamide | 249748 | 59357
Benzenesulfonic acid, 2(or 5)-[(1-amino-9,10-dihydro-4-hydroxy-9,10-dioxo-2-anthracenyl)oxy]-5(or 2)-(1,1-dimethylpropyl)- | 249730 | 59358
2-Propenoic acid, 2-methyl-, polymer with ethene, zinc salt | 249722 | 59359
Ethanol, 2,2'-thiobis-, homopolymer | 249714 | 59360
Hexanedioic acid, polymer with 1,2-ethanediol, 2,5-furandione, 1,3-isobenzofurandione and 2,2'-oxybis[ethanol] | 249706 | 59361
Benzoic acid, 2-hydroxy-, polymer with formaldehyde and phenol | 249698 | 59362
Silane, chlorotrimethyl-, polymer with tetrachlorosilane, hydrolytic | 249680 | 59363
Phenol, 4-(1,1-dimethylethyl)-, polymer with ethyne | 249672 | 59364
1,3-Benzenediol, 4,?-bis[2-(dimethylphenyl)diazenyl]- | 249664 | 59365
Hexanoic acid, 2-ethyl-, 1,1'-(2,2-dimethyl-1,3-propanediyl) ester | 249656 | 59366
2-Propenethioic acid, 2-methyl-, S-[3,3,4,4,5,5,6,6,7,7,8,8,9,10,10,10-hexadecafluoro-9-(trifluoromethyl)decyl] ester | 249649 | 59367
Acetamide, N-[3-[[2-(acetyloxy)ethyl](2-cyanoethyl)amino]phenyl]- | 249631 | 59368
Phenol, methyl-, titanium(4+) salt (4:1) | 249623 | 59369
1,2,4,5-Benzenetetracarboxylic acid, polymer with 4,4'-oxybis[benzenamine] | 249615 | 59370
2-Propenoic acid, 2-methyl-, butyl ester, polymer with butyl 2-propenoate, ethenylbenzene and methyl 2-methyl-2-propenoate | 249607 | 59371
Benzenamine, 4-chloro-N-ethyl-2-nitro- | 249599 | 59372
2,4-Imidazolidinedione, 5-(4-bromobutyl)- | 249581 | 59373
2-Propanol, 1,1'-(octylimino)bis- | 249573 | 59374
Benzenamine, 4-[(4-aminocyclohexyl)methyl]- | 249565 | 59375
Benzene, 2-chloro-4-isocyanato-1-methyl- | 249557 | 59376
1,3-Benzenedicarboxylic acid, polymer with 2,2-dimethyl-1,3-propanediol, 2-ethyl-2-(hydroxymethyl)-1,3-propanediol, hexanedioic acid and 2,2,4-trimethyl-1,3-pentanediol | 249540 | 59377
2-Butenedioic acid (2Z)-, 1,4-dibutyl ester, polymer with chloroethene | 249532 | 59378
2-Propenoic acid, 2-methyl-, 2,3-dihydroxypropyl ester, homopolymer | 249524 | 59379
2-Butenedioic acid (2E)-, polymer with 1,3-butadiene, ethenylbenzene and 2-methyl-2-propenoic acid | 249516 | 59380
Nonanol | 249508 | 59381
Propanoic acid, 2-(4-chloro-2-methylphenoxy)-, isooctyl ester | 249490 | 59382
Nonanedioic acid, 1,9-diisodecyl ester | 249482 | 59383
1,3-Benzenedicarboxylic acid, polymer with 2,5-furandione, hexanedioic acid and 2,2'-oxybis[ethanol] | 249474 | 59384
Guanidine, N-cyano-, polymer with formaldehyde and 1,3,5-triazine-2,4,6-triamine | 249466 | 59385
1-Propanol, 3-[1,3,3,3-tetramethyl-1-[(trimethylsilyl)oxy]-1-disiloxanyl]-, 1-(hydrogen sulfate), compd. with .alpha.,.alpha.',.alpha.''-(nitrilotri-2,1-ethanediyl)tris[.omega.-hydroxypoly(oxy-1,2-ethanediyl)] (1:1) | 249441 | 59386
Carbamic acid, N-(3-isocyanatomethylphenyl)-, C,C',C''-1,2,3-propanetriyl ester | 249433 | 59387
Formaldehyde, polymer with 3-chloro-1-propene and phenol | 249425 | 59388
Butanal, 2-(phenylmethylene)- | 249417 | 59389
Bicyclo[2.2.1]heptan-2-ol, 1,2,3,3-tetramethyl-, (1R,2R,4S)-rel- | 249409 | 59390
2,5-Furandione, dihydro-3-(isooctenyl)- | 249383 | 59391
Isononanamine, N-isononyl- | 249375 | 59392
Formaldehyde, polymer with 4-(1,1-dimethylethyl)phenol and phenol | 249367 | 59393
10H-Phenothiazine, 3,7-diisooctyl- | 249359 | 59394
Bicyclo[4.1.0]heptane-3,4-diol, 3,7,7-trimethyl-, 4-acetate, (1R,3S,4S,6S)-rel- | 249334 | 59395
Cyclopropanecarboxylic acid, 2,2-dimethyl-3-(2-methyl-1-propenyl)-, [5-(phenylmethyl)-3-furanyl]methyl ester, (1R,3R)- | 249326 | 59396
Cyclopropanecarboxylic acid, 2,2-dimethyl-3-(2-methyl-1-propenyl)-, (1S)-2-methyl-4-oxo-3-(2-propenyl)-2-cyclopenten-1-yl ester, (1R,3R)- | 249318 | 59397
1,3-Benzenedicarboxylic acid, polymer with 1,4-benzenedicarboxylic acid, 1,2-ethanediol and hexanedioic acid | 249300 | 59398
2-Propenoic acid, ethyl ester, polymer with N-(hydroxymethyl)-2-propenamide and 2-propenamide | 249292 | 59399
Urea, polymer with N1,N2-bis(2-aminoethyl)-1,2-ethanediamine and formaldehyde | 249284 | 59400
2-Propenoic acid, 2-methyl-, polymer with ethyl 2-propenoate, 2-hydroxypropyl 2-methyl-2-propenoate and methyl 2-methyl-2-propenoate | 249276 | 59401
2-Propenoic acid, 2-ethylhexyl ester, polymer with 1,1-dichloroethene | 249268 | 59402
2-Propenoic acid, 2-methyl-, polymer with ethenyl acetate and methyl 2-methyl-2-propenoate | 249250 | 59403
1,3-Benzenedicarboxylic acid, polymer with 2,2-dimethyl-1,3-propanediol, 2-ethyl-2-(hydroxymethyl)-1,3-propanediol, hexanedioic acid and 1,2-propanediol | 249243 | 59404
Hexanedioic acid, polymer with 1,3-isobenzofurandione, 1,2-propanediol and 1,2,3-propanetriol | 249235 | 59405
1,3-Isobenzofurandione, polymer with ethenylbenzene, 2,5-furandione, 2,2'-oxybis[ethanol] and 1,2-propanediol | 249227 | 59406
1,3-Isobenzofurandione, polymer with 1,3-butanediol, 2,5-furandione and 1,2-propanediol | 249219 | 59407
Ethanaminium, 2-hydroxy-N,N,N-trimethyl-, sulfite (1:1) | 249201 | 59408
2-Pentenal, 2-ethyl-4-methyl- | 249193 | 59409
Benzoxazolium, 5-phenyl-2-[2-[[5-phenyl-3-(3-sulfopropyl)-2(3H)-benzoxazolylidene]methyl]-1-buten-1-yl]-3-(3-sulfopropyl)-, inner salt, compd. with pyridine (1:1) | 249185 | 59410
1,2-Benzenedicarboxylic acid, 1,2-di-2-propen-1-yl ester, polymer with ethyl 2-propenoate and 2-methyl-2-propenoic acid | 249177 | 59411
Acetaldehyde, polymer with 1,3-benzenediol | 249169 | 59412
Phosphoric acid, polymer with 2-methyloxirane | 249151 | 59413
Acetamide, N-ethenyl-, homopolymer | 249144 | 59414
1,3-Isobenzofurandione, 4,5,6,7-tetrachloro-, polymer with 2,5-furandione and 1,2-propanediol | 249136 | 59415
Eicosanoic acid, butyl ester | 241497 | 59416
Ethanaminium, N,N-diethyl-N-methyl-2-[(2-methyl-1-oxo-2-propen-1-yl)oxy]-, methyl sulfate (1:1), homopolymer | 241489 | 59417
Hexanedioic acid, polymer with 3,3'-[1,2-ethanediylbis(oxy)]bis[1-propanamine] | 241471 | 59418
Formaldehyde, polymer with [1,1'-biphenyl]-4-ol and phenol | 241463 | 59419
2-Propenoic acid, 2-methyl-, 2-[(1,1-dimethylethyl)amino]ethyl ester, homopolymer | 241455 | 59420
2-Propenoic acid, 2-methyl-, methyl ester, polymer with butyl 2-propenoate and 2-methyl-2-propenamide | 241448 | 59421
2-Propenoic acid, 2-methyl-, methyl ester, polymer with 2-propen-1-yl 2-methyl-2-propenoate | 241430 | 59422
Butanedioic acid, 2-methylene-, polymer with 1,3-butadiene, ethenylbenzene and 2-propenamide | 241422 | 59423
2-Propenoic acid, polymer with ethene and ethenyl acetate | 241414 | 59424
2-Propenoic acid, polymer with chloroethene and ethene | 241406 | 59425
2,5-Furandione, polymer with ethoxyethene | 241398 | 59426
Hexanedioic acid, polymer with 1,2-ethanediol, 1,1'-methylenebis[4-isocyanatobenzene] and 1,2-propanediol | 241380 | 59427
2-Propenoic acid, polymer with butyl 2-propenoate and 2-ethylhexyl 2-propenoate | 241372 | 59428
2-Naphthalenecarboxamide, N,N'-(methylenedi-4,1-phenylene)bis[3-hydroxy- | 241364 | 59429
Ethene, trimer | 241356 | 59430
Hexanedioic acid, polymer with 2-ethyl-2-(hydroxymethyl)-1,3-propanediol, 1,6-hexanediol and 1,2-propanediol | 241349 | 59431
Cyclotrisiloxane, 2,4,6-trimethyl-2,4,6-tris(3,3,3-trifluoropropyl)-, homopolymer | 241331 | 59432
Xanthylium, 3,6-bis(ethylamino)-9-[2-(methoxycarbonyl)phenyl]-2,7-dimethyl-, carbonate (1:1) | 241323 | 59433
Ethanol, 2,2'-[[3-chloro-4-[2-[2-(methylsulfonyl)-4-nitrophenyl]diazenyl]phenyl]imino]bis-, 1,1'-diacetate | 241315 | 59434
Ethanol, 2,2'-[(3-chlorophenyl)imino]bis-, 1,1'-diacetate | 241307 | 59435
1,5-Pentanediol, 3-(4-pyridinyl)- | 241299 | 59436
2,5-Furandione, dihydro-3-(octen-1-yl)- | 241281 | 59437
Formaldehyde, polymer with 4-(1,1,3,3-tetramethylbutyl)phenol | 241273 | 59438
1,3-Benzenedicarboxylic acid, polymer with 1,2-ethanediol, 2,5-furandione, 1,3-isobenzofurandione and 1,2-propanediol | 241265 | 59439
2-Propenoic acid, 2-ethoxyethyl ester, homopolymer | 241257 | 59440
21H,23H-Porphine-7-propanoic acid, 3-carboxy-5-(carboxymethyl)-13-ethenyl-18-ethyl-17-formyl-7,8-dihydro-2,8,12-trimethyl-, (7S,8S)- | 241240 | 59441
Ethanol, 2-[(4-amino-2,5-dimethoxyphenyl)sulfonyl]-, 1-(hydrogen sulfate) | 241232 | 59442
2-Propenoic acid, 2-methyl-, 2-oxiranylmethyl ester, polymer with ethenyl acetate | 241224 | 59443
2-Propenoic acid, 2-ethylhexyl ester, polymer with N-(1,1-dimethyl-3-oxobutyl)-2-propenamide | 241216 | 59444
2-Propenoic acid, methyl ester, polymer with 2-propenenitrile and sodium 2-methyl-2-propene-1-sulfonate (1:1) | 241208 | 59445
Benzene, 1-[1-[difluoro[(1,2,2-trifluoroethenyl)oxy]methyl]-1,2,2,2-tetrafluoroethoxy]-2,3,4,5,6-pentafluoro-, polymer with 1,1,2,2-tetrafluoroethene and 1,1,2-trifluoro-2-(trifluoromethoxy)ethene | 241190 | 59446
Aziridine, polymer with oxirane | 241182 | 59447
1,2-Ethanediamine, N1-(2-aminoethyl)-N2-[2-[(2-aminoethyl)amino]ethyl]-, polymer with 2-(chloromethyl)oxirane | 241174 | 59448
Sorbitan, trioctadecanoate | 241166 | 59449
Diphosphoric acid, dioctyl ester | 241158 | 59450
Hexadecanoic acid, monoester with 1,2,3-propanetriol | 241141 | 59451
2-Propenoic acid, polymer with ethenyl acetate and ethyl 2-propenoate | 241133 | 59452
Octadecanoic acid, 12-hydroxy-, polymer with methyl 2-methyl-2-propenoate and 2-oxiranylmethyl 2-methyl-2-propenoate | 241125 | 59453
Butanoic acid, 3-oxo-, 2-[(2-methyl-1-oxo-2-propen-1-yl)oxy]ethyl ester, polymer with butyl 2-propenoate and 3-sulfopropyl 2-propenoate sodium salt (1:1) | 241117 | 59454
Benzene, 1-ethenyl-4-methyl-, polymer with ethenylbenzene | 241109 | 59455
Propanoic acid, 3,3'-thiobis-, 1,1'-diisooctyl ester | 241091 | 59456
2-Propenoic acid, 2-methyl-, 2-(dimethylamino)ethyl ester, polymer with 2-propenoic acid | 241083 | 59457
1,3-Isobenzofurandione, polymer with 1,2,3-propanetriol | 241075 | 59458
2-Propenoic acid, 2-methyl-, butyl ester, polymer with ethenylbenzene and 2-ethylhexyl 2-propenoate | 241067 | 59459
2-Propenoic acid, 2-methyl-, 1,1'-(1,2-ethanediyl) ester, polymer with 2-chloro-1,3-butadiene | 241059 | 59460
Propane, 1,1,1,2,2,3,3-heptafluoro-3-[(1,2,2-trifluoroethenyl)oxy]-, polymer with 1,1,2,2-tetrafluoroethene | 241042 | 59461
Ethanesulfonyl fluoride, 2-[1-[difluoro[(1,2,2-trifluoroethenyl)oxy]methyl]-1,2,2,2-tetrafluoroethoxy]-1,1,2,2-tetrafluoro-, polymer with 1,1,2,2-tetrafluoroethene | 241034 | 59462
4,6,10-Dodecatrien-3-one, 7,11-dimethyl- | 241026 | 59463
Benzenediazonium, 5-[(butylamino)sulfonyl]-2-methoxy- | 241018 | 59464
Thiocyanic acid, 3,3,4,4,5,5,6,6,7,7,8,8,8-tridecafluorooctyl ester | 240994 | 59465
1-Naphthalenesulfonic acid, 4-[2-(8-hydroxy-5-quinolinyl)diazenyl]- | 240978 | 59466
Diphosphoric acid, P,P'-dimethyl ester | 240952 | 59467
Benzeneacetaldehyde, .alpha.-(2-methylpropylidene)- | 240945 | 59468
Benzoic acid, 2-(chlorosulfonyl)-, methyl ester | 240929 | 59469
Octadecanoic acid, pentachloro-, methyl ester | 240911 | 59470
Propane, dichloro- | 240903 | 59471
2-Propenoic acid, polymer with butyl 2-propenoate, ethenylbenzene and 2-propenenitrile | 233510 | 59472
2-Propenoic acid, polymer with butyl 2-propenoate, ethenylbenzene and 2-propenamide | 233502 | 59473
2-Propenoic acid, polymer with butyl 2-propenoate and ethenylbenzene | 233494 | 59474
2-Propenoic acid, polymer with ethenylbenzene and ethyl 2-propenoate | 233486 | 59475
2-Propenoic acid, 2-methyl-, methyl ester, polymer with ethenylbenzene, ethyl 2-propenoate and 2-propenoic acid | 233478 | 59476
2-Propenoic acid, polymer with ethenylbenzene, ethyl 2-propenoate and N-(hydroxymethyl)-2-propenamide | 233460 | 59477
2-Propenoic acid, monoester with 1,2-propanediol | 233452 | 59478
Titanium nitride (TiN) | 233437 | 59479
1H-Imidazole-1-ethanol, 4,5-dihydro-2-octyl- | 233429 | 59480
Butanedioic acid, polymer with 1,2-ethanediol | 233403 | 59481
2-Propenoic acid, 2-methyl-, 2-(dimethylamino)ethyl ester, polymer with 2-propenamide | 233395 | 59482
2-Propenoic acid, butyl ester, polymer with 2-propenenitrile | 233387 | 59483
Phenol, (1,1-dimethylethyl)-4-methyl- | 233379 | 59484
Benzoic acid, methyl- | 233353 | 59485
2-Cyclopenten-1-one, 2-pentyl- | 233346 | 59486
Naphthalene, diisocyanato- | 233338 | 59487
Benzene, trimethyl- | 233320 | 59488
Phenol, dinitro- | 233304 | 59489
Benzenethiol, dimethyl- | 233296 | 59490
2-Propenoic acid, sodium salt (1:1), homopolymer | 233262 | 59491
Formaldehyde, polymer with aziridine | 233254 | 59492
Isooctanamine, N,N-diisooctyl- | 233247 | 59493
Oxirane, 2-ethyl-, polymer with 2-methyloxirane | 233239 | 59494
1-Naphthaleneacetic acid, ammonium salt | 233221 | 59495
Hydrazine, (1,1-dimethylpropyl)-, hydrochloride (1:1) | 233213 | 59496
Benzene, 1,3-dimethyl-5-phenoxy- | 233197 | 59497
9-Octadecenoic acid (9Z)-, compd. with 1-amino-2-propanol (1:1) | 233189 | 59498
Acetic acid, erbium(3+) salt (3:1) | 233163 | 59499
Acetic acid, holmium(3+) salt (3:1) | 233155 | 59500
Acetic acid, terbium(3+) salt (3:1) | 233148 | 59501
1,6-Hexanediamine, 2,2,4(or 2,4,4)-trimethyl- | 233130 | 59502
Cuprate(4-), [29H,31H-phthalocyanine-C,C,C,C-tetrasulfonato(6-)-.kappa.N29,.kappa.N30,.kappa.N31,.kappa.N32]-, ammonium (1:4) | 233114 | 59503
Cuprate(3-), [29H,31H-phthalocyanine-C,C,C-trisulfonato(5-)-.kappa.N29,.kappa.N30,.kappa.N31,.kappa.N32]-, ammonium (1:3) | 233106 | 59504
Cuprate(1-), [29H,31H-phthalocyanine-C-sulfonato(3-)-.kappa.N29,.kappa.N30,.kappa.N31,.kappa.N32]-, ammonium (1:1) | 233098 | 59505
Oxirane, 2-methyl-, polymer with carbon dioxide | 233080 | 59506
Propanenitrile, 3-[ethyl[4-[2-(6-nitro-2-benzothiazolyl)diazenyl]phenyl]amino]- | 233072 | 59507
29H,31H-Phthalocyanine, lithium salt (1:2) | 233064 | 59508
Carbonic acid, lead(2+) salt (1:?) | 233056 | 59509
1,4-Benzenedisulfonic acid, 2-[[4-[[2-[[4-[[3-[(4-amino-9,10-dihydro-9,10-dioxo-3-sulfo-1-anthracenyl)amino]-2,4,6-trimethyl-5-sulfophenyl]amino]-6-chloro-1,3,5-triazin-2-yl]amino]ethyl]amino]-6-chloro-1,3,5-triazin-2-yl]amino]-, sodium salt (1:4) | 233049 | 59510
4,7-Methano-1H-isoindole-1,3(2H)-dione, 2,2'-(1,2-ethanediyl)bis[3a,4,7,7a-tetrahydro- | 233031 | 59511
Propanol, [2-(2-methoxymethylethoxy)methylethoxy]- | 233023 | 59512
Cyclohexane, ethenyl-, homopolymer | 233015 | 59513
2-Butene, polymer with 2-methyl-1-propene and 1-propene | 233007 | 59514
Ethane, chlorodifluoro- | 232991 | 59515
9-Octadecenoic acid (9Z)-, monoester with 1,2,3-propanetriol | 232983 | 59516
Benzenesulfonic acid, tridecyl- | 232975 | 59517
2-Anthracenesulfonic acid, 1-amino-9,10-dihydro-9,10-dioxo-4-[(3-sulfophenyl)amino]-, sodium salt (1:2) | 232967 | 59518
2-Anthracenesulfonic acid, 1-amino-9,10-dihydro-4-[(4-methylphenyl)amino]-9,10-dioxo-, sodium salt (1:1) | 232959 | 59519
2-Anthracenesulfonic acid, 1-amino-9,10-dihydro-4-[(2-methylphenyl)amino]-9,10-dioxo-, sodium salt (1:1) | 232942 | 59520
2-Naphthalenesulfonic acid, 7-[(4,6-dichloro-1,3,5-triazin-2-yl)amino]-4-hydroxy-3-[2-(4-methoxy-2-sulfophenyl)diazenyl]-, sodium salt (1:2) | 232934 | 59521
Benzoic acid, 2-hydroxy-, cyclohexyl ester | 232926 | 59522
Cholesta-4,6-dien-3-ol, 3-benzoate, (3.beta.)- | 232918 | 59523
Nickelate(2-), [[N,N'-1,2-ethanediylbis[N-[(carboxy-.kappa.O)methyl]glycinato-.kappa.N,.kappa.O]](4-)]-, hydrogen (1:2), (OC-6-21)- | 232892 | 59524
29H,31H-Phthalocyanine, sodium salt (1:2) | 232884 | 59525
Rhodium, carbonyl(2,4-pentanedionato-.kappa.O2,.kappa.O4)(triphenylphosphine)-, (SP-4-2)- | 232876 | 59526
Benzenamine, 4,4'-methylenebis[2,6-dichloro- | 232850 | 59527
1,3-Isobenzofurandione, 5,5'-carbonylbis-, polymer with 1,3-benzenediamine | 232843 | 59528
2,7-Naphthalenedisulfonic acid, 3,6-dihydroxy- | 225045 | 59529
1,2-Ethanedione, 1,2-diphenyl-, 1,2-dioxime | 225029 | 59530
Xanthylium, 3,6-bis(diethylamino)-9-[2-(ethoxycarbonyl)phenyl]-, perchlorate (1:1) | 225011 | 59531
Benzoic acid, 3,3'-[iminobis(sulfonyl)]bis-, 1,1'-dimethyl ester | 224998 | 59532
2H-Azepin-2-one, 1,1'-dithiobis[hexahydro- | 224980 | 59533
1,2-Benzenedicarboxylic acid, 4-[(3-aminophenyl)hydroxymethyl]-, 1-methyl ester | 224964 | 59534
Benzene, 1-(3-bromophenoxy)-3-phenoxy- | 224956 | 59535
1,2-Benzenediamine, N1-ethyl- | 224931 | 59536
Bicyclo[3.1.1]heptane-2-thiol, 2,6,6-trimethyl- | 224915 | 59537
Urea, N-[4-(4-chlorophenoxy)phenyl]- | 224907 | 59538
Acetamide, N-[2-[2-(2-chloro-4,6-dinitrophenyl)diazenyl]-5-[(2-cyanoethyl)(2-hydroxyethyl)amino]-4-methoxyphenyl]- | 224881 | 59539
2H-2,4a-Methanonaphthalen-8(5H)-one, 1,3,4,6,7,8a-hexahydro-1,1,5,5-tetramethyl- | 224865 | 59540
1-Piperazineethanol, 4-[[4-[3-(4-chlorophenyl)-4,5-dihydro-1H-pyrazol-1-yl]phenyl]sulfonyl]- | 224840 | 59541
3,6,9,12-Tetraoxatridecan-1-ol | 224824 | 59542
Acetic acid, 2-hydroxy-2-phosphono- | 224816 | 59543
Urea, N-[3-(triethoxysilyl)propyl]- | 224790 | 59544
3,6,9,12,15-Pentaoxahexadecan-1-ol | 224782 | 59545
5H-Cyclopentapyrazine, 6,7-dihydro-5-methyl- | 224766 | 59546
Butanethioic acid, 3-methyl-, S-methyl ester | 224758 | 59547
7H-2,4a-Methanonaphthalen-7-one, 1,2,3,4,5,6-hexahydro-1,1,5,5-tetramethyl- | 224733 | 59548
Carbamodithioic acid, N,N-bis(2-hydroxyethyl)-, potassium salt (1:1) | 224725 | 59549
Benzenesulfonic acid, 2,2'-(1,2-ethenediyl)bis[5-(4-phenyl-2H-1,2,3-triazol-2-yl)-, sodium salt (1:2) | 224709 | 59550
Butanamide, 2-[2-(4-chloro-2-nitrophenyl)diazenyl]-N-(4-methoxyphenyl)-3-oxo- | 224691 | 59551
Cyclotridecasiloxane, hexacosamethyl- | 224683 | 59552
Benzenesulfonic acid, 2,2'-(1,2-ethenediyl)bis[5-[4,6-bis[(4-chlorophenyl)amino]-1,3,5-triazin-2-yl]amino]-, sodium salt (1:2) | 224675 | 59553
2-Buten-1-one, 1-(2,6,6-trimethyl-1,3-cyclohexadien-1-yl)-, (2E)- | 224659 | 59554
2-Buten-1-one, 1-(2,6,6-trimethyl-1-cyclohexen-1-yl)-, (2E)- | 224634 | 59555
Naphth[2',3':6,7]indolo[2,3-c]dinaphtho[2,3-a:2',3'-i]carbazole-5,10,15,17,22,24-hexol, 5,10,15,17,22,24-hexakis(hydrogen sulfate), sodium salt (1:6) | 224626 | 59556
Methanesulfinic acid, nitrilotris-, sodium salt (1:3) | 224618 | 59557
1,3-Indandione, 2-isovaleryl-, ion(1-), calcium | 224600 | 59558
2-Buten-1-one, 1-(2,6,6-trimethyl-1,3-cyclohexadien-1-yl)- | 224584 | 59559
Benzene, (1,3,3,3-tetrachloropropyl)- | 224576 | 59560
1,3-Butadiene, 2-(bromomethyl)- | 224568 | 59561
L-Serine, N-[(1,1-dimethylethoxy)carbonyl]-O-(phenylmethyl)- | 224543 | 59562
Phosphoric acid, 2,6-dimethylphenyl diphenyl ester | 224527 | 59563
Ethanone, 2-ethoxy-1,2-bis(4-methoxyphenyl)- | 224501 | 59564
Cuprate(3-), [5-(acetylamino)-4-(hydroxy-.kappa.O)-3-[2-[2-(hydroxy-.kappa.O)-5-methoxy-4-[[2-(sulfooxy)ethyl]sulfonyl]phenyl]diazenyl-.kappa.N1]-2,7-naphthalenedisulfonato(5-)]-, hydrogen (1:3) | 224493 | 59565
1,2,4-Trithiolane, 3,5-dimethyl- | 224485 | 59566
1,3-Propanediol, 2-amino-2-(hydroxymethyl)-, sulfate (1:?) | 224477 | 59567
Copper, tetrakis[.mu.-[2-(acetyloxy)benzoato-.kappa.O:.kappa.O']]di- | 224451 | 59568
Hexanoic acid, 3,5,5-trimethyl-, lead salt (1:?) | 224444 | 59569
Benzenemethanaminium, N,N,N-tributyl-, chloride (1:1) | 224436 | 59570
1,3,5-Triazine-2(1H)-thione, 6-(diethylamino)-4-(ethylamino)- | 224428 | 59571
Iron(2+), tris(5-methyl-1,10-phenanthroline-.kappa.N1,.kappa.N10)-, sulfate (1:1) | 224410 | 59572
Silver(1+), diammine-, nitrate (1:1) | 224402 | 59573
Phosphonic acid, P,P',P'',P'''-[1,6-hexanediylbis[nitrilobis(methylene)]]tetrakis- | 224394 | 59574
Formamide, N-(1,1-dimethylpropyl)- | 224386 | 59575
3,6,9,12,15,18-Hexaoxanonadecan-1-ol | 224378 | 59576
3,6,9,12,15,18-Hexaoxaeicosane | 224360 | 59577
Rhenium bromide oxide (ReBr4O) | 224352 | 59578
4-Isoxazolecarboxylic acid, 3-(2-chlorophenyl)-5-methyl- | 224345 | 59579
3-Pyridinecarboxylic acid, hexyl ester | 224337 | 59580
9-Octadecene-1-sulfonic acid, sodium salt (1:1), (9Z)- | 198317 | 59581
1,3,5-Triazine-2,4-diamine, 6-chloro-N2,N4-bis[4-(phenylamino)phenyl]- | 198309 | 59582
Lithium vanadium oxide (LiVO3) | 198291 | 59583
Molybdate(2-), tetrathioxo-, ammonium (1:2), (T-4)- | 198283 | 59584
5H-Tetrazole-5-thione, 1,2-dihydro-1-phenyl-, sodium salt (1:1) | 198275 | 59585
Diphosphoric acid, sodium salt, compd. with hydrogen peroxide (H2O2) (1:4:2) | 198259 | 59586
4-Morpholinepropanenitrile, .beta.-oxo- | 198234 | 59587
Carbonic acid, di-2-propen-1-yl ester | 198226 | 59588
Benzenesulfonamide, 4-hydroxy-N,N-dimethyl- | 198200 | 59589
1,4-Benzenediamine, N1,N4-bis(2-methylphenyl)- | 198192 | 59590
1-Hexadecanesulfonic acid, sodium salt (1:1) | 198176 | 59591
Benzenamine, 4,4'-(phenylmethylene)bis[N,N-diethyl-3-methyl- | 198168 | 59592
Benzothiazolium, 2-[2-[4-(dimethylamino)phenyl]diazenyl]-6-methoxy-3-methyl-, methyl sulfate (1:1) | 198143 | 59593
Bisnaphth[2',3':6,7]indolo[2,3-c:2',3'-c']dinaphtho[2,3-i:2',3'-i']benzo[1,2-a:5,4-a']dicarbazole-5,7,9,14,19,24,26,28,33,38-decone, 6,8,25,27-tetrahydro- | 198135 | 59594
Ethanamine, N-ethyl-, perchlorate (1:1) | 198127 | 59595
Chlorite | 198119 | 59596
Magnesium silicon oxide (Mg2Si3O8) | 198093 | 59597
Manganese vanadium oxide (Mn2V2O7) | 198085 | 59598
Manganese vanadium oxide (MnV2O6) | 198077 | 59599
Selenic acid, magnesium salt (1:1) | 198069 | 59600
Sulfuric acid, lutetium(3+) salt (3:2) | 198051 | 59601
Tetraphosphoric acid, sodium salt (1:6) | 198044 | 59602
Disiloxane, 1,1,1,3,3,3-hexachloro- | 198036 | 59603
Nitric acid, thulium(3+) salt (3:1) | 198028 | 59604
Nitrous acid, copper(2+) salt (2:1) | 198010 | 59605
arabino-2-Hexulosonic acid, sodium salt (1:1) | 198002 | 59606
Methanone, bis(4-phenoxyphenyl)- | 197996 | 59607
Chromium chloride hydroxide (CrCl2(OH)) | 197970 | 59608
Tetradecanoic acid, 2-bromo-, ethyl ester | 197962 | 59609
Chromium, dichlorodioxo-, (T-4)- | 197954 | 59610
Ethanedioic acid, vanadium salt (1:?) | 197947 | 59611
Rhodate(3-), hexachloro-, sodium (1:3), (OC-6-11)- | 197939 | 59612
Ethanethiol, 2,2'-[1,2-ethanediylbis(oxy)]bis- | 197921 | 59613
Benzothiazolium, 2-[2-[4-[(2-hydroxyethyl)methylamino]phenyl]diazenyl]-6-methoxy-3-methyl-, trichlorozincate(1-) (1:1) | 197913 | 59614
1H-1,2,4-Triazolium, 5-[2-[4-(diethylamino)phenyl]diazenyl]-1,4-dimethyl-, trichlorozincate(1-) (1:1) | 197905 | 59615
Cobalt cyanide (Co(CN)3) | 197889 | 59616
1H-Indole-3-carboxaldehyde, 1-methoxy-2-phenyl- | 197871 | 59617
.beta.-Alanine, N-tetradecyl- | 197863 | 59618
.beta.-Alanine, N-(2-carboxyethyl)-N-dodecyl-, sodium salt (1:1) | 197855 | 59619
7-Dodecen-1-ol, acetate, (7Z)- | 197848 | 59620
Copper vanadium oxide (CuV2O6) | 197830 | 59621
Zircon (Zr(SiO4)) | 197806 | 59622
Phosphoric acid, iron(2+) salt (2:3) | 197798 | 59623
Phosphonium, tributylhexadecyl-, bromide (1:1) | 197772 | 59624
2-Undecanol, 2-acetate | 197764 | 59625
Benzoxazolium, 3-ethyl-2-[3-(3-ethyl-2(3H)-benzoxazolylidene)-2-methyl-1-propen-1-yl]-, iodide (1:1) | 197756 | 59626
Benzothiazolium, 3-ethyl-2-methyl-, 4-methylbenzenesulfonate (1:1) | 197749 | 59627
1-Dodecanaminium, N,N-dimethyl-N-(3-sulfopropyl)-, inner salt | 197731 | 59628
Cobaltate(2-), [[N,N'-1,2-ethanediylbis[N-[(carboxy-.kappa.O)methyl]glycinato-.kappa.N,.kappa.O]](4-)]-, (OC-6-21)- | 197723 | 59629
Telluric acid (H2TeO3), lithium salt (1:2) | 197715 | 59630
3H-Indolium, 2-[2-[4-[bis(2-cyanoethyl)amino]phenyl]ethenyl]-1,3,3-trimethyl-, chloride (1:1) | 197707 | 59631
Spiro[isobenzofuran-1(3H),9'-[9H]xanthen]-3-one, 3',6'-bis(acetyloxy)-5-nitro- | 197699 | 59632
3-Octyn-1-ol | 197681 | 59633
Scheelite (Ca(WO4)) | 197673 | 59634
Benzenamine, 4,4'-methylenebis[2,6-diethyl- | 189712 | 59635
3(2H)-Thiophenone, dihydro-2-methyl- | 189696 | 59636
2-Thiophenecarboxaldehyde, 5-methyl- | 189688 | 59637
Furan, 2-(methoxymethyl)- | 189662 | 59638
Ethanethioic acid, S-(2-furanylmethyl) ester | 189654 | 59639
Butanoic acid, 3-methyl-, 2-furanylmethyl ester | 189639 | 59640
Furan, 2-methyl-5-(methylthio)- | 189621 | 59641
2-Butanone, 1-(methylthio)- | 189613 | 59642
9,10-Anthracenedione, 1,8-bis(phenylthio)- | 189605 | 59643
Phenol, 4,4'-(1-methylethylidene)bis[2,6-bis(1,1-dimethylethyl)- | 189597 | 59644
1H-Pyrrole-2,5-dione, 1,1'-(methylenedi-4,1-phenylene)bis- | 189589 | 59645
2-Propenoic acid, 2-methyl-, 1,1'-(1,5-pentanediyl) ester | 189571 | 59646
2-Propanol, 1,3-dichloro-, 2,2',2''-phosphate | 189563 | 59647
2-Propanol, 1-chloro-, 2,2',2''-phosphate | 189555 | 59648
1(2H)-Naphthalenone, 2-bromo-3,4-dihydro- | 189548 | 59649
2-Oxazoleethanol, 4,5-dihydro-.beta.-methyl- | 189530 | 59650
Borate(3-), trifluoro[phosphato(3-)-.kappa.O]-, hydrogen (1:3), (T-4)- | 189522 | 59651
1H-Azepine, hexahydro-1-(4-nitrophenyl)- | 189514 | 59652
1,2-Benzenedicarboxylic acid, 3,4,5,6-tetrabromo-, aluminum salt (3:2) | 189506 | 59653
1,1'-Biphenyl, 2,2',3,3',4,4',5,5',6,6'-decabromo- | 189498 | 59654
Benzenesulfonic acid, 3-amino-, phenyl ester | 189472 | 59655
2-Butenamide, N-[2-(2-oxo-1-imidazolidinyl)ethyl]- | 189456 | 59656
9,10-Anthracenedione, 1-amino-4,8-dihydroxy-5-(methylamino)- | 189449 | 59657
Benzoic acid, 2-hydroxy-, sodium salt (1:2) | 189431 | 59658
Sulfuryl chloride fluoride | 189423 | 59659
Perchloric acid, lead(2+) salt (2:1) | 189415 | 59660
Perchloric acid, zinc salt (2:1) | 189399 | 59661
4-Thiazolecarboximidamide, N-phenyl-, hydrochloride (1:?) | 189381 | 59662
Sulfuric acid, gadolinium(3+) salt (3:2) | 189373 | 59663
Thiazole, 2,4,5-trimethyl- | 189357 | 59664
1,4-Naphthalenediol, 5,6,7,8-tetrahydro- | 189340 | 59665
1-Dodecanaminium, N,N,N-trimethyl-, methyl sulfate (1:1) | 189332 | 59666
Cyclohexane, 1,1'-methylenebis[4-isocyanato-, (trans,trans)- | 189324 | 59667
Benzene, [2-(dichloromethylsilyl)-1-methylethyl]- | 189316 | 59668
Disulfide, bis(2,4-dimethylphenyl) | 189308 | 59669
Benzenethiol, 2,4-dimethyl- | 189290 | 59670
Ethanol, 2-(3-methylphenoxy)- | 189282 | 59671
Disulfone, dioctyl | 189274 | 59672
4-Pyridinecarboxylic acid, 1-oxide | 189266 | 59673
Ferrate(4-), hexakis(cyano-.kappa.C)-, sodium (1:4), (OC-6-11)- | 189258 | 59674
Chromate(3-), hexakis(cyano-.kappa.C)-, potassium (1:3), (OC-6-11)- | 189241 | 59675
Palladium(2+), tetraammine-, (SP-4-1)-, nitrate (1:2) | 189233 | 59676
Rhenate (ReO41-), ammonium (1:1), (T-4)- | 189225 | 59677
Yttrium hydride (YH3) | 189217 | 59678
Uranium hydride (UH3) | 189209 | 59679
Thulium hydride (TmH3) | 189191 | 59680
Terbium hydride (TbH3) | 189183 | 59681
Samarium hydride (SmH3) | 189175 | 59682
Lutetium hydride (LuH3) | 189167 | 59683
Holmium hydride (HoH3) | 189159 | 59684
Phosphoric acid, zinc salt (2:1) | 189142 | 59685
Phosphonic acid | 189134 | 59686
Strontium hydride (SrH2) | 189126 | 59687
Beryllium sulfide (BeS) | 189118 | 59688
Nitric acid, beryllium salt (2:1) | 189100 | 59689
Benzenesulfonic acid, 4-[2-(5-amino-3-methyl-1-phenyl-1H-pyrazol-4-yl)diazenyl]-2,5-dichloro- | 181248 | 59690
Benzenesulfonic acid, 5-[[4-(aminosulfonyl)-2-nitrophenyl]amino]-2-[[4-[[4-(aminosulfonyl)-2-nitrophenyl]amino]phenyl]amino]- | 181230 | 59691
Manganate(1-), [4-[2-[4-chloro-5-methyl-2-(sulfo-.kappa.O)phenyl]diazenyl-.kappa.N1]-3-(hydroxy-.kappa.O)-2-naphthalenecarboxylato(3-)]-, hydrogen (1:1) | 181222 | 59692
Cuprate(3-), [C-[[[5-[(4-amino-6-chloro-1,3,5-triazin-2-yl)amino]-2-sulfophenyl]amino]sulfonyl]-C-(aminosulfonyl)-29H,31H-phthalocyanine-C,C-disulfonato(5-)-.kappa.N29,.kappa.N30,.kappa.N31,.kappa.N32]-, hydrogen (1:3) | 181214 | 59693
C.I. Pigment Red 169 | 181206 | 59694
C.I. Pigment Violet 27 | 181198 | 59695
2-Naphthalenesulfonic acid, 7-[[4-chloro-6-[(4-sulfophenyl)amino]-1,3,5-triazin-2-yl]methylamino]-4-hydroxy-3-[2-(4-methoxy-2-sulfophenyl)diazenyl]-, sodium salt (1:3) | 181180 | 59696
C.I. Reactive Red 31 | 181172 | 59697
2-Anthracenesulfonic acid, 1-amino-4-[[4-[[4-chloro-6-[[3(or 4)-sulfophenyl]amino]-1,3,5-triazin-2-yl]amino]-3-sulfophenyl]amino]-9,10-dihydro-9,10-dioxo- | 181164 | 59698
2-Naphthalenecarboxamide, N-[4-(acetylamino)phenyl]-4-[2-[5-(aminocarbonyl)-2-chlorophenyl]diazenyl]-3-hydroxy- | 181156 | 59699
Butanamide, 2-[2-(4-chloro-2-nitrophenyl)diazenyl]-N-(2,3-dihydro-2-oxo-1H-benzimidazol-5-yl)-3-oxo- | 181149 | 59700
[1,1'-Biphenyl]-4-ol, 3-[2-[4-[2-(sulfooxy)ethoxy]phenyl]diazenyl]-, sodium salt (1:1) | 181131 | 59701
Bismuth germanium oxide (Bi12GeO20) | 181123 | 59702
Bismuth germanium oxide (Bi4Ge3O12) | 181115 | 59703
Bismuth, compd. with samarium (1:1) | 181107 | 59704
Bismuth, compd. with neodymium (1:1) | 181099 | 59705
Bismuth sodium oxide (BiNaO3) | 181081 | 59706
Bismuth, compd. with lanthanum (1:1) | 181073 | 59707
Bismuth, compd. with erbium (1:1) | 181065 | 59708
Beryllium telluride (BeTe) | 181057 | 59709
Beryllium selenide (BeSe) | 181040 | 59710
Barium tantalum oxide (Ba5Ta4O15) | 181032 | 59711
Magnesium boride (MgB12) | 181024 | 59712
Gallium boride (GaB12) | 181016 | 59713
Thorium boride (ThB6), (OC-6-11)- | 181008 | 59714
Boron manganese oxide (B4MnO7) | 180992 | 59715
Tungsten boride (WB2) | 180984 | 59716
Manganese boride (MnB2) | 180976 | 59717
Beryllium boride (BeB2) | 180968 | 59718
C.I. Pigment Black 11 | 180950 | 59719
Spiro[isobenzofuran-1(3H),9'-[9H]xanthen]-3-one, 3',6'-dihydroxy-2',4',5',7'-tetraiodo-, aluminum salt (3:2) | 180943 | 59720
C.I. Pigment Red 193 | 180935 | 59721
[1,1'-Biphenyl]-4-carboxamide, 4',4'''-(1,2-diazenediyl)bis[N-(9,10-dihydro-9,10-dioxo-1-anthracenyl)- | 180927 | 59722
1,5-Naphthalenedisulfonic acid, 3-[2-[4-[(4,6-dichloro-1,3,5-triazin-2-yl)amino]-2-methylphenyl]diazenyl]-, sodium salt (1:2) | 180919 | 59723
C.I. Reactive Violet 5 | 180901 | 59724
2-Naphthalenesulfonic acid, 6-(acetylamino)-4-hydroxy-3-[2-[3-[[2-(sulfooxy)ethyl]sulfonyl]phenyl]diazenyl]-, sodium salt (1:2) | 180893 | 59725
Cuprate(4-), [C-[[[5-[(4-amino-6-chloro-1,3,5-triazin-2-yl)amino]-2-sulfophenyl]amino]sulfonyl]-29H,31H-phthalocyanine-C,C,C-trisulfonato(6-)-.kappa.N29,.kappa.N30,.kappa.N31,.kappa.N32]-, sodium (1:4) | 180885 | 59726
C.I. Pigment Yellow 100 | 180877 | 59727
2-Naphthalenecarboxamide, N-(2,3-dihydro-2-oxo-1H-benzimidazol-5-yl)-4-[2-[2,5-dimethoxy-4-[(methylamino)sulfonyl]phenyl]diazenyl]-3-hydroxy- | 180851 | 59728
Xanthylium, 9-[2-(ethoxycarbonyl)phenyl]-3,6-bis(ethylamino)-2,7-dimethyl-, molybdatetungstatephosphate | 180836 | 59729
Benzenesulfonic acid, 2,2'-(1,2-ethenediyl)bis[5-[[4-[bis(2-hydroxyethyl)amino]-6-[(3-sulfophenyl)amino]-1,3,5-triazin-2-yl]amino]-, sodium salt (1:4) | 180828 | 59730
Benzenesulfonamide, 3-nitro-4-(phenylamino)- | 180802 | 59731
Benzonitrile, 2-[2-[4-[[2-(acetyloxy)ethyl](2-cyanoethyl)amino]phenyl]diazenyl]-5-nitro- | 180794 | 59732
2H-Naphtho[1,2-d]triazole-5-sulfonic acid, 2,2'-[1,2-diazenediylbis[(2-sulfo-4,1-phenylene)-2,1-ethenediyl(3-sulfo-4,1-phenylene)]]bis-, sodium salt (1:6) | 180786 | 59733
C.I. Basic Red 22 | 180760 | 59734
Benzothiazolium, 3-(3-amino-3-oxopropyl)-2-[2-[4-(diethylamino)phenyl]diazenyl]-6-ethoxy-, chloride (1:1) | 180752 | 59735
1-Naphthalenesulfonic acid, 2-[2-[1-(2,5-dichloro-4-sulfophenyl)-4,5-dihydro-3-methyl-5-oxo-1H-pyrazol-4-yl]diazenyl]-, sodium salt (1:2) | 180745 | 59736
Xanthylium, 3-[(2,6-dimethylphenyl)amino]-6-[(2,6-dimethylsulfophenyl)amino]-9-(2-sulfophenyl)-, inner salt, sodium salt (1:1) | 180737 | 59737
Benzenesulfonic acid, 4-[[4-[2-[2-methyl-4-[[(4-methylphenyl)sulfonyl]oxy]phenyl]diazenyl]phenyl]amino]-3-nitro-, sodium salt (1:1) | 180729 | 59738
Benzenesulfonic acid, 2-hydroxy-5-[[4-[[4-[(4-hydroxy-3-sulfophenyl)amino]phenyl](1-methyl-2-phenyl-1H-indol-3-yl)methylene]-2,5-cyclohexadien-1-ylidene]amino]-, sodium salt (1:1) | 180711 | 59739
C.I. Acid Black 107 | 180703 | 59740
Gallate(1-), tetrachloro-, hydrogen (1:1), (T-4)- | 206524 | 59741
Antimonate(1-), hexafluoro-, hydrogen (1:1), (OC-6-11)- | 206516 | 59742
Silicate(2-), hexafluoro-, magnesium (1:1) | 206508 | 59743
Borate(1-), tetrahydro-, lithium (1:1) | 206490 | 59744
Carbonochloridic acid, 2,4,5-trichlorophenyl ester | 206482 | 59745
Iridate(2-), hexachloro-, hydrogen (1:2), (OC-6-11)- | 206466 | 59746
Iridate(2-), hexachloro-, sodium (1:2), (OC-6-11)- | 206458 | 59747
Platinate(2-), hexachloro-, hydrogen (1:2), (OC-6-11)- | 206441 | 59748
Phosphate(1-), hexafluoro-, ammonium (1:1) | 206433 | 59749
Iridate(2-), hexachloro-, ammonium (1:2), (OC-6-11)- | 206425 | 59750
Phosphate(1-), hexafluoro-, hydrogen (1:1) | 206417 | 59751
Borate(1-), tetrahydro-, sodium (1:1) | 206409 | 59752
2-Hepten-1-ol, 1-acetate, (2E)- | 206391 | 59753
2-Butenoic acid, heptyl ester | 206375 | 59754
2-Butenoic acid, 2-methyl-, hexyl ester, (2E)- | 206367 | 59755
Butanoic acid, 2,4-hexadien-1-yl ester | 206359 | 59756
2-Propenoic acid, 2-methyl-, 2-hydroxy-3-phenoxypropyl ester | 206334 | 59757
Silicate(2-), hexafluoro-, calcium (1:1) | 206318 | 59758
Zirconate(2-), hexafluoro-, sodium (1:2), (OC-6-11)- | 206300 | 59759
Antimonate(1-), hexafluoro-, sodium (1:1), (OC-6-11)- | 206292 | 59760
Stannate(2-), hexafluoro-, sodium (1:2), (OC-6-11)- | 206284 | 59761
Niobate(2-), heptafluoro-, potassium (1:2) | 206276 | 59762
Tantalate(2-), heptafluoro-, potassium (1:2) | 206268 | 59763
Zirconate(2-), hexafluoro-, potassium (1:2), (OC-6-11)- | 206250 | 59764
Platinate(2-), hexachloro-, sodium (1:2), (OC-6-11)- | 206243 | 59765
Iodine fluoride (IF7) | 206235 | 59766
Phosphate(1-), hexafluoro-, nitrosyl (1:1) | 206227 | 59767
Platinate(2-), hexachloro-, potassium (1:2), (OC-6-11)- | 206219 | 59768
Platinate(2-), hexabromo-, potassium (1:2), (OC-6-11)- | 206201 | 59769
Iridate(2-), hexachloro-, potassium (1:2), (OC-6-11)- | 206193 | 59770
Palladate(2-), hexachloro-, potassium (1:2), (OC-6-11)- | 206185 | 59771
Platinate(2-), hexachloro-, ammonium (1:2), (OC-6-11)- | 206177 | 59772
Zirconate(2-), hexafluoro-, ammonium (1:2), (OC-6-11)- | 206169 | 59773
Titanate(2-), hexafluoro-, potassium (1:2), (OC-6-11)- | 206151 | 59774
Silicate(2-), hexafluoro-, ammonium (1:2) | 206144 | 59775
Benzoic acid, 2-hydroxy-3,5-dinitro-, 2-[(5-nitro-2-furanyl)methylene]hydrazide | 206136 | 59776
Ethanaminium, N,N,N-triethyl-, benzoate (1:1) | 206110 | 59777
Borate(1-), trifluorohydroxy-, hydrogen (1:1), (T-4)- | 206102 | 59778
Aurate(1-), tetrachloro-, hydrogen (1:1), (SP-4-1)- | 206094 | 59779
Phenanthridine, 1,2,3,4,7,8,9,10-octahydro-6-pentyl-, hydrochloride (1:1) | 206078 | 59780
Piperidine, 4,4'-(1,3-propanediyl)bis- | 206060 | 59781
Benzoic acid, 2-[2-[1-amino-7-[2-[4-[2-[6-amino-5-[2-(3-carboxy-4-hydroxyphenyl)diazenyl]-1-hydroxy-3-sulfo-2-naphthalenyl]diazenyl]-2-methoxyphenyl]diazenyl]-8-hydroxy-3,6-disulfo-2-naphthalenyl]diazenyl]-5-[2-[6-amino-5-[2-(3-carboxy-4-hydroxyphenyl)diazenyl]-1-hydroxy-3-sulfo-2-naphthalenyl]diazenyl]- | 206052 | 59782
Silicate(2-), hexafluoro-, sodium (1:2) | 206045 | 59783
Benzenesulfonic acid, 4-[[4-chloro-6-[(4-sulfophenyl)amino]-1,3,5-triazin-2-yl]amino]-2-[2-[1-(2,5-dichloro-4-sulfophenyl)-4,5-dihydro-3-methyl-5-oxo-1H-pyrazol-4-yl]diazenyl]- | 206029 | 59784
Carbonic acid, monoethyl ester, magnesium salt (2:1) | 206011 | 59785
1,3-Dioxan-4-ol, 5-ethyl-2,6-dipropyl- | 206003 | 59786
Octadecanamide, N-[2-(diethylamino)ethyl]- | 205997 | 59787
Benzonitrile, 2-[2-[4-[(2-cyanoethyl)ethylamino]phenyl]diazenyl]-5-nitro- | 205989 | 59788
1,2-Ethanediamine, N1-[2-[(1,3-dimethylbutylidene)amino]ethyl]-N2-[2-[[2-[(1,3-dimethylbutylidene)amino]ethyl]amino]ethyl]- | 205971 | 59789
1,2-Ethanediamine, N1,N2-bis(1-methylethylidene)- | 205963 | 59790
Chloride | 205955 | 59791
1,2-Benzenedicarboxylic acid, 1-[2,2-dimethyl-1-(1-methylethyl)-3-(2-methyl-1-oxopropoxy)propyl] 2-(phenylmethyl) ester | 205948 | 59792
Methanaminium, N,N,N-trimethyl-, tetrahydroborate(1-) (1:1) | 205930 | 59793
4-Isoxazolecarbonyl chloride, 5-methyl-3-phenyl- | 205922 | 59794
Silane, dimethoxymethyl- | 205914 | 59795
Borate(1-), tetrafluoro-, hydrogen (1:1) | 205906 | 59796
1,2-Dicarbadodecaborane(12) | 205898 | 59797
Silicate(2-), hexafluoro-, potassium (1:2) | 205880 | 59798
Antimonate(1-), hexachloro-, (OC-6-11)-, nitrosyl (1:1) | 205872 | 59799
D-Gluconic acid, sodium salt (1:?) | 197657 | 59800
4-Pyridinecarbonitrile, 1-oxide | 197640 | 59801
Pyridine, 4-ethyl-, 1-oxide | 197632 | 59802
Titanium hydride (TiH4), (T-4)- | 197624 | 59803
3-Buten-2-one, 4-(2,6,6-trimethyl-1-cyclohexen-1-yl)- | 197616 | 59804
Telluric acid (H2TeO3), barium salt (1:1) | 197608 | 59805
Phosphoric acid, potassium salt (2:1) | 197590 | 59806
Lithium fluoride (6LiF) | 197582 | 59807
Ferrate(2-), [7,12-diethenyl-3,8,13,17-tetramethyl-21H,23H-porphine-2,18-dipropanoato(4-)-.kappa.N21,.kappa.N22,.kappa.N23,.kappa.N24]-, hydrogen (1:2), (SP-4-2)- | 197574 | 59808
Beryllate(2-), tetrafluoro-, ammonium (1:2), (T-4)- | 197566 | 59809
Platinum, dichlorobis[1,1'-thiobis[ethane]]- | 197558 | 59810
Phosphinic acid, barium salt (2:1) | 197541 | 59811
Iridium, carbonylchlorobis(triphenylphosphine)- | 197533 | 59812
Phenol, 4,4'-(2,2-dichloroethenylidene)bis- | 197525 | 59813
Phosphonic acid, P,P'-(1-hydroxyethylidene)bis-, potassium salt (1:4) | 197509 | 59814
Ethanol, 2-(octadecyloxy)-, 1-(hydrogen sulfate), sodium salt (1:1) | 197483 | 59815
Ethanol, 2-(hexadecyloxy)-, 1-(hydrogen sulfate), sodium salt (1:1) | 197475 | 59816
Benzenaminium, 4-[[4-(dimethylamino)phenyl][4-(dimethyliminio)-2,5-cyclohexadien-1-ylidene]methyl]-N-ethyl-N,N-dimethyl-, bromide chloride (1:1:1) | 197459 | 59817
Ruthenate(2-), pentachloronitrosyl-, potassium (1:2), (OC-6-21)- | 197442 | 59818
Palladium, diamminebis(nitrito-.kappa.N)- | 197434 | 59819
1,2-Ethanediamine, phosphate (1:?) | 197426 | 59820
Plumbane, tetrakis(1-methylethyl)- | 197400 | 59821
Iron, bis(2,2'-bipyridine-.kappa.N1,.kappa.N1')bis(cyano-.kappa.C)- | 197392 | 59822
13-Oxabicyclo[10.1.0]trideca-4,8-diene, 2,6,10-trimethyl- | 197384 | 59823
1,6-Anthracenedisulfonic acid, 5-amino-8-[[4-[(4,6-dichloro-1,3,5-triazin-2-yl)amino]-3-sulfophenyl]amino]-9,10-dihydro-9,10-dioxo-, sodium salt (1:3) | 197368 | 59824
Copper, [1,2,3,4,8,9,10,11,15,16,17,18,22,23,24,25-hexadecachloro-29H,31H-phthalocyaninato(2-)-.kappa.N29,.kappa.N30,.kappa.N31,.kappa.N32]-, (SP-4-1)- | 197350 | 59825
Zinc, diamminedichloro-, (T-4)- | 197343 | 59826
9,10-Anthracenediol, 9,10-dihydro-9,10-bis(2-phenylethynyl)- | 197335 | 59827
1-Propanethiol, 3-(triethoxysilyl)- | 197319 | 59828
Sulfate | 197301 | 59829
Talc (Mg3H2(SiO3)4) | 197285 | 59830
Thioperoxydicarbonimidic diamide ([(H2N)C(NH)]2S2), hydrochloride (1:2) | 197277 | 59831
Ethanol, 2,2',2''-nitrilotris-, acetate (1:1) | 197251 | 59832
Benzoxazolium, 3-ethyl-2-[5-(3-ethyl-2(3H)-benzoxazolylidene)-1,3-pentadien-1-yl]-, iodide (1:1) | 197244 | 59833
Silane, dichlorohexylmethyl- | 197228 | 59834
Silane, dichloromethyloctyl- | 197210 | 59835
Ammonium | 197202 | 59836
Nitrite | 197194 | 59837
Tetradecanoic acid, strontium salt (2:1) | 197178 | 59838
Dodecanoic acid, strontium salt (2:1) | 197160 | 59839
Butanoic acid, 4-chloro-4-oxo-, ethyl ester | 197152 | 59840
Mercury, bis[(2-phenyldiazenecarbothioic acid-.kappa.S) 2-phenylhydrazidato-.kappa.N2]-, (T-4)- | 197145 | 59841
Aluminum, [ethyl 3-(oxo-.kappa.O)butanoato-.kappa.O']bis(2-propanolato)-, (T-4)- | 197137 | 59842
Benzoic acid, 4-(dimethylamino)-, pentyl ester | 197129 | 59843
Iron, bis(cyano-.kappa.C)bis(1,10-phenanthroline-.kappa.N1,.kappa.N10)- | 197103 | 59844
Vanadium, oxobis(1-phenyl-1,3-butanedionato-.kappa.O1,.kappa.O3)- | 197095 | 59845
Cyclohexanone, 2-(1-methylpropyl)- | 197087 | 59846
1-Propanol, 2-methyl-, potassium salt (1:1) | 197079 | 59847
1,2-Ethanediol, titanium(4+) salt (4:1) | 197061 | 59848
1,2-Ethanediamine, N1-(2-nitro-1-phenylpropyl)- | 197038 | 59849
L-Lysine, N-acetylglycyl-, methyl ester, acetate (1:1) | 197020 | 59850
Benzene, heptadecyl- | 197012 | 59851
Benzenediazonium, 4-[ethyl(2-hydroxyethyl)amino]-, (T-4)-tetrachlorozincate(2-) (2:1) | 197004 | 59852
Octadecanoic acid, compd. with N,N-dimethyl-1-octadecanamine (1:1) | 196998 | 59853
1,4-Benzenediol, 2-[(3R,7R,11R)-3-hydroxy-3,7,11,15-tetramethylhexadecyl]-3,5,6-trimethyl- | 196980 | 59854
Palladium, bis[[2,3-butanedione di(oximato-.kappa.N)](1-)]- | 196972 | 59855
Diphosphoric acid, ammonium salt (1:2) | 189092 | 59856
Imidodisulfuric acid, ammonium salt (1:2) | 189084 | 59857
Silicic acid (H4SiO4), zinc salt (1:2) | 189076 | 59858
Molybdate (MoO42-), cesium (1:2), (T-4)- | 189068 | 59859
Rubidium vanadium oxide (Rb4V2O7) | 189050 | 59860
Strontium vanadium oxide (SrV2O6) | 189043 | 59861
Tungsten zinc oxide (WZnO4) | 189035 | 59862
Rubidium tungsten oxide (Rb2WO4) | 189027 | 59863
Selenious acid, zinc salt (1:1) | 189019 | 59864
Vanadate (VO31-), rubidium (1:1) | 189001 | 59865
Sulfurous acid, zinc salt (1:1) | 188995 | 59866
Thorium fluoride oxide (ThF2O) | 188987 | 59867
Niobium fluoride oxide (NbFO2) | 188979 | 59868
Cerium vanadium oxide (CeVO4) | 188961 | 59869
Sulfuric acid, ammonium cobalt(2+) salt (2:2:1) | 188953 | 59870
Rhenium chloride (ReCl5) | 188946 | 59871
Trisilane, 1,1,1,2,2,3,3,3-octachloro- | 188938 | 59872
Phosphoric acid, cobalt(2+) salt (1:1) | 188920 | 59873
Aluminum fluoride oxide (AlFO) | 188912 | 59874
Aluminum chloride oxide (AlClO) | 188904 | 59875
Iodate(1-), dibromo-, rubidium (1:1) | 188896 | 59876
Bismuth tungsten oxide (Bi2W3O12) | 188888 | 59877
Bismuth molybdenum oxide (Bi2Mo3O12) | 188870 | 59878
Phenol, 4,4'-[1,3-phenylenebis(1-methylethylidene)]bis- | 188862 | 59879
Phosphorothioic acid, O,O-diethyl O-2-quinoxalinyl ester | 188854 | 59880
Guanidine, N-dodecyl-, hydrochloride (1:1) | 188847 | 59881
Sulfuric acid, cerium(4+) salt (2:1) | 188839 | 59882
2,7-Naphthalenedisulfonic acid, 5-(acetylamino)-4-hydroxy-3-[2-[4-[[[3-[[2-(sulfooxy)ethyl]sulfonyl]phenyl]amino]carbonyl]phenyl]diazenyl]- | 188821 | 59883
Silane-d | 188813 | 59884
Copper tungsten oxide (CuWO4) | 188805 | 59885
Cesium tungsten oxide (Cs2WO4) | 188797 | 59886
Octadecanoic acid, cobalt salt (1:?) | 188789 | 59887
Hexanoic acid, 2-ethyl-, cobalt salt (1:?) | 188771 | 59888
2-Propenal, 3-[4-(1,1-dimethylethyl)phenyl]-2-methyl- | 188763 | 59889
Carbamodithioic acid, N,N-diethyl-, C,C'-[carbonylbis(iminomethylene)] ester | 188748 | 59890
L-Glutamic acid, N-[(1,1-dimethylethoxy)carbonyl]-, 5-(phenylmethyl) ester | 188722 | 59891
Chromate(1-), diamminetetrakis(thiocyanato-.kappa.N)-, ammonium (1:1), (OC-6-11)- | 188714 | 59892
Silicic acid (H6Si2O7), calcium magnesium salt (1:2:1) | 188706 | 59893
Magnesium vanadium oxide (MgV2O6) | 188698 | 59894
Magnesium tungsten oxide (MgWO4) | 188680 | 59895
Germanium iodide (GeI2) | 188672 | 59896
Gadolinium iodide (GdI3) | 188664 | 59897
Gadolinium hydride (GdH3) | 188656 | 59898
Chromium iodide (CrI3) | 188631 | 59899
Tantalum chloride (TaCl4) | 188623 | 59900
Rhenium chloride (ReCl4) | 188615 | 59901
Niobium chloride (NbCl4) | 188607 | 59902
Tantalum chloride (TaCl3) | 188599 | 59903
Niobium chloride (NbCl3) | 188573 | 59904
Rhenium bromide (ReBr3) | 188565 | 59905
Lithium tungsten oxide (Li2WO4) | 188557 | 59906
Molybdate (MoO42-), lithium (1:2), (T-4)- | 188540 | 59907
Nitrous acid, lithium salt (1:1) | 188532 | 59908
2H-2a,7-Methanoazuleno[5,6-b]oxirene, octahydro-3,6,6,7a-tetramethyl-, (1aS,2aR,3R,5aS,7R,7aR)- | 188524 | 59909
Metaphosphoric acid (Zn(PO3)2), zinc salt (2:1) | 188516 | 59910
Vanadium yttrium oxide (VYO4) | 188508 | 59911
Rubidium vanadium oxide (Rb3VO4) | 188490 | 59912
Sulfuric acid, palladium(2+) salt (1:1) | 188482 | 59913
Bismuth molybdenum oxide (Bi2MoO6) | 188474 | 59914
Oxirane, 2,2'-[[2-(2-oxiranylmethoxy)-1,3-phenylene]bis(methylene)]bis- | 188458 | 59915
Chromate(1-), bis[N-[7-(hydroxy-.kappa.O)-8-[2-[2-(hydroxy-.kappa.O)-5-[(methylamino)sulfonyl]phenyl]diazenyl-.kappa.N1]-1-naphthalenyl]acetamidato(2-)]-, hydrogen (1:1) | 180695 | 59916
Erbium phosphide (ErP) | 180687 | 59917
1H-Naphth[2,3-f]isoindole-1,3,5,10(2H)-tetrone, 4,11-diamino-2-(3-methoxypropyl)- | 180679 | 59918
9,10-Anthracenedione, 1,5-diaminochloro-4,8-dihydroxy- | 180661 | 59919
1,3-Naphthalenedisulfonic acid, 7-[2-[4-[[[[2-methoxy-4-[2-(3-sulfophenyl)diazenyl]phenyl]amino]carbonyl]amino]phenyl]diazenyl]-, sodium salt (1:3) | 180653 | 59920
1,3-Naphthalenedisulfonic acid, 7,7'-[carbonylbis[imino(5-methoxy-2-methyl-4,1-phenylene)-2,1-diazenediyl]]bis-, sodium salt (1:4) | 180646 | 59921
3H-Indolium, 2-[2-[4-[(2-cyanoethyl)methylamino]phenyl]ethenyl]-1,3,3-trimethyl-, chloride (1:1) | 180638 | 59922
Cerium, compd. with cobalt (1:5) | 180620 | 59923
Cadmium selenide sulfide (Cd2SeS) | 180612 | 59924
Sutilains | 180604 | 59925
Rubidium telluride (Rb2Te) | 180596 | 59926
Vanadate (V10O286-), ammonium (1:6) | 180588 | 59927
Molybdate(6-), hexatriaconta-.mu.-oxooctadecaoxobis[.mu.9-[phosphato(3-)-.kappa.O:.kappa.O:.kappa.O:.kappa.O':.kappa.O':.kappa.O'':.kappa.O'':.kappa.O''':.kappa.O''']]octadeca-, hydrogen (1:6) | 180570 | 59928
Scandium phosphide (ScP) | 180562 | 59929
Lead oxide sulfate (Pb4O3(SO4)) | 180554 | 59930
Nickel silicide (NiSi2) | 180547 | 59931
Zirconate (ZrO32-), sodium (1:2) | 180539 | 59932
Vanadate (V10O286-), sodium (1:6) | 180521 | 59933
Lanthanum, compd. with nickel (1:5) | 180505 | 59934
Germanium sodium hydroxide oxide (Ge7Na3(OH)O15) | 180497 | 59935
Germanium potassium hydroxide oxide (Ge7K3(OH)O15) | 180489 | 59936
Cesium telluride (Cs2Te) | 180471 | 59937
Cobalt lithium oxide (CoLiO2) | 180463 | 59938
Cuprate(3-), [N,N-bis[2-[[(carboxy-.kappa.O)methyl](carboxymethyl)amino-.kappa.N]ethyl]glycinato(5-)-.kappa.N,.kappa.O]-, sodium (1:3), (OC-6-43)- | 180455 | 59939
Cadmium niobium oxide (Cd2Nb2O7) | 180448 | 59940
Samarium telluride (Sm2Te5) | 180430 | 59941
Antimony, compd. with yttrium (1:1) | 180422 | 59942
Holmium telluride (Ho2Te5) | 180414 | 59943
Cadmium chloride phosphate (Cd5Cl(PO4)3) | 180406 | 59944
Phosphorus, mol. (P4) | 180398 | 59945
Andalusite (Al2O(SiO4)) | 180380 | 59946
Magnesium titanium zinc oxide (MgTiZnO4) | 180372 | 59947
Zincate (Zn(OH)42-), sodium (1:2), (T-4)- | 180364 | 59948
Boron sodium oxide (B4Na2O7), pentahydrate | 180356 | 59949
Dysprosium, compd. with nickel (1:2) | 180349 | 59950
Copper manganese oxide (Cu3Mn3O8) | 180331 | 59951
Palygorskite ([Mg(Al0.5-1Fe0-0.5)]Si4(OH)O10.4H2O) | 180323 | 59952
Mordenite | 180315 | 59953
Faujasite ((K0-1Na0-1Ca0-0.5)3.2-3.8(Al3.2-3.8Si8.2-8.8O24).16H2O) | 180307 | 59954
Asbestos, grunerite | 180299 | 59955
Calcium oxide silicate (Ca3O(SiO4)) | 180281 | 59956
Yttrium telluride (Y2Te3) | 180273 | 59957
Thulium telluride (Tm2Te3) | 180265 | 59958
Zirconium selenide (ZrSe2) | 180257 | 59959
Scandium telluride (Sc2Te3) | 180240 | 59960
Scandium selenide (Sc2Se3) | 180232 | 59961
Antimony, compd. with scandium (1:1) | 180224 | 59962
Thulium sulfide (Tm2S3) | 180216 | 59963
Scandium sulfide (Sc2S3) | 180208 | 59964
Vanadium sulfide (VS) | 180190 | 59965
Ruthenium sulfide (RuS2) | 180182 | 59966
Niobium sulfide (NbS) | 180174 | 59967
Molybdenum phosphide (MoP) | 180166 | 59968
Magnesium niobium oxide (MgNb2O6) | 180158 | 59969
Lutetium telluride (Lu2Te3) | 180141 | 59970
Lutetium selenide (Lu2Se3) | 180133 | 59971
Lutetium sulfide (Lu2S3) | 180125 | 59972
Lithium manganese oxide (Li2MnO3) | 180117 | 59973
Holmium selenide (Ho2Se3) | 180109 | 59974
Holmium sulfide (Ho2S3) | 180091 | 59975
Hafnium selenide (HfSe2) | 180083 | 59976
Bertrandite (Be4(OH)2O(SiO3)2) | 180075 | 59977
Gadolinium telluride (Gd2Te3) | 180067 | 59978
Iron potassium oxide (Fe11KO17) | 180059 | 59979
Iron potassium oxide (Fe5KO8) | 180042 | 59980
Silicate(2-), hexafluoro-, zinc (1:1) | 205864 | 59981
Osmate(2-), hexachloro-, potassium (1:2), (OC-6-11)- | 205856 | 59982
2-Propenoic acid, 2-methyl-, cyclopentyl ester | 205849 | 59983
2-Propenoic acid, cyclopentyl ester | 205831 | 59984
2(1H)-Pyridinone, 3-hydroxy- | 205823 | 59985
Aluminate(1-), tetrahydro-, lithium (1:1), (T-4)- | 205815 | 59986
Tungsten zirconium oxide (W2ZrO8) | 205807 | 59987
Aluminum, (N,N-dimethylmethanamine)trihydro-, (T-4)- | 205799 | 59988
2-Propenoic acid, 2-methyl-, 2-(2-propen-1-yloxy)ethyl ester | 205781 | 59989
Benzenesulfonic acid, 4-methyl-, silver(1+) salt (1:1) | 205773 | 59990
5-Cyclohexene-1,2,3,4-tetrone, 5,6-dihydroxy-, barium salt (1:1) | 205757 | 59991
Propanoic acid, 3-(dodecylthio)-2-methyl-, methyl ester | 205732 | 59992
Dodecanoic acid, compd. with 2-aminoethanol (1:1) | 205724 | 59993
Copper(2+), tetraammine- | 205716 | 59994
Antimony, compd. with potassium (1:3) | 205708 | 59995
Nickel sulfide (NiS) | 205682 | 59996
Benzenesulfonamide, 4-amino-N-(4-aminophenyl)- | 205674 | 59997
Sulfuric acid, potassium sodium salt (1:1:1) | 205666 | 59998
Phenol, 2-nonyl-, 1,1',1''-phosphite | 205658 | 59999
Cerate(2-), hexakis(nitrato-.kappa.O)-, ammonium (1:2), (OC-6-11)- | 205641 | 60000
Heptanoic acid, potassium salt (1:1) | 205625 | 60001
Silane, ethenyldimethoxymethyl- | 205617 | 60002
4-Heptanamine | 205591 | 60003
Hexane, 3,3,4-trimethyl- | 205583 | 60004
1,3-Benzenediol, 4-methyl-5-pentadecyl- | 205567 | 60005
1H-Imidazole, 2-undecyl- | 205559 | 60006
Propanenitrile, 3-(decyloxy)- | 205534 | 60007
Propanenitrile, 3-(octyloxy)- | 205526 | 60008
Hydrazine, (1-methylethyl)-, hydrochloride (1:1) | 205518 | 60009
9-Tetradecen-1-ol, 1-acetate, (9Z)- | 205492 | 60010
Benzenesulfonic acid, 4-hexadecyl- | 205476 | 60011
Sodium sulfide (Na(SH)) | 205468 | 60012
2-Cyclohexen-1-ol, 3-methyl-6-(1-methylethyl)-, (1R,6R)-rel- | 205450 | 60013
2-Propenoic acid, 2-methyl-, 2-[bis(1-methylethyl)amino]ethyl ester | 205435 | 60014
Butanamide, N-(2,4-dimethoxyphenyl)-3-oxo- | 205419 | 60015
Propane, 1,1,2,2,3-pentachloro- | 205401 | 60016
Silicic acid (H4SiO4), tetrakis(2-methylphenyl) ester | 205385 | 60017
2-Naphthalenecarboxylic acid, 6-hydroxy- | 205369 | 60018
Silane, (chloromethyl)ethenyldimethyl- | 205351 | 60019
1H-Pyrrole-2,5-dione, 1-[4-(2-benzoxazolyl)phenyl]- | 205336 | 60020
Acetic acid, 2-(dimethylamino)-2-oxo-, ethyl ester | 205328 | 60021
2H-1-Benzopyran-6-ol, 3,4-dihydro-2,5,8-trimethyl-2-[(4R,8R)-4,8,12-trimethyltridecyl]-, (2R)- | 205302 | 60022
7-Dodecen-1-ol, 1-acetate, (7E)- | 205286 | 60023
2H-Pyran, 2-(7-dodecyn-1-yloxy)tetrahydro- | 205278 | 60024
Glycine, N-methyl-N-(1-oxododecyl)-, compd. with 2,2',2''-nitrilotris[ethanol] (1:1) | 205252 | 60025
3H-1,2,4-Triazole-3-thione, 5-amino-1,2-dihydro- | 205245 | 60026
.beta.-Alanine, sodium salt (1:1) | 205237 | 60027
Carbamothioic acid, ammonium salt (1:1) | 205229 | 60028
Diphosphoric acid, compd. with N-butyl-1-butanamine (1:1) | 205211 | 60029
5-Dodecen-1-ol, 1-acetate, (5Z)- | 205195 | 60030
Phosphonic acid, (2-chloroethyl)- | 205187 | 60031
Carbamic acid, N-(hydroxymethyl)-, 2-hydroxyethyl ester | 205179 | 60032
Carbamic acid, N-(hydroxymethyl)-, 2-methoxyethyl ester | 205161 | 60033
1,2-Benzenedicarboxylic acid, 1,2-bis[2-(2-butoxyethoxy)ethyl] ester | 205153 | 60034
2-Propenamide, N-[(2-methylpropoxy)methyl]- | 205146 | 60035
Phenol, 4,4'-(1-methylethylidene)bis[2,3,5,6-tetrachloro- | 205138 | 60036
1H-Isoindole-1,3(2H)-dione, 4,5,6,7-tetrachloro-2-hexyl- | 196964 | 60037
1H-Isoindole-1,3(2H)-dione, 4,5,6,7-tetrachloro-2-methyl- | 196956 | 60038
Benzoic acid, 2-[[(4-methoxyphenyl)methylene]amino]-, methyl ester | 196949 | 60039
Ferrate(2-), [[N,N'-1,2-ethanediylbis[N-[(carboxy-.kappa.O)methyl]glycinato-.kappa.N,.kappa.O]](4-)]-, sodium (1:2), (OC-6-21)- | 196931 | 60040
9-Octadecen-1-amine, N,N-dimethyl-, (9Z)- | 196923 | 60041
Benzenediazonium, 2,5-dibutoxy-4-(4-morpholinyl)-, (T-4)-tetrachlorozincate(2-) (2:1) | 196915 | 60042
Zinc, bis[N,N-bis(phenylmethyl)carbamodithioato-.kappa.S,.kappa.S']-, (T-4)- | 196907 | 60043
Samarium, tris(1-phenyl-1,3-butanedionato-.kappa.O1,.kappa.O3)- | 196899 | 60044
Lanthanum, tris(1-phenyl-1,3-butanedionato-.kappa.O1,.kappa.O3)- | 196881 | 60045
Cinnoline, 4-methyl- | 196873 | 60046
Boric acid (HBO2), zinc salt (2:1) | 196865 | 60047
Boric acid (HBO2), lead(2+) salt (2:1) | 196857 | 60048
Copper, dichloro(pyridine)- | 196840 | 60049
Platinum(2+), tetraammine-, iodide (1:2), (SP-4-1)- | 196832 | 60050
Borate(1-), tetrafluoro-, nickel(2+) (2:1) | 196824 | 60051
Borate(1-), tetrafluoro-, magnesium (2:1) | 196816 | 60052
Borate(1-), tetrafluoro-, copper(1+) (1:1) | 196808 | 60053
Benzenesulfonamide, 4-methyl-N-(phenylsulfonyl)- | 196790 | 60054
1,3,2-Dioxaborinane, 2,2'-oxybis[4,4,6-trimethyl- | 196782 | 60055
Hexanedioic acid, 1,6-diheptyl ester | 196774 | 60056
Selenic acid, aluminum salt (3:2) | 196766 | 60057
Diphosphoric acid, aluminum salt (3:4) | 196758 | 60058
Tantalum iodide (TaI5) | 196733 | 60059
Cuprate(4-), [3-[2-[8-[(4-amino-6-chloro-1,3,5-triazin-2-yl)amino]-1-(hydroxy-.kappa.O)-3,6-disulfo-2-naphthalenyl]diazenyl-.kappa.N1]-4-(hydroxy-.kappa.O)-1,5-naphthalenedisulfonato(6-)]-, sodium (1:1) | 196725 | 60060
1-Piperidinyloxy, 4-(acetylamino)-2,2,6,6-tetramethyl- | 196717 | 60061
1-Piperidinyloxy, 4-amino-2,2,6,6-tetramethyl- | 196709 | 60062
Potassium hydroxide periodate (K2(OH)(IO4)) | 196691 | 60063
Diphosphoric acid, sodium salt (1:3) | 196683 | 60064
Cerate(1-), [[N,N'-1,2-ethanediylbis[N-[(carboxy-.kappa.O)methyl]glycinato-.kappa.N,.kappa.O]](4-)]-, sodium (1:1), (OC-6-21)- | 196667 | 60065
Benzenesulfinic acid, 2-amino-5-nitro- | 196659 | 60066
Benzoic acid, 2-chloro-5-nitro-, sodium salt (1:1) | 196634 | 60067
Methanone, bis(1H-benzimidazol-1-yl)- | 196618 | 60068
9,12-Octadecadienoic acid (9Z,12Z)-, cobalt salt (1:?) | 196600 | 60069
9-Octadecenoic acid (9Z)-, cobalt salt (1:?) | 196592 | 60070
Ethanol, 2-[2-(tridecyloxy)ethoxy]- | 196584 | 60071
Copper, [29H,31H-phthalocyanine-2,9,16,23-tetraminato(2-)-.kappa.N29,.kappa.N30,.kappa.N31,.kappa.N32]-, (SP-4-1)- | 196576 | 60072
2-Propenoic acid, 2-methyl-, 2-[[(1,1,2,2,3,3,4,4,5,5,6,6,7,7,8,8,8-heptadecafluorooctyl)sulfonyl]methylamino]ethyl ester | 196550 | 60073
Cobaltate(3-), hexakis(nitrito-.kappa.O)-, sodium (1:3), (OC-6-11)- | 196543 | 60074
Erbium hydroxide (Er(OH)3) | 196535 | 60075
Sulfuric acid, zirconium(4+) salt (2:1) | 196519 | 60076
Cesium vanadium oxide (CsVO3) | 196501 | 60077
2-Propenoic acid, zinc salt (2:1) | 196493 | 60078
.alpha.-D-Glucopyranose, 4-O-.beta.-D-galactopyranosyl- | 196485 | 60079
Diphosphoric acid, cobalt(2+) salt (1:2) | 196477 | 60080
Zincate(3-), pentachloro-, ammonium (1:3) | 196469 | 60081
Zincate(2-), tetrachloro-, ammonium (1:2), (T-4)- | 196451 | 60082
Iron(2+), tris(3,4,7,8-tetramethyl-1,10-phenanthroline-.kappa.N1,.kappa.N10)-, (OC-6-11)-, sulfate (1:1) | 196444 | 60083
Potassium vanadium oxide (K4V2O7) | 196436 | 60084
Borate(1-), tetrafluoro-, nitrosyl (1:1) | 196410 | 60085
Zinc, bis(N-ethyl-N-phenylcarbamodithioato-.kappa.S,.kappa.S')-, (T-4)- | 196402 | 60086
Silane, 1,1'-(1,2-ethynediyl)bis[1,1,1-trimethyl- | 196386 | 60087
1-Octanol, aluminum salt (3:1) | 196360 | 60088
Carbonic acid, cerium salt (1:?) | 196352 | 60089
1-Butanol, 2-amino-, (2R)-, (2R,3R)-2,3-dihydroxybutanedioate (1:?) | 196345 | 60090
Butanenitrile, 4,4-dimethoxy- | 196329 | 60091
3H-1,2-Benzoxathiole, 5-nitro-, 2,2-dioxide | 196311 | 60092
Propane, 1,1,2-tribromo- | 196295 | 60093
Acetic acid, (2,4,5-trichlorophenoxy)-, sodium salt | 188441 | 60094
Xanthylium, 3,6-diamino-9-(2-carboxyphenyl)-, chloride (1:1) | 188425 | 60095
Undecanoic acid, 1,1',1''-(1,2,3-propanetriyl) ester | 188409 | 60096
Benzenamine, 4,4'-methylenebis-, hydrochloride (1:2) | 188391 | 60097
Erbium hydride (ErH3) | 188383 | 60098
Bromic acid, lithium salt (1:1) | 188375 | 60099
Chromic acid (H2CrO4), copper(2+) salt (1:1) | 188367 | 60100
Nitric acid, chromium(3+) salt (3:1) | 188359 | 60101
2-Butanone, 1-chloro-3,3-dimethyl- | 188342 | 60102
Benzenesulfonic acid, 4-[2-[4-(diethylamino)phenyl]diazenyl]-, potassium salt (1:1) | 188334 | 60103
Silane, fluoro- | 188326 | 60104
Perchloric acid, iron(3+) salt (3:1) | 188318 | 60105
Perchloric acid, chromium(3+) salt (3:1) | 188300 | 60106
Thulium chloride (TmCl3) | 188292 | 60107
Dysprosium hydride (DyH3) | 188284 | 60108
Silicic acid (H6Si2O7), cerium(3+) salt (1:2) | 188276 | 60109
Uranium, difluorodioxo-, (T-4)- | 188268 | 60110
Neodymium bromide (NdBr3) | 188250 | 60111
Lanthanum bromide (LaBr3) | 188243 | 60112
Erbium bromide (ErBr3) | 188235 | 60113
Praseodymium bromide (PrBr3) | 188227 | 60114
1,3-Benzenedicarboxylic acid, compd. with 1,6-hexanediamine (1:1) | 188219 | 60115
Ethanediimidic acid, 1,2-diethyl ester | 188201 | 60116
2-Propenoic acid, (9Z)-9-octadecen-1-yl ester | 188193 | 60117
2-Propenoic acid, 2-methyl-, (9Z)-9-octadecen-1-yl ester | 188185 | 60118
2-Propenoic acid, 2-(2-hydroxyethoxy)ethyl ester | 188177 | 60119
Benzenediazonium, 4-[ethyl(2-hydroxyethyl)amino]-, chloride, compd. with zinc chloride (ZnCl2) (1:1:?) | 188169 | 60120
Propanoic acid, 3-(methylthio)-, methyl ester | 188151 | 60121
1,3-Propanediamine, N1-(2-aminoethyl)- | 188144 | 60122
Benzoic acid, 3-cyano-, methyl ester | 188136 | 60123
Chromic acid (H2Cr2O7) | 188128 | 60124
Chromic acid (H2CrO4), zinc salt (1:1) | 188110 | 60125
Phosphoric acid, aluminum salt (3:2) | 188102 | 60126
Phosphoric acid, aluminum salt (3:1) | 188094 | 60127
Furan, 2-(diethoxymethyl)- | 188086 | 60128
Silane, 1,1'-(1,2-ethanediyl)bis[1-chloro-1,1-dimethyl- | 188078 | 60129
Benzenemethanol, 2-chloro-.alpha.-methyl- | 188052 | 60130
Pentanedioic acid, sodium salt (1:2) | 188045 | 60131
Sodium vanadium oxide (Na4V2O7) | 188037 | 60132
Hypobromous acid | 188029 | 60133
Borane, triiodo- | 188011 | 60134
Phosphoric acid, barium salt (2:3) | 188003 | 60135
Butanamide, 2-[2-(4-chloro-2-nitrophenyl)diazenyl]-N-(2-methoxyphenyl)-3-oxo- | 187989 | 60136
Antimony lead oxide (Sb2Pb3O8) | 187963 | 60137
Sulfuric acid, yttrium(3+) salt (3:2) | 187955 | 60138
Benzenediazonium, 2-methoxy-4-(phenylamino)-, chloride (1:1) | 187948 | 60139
Sulfuric acid, beryllium salt (1:1) | 187930 | 60140
Arsenic acid (H3AsO4), silver(1+) salt (1:3) | 187922 | 60141
Perchloric acid, rubidium salt (1:1) | 187914 | 60142
Indium iodide (InI3) | 187906 | 60143
1-Dodecanesulfonic acid, 3-hydroxy-, sodium salt (1:1) | 187880 | 60144
2-Dodecene-1-sulfonic acid, sodium salt (1:1) | 187872 | 60145
1-Tetradecene-1-sulfonic acid, sodium salt (1:1) | 187864 | 60146
Hafnium chloride (HfCl4), (T-4)- | 187856 | 60147
Silver vanadium oxide (AgVO3) | 187849 | 60148
Sulfuric acid, gallium salt (3:2) | 187815 | 60149
Lithium fluoride (Li(HF2)) | 180034 | 60150
Erbium sulfide (Er2S3) | 180026 | 60151
Dysprosium telluride (Dy2Te3) | 180018 | 60152
Copper silicide (Cu5Si) | 180000 | 60153
Copper hydroxide nitrate (Cu2(OH)3(NO3)) | 179994 | 60154
Copper hydroxide phosphate (Cu2(OH)(PO4)) | 179986 | 60155
Zirconate (ZrO32-), cesium (1:2) | 179978 | 60156
Cesium titanium oxide (Cs2TiO3) | 179960 | 60157
Cesium tantalum oxide (CsTaO3) | 179952 | 60158
Cerium zirconium oxide (Ce2Zr2O7) | 179945 | 60159
Zirconium, dichlorobis[(1,2,3,3a,7a-.eta.)-1H-inden-1-yl]- | 179937 | 60160
Platinum, di-.mu.-chlorodichlorobis(.eta.2-ethene)di-, stereoisomer | 179929 | 60161
Tantalum sulfide (TaS2) | 179911 | 60162
Strontium tin oxide (SrSnO3) | 179903 | 60163
Nickel telluride (NiTe) | 179895 | 60164
Antimony, compd. with lanthanum (1:1) | 179887 | 60165
Manganate (MnO43-), potassium (1:3), (T-4)- | 179879 | 60166
Potassium telluride (K2Te) | 179861 | 60167
Stannate (SnO32-), potassium (1:2) | 179853 | 60168
Tungstate (W12(OH)2O386-), sodium (1:6) | 179846 | 60169
Aluminum oxide silicate (Al2O(SiO4)) | 179838 | 60170
Lead oxide phosphonate (Pb3O2(HPO3)) | 179820 | 60171
Cadmium zirconium oxide (CdZrO3) | 179812 | 60172
Cadmium peroxide (Cd(O2)) | 179804 | 60173
Uranium telluride (UTe2) | 179796 | 60174
Strontium silicide (SrSi2) | 179788 | 60175
Uranium selenide (USe2) | 179770 | 60176
Terbium sulfide (Tb2S3) | 179762 | 60177
Tungsten sulfide (WS2) | 179754 | 60178
Thorium sulfide (ThS2) | 179747 | 60179
Platinum silicide (PtSi) | 179739 | 60180
Rubidium titanium oxide (Rb2TiO3) | 179721 | 60181
Rhodium oxide (RhO2) | 179713 | 60182
Titanium oxide (TiO) | 179705 | 60183
Neodymium silicide (NdSi2) | 179697 | 60184
Phosphorus nitride (P3N5) | 179689 | 60185
Molybdenum silicide (MoSi2) | 179671 | 60186
Lithium selenide (Li2Se) | 179663 | 60187
Lithium telluride (Li2Te) | 179655 | 60188
Lithium sulfide (Li2S) | 179648 | 60189
Potassium oxide (K2O) | 179630 | 60190
Holmium silicide (HoSi2) | 179622 | 60191
Ammonium sulfide ((NH4)2(S5)) | 179614 | 60192
Ammonium sulfide ((NH4)2S) | 179606 | 60193
Platinum hydroxide (Pt(OH)4) | 179598 | 60194
Ruthenium hydroxide (Ru(OH)3) | 179580 | 60195
Platinum hydroxide (Pt(OH)2) | 179572 | 60196
Palladium hydroxide (Pd(OH)2) | 179564 | 60197
Iodine hydroxide oxide (I3(OH)O7) | 179556 | 60198
Gadolinium sulfide (Gd2S3) | 179549 | 60199
Gadolinium silicide (GdSi2) | 179531 | 60200
Uranium fluoride (U2F9) | 179523 | 60201
Cobalt phosphide (Co2P) | 179515 | 60202
Dysprosium sulfide (Dy2S3) | 179507 | 60203
Dysprosium silicide (DySi2) | 179499 | 60204
Platinate(1-), (1-acetyl-2-oxopropyl)chloro(2,4-pentanedionato-.kappa.O2,.kappa.O4)-, hydrogen (1:1), (SP-4-2)- | 179481 | 60205
Rhodium carbide (RhC) | 179473 | 60206
Iron telluride (FeTe) | 179465 | 60207
Ytterbium telluride (YbTe) | 179457 | 60208
Lutetium nitride (LuN) | 179440 | 60209
Palladium sulfide (PdS) | 179432 | 60210
Osmate(2-), hexachloro-, ammonium (1:2), (OC-6-11)- | 179424 | 60211
2-Propenoic acid, 2-methyl-, docosyl ester | 205120 | 60212
Cyclohexanemethanol, .alpha.,.alpha.-dimethyl- | 205112 | 60213
Butanedioic acid, 2-sulfo-, 1,4-didecyl ester, calcium salt (2:1) | 205104 | 60214
2-Propenoic acid, 3-[3-(trifluoromethyl)phenyl]-, (2Z)- | 205096 | 60215
Tetradecanoic acid, 2-bromo-, methyl ester | 205088 | 60216
2-Propenoic acid, 2-methyl-, silver(1+) salt (1:1) | 205070 | 60217
Butanoic acid, 3-(methylthio)- | 205062 | 60218
Butanal, 3-(methylthio)- | 205054 | 60219
2-Thiophenesulfonyl chloride | 205047 | 60220
1-Naphthalenesulfonic acid, 4-[2-(2,4-dihydroxyphenyl)diazenyl]-3-hydroxy- | 205039 | 60221
2-Propanol, 1-(ethylthio)- | 205021 | 60222
1H-Pyrazole-4-carbonitrile, 3-amino- | 205013 | 60223
1H-Indole, 1-methoxy-2-phenyl- | 205005 | 60224
Phosphorodiamidic acid, N,N'-dibutyl-N,N'-dimethyl-, phenyl ester | 204990 | 60225
Butanoic acid, 2-(dimethylamino)ethyl ester | 204982 | 60226
2H-Naphtho[1,2-d]triazole-5-sulfonic acid, 2-[4-[2-[4-[2-[2-methyl-4-(7-sulfo-2H-naphtho[1,2-d]triazol-2-yl)phenyl]diazenyl]-2-sulfophenyl]ethenyl]-3-sulfophenyl]-, sodium salt (1:4) | 204974 | 60227
3H-Indolium, 2-[7-(1,3-dihydro-1,3,3-trimethyl-2H-indol-2-ylidene)-1,3,5-heptatrien-1-yl]-1,3,3-trimethyl-, perchlorate (1:1) | 204966 | 60228
Propanenitrile, 3-[ethyl[3-methyl-4-[2-[6-(methylsulfonyl)-2-benzothiazolyl]diazenyl]phenyl]amino]- | 204941 | 60229
Benzaldehyde, 4-chloro-3-nitro- | 204933 | 60230
Cyclohexanone, 4-(1,1-dimethylpropyl)- | 204917 | 60231
Benzo[b]thiophene, 3,7-dimethyl- | 204909 | 60232
Propanenitrile, 3-[ethyl[3-methyl-4-[2-(6-nitro-2-benzothiazolyl)diazenyl]phenyl]amino]- | 204883 | 60233
Octanoic acid, lithium salt (1:1) | 204867 | 60234
Spiro[3H-2,1-benzoxathiole-3,9'-[9H]xanthene]-3',4',5',6'-tetrol, 2',7'-dibromo-, 1,1-dioxide | 204859 | 60235
Hexanoic acid, manganese(2+) salt (2:1) | 204842 | 60236
Benzenesulfonamide, 4-[2-[4-[bis(2-hydroxyethyl)amino]-2-methylphenyl]diazenyl]-3-chloro-N-(2-chloroethyl)- | 204826 | 60237
Ethanone, 1-(4-butoxy-2,2,6,6-tetramethyl-3-cyclohexen-1-yl)- | 204800 | 60238
Sulfuric acid, iron(2+) salt (1:?) | 204784 | 60239
2-Oxiranecarboxylic acid, 3-(4-methoxyphenyl)-, ethyl ester | 204776 | 60240
1-Pentadecanaminium, 1-carboxy-N,N,N-trimethyl-, inner salt | 204768 | 60241
Pyridine, 3-[(2S)-1-nitroso-2-pyrrolidinyl]- | 204743 | 60242
Butanethioamide, 3-methyl- | 204727 | 60243
Benzoic acid, 4-bromo-3,5-dihydroxy- | 204719 | 60244
Benzeneacetonitrile, 4-bromo- | 204701 | 60245
Octanoic acid, compd. with 2,2'-iminobis[ethanol] (1:1) | 204685 | 60246
3-Butenenitrile, 2-methyl- | 204677 | 60247
Phosphoric acid, monoethyl ester, zinc salt (1:1) | 204669 | 60248
C.I. Pigment Blue 63 | 204651 | 60249
Cuprate(2-), bis[3-(hydroxy-.kappa.O)-4-(2-phenyldiazenyl)-2-naphthalenecarboxylato(2-)-.kappa.O]-, hydrogen (1:2) | 204644 | 60250
9,10-Anthracenedione, 1,4-diamino-5,8-dihydroxy- | 204628 | 60251
Octadecanoic acid, 2,2,3,3,4,4,5,5,6,6,7,7,8,8,9,9,10,10,11,11,12,12,13,13,14,14,15,15,16,16,17,17,18,18,18-pentatriacontafluoro- | 204610 | 60252
2H-1-Benzopyran-2-one, 7-(5-butoxy-6-methyl-2H-benzotriazol-2-yl)-3-phenyl- | 204594 | 60253
Zinc, (cyclohexanamine)bis(dimethylcarbamodithioato-.kappa.S,.kappa.S')- | 204586 | 60254
Sulfuric acid, monododecyl ester, aluminum salt (3:1) | 204560 | 60255
7-Dodecyn-1-ol, 1-acetate | 204552 | 60256
1,2-Benzenedicarboxylic acid, 1-(2-methoxyethyl) ester | 204545 | 60257
1H-Pyrazolium, 1,5-dimethyl-3-[2-(2-methyl-1H-indol-3-yl)diazenyl]-2-phenyl-, trichlorozincate(1-) (1:1) | 204529 | 60258
10-Undecenoic acid, 4-[2-(4-ethoxyphenyl)diazenyl]phenyl ester | 204511 | 60259
Benzoic acid, 4-[(butoxycarbonyl)oxy]-, 4-ethoxyphenyl ester | 204495 | 60260
Octanoic acid, 4-ethyl- | 204487 | 60261
Butanoic acid, 1-ethenylhexyl ester | 204461 | 60262
Butanoic acid, (3Z)-3-hexen-1-yl ester | 204453 | 60263
Propanoic acid, 2-methyl-, 2,4-hexadien-1-yl ester | 204438 | 60264
Propanamide, 3-[(phenylmethyl)amino]- | 204420 | 60265
Dodecanoic acid, 2,2,3,3,4,4,5,5,6,6,7,7,8,8,9,9,10,10,11,12,12,12-docosafluoro-11-(trifluoromethyl)- | 204412 | 60266
4-Cyclopentadecen-1-one, (4Z)- | 196279 | 60267
2-Butenedioic acid (2E)-, 1,4-dipropyl ester | 196261 | 60268
Selenious acid, strontium salt (1:1) | 196246 | 60269
Selenic acid, cobalt(2+) salt (1:1) | 196238 | 60270
Phosphoric acid, ammonium cobalt(2+) salt (1:1:1) | 196220 | 60271
Iron(2+), tris(1,10-phenanthroline-.kappa.N1,.kappa.N10)-, (OC-6-11)-, perchlorate (1:2) | 196212 | 60272
Ruthenium, trihydroxynitrosyl- | 196204 | 60273
Pyridinium, 1-hexadecyl-3-methyl-, chloride (1:1) | 196196 | 60274
Hydrazine, (4-chlorophenyl)-, sulfate (2:1) | 196188 | 60275
3H-Pyrazol-3-one, 2-(2-chlorophenyl)-2,4-dihydro-5-methyl- | 196170 | 60276
Silanamine, 1-(chloromethyl)-N-[(chloromethyl)dimethylsilyl]-1,1-dimethyl- | 196162 | 60277
Cyclopentane, (trichlorosilyl)- | 196154 | 60278
Cyclohexene, 4-(1-methoxy-1-methylethyl)-1-methyl- | 196147 | 60279
2-Propanol, 1,3-bis(4-nonylphenoxy)- | 196139 | 60280
Butanamide, 2,2'-[(3,3'-dichloro[1,1'-biphenyl]-4,4'-diyl)bis(2,1-diazenediyl)]bis[N-(2-chlorophenyl)-3-oxo- | 196121 | 60281
Benzenesulfonic acid, 4-dodecyl-, potassium salt (1:1) | 196113 | 60282
Cobaltate(4-), hexakis(cyano-.kappa.C)-, potassium (1:4), (OC-6-11)- | 196105 | 60283
Ruthenium, dicarbonyldichlorobis(triphenylphosphine)- | 196097 | 60284
Acetonitrile, 2-[[(4-methylphenyl)sulfonyl]oxy]- | 196089 | 60285
Silicic acid (H4SiO4), thorium(4+) salt (1:1) | 196071 | 60286
1H-Pyrazole-3-carboxylic acid, 4-[2-[5-[(4,6-dichloro-1,3,5-triazin-2-yl)amino]-2-sulfophenyl]diazenyl]-4,5-dihydro-5-oxo-1-(4-sulfophenyl)-, sodium salt (1:2) | 196063 | 60287
Copper(2+), bis(1,2-ethanediamine-.kappa.N1,.kappa.N2)-, hydroxide (1:2), (SP-4-1)- | 196055 | 60288
2-Butenedioic acid (2E)-, ammonium salt (1:2) | 196048 | 60289
Methanone, phenyl-4-pyridinyl- | 196022 | 60290
Pentane, 2-isocyano-2,4,4-trimethyl- | 196014 | 60291
Fluorite (CaF2) | 196006 | 60292
2,3-Butanediamine, N2,N3-dihydroxy-2,3-dimethyl-, sulfate (1:1) | 195982 | 60293
Dodecanoic acid, cerium(3+) salt (3:1) | 195974 | 60294
Benzoic acid, iron(3+) salt (3:1) | 195966 | 60295
2-Butenedioic acid (2Z)-, 1-(2-cyanoethyl) ester | 195958 | 60296
1-Hexanesulfonyl chloride | 195941 | 60297
Copper, bis[2-(hydroxy-.kappa.O)benzaldehydato-.kappa.O]- | 195933 | 60298
Phosphoric acid, ammonium cadmium salt (1:1:1) | 195925 | 60299
Bromic acid, zinc salt (2:1) | 195917 | 60300
Palladate(2-), tetrakis(cyano-.kappa.C)-, potassium (1:2), (SP-4-1)- | 195891 | 60301
Pyrazine, 2-chloro- | 195883 | 60302
Lanthanum hydroxide (La(OH)3) | 195875 | 60303
Silicic acid (H2SiO3), aluminum salt (3:2) | 195867 | 60304
Propanamide, 3,3'-[[(4-aminophenyl)sulfonyl]imino]bis- | 195842 | 60305
Platinate(2-), tetrabromo-, (SP-4-1)- | 195834 | 60306
Aluminate(2-), [carbonato(2-)-.kappa.O]trihydroxy-, magnesium (1:1), (T-4)- | 195818 | 60307
13-Docosenoic acid, sodium salt (1:1), (13Z)- | 195800 | 60308
Borate(1-), tetrafluoro-, antimony(3+) (3:1) | 195792 | 60309
Borate(1-), tetrafluoro-, cadmium (2:1) | 195784 | 60310
Borate(1-), tetraphenyl-, lithium (1:1) | 195776 | 60311
Aluminate(1-), tetrafluoro-, potassium (1:1), (T-4)- | 195768 | 60312
Iron, tris(N,N-dimethylcarbamodithioato-.kappa.S,.kappa.S')-, (OC-6-11)- | 195750 | 60313
Ferrate(4-), hexakis(cyano-.kappa.C)-, ammonium (1:4), (OC-6-11)- | 195735 | 60314
Titanate(2-), bis[ethanedioato(2-)-.kappa.O1,.kappa.O2]oxo-, potassium (1:2), (SP-5-21)- | 195727 | 60315
Propane, 1,2,2-tribromo- | 195719 | 60316
9-Octadecenoic acid (9Z)-, 2-(sulfooxy)ethyl ester, sodium salt (1:1) | 195701 | 60317
Zirconium hydroxide (Zr(OH)4), (T-4)- | 195693 | 60318
Carbonic acid, neodymium salt (1:?) | 195685 | 60319
Scandium iodide (ScI3) | 195677 | 60320
Pentanenitrile, 4-bromo- | 195669 | 60321
Propanoic acid, 3-hydroxy-, phenylmethyl ester | 195644 | 60322
Ferrate(4-), hexakis(cyano-.kappa.C)-, iron(2+) (1:2), (OC-6-11)- | 195636 | 60323
Europium, tris(1-phenyl-1,3-butanedionato-.kappa.O1,.kappa.O3)- | 195628 | 60324
Nitric acid, gallium salt (3:1) | 187807 | 60325
Tellurium | 187799 | 60326
1,2-Cyclopentanedione, 3-ethyl- | 187781 | 60327
1,2-Cyclopentanedione, 3,5-dimethyl- | 187773 | 60328
Phosphonic acid, potassium salt (1:2) | 187757 | 60329
Cyclohexanol, 2-(1,1-dimethylethyl)- | 187740 | 60330
Dodecanoic acid, 3-methyl- | 187732 | 60331
Cyclohexanemethanol, .alpha.-methyl-, 1-acetate | 187716 | 60332
Ethanol, 2-[ethyl[4-[2-(6-methoxy-2-benzothiazolyl)diazenyl]phenyl]amino]- | 187708 | 60333
Octadecanamide, N,N'-[(methylimino)di-3,1-propanediyl]bis- | 187682 | 60334
9,10-Anthracenedione, 1-amino-4-(phenylthio)- | 187674 | 60335
Ethane, 1,2-bis(chloromethoxy)- | 187666 | 60336
1,2-Benzenediamine, N1,N2-bis(1-methylpropyl)- | 187658 | 60337
Tetradecanamide, N-(3-aminopropyl)- | 187641 | 60338
3-Nonenoic acid, methyl ester | 187633 | 60339
2H-Pyran, tetrahydro-2-(4-methylphenoxy)- | 187625 | 60340
Metaphosphate (P6O186-) | 187617 | 60341
Thiosulfuric acid (H2S2O3), lead(2+) salt (1:1) | 187609 | 60342
Sulfuric acid, erbium(3+) salt (3:2) | 187591 | 60343
Niobium bromide (NbBr5) | 187583 | 60344
Phosphoric trifluoride | 187575 | 60345
Molybdenum chloride (MoCl3) | 187567 | 60346
Molybdenum chloride (MoCl2) | 187559 | 60347
Arsenic acid (H3AsO4), lithium salt (1:3) | 187542 | 60348
2H-Pyran, tetrahydro-4-methyl-2-(2-methylpropyl)- | 187534 | 60349
Metaphosphoric acid (HPO3), calcium salt (2:1) | 187526 | 60350
Perchloric acid, calcium salt (2:1) | 187518 | 60351
Silicic acid (H2SiO3), cadmium salt (1:1) | 187500 | 60352
Phosphoric acid, cadmium salt (2:3) | 187492 | 60353
Barium hydride (BaH2) | 187484 | 60354
Arsenic acid (H3AsO4), barium salt (2:3) | 187476 | 60355
Chloric acid, barium salt (2:1) | 187468 | 60356
Vanadium, tris(2,4-pentanedionato-.kappa.O2,.kappa.O4)-, (OC-6-11)- | 187450 | 60357
Heptane, 2,2,4,6,6-pentamethyl- | 187443 | 60358
Propane, 1,1-dichloro-1,2,2,3,3-pentafluoro- | 187435 | 60359
Nitric acid, aluminum salt (3:1) | 187427 | 60360
Spiro[isobenzofuran-1(3H),9'-[9H]xanthen]-3-one, 2',4',5',7'-tetrabromo-4,5,6,7-tetrachloro-3',6'-dihydroxy- | 187419 | 60361
Sodium tungsten oxide (Na2WO4) | 187401 | 60362
Rhenate (ReO41-), sodium (1:1), (T-4)- | 187393 | 60363
Silicic acid (H4SiO4), sodium salt (1:4) | 187385 | 60364
Butanenitrile, 2,2'-(1,2-diazenediyl)bis[2-methyl- | 187377 | 60365
Benzene, 4-isocyanato-1-methyl-2-nitro- | 187369 | 60366
Yttrium iodide (YI3) | 187351 | 60367
Vanadium bromide (VBr3) | 187344 | 60368
Uranium bromide (UBr4) | 187328 | 60369
Titanium fluoride (TiF3) | 187310 | 60370
Nitrous acid, strontium salt (2:1) | 187302 | 60371
Molybdenum strontium oxide (MoSrO4) | 187294 | 60372
Iodic acid (HIO3), strontium salt (2:1) | 187286 | 60373
Yttrium bromide (YBr3) | 187278 | 60374
Sulfuric acid, ytterbium(3+) salt (3:2) | 187260 | 60375
2(1H)-Quinolinone, 7-(dimethylamino)-1-ethyl-3-phenyl- | 187252 | 60376
Nonanoic acid, 1,1'-[(dibutylstannylene)bis(thio-2,1-ethanediyl)] ester | 187237 | 60377
Bicyclo[4.1.0]hept-3-ene, 3,7,7-trimethyl- | 187211 | 60378
2,4-Pentadienal, 5-phenyl- | 187203 | 60379
Telluric acid (H2TeO4), barium salt (1:1) | 187195 | 60380
Diphosphoric acid, barium salt (1:2) | 187187 | 60381
Ammonium chloride ((NH4)Cl) | 179416 | 60382
Ammonium sulfide ((NH4)(SH)) | 179390 | 60383
Ammonium bromide ((NH4)Br) | 179382 | 60384
Zinc, [[2-[(dithiocarboxy)amino]ethyl]carbamodithioato(2-)-.kappa.S,.kappa.S']- | 179374 | 60385
Hydrozincite (Zn5(CO3)2(OH)6) | 179366 | 60386
Manganese carbide (Mn3C) | 179358 | 60387
Hafnium, dichlorobis(.eta.5-2,4-cyclopentadien-1-yl)- | 179341 | 60388
Oxonium, trimethyl-, hexafluorophosphate(1-) (1:1) | 179333 | 60389
Methanaminium, N-ethylidyne-, hexafluorophosphate(1-) (1:1) | 179325 | 60390
Borate(1-), hydroxytriphenyl-, sodium (1:1), (T-4)- | 179317 | 60391
Calciate(3-), [N-[2-[bis[(carboxy-.kappa.O)methyl]amino-.kappa.N]ethyl]-N-[2-[[(carboxy-.kappa.O)methyl](carboxymethyl)amino-.kappa.N]ethyl]glycinato(5-)-.kappa.N]-, sodium (1:3) | 179309 | 60392
Methylium, chlorodiphenyl-, (OC-6-11)-hexachloroantimonate(1-) (1:1) | 179291 | 60393
1-Propanaminium, N,N,N-tripropyl-, hexafluorophosphate(1-) (1:1) | 179283 | 60394
Zirconium, dichlorobis[(1,2,3,4,5-.eta.)-1-methyl-2,4-cyclopentadien-1-yl]- | 179275 | 60395
Manganese, tricarbonyl[(1,2,3,4,5-.eta.)-1-methyl-2,4-cyclopentadien-1-yl]- | 179267 | 60396
1-Butanamine, N-butyl-, tetrafluoroborate(1-) (1:1) | 179259 | 60397
Palladium, dichloro[(1,2,5,6-.eta.)-1,5-cyclooctadiene]- | 179242 | 60398
Chromium carbide (Cr23C6) | 179234 | 60399
Ferrocene, formyl- | 179226 | 60400
Rhodium, di-.mu.-chlorobis[(1,2,5,6-.eta.)-1,5-cyclooctadiene]di- | 179218 | 60401
Aluminate(1-), hexaethyl-.mu.-fluorodi-, potassium (1:1) | 179200 | 60402
Platinum, dichloro[(1,2,5,6-.eta.)-1,5-cyclooctadiene]- | 179192 | 60403
Manganese, tricarbonyl(.eta.5-2,4-cyclopentadien-1-yl)- | 179184 | 60404
Bromine, compd. with graphite (1:16) | 179176 | 60405
Aluminum, (N,N-diethylethanamine)trihydro-, (T-4)- | 179168 | 60406
Aluminum, di-.mu.-chlorochlorotriethyldi- | 179150 | 60407
Chromium carbide (Cr7C3) | 179143 | 60408
Yttrium carbide (YC2) | 179135 | 60409
Uranium carbide (UC2) | 179127 | 60410
Thorium carbide (ThC2) | 179119 | 60411
Strontium acetylide (Sr(C2)) | 179101 | 60412
Manganese carbide (Mn5C2) | 179093 | 60413
Lanthanum carbide (LaC2) | 179085 | 60414
Ethanamine, tetrafluoroborate(1-) (1:1) | 179077 | 60415
Barium acetylide (Ba(C2)) | 179069 | 60416
Zirconium carbide (ZrC) | 179051 | 60417
Tungsten carbide (W2C) | 179044 | 60418
Tungsten carbide (WC) | 179036 | 60419
Vanadium carbide (VC) | 179028 | 60420
Uranium carbide (UC) | 179010 | 60421
Titanium carbide (TiC) | 179002 | 60422
Tantalum carbide (Ta2C) | 178996 | 60423
Tantalum carbide (TaC) | 178988 | 60424
Niobium carbide (NbC) | 178970 | 60425
Molybdenum carbide (Mo2C) | 178962 | 60426
Hafnium carbide (HfC) | 178954 | 60427
Copper, [.mu.-[carbonato(2-)-.kappa.O:.kappa.O']]dihydroxydi- | 178947 | 60428
Boron carbide (B4C) | 178939 | 60429
Lead selenide (PbSe) | 178921 | 60430
Mercury telluride (HgTe) | 178913 | 60431
Iron magnesium oxide (Fe2MgO4) | 178905 | 60432
Iron sulfide (FeS2) | 178897 | 60433
Chromium iron oxide (Cr2FeO4) | 178889 | 60434
Bismuth selenide (Bi2Se3) | 178871 | 60435
Aluminum oxide silicate (Al6O5(SiO4)2) | 178863 | 60436
Aluminum zinc oxide (Al2ZnO4) | 178855 | 60437
Aluminate (AlO21-), magnesium (2:1) | 178848 | 60438
Silicic acid (H2SiO3), aluminum lithium salt (2:1:1) | 178830 | 60439
Aluminate(7-), difluorotris[metasilicato(2-)-.kappa.O]oxo-, magnesium potassium (1:3:1) | 178822 | 60440
3,6,9,12,15-Pentaoxaheptadecan-1-ol, 17-(nonylphenoxy)-, 1-(dihydrogen phosphate), sodium salt (1:2) | 178814 | 60441
Benzenesulfonic acid, dodecyl-, compd. with morpholine (1:1) | 178806 | 60442
Benzenesulfonic acid, dodecyl-, compd. with 1,2-ethanediamine (2:1) | 178798 | 60443
Benzenesulfonic acid, methyl-, sodium salt (1:1) | 178780 | 60444
Tungsten hydroxide oxide phosphate | 178772 | 60445
Tungsten telluride (WTe2) | 178764 | 60446
Titanium telluride (TiTe2) | 178756 | 60447
Tantalum telluride (TaTe2) | 178749 | 60448
Decanoic acid, 2,2,3,3,4,4,5,5,6,6,7,7,8,8,9,10,10,10-octadecafluoro-9-(trifluoromethyl)- | 204404 | 60449
Ferrate(1-), [N-[2-[bis[(carboxy-.kappa.O)methyl]amino-.kappa.N]ethyl]-N-[2-(hydroxy-.kappa.O)ethyl]glycinato(3-)-.kappa.N,.kappa.O]-, sodium (1:1) | 204396 | 60450
Benzenesulfonic acid, 4-[4,5-dihydro-3-methyl-5-oxo-4-(2-phenyldiazenyl)-1H-pyrazol-1-yl]-, compd. with cyclohexanamine (1:1) | 204388 | 60451
Butanamide, 2,4-dihydroxy-N-(3-hydroxypropyl)-3,3-dimethyl- | 204370 | 60452
Propanoic acid, 2-(4-chloro-2-methylphenoxy)-, (2R)- | 204362 | 60453
Palladium(2+), bis(1,2-ethanediamine-.kappa.N1,.kappa.N2)-, chloride (1:2) | 204354 | 60454
Benzenesulfonic acid, 3,3'-(1,2-diazenediyl)bis[6-[2-(4-nitro-2-sulfophenyl)ethenyl]- | 204347 | 60455
Naphtho[1,2-d]thiazolium, 1-(3-sulfopropyl)-2-[2-[[1-(3-sulfopropyl)naphtho[1,2-d]thiazol-2(1H)-ylidene]methyl]-1-buten-1-yl]-, inner salt, sodium salt (1:1) | 204339 | 60456
Naphtho[1,2-d]thiazolium, 2-[2-(phenylamino)ethenyl]-1-(3-sulfopropyl)-, inner salt | 204321 | 60457
Naphtho[1,2-d]thiazolium, 2-(2-ethoxy-1-buten-1-yl)-1-(3-sulfopropyl)-, inner salt | 204313 | 60458
Benzenesulfonic acid, 2,2'-(1,2-ethenediyl)bis[5-[[4-[bis(2-hydroxyethyl)amino]-6-[(4-sulfophenyl)amino]-1,3,5-triazin-2-yl]amino]-, sodium salt (1:4) | 204305 | 60459
Yttrium hydroxide (Y(OH)3) | 204297 | 60460
Lutetium hydroxide (Lu(OH)3) | 204289 | 60461
Ytterbium hydroxide (Yb(OH)3) | 204271 | 60462
Europium hydroxide (Eu(OH)3) | 204263 | 60463
Gadolinium hydroxide (Gd(OH)3) | 204255 | 60464
Neodymium hydroxide (Nd(OH)3) | 204248 | 60465
Praseodymium hydroxide (Pr(OH)3) | 204230 | 60466
Phosphonic acid, monobutyl ester | 204222 | 60467
Octanoic acid, tetradecyl ester | 204214 | 60468
2-Naphthalenesulfonic acid, 7-amino-4-hydroxy-3-[2-(4-methoxy-2-sulfophenyl)diazenyl]- | 204198 | 60469
1-Hexanaminium, N,N,N-trihexyl-, benzoate (1:1) | 204172 | 60470
Acetamide, N-[4-[[2-nitro-4-[2-(4-nitrophenyl)diazenyl]phenyl]amino]phenyl]- | 204156 | 60471
Benzenesulfonamide, 4-hydroxy-3-[2-(2-hydroxy-1-naphthalenyl)diazenyl]- | 204149 | 60472
Chromium, tris(1-phenyl-1,3-butanedionato-.kappa.O1,.kappa.O3)- | 204123 | 60473
Methanaminium, N,N,N-trimethyl-, 2-propenoate (1:1) | 204115 | 60474
Cyclohexanone, 2-hexylidene- | 204099 | 60475
2-Naphthalenecarboxamide, 4-[2-[5-(aminocarbonyl)-2-methylphenyl]diazenyl]-N-(4-chlorophenyl)-3-hydroxy- | 204081 | 60476
Cyclopentanone, 2-pentylidene- | 204065 | 60477
Spiro[isobenzofuran-1(3H),9'-[9H]xanthen]-3-one, 3',6'-dihydroxy-2',4',5',7'-tetraiodo-, sodium salt (1:2) | 204040 | 60478
Acetamide, N-[5-[[2-(acetyloxy)ethyl](phenylmethyl)amino]-2-[2-(2-chloro-4,6-dinitrophenyl)diazenyl]-4-methoxyphenyl]- | 204024 | 60479
Silane, hexadecyltrimethoxy- | 204008 | 60480
Silanetriamine, N,N',N''-tributyl-1-methyl- | 203992 | 60481
2H-Pyran, tetrahydro-4-methyl-2-(2-methyl-1-propen-1-yl)- | 203976 | 60482
2H-Pyran-2-one, 6-heptyl-5,6-dihydro- | 203950 | 60483
2H-Pyran-2-one, 6-butyl-5,6-dihydro- | 203943 | 60484
Hexanoic acid, 2-ethylhexyl ester | 203935 | 60485
Ethanol, 2,2'-[1,4-cyclohexanediylbis(oxy)]bis- | 203927 | 60486
Dolomite (CaMg(CO3)2) | 203919 | 60487
Cuprate(4-), [4-amino-5-(hydroxy-.kappa.O)-3-[2-[4-[[2-(sulfooxy)ethyl]sulfonyl]phenyl]diazenyl]-6-[2-[2-(hydroxy-.kappa.O)-5-sulfophenyl]diazenyl-.kappa.N1]-2,7-naphthalenedisulfonato(6-)]-, hydrogen (1:4) | 203901 | 60488
5H-Thioxantheno[2,1,9-def][1,2,4]triazolo[5,1-a]isoquinolin-5-one | 203885 | 60489
Benzenamine, 2-ethoxy-4-nitro- | 203869 | 60490
Benzenemethanol, 3-chloro-2-hydroxy-5-(1,1,3,3-tetramethylbutyl)- | 203844 | 60491
Phosphoric acid, bis(2-ethylhexyl) phenyl ester | 203828 | 60492
Ethanol, 2-(4-nitrophenoxy)- | 203810 | 60493
1(2H)-Quinolinecarboxylic acid, 2-ethoxy-, ethyl ester | 203794 | 60494
1,3,5-Undecatriene | 203778 | 60495
Decane, 1,10-diiodo- | 203760 | 60496
Sulfuric acid, potassium sodium salt (2:3:1) | 203752 | 60497
2-Propenoic acid, 2-methyl-, ammonium salt (1:1) | 203745 | 60498
Benzene, 1,2,4,5-tetrachloro-3,6-bis(isocyanatomethyl)- | 203737 | 60499
Benzenesulfonic acid, 2,2'-(1,2-ethenediyl)bis[5-[[4-[(2-hydroxyethyl)amino]-6-[(3-sulfophenyl)amino]-1,3,5-triazin-2-yl]amino]-, sodium salt (1:4) | 203729 | 60500
Cerium bromide (CeBr3) | 195610 | 60501
Lutetium bromide (LuBr3) | 195602 | 60502
Thulium bromide (TmBr3) | 195594 | 60503
Terbium bromide (TbBr3) | 195578 | 60504
1,5-Naphthalenedisulfonic acid, sodium salt (1:?) | 195560 | 60505
Magnesium peroxide (Mg(O2)) | 195552 | 60506
Perchloric acid, aluminum salt (3:1) | 195545 | 60507
Ethanone, 1-(3-iodophenyl)- | 195529 | 60508
1,2,3-Propanetricarboxylic acid, 2-hydroxy-, lead salt (1:?) | 195511 | 60509
9-Octadecen-1-ol, 1,1'-(hydrogen phosphate), (9Z,9'Z)- | 195503 | 60510
9,10-Anthracenedione, 1-amino-4-[(2,4-dinitrophenyl)amino]- | 195487 | 60511
Diphosphoric acid, nickel(2+) salt (1:2) | 195479 | 60512
Benzamide, N-(4-chlorophenyl)-2-hydroxy-3,5-diiodo- | 195453 | 60513
Nickel, bis(hexahydro-1H-azepine-1-carbodithioato-.kappa.S1,.kappa.S'1)-, (SP-4-1)- | 195438 | 60514
Decanamide, N,N-dimethyl- | 195420 | 60515
Nickel, bis[N,N-bis(2-ethylhexyl)carbamodithioato-.kappa.S,.kappa.S']- | 195412 | 60516
Methylium, tris[4-(dimethylamino)phenyl]- | 195404 | 60517
Ethanol, 2,2'-iminobis-, hydrochloride (1:1) | 195396 | 60518
Ethanol, 2-(diethylamino)-, hydrochloride (1:1) | 195388 | 60519
Phenol, 2-methyl-4-nonyl- | 195370 | 60520
Pyridinium, 1,1'-[1,2-ethanediylbis(oxymethylene)]bis-, chloride (1:2) | 195362 | 60521
Benzaldehyde, 4-hydroxy-3,5-dimethoxy-, 2-[(4-hydroxy-3,5-dimethoxyphenyl)methylene]hydrazone | 195354 | 60522
4-Oxazolemethanol, 2-(8-heptadecen-1-yl)-4,5-dihydro-4-methyl- | 195347 | 60523
Pyridinium, 1-[2-[ethyl[4-[2-(5-nitro-2-thiazolyl)diazenyl]phenyl]amino]ethyl]-, chloride (1:1) | 195339 | 60524
Pyridinium, 1-[2-[[4-[2-(2,6-dichloro-4-nitrophenyl)diazenyl]phenyl]ethylamino]ethyl]-, chloride (1:1) | 195321 | 60525
Pyridinium, 1-[2-(ethylphenylamino)ethyl]-, chloride (1:1) | 195313 | 60526
Nickel, [[2,2'-[1,2-phenylenebis[(nitrilo-.kappa.N)methylidyne]]bis[phenolato-.kappa.O]](2-)]- | 195305 | 60527
Nickel, bis[1-(nitroso-.kappa.N)-2-naphthalenolato-.kappa.O]-, (T-4)- | 195297 | 60528
Indium, tris(2,4-pentanedionato-.kappa.O2,.kappa.O4)-, (OC-6-11)- | 195289 | 60529
Ferrate(2-), pentakis(cyano-.kappa.C)nitrosyl-, sodium (1:2), (OC-6-22)- | 195271 | 60530
Magnesate(2-), [[N,N'-1,2-ethanediylbis[N-[(carboxy-.kappa.O)methyl]glycinato-.kappa.N,.kappa.O]](4-)]-, sodium (1:2), (OC-6-21)- | 195263 | 60531
Cadmate(2-), tetrakis(cyano-.kappa.C)-, potassium (1:2), (T-4)- | 195255 | 60532
3(2H)-Furanone, 2,5-dimethyl- | 195230 | 60533
Thiosulfate (S2O32-) | 195222 | 60534
Sulfuric acid, dysprosium(3+) salt (3:2) | 195206 | 60535
Disulfide, bis(4-methoxy-2-nitrophenyl) | 195198 | 60536
4,7-Methano-1H-inden-5-ol, octahydro-, 5-acetate, (3aR,4S,5R,7S,7aR)-rel- | 195172 | 60537
Phenol, 2,2'-methylenebis[4,6-bis(1,1-dimethylethyl)- | 195164 | 60538
1-Hexanone, 1-(2-furanyl)- | 195156 | 60539
Octadecanoic acid, 10-(sulfooxy)-, 1,1',1''-(1,2,3-propanetriyl) ester, sodium salt (1:3) | 195131 | 60540
Benzenesulfonic acid, 4-dodecyl-, ammonium salt (1:1) | 195115 | 60541
1H-Isoindol-1-one, 3-amino- | 195107 | 60542
1-Phenanthrenecarboxylic acid, 1,2,3,4,4a,4b,5,6,10,10a-decahydro-1,4a-dimethyl-7-(1-methylethyl)-, sodium salt (1:1), (1R,4aR,4bR,10aR)- | 195099 | 60543
9-Octadecen-1-amine, N,N-dimethyl-, N-oxide, (9Z)- | 195073 | 60544
1H-Imidazolium, 1-(carboxymethyl)-4,5-dihydro-1-(2-hydroxyethyl)-2-undecyl-, hydroxide, sodium salt (1:1:2) | 195057 | 60545
Octadecanoic acid, 9-(sulfooxy)-, 1-butyl ester, sodium salt (1:1) | 195032 | 60546
2,1-Benzisothiazol-3-amine, 5-nitro- | 195016 | 60547
Perchloric acid, cerium(4+) salt (4:1) | 195008 | 60548
Acetic acid, 2,2'-[methylenebis(thio)]bis-, 1,1'-dibutyl ester | 194993 | 60549
Phosphoric acid, zinc salt (1:1) | 194985 | 60550
Phosphonic acid, zinc salt (1:1) | 194977 | 60551
Manganese, [29H,31H-phthalocyaninato(2-)-.kappa.N29,.kappa.N30,.kappa.N31,.kappa.N32]-, (SP-4-1)- | 194969 | 60552
Zinc, bis(N,N-diethylcarbamodithioato-.kappa.S,.kappa.S')-, (T-4)- | 194951 | 60553
Palladium, diamminedichloro- | 194944 | 60554
Phosphoric acid, barium salt (2:1) | 187179 | 60555
Sulfurous acid, silver(1+) salt (1:2) | 187161 | 60556
Diphosphoric acid, silver(1+) salt (1:4) | 187153 | 60557
Perchloric acid, barium salt (2:1) | 187146 | 60558
Nitrous acid, barium salt (2:1) | 187138 | 60559
Silane, tetraiodo- | 187120 | 60560
Silane, chloro- | 187112 | 60561
Disilane, 1,1,1,2,2,2-hexachloro- | 187104 | 60562
Silane, bromotrichloro- | 187096 | 60563
Sulfuric acid, scandium(3+) salt (3:2) | 187088 | 60564
Nitric acid, scandium(3+) salt (3:1) | 187070 | 60565
Scandium bromide (ScBr3) | 187062 | 60566
Indium chloride (InCl) | 187054 | 60567
Indium bromide (InBr3) | 187047 | 60568
Hydroxylamine, nitrate (1:1) | 187039 | 60569
Hydrazine, nitrate (1:1) | 187021 | 60570
Sulfuric acid, indium(3+) salt (3:2) | 187013 | 60571
Hydrazine, sulfate (2:1) | 187005 | 60572
Aurate(1-), tetrabromo-, rubidium (1:1), (SP-4-1)- | 186999 | 60573
Arsenic acid (H3AsO4), strontium salt (2:3) | 186981 | 60574
Diarsenic acid, tetrasodium salt | 186973 | 60575
Arsenic acid (H3AsO4), sodium salt (1:3) | 186965 | 60576
Arsenenous acid, potassium salt (1:1) | 186957 | 60577
Phenol, 4,4'-(1,1-dimethyl-3-methylene-1,3-propanediyl)bis- | 186940 | 60578
Carbonochloridothioic acid, S-phenyl ester | 186932 | 60579
2-Imidazolidinone, 4,5-dimethoxy-1,3-dimethyl- | 186924 | 60580
1-Phenanthrenecarboxylic acid, 1,2,3,4,4a,4b,5,6,10,10a-decahydro-1,4a-dimethyl-7-(1-methylethyl)-, calcium salt (2:1), (1R,4aR,4bR,10aR)- | 186916 | 60581
Titanium oxide (TiO2) | 186908 | 60582
Chromate(3-), bis[3-[2-[4,5-dihydro-3-methyl-5-(oxo-.kappa.O)-1-phenyl-1H-pyrazol-4-yl]diazenyl-.kappa.N1]-2-(hydroxy-.kappa.O)-5-nitrobenzenesulfonato(3-)]-, hydrogen (1:3) | 186890 | 60583
Zinc, bis[1-(hydroxy-.kappa.O)-2(1H)-pyridinethionato-.kappa.S2]-, (T-4)- | 186882 | 60584
Iron carbonyl (Fe(CO)5), (TB-5-11)- | 186874 | 60585
Nickel carbonyl (Ni(CO)4), (T-4)- | 186866 | 60586
Arsenic acid (H3AsO4), ammonium salt (1:1) | 186858 | 60587
Nickel iodide (NiI2) | 186841 | 60588
Nickel bromide (NiBr2) | 186833 | 60589
Boric acid (HBO2) | 186825 | 60590
3H-Pyrazol-3-one, 4-[2-(2-chloro-4-nitrophenyl)diazenyl]-2,4-dihydro-5-methyl-2-phenyl- | 186817 | 60591
Permanganic acid (HMnO4), cesium salt (1:1) | 186809 | 60592
Phosphoric acid, cobalt(2+) salt (2:3) | 186791 | 60593
Perchloric acid, cobalt(2+) salt (2:1) | 186783 | 60594
Chromic acid (H2CrO4), cobalt(2+) salt (1:1) | 186775 | 60595
Iodic acid (HIO3), potassium salt (2:1) | 186767 | 60596
Platinum bromide (PtBr2) | 186759 | 60597
Phosphorous triiodide | 186742 | 60598
Hypodiphosphorous tetraiodide | 186734 | 60599
Platinum chloride (PtCl4), (SP-4-1)- | 186726 | 60600
Sulfuric acid, cerium(3+) salt (3:2) | 186718 | 60601
Perchloric acid, cesium salt (1:1) | 186700 | 60602
Iodic acid (HIO3), cesium salt (1:1) | 186692 | 60603
Chromic acid (H2CrO4), cesium salt (1:2) | 186684 | 60604
Cerium tungsten oxide (Ce2W3O12) | 186676 | 60605
Cerium molybdenum oxide (Ce2Mo3O12) | 186668 | 60606
Sulfurous acid, lithium salt (1:2) | 186650 | 60607
Silicic acid (H4SiO4), lithium salt (1:4) | 186643 | 60608
Phosphoric acid, lithium salt (1:1) | 186635 | 60609
Boric acid (HBO2), lithium salt (1:1) | 186627 | 60610
Diphosphoric acid, lead(2+) salt (1:2) | 186619 | 60611
Thorium bromide (ThBr4) | 186601 | 60612
Thallium chloride (TlCl3) | 186593 | 60613
Diarsenic acid | 186585 | 60614
Titanium silicide (Ti5Si3) | 178731 | 60615
Tantalum silicide (Ta5Si3) | 178723 | 60616
Yttrium silicide (YSi2) | 178715 | 60617
Thorium silicide (ThSi2) | 178707 | 60618
Tungsten selenide (WSe2) | 178699 | 60619
Titanium selenide (TiSe2) | 178681 | 60620
Samarium sulfide (Sm2S3) | 178673 | 60621
Rhodium sulfide (Rh2S3) | 178665 | 60622
Rhenium telluride (ReTe2) | 178657 | 60623
Praseodymium silicide (PrSi2) | 178640 | 60624
Antimony, compd. with praseodymium (1:1) | 178632 | 60625
Vanadium phosphide (VP) | 178624 | 60626
Samarium phosphide (SmP) | 178616 | 60627
Praseodymium phosphide (PrP) | 178608 | 60628
Lead oxide sulfate (Pb5O4(SO4)) | 178590 | 60629
Strontium tantalum oxide (SrTa2O6) | 178582 | 60630
Lead tantalum oxide (PbTa2O6) | 178574 | 60631
Germanium nitride (Ge3N4) | 178566 | 60632
Germanium selenide (GeSe2) | 178558 | 60633
Germanium selenide (GeSe) | 178541 | 60634
Gadolinium oxide (Gd2O3) | 178533 | 60635
Antimony, compd. with gallium (1:1) | 178525 | 60636
Gallium phosphide (GaP) | 178517 | 60637
Iron yttrium oxide (Fe5Y3O12) | 178509 | 60638
Iron zinc oxide (Fe2ZnO4) | 178491 | 60639
Silicate(2-), hexafluoro-, iron(3+) (3:2) | 178483 | 60640
Silicate(2-), hexafluoro-, copper(2+) (1:1) | 178475 | 60641
Erbium oxide (Er2O3) | 178467 | 60642
Strontium titanium oxide (SrTiO3) | 178459 | 60643
Samarium oxide (Sm2O3) | 178442 | 60644
Scandium oxide (Sc2O3) | 178434 | 60645
Rhenium oxide (Re2O3) | 178426 | 60646
Lead zirconium oxide (PbZrO3) | 178418 | 60647
Lead titanium oxide (PbTiO3) | 178400 | 60648
Lead oxide (Pb2O) | 178392 | 60649
Niobium rubidium oxide (NbRbO3) | 178384 | 60650
Nickel silicide (Ni2Si) | 178376 | 60651
Antimony, compd. with sodium (1:3) | 178368 | 60652
Sodium phosphide (Na3P) | 178350 | 60653
Stannate (SnO32-), sodium (1:2) | 178343 | 60654
Tungsten nitride (WN) | 178335 | 60655
Molybdenum telluride (MoTe2) | 178327 | 60656
Molybdenum selenide (MoSe2) | 178319 | 60657
Antimony, compd. with magnesium (2:3) | 178301 | 60658
Magnesium phosphide (Mg3P2) | 178293 | 60659
Magnesium nitride (Mg3N2) | 178285 | 60660
Antimony, compd. with lithium (1:3) | 178277 | 60661
Lithium phosphide (Li3P) | 178269 | 60662
Lithium oxide (Li2O) | 178251 | 60663
Lithium manganese oxide (LiMn2O4) | 178244 | 60664
Lanthanum silicide (LaSi2) | 178236 | 60665
Potassium titanium oxide (K2Ti6O13) | 178228 | 60666
Indium selenide (In2Se3) | 178210 | 60667
Holmium oxide (Ho2O3) | 178202 | 60668
Hafnium titanium oxide (HfTiO4) | 178194 | 60669
Hafnium oxide (HfO2) | 178186 | 60670
Vanadate (V10O286-), ammonium sodium (1:4:2) | 178178 | 60671
Molybdate (Mo7O246-), hexaammonium, tetrahydrate | 178160 | 60672
Tin hydroxide (Sn(OH)4), (T-4)- | 178152 | 60673
Terbium hydroxide (Tb(OH)3) | 178145 | 60674
Holmium hydroxide (Ho(OH)3) | 178137 | 60675
Nickel hydroxide (Ni(OH)2) | 178129 | 60676
Antimony, compd. with copper (1:3) | 178111 | 60677
Cesium niobium oxide (CsNbO3) | 178103 | 60678
Chromium telluride (Cr2Te3) | 178095 | 60679
Aluminum, (2,4-pentanedionato-.kappa.O2,.kappa.O4)bis(2-propanolato)-, (T-4)- | 203711 | 60680
2-Propenoic acid, 3,3'-(1,4-phenylene)bis- | 203703 | 60681
Phosphoric acid, dibutyl ester, sodium salt (1:1) | 203695 | 60682
Benzenamine, 4,4'-methylenebis[2-methyl-6-(1-methylethyl)- | 203687 | 60683
14H-Anthra[2,1,9-mna]thioxanthen-14-one | 203679 | 60684
Zinc, bis[2-(hydroxy-.kappa.O)benzoato-.kappa.O]-, (T-4)- | 203653 | 60685
1-Naphthalenesulfonic acid, 3-hydroxy-4-[2-(2-hydroxy-1-naphthalenyl)diazenyl]-7-nitro- | 203646 | 60686
Phosphinic acid, P-phenyl-, potassium salt (1:1) | 203638 | 60687
Tetradecanoic acid, zinc salt (2:1) | 203620 | 60688
Tetradecanoic acid, octyl ester | 203612 | 60689
Hexadecanamide, N-(9Z)-9-octadecen-1-yl- | 203604 | 60690
Heptanoic acid, 3-methyl-, 1-methylpropyl ester | 203596 | 60691
Benzenepropanal, .beta.-methyl- | 203588 | 60692
1H-Indene-5-carboxylic acid, 2,3-dihydro-2-[6-(6-methyl-7-sulfo-2-benzothiazolyl)-2-quinolinyl]-1,3-dioxo-, sodium salt (1:2) | 203570 | 60693
Oxirane, 2-[(octadecyloxy)methyl]- | 203562 | 60694
1,4-Benzenediamine, sulfate (1:1) | 203554 | 60695
Benzenediazonium, 3-methoxy-4-(1-pyrrolidinyl)-, trichlorozincate(1-) (1:1) | 203547 | 60696
Benzamide, N,N'-(ethoxymethylsilylene)bis[N-methyl- | 203539 | 60697
2,4-Imidazolidinedione, 3-(hydroxymethyl)-5,5-dimethyl- | 203521 | 60698
2-Propanol, 1-butoxy-3-chloro- | 203513 | 60699
2-Propanol, 1-chloro-3-(hexyloxy)- | 203505 | 60700
Sulfuric acid, thallium(3+) salt (3:2) | 203497 | 60701
Bicyclo[2.2.1]hept-2-ene, 5-ethylidene- | 203489 | 60702
Propanoic acid, 3-mercapto-, butyl ester | 203463 | 60703
Pyridinium, 3-methyl-1-(phenylmethyl)-, chloride (1:1) | 203455 | 60704
Benzene, (2-propen-1-ylsulfonyl)- | 203430 | 60705
Ethanesulfonic acid, 2,2'-dithiobis-, sodium salt (1:2) | 203422 | 60706
1H-Pyrrole-2,5-dione, 1-[4-(2-phenyldiazenyl)phenyl]- | 203414 | 60707
Acetamide, N-[2-(acetyloxy)ethyl]- | 203398 | 60708
2-Pyridineacetic acid, hydrochloride (1:1) | 203380 | 60709
2-Propanol, 1,3-bis(2-propyn-1-yloxy)- | 203356 | 60710
Benzoxazole, 5-methyl-2-(4-methylphenyl)- | 203349 | 60711
Phenol, 4-methyl-2-(1-methylcyclohexyl)- | 203323 | 60712
1,4-Methanonaphthalene-5,8-diol, 1,2,3,4-tetrahydro- | 203315 | 60713
Ferrate(1-), tris[(1,2-naphthalenedione-.kappa.O2) 1-(oximato-.kappa.O)]-, sodium (1:1) | 203307 | 60714
Cuprate(4-), [.mu.-[[6,6'-[[3,3'-di(hydroxy-.kappa.O)[1,1'-biphenyl]-4,4'-diyl]bis(2,1-diazenediyl-.kappa.N1)]bis[4-amino-5-(hydroxy-.kappa.O)-1,3-naphthalenedisulfonato]](8-)]]di-, sodium (1:4) | 203299 | 60715
Morpholine, 4,4'-tetrathiobis- | 203273 | 60716
1,2-Butanedithiol | 203265 | 60717
Carbamimidothioic acid, 2-(dimethylamino)ethyl ester, hydrochloride (1:2) | 203240 | 60718
2-Butenedioic acid, 2-phenyl-, (2Z)- | 203232 | 60719
Benzenesulfonic acid, 4-methyl-, potassium salt (1:1) | 203216 | 60720
Octadecanamide, N,N'-1,4-phenylenebis- | 203208 | 60721
Benzenaminium, N,N,N-trimethyl-, benzenesulfonate (1:1) | 203182 | 60722
Benzamide, N-(3-aminophenyl)- | 203174 | 60723
Ethanesulfonyl fluoride, 2-[1-[difluoro[(1,2,2-trifluoroethenyl)oxy]methyl]-1,2,2,2-tetrafluoroethoxy]-1,1,2,2-tetrafluoro- | 203158 | 60724
2-Propenoic acid, 3-phenyl-, potassium salt (1:1) | 203133 | 60725
Benzenamine, 3-methyl-4-(1-pyrrolidinyl)- | 203125 | 60726
Benzenamine, 3-methoxy-4-(1-pyrrolidinyl)- | 203117 | 60727
1-Butanaminium, N,N,N-tributyl-, 2-propenoate (1:1) | 203109 | 60728
Cuprate(2-), [2-hydroxy-5-[2-[4'-[2-[2-(hydroxy-.kappa.O)-6-hydroxy-3-[2-[2-(hydroxy-.kappa.O)-5-sulfophenyl]diazenyl-.kappa.N1]phenyl]diazenyl][1,1'-biphenyl]-4-yl]diazenyl]benzoato(4-)]-, sodium (1:2) | 203083 | 60729
Cuprate(3-), [2-[(4,6-dichloro-1,3,5-triazin-2-yl)amino]-5-(hydroxy-.kappa.O)-6-[2-[2-(hydroxy-.kappa.O)-5-sulfophenyl]diazenyl-.kappa.N1]-1,7-naphthalenedisulfonato(5-)]-, hydrogen (1:3) | 203075 | 60730
Phosphoric acid, potassium salt (1:?) | 203059 | 60731
Aurate(1-), tetrabromo-, potassium (1:1), (SP-4-1)- | 194936 | 60732
Terbium, tris(1-phenyl-1,3-butanedionato-.kappa.O1,.kappa.O3)- | 194928 | 60733
Iron, tris(1-phenyl-1,3-butanedionato-.kappa.O1,.kappa.O3)- | 194910 | 60734
Benzenemethanamine, N-ethyl- | 194894 | 60735
Zinc, [29H,31H-phthalocyaninato(2-)-.kappa.N29,.kappa.N30,.kappa.N31,.kappa.N32]-, (SP-4-1)- | 194886 | 60736
Iron, tris[N-(hydroxy-.kappa.O)-N-(nitroso-.kappa.O)benzenaminato]- | 194878 | 60737
3-Nonen-2-one | 194852 | 60738
Benzoic acid, 4-nitro-, pentyl ester | 194845 | 60739
Benzoic acid, 4-amino-, octyl ester | 194837 | 60740
Benzene, 1,1',1''-(azidomethylidyne)tris- | 194829 | 60741
Butanedioic acid, 2,3-dihydroxy- (2R,3R)-, ammonium salt (1:?) | 194811 | 60742
Chromic acid (H2CrO4), lithium salt (1:2) | 194803 | 60743
Chromic acid (H2Cr2O7), calcium salt (1:1) | 194795 | 60744
C.I. Pigment Green 36 | 194787 | 60745
Phosphoric acid, neodymium(3+) salt (1:1) | 194779 | 60746
1,4-Benzenedicarboxylic acid, 2,5-bis(phenylamino)-, 1,4-diethyl ester | 194761 | 60747
Benzene, 1-(chloromethyl)-4-(phenylmethyl)- | 194753 | 60748
1H-Pyrazole, 3-(4-chlorophenyl)-4,5-dihydro-1-[4-(methylsulfonyl)phenyl]- | 194746 | 60749
Benzo[b]thiophen-3(2H)-one, 4,7-dichloro-2-(4,7-dichloro-3-oxobenzo[b]thien-2(3H)-ylidene)- | 194738 | 60750
2-Furanmethanol, .alpha.-pentyl- | 194720 | 60751
Potassium vanadium oxide (K3VO4) | 194712 | 60752
Benzene, [2-(2-propen-1-yloxy)ethyl]- | 194704 | 60753
Butanoic acid, ammonium salt (1:1) | 194696 | 60754
Platinum, diamminebis(nitrito-.kappa.N)- | 194688 | 60755
Rhenium, decacarbonyldi-, (Re-Re) | 194670 | 60756
Cuprate(1-), [29H,31H-phthalocyanine-2-sulfonato(3-)-.kappa.N29,.kappa.N30,.kappa.N31,.kappa.N32]-, sodium (1:1), (SP-4-2)- | 194662 | 60757
Cobaltate(4-), [29H,31H-phthalocyanine-2,9,16,23-tetrasulfonato(6-)-.kappa.N29,.kappa.N30,.kappa.N31,.kappa.N32]-, hydrogen (1:4), (SP-4-1)- | 194654 | 60758
Ruthenium, tris(2,4-pentanedionato-.kappa.O2,.kappa.O4)-, (OC-6-11)- | 194647 | 60759
Rhodium, tris(2,4-pentanedionato-.kappa.O2,.kappa.O4)-, (OC-6-11)- | 194639 | 60760
Manganese, tris(2,4-pentanedionato-.kappa.O2,.kappa.O4)-, (OC-6-11)- | 194621 | 60761
Sulfuric acid, aluminum cesium salt (2:1:1) | 194613 | 60762
Silicic acid (H2SiO3), calcium zirconium(4+) salt (4:2:1) | 194605 | 60763
Copper, bis[ethyl 3-(oxo-.kappa.O)butanoato-.kappa.O']- | 194597 | 60764
Lanthanum, tris[2-(hydroxy-.kappa.O)benzaldehydato-.kappa.O]- | 194589 | 60765
Borate(1-), tetrafluoro-, lithium (1:1) | 194571 | 60766
Copper(2+), tetraammine-, sulfate (1:1) | 194563 | 60767
Nonanoic acid, 2-ethyl- | 194555 | 60768
Octadecanoic acid, 2-ethyl- | 194548 | 60769
1,3-Benzodioxol-5-amine | 194506 | 60770
1-Pentyne, 5-chloro- | 194498 | 60771
Nickel, bis(N,N-diethylcarbamodithioato-.kappa.S,.kappa.S')-, (SP-4-1)- | 194480 | 60772
Phosphate | 194464 | 60773
Cuprate(2-), tris(cyano-.kappa.C)-, sodium (1:2) | 194456 | 60774
Nickel, dichlorobis(triphenylphosphine)- | 194449 | 60775
[1,1'-Biphenyl]-4,4'-bis(diazonium), 3,3'-dimethoxy-, (T-4)-tetrachlorozincate(2-) (1:1) | 194431 | 60776
Benzenediazonium, 4-cyano-2,5-dimethoxy-, (T-4)-tetrachlorozincate(2-) (2:1) | 194423 | 60777
Benzenediazonium, 2-chloro-, (T-4)-tetrachlorozincate(2-) (2:1) | 194415 | 60778
Benzenediazonium, 3,5-bis(trifluoromethyl)-, (T-4)-tetrachlorozincate(2-) (2:1) | 194407 | 60779
Iron(2+), tris(2,2'-bipyridine-.kappa.N1,.kappa.N1')-, (OC-6-11)-, sulfate (1:1) | 194381 | 60780
Cuprate(3-), tetrakis(cyano-.kappa.C)-, potassium (1:3), (T-4)- | 194373 | 60781
Aurate(1-), tetrakis(cyano-.kappa.C)-, potassium (1:1), (SP-4-1)- | 194365 | 60782
Ethanol, 2-butoxy-, 1-(dihydrogen phosphate) | 194357 | 60783
Ethanol, 2-butoxy-, 1,1'-(hydrogen phosphate) | 194340 | 60784
Phosphonic acid, P,P',P''-[nitrilotris(methylene)]tris-, compd. with 2,2',2''-nitrilotris[ethanol] (1:1) | 194332 | 60785
Ethanedioic acid, ammonium salt (1:?) | 194324 | 60786
Sulfonium, dodecylethylmethyl-, chloride (1:1) | 194290 | 60787
1-Propanaminium, 3-[[9,10-dihydro-4-(methylamino)-9,10-dioxo-1-anthracenyl]amino]-N,N,N-trimethyl-, methyl sulfate (1:1) | 194274 | 60788
Gold chloride (AuCl3) | 186577 | 60789
Telluric acid (H2TeO4), ammonium salt (1:2) | 186569 | 60790
Tellurium oxide (TeO3) | 186544 | 60791
Tantalum bromide (TaBr5) | 186536 | 60792
Strontium tungsten oxide (SrWO4) | 186528 | 60793
Sulfurous acid, strontium salt (1:1) | 186510 | 60794
Silicic acid (H2SiO3), strontium salt (1:1) | 186502 | 60795
Phosphoric acid, strontium salt (1:1) | 186494 | 60796
Perchloric acid, strontium salt (2:1) | 186486 | 60797
Germane, tetrabromo- | 186460 | 60798
Gallium iodide (GaI3) | 186452 | 60799
Gallium chloride (GaCl3) | 186445 | 60800
Gallium bromide (GaBr3) | 186437 | 60801
Pyridine, 4-[2-(1-piperidinyl)ethyl]- | 186429 | 60802
Iodic acid (HIO3), rubidium salt (1:1) | 186403 | 60803
Rubidium fluoride (RbF) | 186395 | 60804
Chromic acid (H2CrO4), rubidium salt (1:2) | 186387 | 60805
Molybdenum bromide (MoBr3) | 186379 | 60806
Molybdate (MoO42-), potassium (1:2), (T-4)- | 186361 | 60807
Nitrous acid, ammonium salt (1:1) | 186353 | 60808
Diphosphoric acid, manganese(2+) salt (1:2) | 186346 | 60809
Iodic acid (HIO3), ammonium salt (1:1) | 186338 | 60810
Manganese bromide (MnBr2) | 186320 | 60811
Peroxydisulfuric acid ([(HO)S(O)2]2O2) | 186312 | 60812
Palladium fluoride (PdF2) | 186304 | 60813
Palladium bromide (PdBr2) | 186296 | 60814
Osmium chloride (OsCl3) | 186288 | 60815
Sulfuric acid, manganese(3+) salt (3:2) | 186270 | 60816
Periodic acid (HIO4) | 186262 | 60817
Pentane, 1-(1-ethoxyethoxy)- | 186254 | 60818
Guanidine, N,N,N',N',N''-pentaethyl- | 186239 | 60819
2,5-Cyclohexadiene-1,4-dione, 2,5-dichloro-3,6-dihydroxy-, barium salt (1:1) | 186213 | 60820
Acetamide, N-(trimethylsilyl)- | 186205 | 60821
Hexanoic acid, 2-ethyl-, manganese(2+) salt (2:1) | 186189 | 60822
9,10-Anthracenedione, 1-amino-2,4-dichloro- | 186163 | 60823
Hydrazinecarbothioamide, N-ethyl- | 186155 | 60824
Tetradecanoic acid, potassium salt (1:1) | 186148 | 60825
Benzamide, 4-bromo-3,5-dihydroxy- | 186122 | 60826
Acetamide, N-(2-hydroxy-4-methylphenyl)- | 186114 | 60827
Copper(2+), bis(1,2-ethanediamine-.kappa.N,.kappa.N')-, (SP-4-1)- | 186106 | 60828
Lead azide (Pb(N3)2) | 186098 | 60829
Phenol, 2-cyclohexyl-, 1,1',1''-phosphite | 186080 | 60830
Chromic acid (H2CrO4), magnesium salt (1:1) | 186072 | 60831
1,3-Benzenediol, compd. with 1,3,5,7-tetraazatricyclo[3.3.1.13,7]decane (1:1) | 186064 | 60832
Cobinamide, Co-hydroxy-, f-(dihydrogen phosphate), inner salt, 3'-ester with (5,6-dimethyl-1-.alpha.-D-ribofuranosyl-1H-benzimidazole-.kappa.N3) | 186056 | 60833
2-Hexenoic acid, (2E)- | 186049 | 60834
Butanedioic acid, 2-sulfo-, sodium salt (1:3) | 186031 | 60835
Ethanedioic acid, scandium(3+) salt (3:2) | 186023 | 60836
1-Tetradecanol, 1-(hydrogen sulfate), potassium salt (1:1) | 186015 | 60837
Aluminum, (octadecanoato-.kappa.O)oxo- | 186007 | 60838
1H-Naphth[2,3-f]isoindole-1,5,10-trione, 3,4,11-triamino- | 185991 | 60839
1H-Naphth[2,3-f]isoindole-1,5,10-trione, 4,11-diamino-2,3-dihydro-3-imino-2-(3-methoxypropyl)- | 185983 | 60840
1-Octanesulfonamide, N-[3-(dimethylamino)propyl]-1,1,2,2,3,3,4,4,5,5,6,6,7,7,8,8,8-heptadecafluoro- | 185975 | 60841
Naphtho[1,2-d]thiazole-2(1H)-thione, 1-ethyl- | 185967 | 60842
2(3H)-Thiazolethione, 4-methyl-5-nitro- | 185959 | 60843
Benzo[b]thiophen-4(5H)-one, 6,7-dihydro- | 185934 | 60844
Chromium nitride (Cr2N) | 178087 | 60845
Chromium magnesium oxide (Cr2MgO4) | 178079 | 60846
Chromium selenide (CrSe) | 178061 | 60847
Antimony, compd. with chromium (1:1) | 178053 | 60848
Antimony, compd. with cobalt (1:1) | 178046 | 60849
Cobalt iron oxide (CoFe2O4) | 178038 | 60850
Calcium titanium oxide (CaTiO3) | 178020 | 60851
Bismuth zirconium oxide (Bi2Zr3O9) | 178012 | 60852
Bismuth titanium oxide (Bi2Ti2O7) | 178004 | 60853
Bismuth oxide (Bi2O4) | 177998 | 60854
Bismuth, compd. with magnesium (2:3) | 177980 | 60855
Bismuth, compd. with thallium (1:1) | 177972 | 60856
Bismuth, compd. with praseodymium (1:1) | 177964 | 60857
Bismuth, compd. with lead (1:1) | 177956 | 60858
Bismuth, compd. with lithium (1:1) | 177949 | 60859
Bismuth, compd. with potassium (1:3) | 177931 | 60860
Barium nitride (Ba3N2) | 177923 | 60861
Barium titanium oxide (BaTiO3) | 177915 | 60862
Barium, compd. with bismuth (1:3) | 177907 | 60863
Zirconium boride (ZrB12) | 177899 | 60864
Strontium boride (SrB6), (OC-6-11)- | 177881 | 60865
Barium boride (BaB6), (OC-6-11)- | 177873 | 60866
Holmium boride (HoB4), (T-4)- | 177865 | 60867
Zirconium boride (ZrB2) | 177857 | 60868
Titanium boride (TiB2) | 177840 | 60869
Vanadium boride (VB) | 177832 | 60870
Boron sulfide (BS2) | 177824 | 60871
Niobium boride (NbB) | 177816 | 60872
Manganese boride (MnB) | 177808 | 60873
Cobalt boride (Co2B) | 177790 | 60874
Zinc arsenide (ZnAs2) | 177782 | 60875
Arsenic telluride (As2Te3) | 177774 | 60876
Magnesium arsenide (Mg3As2) | 177766 | 60877
Cobalt arsenide (CoAs2) | 177758 | 60878
Praseodymium arsenide (PrAs) | 177741 | 60879
Sodium arsenide (Na3As) | 177733 | 60880
Lithium arsenide (Li3As) | 177725 | 60881
Potassium arsenide (K3As) | 177717 | 60882
Gallium arsenide phosphide (Ga2AsP) | 177709 | 60883
Iron arsenide (FeAs) | 177691 | 60884
Aluminum, compd. with thorium (3:1) | 177683 | 60885
Aluminum, compd. with yttrium (2:1) | 177675 | 60886
Aluminum telluride (Al2Te3) | 177667 | 60887
Aluminum, compd. with terbium (2:1) | 177659 | 60888
Aluminum, compd. with samarium (2:1) | 177642 | 60889
Aluminum, compd. with praseodymium (2:1) | 177634 | 60890
Aluminum, compd. with neodymium (2:1) | 177626 | 60891
Aluminum chloride hydroxide (Al2Cl(OH)5) | 177618 | 60892
Aluminum calcium oxide (Al2Ca3O6) | 177600 | 60893
Aluminum calcium oxide (Al2CaO4) | 177592 | 60894
Aluminum, compd. with iron (1:1) | 177584 | 60895
Aluminum boride (AlB12) | 177576 | 60896
Aluminum boride (AlB2) | 177568 | 60897
1,2,3-Propanetriol, phosphate | 177550 | 60898
Boric acid, calcium salt | 177543 | 60899
Silicic acid, aluminum magnesium sodium salt | 177535 | 60900
Aluminum magnesium oxide, basic | 177527 | 60901
Thallium telluride (Tl2Te3) | 177519 | 60902
Thallium telluride (TlTe) | 177501 | 60903
Terbium telluride (TbTe3) | 177493 | 60904
Strontium telluride (SrTe) | 177485 | 60905
Tin telluride (SnTe) | 177477 | 60906
Tungsten silicide (W5Si3) | 177469 | 60907
Zirconium silicide (ZrSi2) | 177451 | 60908
Ytterbium silicide (YbSi2) | 177444 | 60909
Tungsten silicide (WSi2) | 177436 | 60910
Vanadium silicide (VSi2) | 177428 | 60911
Uranium silicide (USi2) | 177410 | 60912
3,8-Dioxa-4,7-disiladecane, 4,4,7,7-tetraethoxy- | 203042 | 60913
Benzenesulfonic acid, 4-(1-methylethyl)- | 203026 | 60914
Tetrasiloxane, 1,1,1,3,5,7,7,7-octamethyl- | 203018 | 60915
Chromium, ion (Cr3+) | 203000 | 60916
2-Hexadecanamine, N,N-dimethyl- | 202986 | 60917
Acetic acid, gadolinium(3+) salt (3:1) | 202960 | 60918
Cadmium vanadium oxide (CdV2O6) | 202952 | 60919
Benzenaminium, N,N,N-trimethyl-, bromide (1:1) | 202945 | 60920
Quinolinium, 1-ethyl-2-[(3-methyl-2(3H)-benzothiazolylidene)methyl]-, iodide (1:1) | 202937 | 60921
Cyclohexanecarboxylic acid, 5-methyl-2-(1-methylethyl)-, (1R,2S,5R)- | 202929 | 60922
1-Piperazinepropanesulfonic acid, 4-(2-hydroxyethyl)- | 202911 | 60923
1,2-Ethanediol, 1-nitrate | 202903 | 60924
1-Anthracenediazonium, 9,10-dihydro-9,10-dioxo- | 202895 | 60925
Benzenediazonium, 2-methyl-4-nitro- | 202887 | 60926
Ethanol, 2-(trimethylsilyl)-, 1-acetate | 202879 | 60927
Methanaminium, N-[4-[[4-(dimethylamino)phenyl]phenylmethylene]-2,5-cyclohexadien-1-ylidene]-N-methyl-, sulfate (1:1) | 202861 | 60928
Propanal, 2-methyl-2-(methylthio)- | 202853 | 60929
Copper, [2,9,16,23-tetrachloro-29H,31H-phthalocyaninato(2-)-.kappa.N29,.kappa.N30,.kappa.N31,.kappa.N32]-, (SP-4-1)- | 202846 | 60930
Phosphonic acid, lead salt (1:?) | 202838 | 60931
Chromate(1-), chlorotrioxo-, potassium (1:1), (T-4)- | 202820 | 60932
1,3,5-Triazine-2,4(1H,3H)-dithione, 6-(diethylamino)- | 202812 | 60933
Silane, iodotrimethyl- | 202804 | 60934
Glycine, N-methyl-N-[(9Z)-1-oxo-9-octadecen-1-yl]-, calcium salt (2:1) | 202796 | 60935
2(1H)-Naphthalenone, octahydro-, (4aR,8aR)-rel- | 202788 | 60936
2-Naphthalenecarboxylic acid, 3-hydroxy-4-[2-(4-methyl-2-sulfophenyl)diazenyl]- | 202770 | 60937
2-Naphthalenecarboxylic acid, 4-[2-(5-chloro-4-methyl-2-sulfophenyl)diazenyl]-3-hydroxy- | 202762 | 60938
1,4-Butanediamine, N1,N4-dimethyl- | 202754 | 60939
Tin, bis(2,4-pentanedionato-.kappa.O2,.kappa.O4)-, (T-4)- | 202747 | 60940
Ferrate(2-), chloro[7,12-diethenyl-3,8,13,17-tetramethyl-21H,23H-porphine-2,18-dipropanoato(4-)-.kappa.N21,.kappa.N22,.kappa.N23,.kappa.N24]-, hydrogen (1:2), (SP-5-13)- | 202739 | 60941
Carbamic acid, N,N-bis(hydroxymethyl)-, 2-(2-methylpropoxy)ethyl ester | 202713 | 60942
Acetic acid, 2-(2-furanylthio)-, methyl ester | 202705 | 60943
1,5-Naphthalenedisulfonic acid, 3,3'-[carbonylbis[imino(5-methoxy-2-methyl-4,1-phenylene)-2,1-diazenediyl]]bis- | 202697 | 60944
1-Benzopyrylium, 5,6,7,8-tetrahydro-2,4-diphenyl-, perchlorate (1:1) | 202689 | 60945
Antimony, tris[N,N-bis(2-ethylhexyl)carbamodithioato-.kappa.S,.kappa.S']-, (OC-6-11)- | 202663 | 60946
Pyridinium, 3-carboxy-1-(phenylmethyl)-, inner salt | 202655 | 60947
1,2,4-Triazolidine-3,5-dione, 4-phenyl- | 202648 | 60948
Pyrazine, 2-butyl-3-methyl- | 202630 | 60949
Pyrazine, 2-methyl-3-propyl- | 202622 | 60950
1,4-Oxathiane | 202606 | 60951
Platinum, diamminediiodo-, (SP-4-2)- | 202580 | 60952
D-Fructose, 1-(dihydrogen phosphate) | 202572 | 60953
Copper, [1-chloro-29H,31H-phthalocyaninato(2-)-.kappa.N29,.kappa.N30,.kappa.N31,.kappa.N32]-, (SP-4-2)- | 202564 | 60954
Acetamide, 2-chloro-N-(2,6-diethylphenyl)-N-(methoxymethyl)- | 202549 | 60955
1,1'-Biphenyl, 2,2',6,6'-tetrachloro- | 202531 | 60956
1,2-Benzenedicarboxylic acid, sodium salt (1:2) | 202515 | 60957
Benzeneacetic acid, 3,4-dimethoxy-, methyl ester | 202499 | 60958
Propanoyl chloride, 3-(trichlorogermyl)- | 202481 | 60959
Propanoic acid, 3-(trichlorogermyl)- | 202473 | 60960
9,10-Anthracenedione, 1-[[4-(phenylsulfonyl)phenyl]amino]- | 202457 | 60961
Propanenitrile, 3-[[4-[2-(4-nitrophenyl)diazenyl]phenyl][2-[[(phenylamino)carbonyl]oxy]ethyl]amino]- | 202432 | 60962
2-Butenedioic acid (2Z)-, 1-(2-hydroxypropyl) 4-[2-(2-oxo-1-imidazolidinyl)ethyl] ester | 202416 | 60963
Phenol, 2,3,4-trichloro- | 202390 | 60964
Undecanoyl chloride, 11-bromo- | 202382 | 60965
Glycine, N,N'-1,2-ethanediylbis[N-(carboxymethyl)-, ammonium salt (1:3) | 202366 | 60966
Ethanaminium, 2-[[4-[2-(2-chloro-4-nitrophenyl)diazenyl]phenyl]ethylamino]-N,N,N-trimethyl-, methyl sulfate (1:1) | 194266 | 60967
1-Butanaminium, N,N,N-trimethyl-, chloride (1:1) | 194258 | 60968
2-Pentenal, 2-methyl-, (2E)- | 194241 | 60969
Zincate(2-), tetrakis(cyano-.kappa.C)-, potassium (1:2), (T-4)- | 194225 | 60970
Zinc, dichlorobis(thiourea-.kappa.S)-, (T-4)- | 194217 | 60971
Cadmium, bis(N,N-diethylcarbamodithioato-.kappa.S,.kappa.S')-, (T-4)- | 194209 | 60972
Benzenediazonium, 4-methoxy-2-nitro-, (T-4)-tetrachlorozincate(2-) (2:1) | 194191 | 60973
Carbamic acid, N-(hydroxymethyl)-, 1-methylethyl ester | 194175 | 60974
9,10-Anthracenedione, 1,4-bis[(1-methylethyl)amino]- | 194159 | 60975
Butanoic acid, 2-(3-pentadecylphenoxy)- | 194142 | 60976
Oxirane, 2,2'-[1,4-cyclohexanediylbis(methyleneoxymethylene)]bis- | 194134 | 60977
Ferrate(3-), hexakis(cyano-.kappa.C)-, ammonium (1:3), (OC-6-11)- | 194126 | 60978
Ferrate(3-), tris[ethanedioato(2-)-.kappa.O1,.kappa.O2]-, ammonium (1:3), (OC-6-11)- | 194118 | 60979
Nickel, tetrakis(triphenyl phosphite-.kappa.P)-, (T-4)- | 194084 | 60980
Nickelate(2-), tetrakis(cyano-.kappa.C)-, potassium (1:2), (SP-4-1)- | 194076 | 60981
Ferrate(3-), hexakis(cyano-.kappa.C)-, sodium (1:3), (OC-6-11)- | 194068 | 60982
Cobaltate(4-), hexakis(cyano-.kappa.C)-, sodium (1:4), (OC-6-11)- | 194050 | 60983
Nitric acid, nickel salt | 194043 | 60984
.alpha.-D-Galactopyranose, 2-(acetylamino)-2-deoxy- | 194027 | 60985
Copper, bis[2-(amino-.kappa.N)ethanolato-.kappa.O]- | 194019 | 60986
Aluminum chloride hydroxide (AlCl2(OH)) | 194001 | 60987
1H-Tetrazole, 5-chloro-1-phenyl- | 193987 | 60988
2-Naphthalenecarboxylic acid, 3-hydroxy-, sodium salt (1:1) | 193979 | 60989
1,3-Dioxolo[4,5-g]quinoline-7-carboxylic acid, 8-hydroxy-, ethyl ester | 193961 | 60990
2-Butenoic acid, 3-amino-, 1,1'-(1,4-butanediyl) ester | 193953 | 60991
2-Butenoic acid, 3-amino-, methyl ester | 193946 | 60992
Propanamide, 2-hydroxy-2-methyl-, sulfate (1:1) | 193938 | 60993
Phenol, 3-(3-phenoxyphenoxy)- | 193920 | 60994
Benzeneacetic acid, 4-hydroxy-, methyl ester | 193912 | 60995
2-Cyclopenten-1-one, 2-methoxy-3-methyl- | 193904 | 60996
2,4-Octanedione, 1,1,1-trifluoro-7-methyl- | 193896 | 60997
Dibenzo[b,k][1,4,7,10,13,16]hexaoxacyclooctadecin, 6,7,9,10,17,18,20,21-octahydro- | 193888 | 60998
Quinolinium, 1-ethyl-2-[5-(1-ethyl-2(1H)-quinolinylidene)-1,3-pentadien-1-yl]-, iodide (1:1) | 193870 | 60999
1,4-Benzenedicarboxylic acid, 2-methyl-, 1,4-dimethyl ester | 193862 | 61000
Benzeneethanamine, N,N-dibutyl-, hydrochloride (1:1) | 193854 | 61001
Molybdenum nickel oxide (MoNiO4) | 193847 | 61002
Nickel tungsten oxide (NiWO4) | 193839 | 61003
Manganese tungsten oxide (MnWO4) | 193821 | 61004
Disulfide, methyl phenyl | 193813 | 61005
Carbonic acid, monomethyl ester, magnesium salt (2:1) | 193805 | 61006
.beta.-Alanine, N-dodecyl-, compd. with 2,2',2''-nitrilotris[ethanol] (1:1) | 193797 | 61007
Ferrate(3-), hexakis(cyano-.kappa.C)-, magnesium (2:3), (OC-6-11)- | 193789 | 61008
Cobalt, [[2,2'-[1,2-ethanediylbis[(nitrilo-.kappa.N)methylidyne]]bis[phenolato-.kappa.O]](2-)]-, (SP-4-2)- | 193771 | 61009
Ethanol, germanium(4+) salt (4:1) | 193755 | 61010
5-Pyrimidinecarboxaldehyde, 4-amino-6-chloro- | 193748 | 61011
Pyridine, 3-(2-methylpropyl)- | 193730 | 61012
Aluminum, chloro[29H,31H-phthalocyaninato(2-)-.kappa.N29,.kappa.N30,.kappa.N31,.kappa.N32]-, (SP-5-12)- | 193722 | 61013
Phenol, 4-(dimethylamino)-3-methyl- | 193706 | 61014
3H-1,2,4-Triazole-3-thione, 2,4-dihydro-4-phenyl-5-(phenylamino)- | 193698 | 61015
1-Docosanamine | 193672 | 61016
Copper, bis(1-phenyl-1,3-butanedionato-.kappa.O1,.kappa.O3)- | 193656 | 61017
Cobalt, dibromobis(triphenylphosphine)-, (T-4)- | 193649 | 61018
Quinolinium, 1-ethyl-2-[3-(1-ethyl-2(1H)-quinolinylidene)-1-propen-1-yl]-, 4-methylbenzenesulfonate (1:1) | 193631 | 61019
Cobaltate(3-), hexakis(cyano-.kappa.C)-, cobalt(2+) (2:3), (OC-6-11)- | 193623 | 61020
Pyridine, 2,3,4,6-tetrachloro- | 193607 | 61021
1,4-Benzenediamine, N1,N1,N4,N4-tetraphenyl- | 193599 | 61022
Benzene, 1,3,5-trimethoxy-2-methyl- | 193573 | 61023
Phenol, 2-(2-methyl-2-propen-1-yl)-6-nitro- | 185926 | 61024
Benzene, 1-[(2-methyl-2-propen-1-yl)oxy]-2-nitro- | 185900 | 61025
Selenic acid, sodium salt (1:2) | 185892 | 61026
Cobalt(3+), tris(1,2-ethanediamine-.kappa.N1,.kappa.N2)-, chloride (1:3), (OC-6-11)- | 185884 | 61027
Ferrate(4-), hexakis(cyano-.kappa.C)-, (OC-6-11)- | 185876 | 61028
Acetic acid, 2-[2,4-bis(1,1-dimethylpropyl)phenoxy]- | 185850 | 61029
1-Propanol, 3-chloro-2,2-dimethyl- | 185835 | 61030
Cesium fluoride (CsF) | 185827 | 61031
9-Phosphabicyclo[4.2.1]nonane | 185819 | 61032
2-Cyclohexen-1-one, 4,4,6-trimethyl- | 185801 | 61033
1-Phenanthrenemethanol, tetradecahydro-1,4a-dimethyl-7-(1-methylethyl)-, (1R,4aR,4bS,10aR)- | 185785 | 61034
Pentanenitrile, 2,2'-(1,2-diazenediyl)bis[2-methyl- | 185777 | 61035
Acetic acid, 2,2-bis[[(dimethylamino)thioxomethyl]thio]-, methyl ester | 185769 | 61036
Azacyclotridecan-2-one, sodium salt (1:1) | 185751 | 61037
Anthra[2,1,9-mna]naphth[2,3-h]acridine-5,10,15-triol, 5,10,15-tris(hydrogen sulfate), sodium salt (1:3) | 185744 | 61038
2,7-Naphthalenedisulfonic acid, 3-[2-[4-(acetylamino)phenyl]diazenyl]-4-hydroxy-5-[(phenylsulfonyl)amino]-, sodium salt (1:2) | 185728 | 61039
4,7-Methano-5H-inden-5-one, octahydro- | 185702 | 61040
Propanenitrile, 3-[(2-hydroxyethyl)[4-[2-(2-hydroxy-4-nitrophenyl)diazenyl]-3-methylphenyl]amino]- | 185686 | 61041
2,6-Octadienal, 3,7-dimethyl-, oxime | 185678 | 61042
Silanediamine, 1-ethenyl-N,N,N',N',1-pentamethyl- | 185652 | 61043
1-Pentanamine, 2-methyl- | 185645 | 61044
Carbonic acid, sodium salt (4:5) | 185637 | 61045
2,5-Cyclohexadiene-1,4-dione, 2-methyl-, 4-oxime | 185611 | 61046
Silane, trimethyl-2-propyn-1-yl- | 185603 | 61047
Acetic acid, 2-cyano-, 2-propen-1-yl ester | 185587 | 61048
Acetic acid, 2-cyano-, 2-methylpropyl ester | 185579 | 61049
Phosphinodithioic acid, P,P-bis(2-methylpropyl)-, ammonium salt (1:1) | 185553 | 61050
Pyrazine, 3-ethyl-2,5-dimethyl- | 185546 | 61051
1-Butanamine, N-ethyl- | 185520 | 61052
1-Pentadecene | 185512 | 61053
Sulfamoyl chloride, N,N-dimethyl- | 185504 | 61054
Stannane, hydroxyoctyloxo- | 185496 | 61055
9,10-Anthracenedione, 1-(phenylthio)- | 185462 | 61056
Phenol, 4-chloro-2-cyclopentyl- | 185447 | 61057
2(4H)-Benzofuranone, 5,6,7,7a-tetrahydro-3,6-dimethyl- | 185439 | 61058
Boronic acid, B-(3-nitrophenyl)- | 185413 | 61059
1-Octadecanamine, N-(1-methylethyl)- | 185405 | 61060
Octadecanoic acid, 12-hydroxy-, sodium salt (1:1) | 185397 | 61061
Propanoic acid, 3-(methylthio)-, ethyl ester | 185371 | 61062
Beryllium hydroxide (Be(OH)2) | 185363 | 61063
9,10-Anthracenedione, 1,5-bis(dimethylamino)-4,8-dihydroxy- | 185355 | 61064
9-Octadecenoic acid (9Z)-, 1,1'-(dibutylstannylene) ester | 185330 | 61065
Molybdenum chloride (MoCl4), (T-4)- | 185322 | 61066
Aluminum, chloroethyl(2-methylpropyl)- | 185314 | 61067
Benzenamine, 3-(methylthio)-N-phenyl- | 185306 | 61068
Boron phosphate (B(PO4)) | 185298 | 61069
Silanetriamine, 1-chloro-N,N,N',N',N'',N''-hexamethyl- | 185280 | 61070
Acetic acid, 2,2,2-trichloro-, 2-mercaptoethyl ester | 185272 | 61071
1,5-Naphthalenedisulfonic acid, 3-[4-[2-[5-[(4-amino-6-chloro-1,3,5-triazin-2-yl)amino]-2-sulfophenyl]diazenyl]-4,5-dihydro-3-methyl-5-oxo-1H-pyrazol-1-yl]-, sodium salt (1:3) | 185264 | 61072
Carbonic acid, 1,1-dimethylethyl 4-nitrophenyl ester | 185256 | 61073
Mercury, (2-ethylhexanoato-.kappa.O)phenyl- | 185249 | 61074
Propanenitrile, 3-[[4-[2-(2,6-dichloro-4-nitrophenyl)diazenyl]phenyl]ethylamino]- | 185231 | 61075
Acetamide, N-[2-[2-[2-chloro-4-(methylsulfonyl)phenyl]diazenyl]-5-(diethylamino)phenyl]- | 185223 | 61076
2,7-Naphthalenedisulfonic acid, 5-amino-4-hydroxy-3-[2-(2-hydroxy-5-nitrophenyl)diazenyl]- | 185215 | 61077
Thulium silicide (TmSi2) | 177402 | 61078
Titanium silicide (TiSi2) | 177394 | 61079
Terbium silicide (TbSi2) | 177386 | 61080
Tantalum silicide (TaSi2) | 177378 | 61081
Vanadium silicide (V3Si) | 177360 | 61082
Tantalum selenide (TaSe2) | 177352 | 61083
Ytterbium selenide (YbSe) | 177345 | 61084
Thulium selenide (TmSe) | 177337 | 61085
Thallium selenide (TlSe) | 177329 | 61086
Terbium selenide (TbSe) | 177311 | 61087
Antimony, compd. with zinc (1:1) | 177303 | 61088
Antimony, compd. with ytterbium (1:1) | 177295 | 61089
Antimony, compd. with thulium (1:1) | 177287 | 61090
Antimony, compd. with terbium (1:1) | 177279 | 61091
Ytterbium sulfide (Yb2S3) | 177261 | 61092
Yttrium sulfide (Y2S3) | 177253 | 61093
Thallium sulfide (Tl2S3) | 177246 | 61094
Zirconium sulfide (ZrS2) | 177238 | 61095
Uranium sulfide (US2) | 177220 | 61096
Titanium sulfide (TiS2) | 177212 | 61097
Rhenium sulfide (Re2S7) | 177204 | 61098
Rhenium silicide (ReSi2) | 177196 | 61099
Rhenium selenide (ReSe2) | 177188 | 61100
Rhenium sulfide (ReS2) | 177170 | 61101
Antimony, compd. with rubidium (1:3) | 177162 | 61102
Platinum sulfide (PtS2) | 177154 | 61103
Platinum sulfide (PtS) | 177147 | 61104
Praseodymium sulfide (Pr2S3) | 177139 | 61105
Praseodymium telluride (PrTe3) | 177121 | 61106
Praseodymium selenide (PrSe) | 177113 | 61107
Uranium phosphide (U3P4) | 177105 | 61108
Thorium phosphide (Th3P4) | 177097 | 61109
Zinc phosphide (ZnP2) | 177089 | 61110
Zirconium phosphide (ZrP) | 177071 | 61111
Ytterbium phosphide (YbP) | 177063 | 61112
Tungsten phosphide (WP) | 177055 | 61113
Thulium phosphide (TmP) | 177048 | 61114
Titanium phosphide (TiP) | 177030 | 61115
Terbium phosphide (TbP) | 177022 | 61116
Tantalum phosphide (TaP) | 177014 | 61117
Silicon phosphate (Si3(PO4)4) | 177006 | 61118
Praseodymium oxide (Pr6O11) | 176990 | 61119
Terbium oxide (Tb4O7) | 176982 | 61120
Yttrium selenide (Y2Se3) | 176974 | 61121
Tungsten oxide (W2O5) | 176966 | 61122
Lead oxide sulfate (Pb2O(SO4)) | 176958 | 61123
Titanium zinc oxide (TiZn2O4) | 176941 | 61124
Thulium oxide (Tm2O3) | 176933 | 61125
Titanium zinc oxide (TiZnO3) | 176925 | 61126
Terbium oxide (Tb2O3) | 176917 | 61127
Strontium zirconium oxide (SrZrO3) | 176909 | 61128
Tin zinc oxide (SnZnO3) | 176891 | 61129
Rhodium oxide (Rh2O3) | 176883 | 61130
Praseodymium oxide (Pr2O3) | 176875 | 61131
Lead tin oxide (PbSnO3) | 176867 | 61132
Tungsten oxide (WO2) | 176859 | 61133
Vanadium oxide (VO2) | 176842 | 61134
Ruthenium oxide (RuO2) | 176834 | 61135
Rhenium oxide (ReO2) | 176826 | 61136
Praseodymium oxide (PrO2) | 176818 | 61137
Palladium oxide (PdO2) | 176800 | 61138
Vanadium oxide (VO) | 176792 | 61139
Titanium oxide (Ti3O) | 176784 | 61140
Platinum oxide (PtO) | 176776 | 61141
Nickel sulfide (Ni3S2) | 176768 | 61142
Nickel phosphide (Ni2P) | 176750 | 61143
Cyclohexanone, 5-methyl-2-(1-methylethylidene)- | 202341 | 61144
Methanol, 1-(diethylamino)- | 202333 | 61145
1-Propanamine, 3-(octyloxy)- | 202317 | 61146
2(1H)-Pyridinethione, 1-hydroxy-, sodium salt | 202309 | 61147
1-Butanol, magnesium salt (2:1) | 202291 | 61148
D-Glucose, 6-(dihydrogen phosphate), calcium salt (1:1) | 202283 | 61149
1-Propanesulfonic acid, 3-hydroxy- | 202267 | 61150
D-Arabinonic acid, methyl ester | 202259 | 61151
Silicic acid (H4SiO4), lead salt (1:?) | 202242 | 61152
Cyclohexanamine, 3,3,5-trimethyl- | 202226 | 61153
Silanetriamine, N,N',N''-tricyclohexyl-1-methyl- | 202218 | 61154
Telluric acid (H2TeO3), cesium salt (1:2) | 202200 | 61155
Hexanoic acid, 2,2,3,3,4,4,5,6,6,6-decafluoro-5-(trifluoromethyl)- | 202184 | 61156
Antimony, tris(N,N-dipentylcarbamodithioato-.kappa.S,.kappa.S')-, (OC-6-11)- | 202168 | 61157
Telluric acid (H2TeO4), rubidium salt (1:2) | 202143 | 61158
Telluric acid (H2TeO3), rubidium salt (1:2) | 202135 | 61159
Benzenesulfonic acid, 2,2'-(1,2-ethenediyl)bis[5-nitro-, sodium salt (1:?) | 202127 | 61160
2-Naphthalenesulfonic acid, 6-hydroxy-, sodium salt (1:?) | 202119 | 61161
.alpha.-D-Glucofuranose, 1,2-O-[(1R)-2,2,2-trichloroethylidene]- | 202101 | 61162
Titanium, hydroxy[[2,2',2''-(nitrilo-.kappa.N)tris[ethanolato-.kappa.O]](3-)]-, (TB-5-23)- | 202093 | 61163
Aluminum, tris[4-[2-[2-(hydroxy-.kappa.O)-1-naphthalenyl]diazenyl-.kappa.N1]benzenesulfonato]- | 202085 | 61164
1,3,5-Triazine-1,3,5(2H,4H,6H)-tripropanamine, N1,N1,N3,N3,N5,N5-hexamethyl- | 202077 | 61165
Phosphorodithioic acid, O,O-bis(2-ethylhexyl) ester, antimony(3+) salt (3:1) | 202069 | 61166
Phosphorodithioic acid, O,O-dipropyl ester, antimony(3+) salt (3:1) | 202051 | 61167
Glycine, N-(hydroxymethyl)- | 202044 | 61168
Benzenamine, 4-nitro-, hydrochloride (1:1) | 202036 | 61169
Phenol, 2,4-diamino-6-methyl- | 202028 | 61170
Benzoic acid, 4-(pentyloxy)- | 202010 | 61171
Octane, 3,6-dimethyl- | 202002 | 61172
Octane, 4-ethyl- | 201996 | 61173
Nonane, 5-methyl- | 201988 | 61174
2-Benzothiazolamine, 6-bromo- | 201970 | 61175
Phenol, 4-nonyl-2,6-bis(1-phenylethyl)- | 201962 | 61176
Iodate(1-), dichloro-, rubidium (1:1) | 201954 | 61177
Silicic acid (H4SiO4), sodium salt (1:?) | 201947 | 61178
2-Butenoic acid, 4,4'-[(dibutylstannylene)bis(oxy)]bis[4-oxo-, 1,1'-dipropyl ester, (2Z,2'Z)- | 201939 | 61179
Telluric acid (H2TeO4), nickel(2+) salt (1:1) | 201921 | 61180
Telluric acid (H2TeO4), cadmium salt (1:1) | 201913 | 61181
Telluric acid (H2TeO4), strontium salt (1:1) | 201905 | 61182
Telluric acid (H2TeO4), calcium salt (1:1) | 201897 | 61183
Telluric acid (H2TeO4), magnesium salt (1:1) | 201889 | 61184
Telluric acid (H2TeO4), copper(2+) salt (1:1) | 201871 | 61185
Telluric acid (H2TeO4), lithium salt (1:2) | 201863 | 61186
Telluric acid (H2TeO3), nickel(2+) salt (1:1) | 201855 | 61187
Telluric acid (H2TeO3), manganese(2+) salt (1:1) | 201848 | 61188
Telluric acid (H2TeO3), lead(2+) salt (1:1) | 201830 | 61189
Telluric acid (H2TeO3), cadmium salt (1:1) | 201822 | 61190
Telluric acid (H2TeO3), strontium salt (1:1) | 201814 | 61191
2-Butenamide, 3-amino- | 201806 | 61192
Phosphoric acid, lead(2+) salt (1:1) | 201780 | 61193
Nonanoic acid, 1,1'-(2,2-dimethyl-1,3-propanediyl) ester | 201772 | 61194
9,10-Anthracenedione, 1,4-bis[(2-phenylethyl)amino]- | 201756 | 61195
Mercury oxide (Hg2O) | 201749 | 61196
1,4-Cyclohexanediamine, cis- | 201723 | 61197
Acetamide, N-(phenyl-2,3,4,5,6-d5)- | 201715 | 61198
D-Mannitol, 1,2,3,4,5,6-hexanitrate | 201699 | 61199
2,5-Cyclohexadien-1-one, 4,4',4''-(1,2,3-cyclopropanetriylidene)tris[2,6-bis(1,1-dimethylethyl)- | 193557 | 61200
Borate(1-), tetrafluoro-, silver(1+) (1:1) | 193540 | 61201
Vanadate (VO31-), calcium (2:1) | 193532 | 61202
4,6-Nonanedione | 193516 | 61203
Borate(1-), tetrafluoro-, potassium (1:1) | 193508 | 61204
Zinc, [5,10,15,20-tetraphenyl-21H,23H-porphinato(2-)-.kappa.N21,.kappa.N22,.kappa.N23,.kappa.N24]-, (SP-4-1)- | 193490 | 61205
Acetamide, N-[5-[bis(2-hydroxyethyl)amino]-2-[2-(2-bromo-6-cyano-4-nitrophenyl)diazenyl]phenyl]- | 193474 | 61206
Acetamide, N-[3-(2,5-dihydro-5-thioxo-1H-tetrazol-1-yl)phenyl]- | 193458 | 61207
1,3,4-Thiadiazol-2-amine, 5-ethyl- | 193441 | 61208
Propanedioic acid, 2-chloro-, 1,3-diethyl ester | 193433 | 61209
Ethanol, 2-ethoxy-, magnesium salt (2:1) | 193425 | 61210
Bismuth vanadium oxide (BiVO4) | 193417 | 61211
Nickel, [29H,31H-phthalocyaninato(2-)-.kappa.N29,.kappa.N30,.kappa.N31,.kappa.N32]-, (SP-4-1)- | 193409 | 61212
Terbium, tris[4,4,4-trifluoro-1-(2-thienyl)-1,3-butanedionato-.kappa.O1,.kappa.O3]- | 193391 | 61213
Samarium, tris[4,4,4-trifluoro-1-(2-thienyl)-1,3-butanedionato-.kappa.O1,.kappa.O3]- | 193383 | 61214
Gadolinium, tris[4,4,4-trifluoro-1-(2-thienyl)-1,3-butanedionato-.kappa.O1,.kappa.O3]- | 193375 | 61215
Europium, tris[4,4,4-trifluoro-1-(2-thienyl)-1,3-butanedionato-.kappa.O1,.kappa.O3]- | 193367 | 61216
Cobaltate(3-), hexakis(cyano-.kappa.C)-, zinc (2:3), (OC-6-11)- | 193359 | 61217
2H-Pyran-3-ol, 6-ethenyltetrahydro-2,2,6-trimethyl- | 193342 | 61218
Nonanoic acid, sodium salt (1:1) | 193334 | 61219
Butanedioic acid, sodium salt (1:?) | 193326 | 61220
Boron, trihydro(tetrahydrofuran)-, (T-4)- | 193318 | 61221
Tungsten carbonyl (W(CO)6), (OC-6-11)- | 193300 | 61222
Cobaltate(3-), hexakis(cyano-.kappa.C)-, sodium (1:3), (OC-6-11)- | 193292 | 61223
Nickelate(2-), tetrakis(cyano-.kappa.C)-, sodium (1:2), (SP-4-1)- | 193284 | 61224
Ferrate(4-), hexakis(cyano-.kappa.C)-, iron(3+) (3:4), (OC-6-11)- | 193276 | 61225
Methanol, 1,1-diethoxy-, 1-acetate | 193268 | 61226
Piperidine, 4-methylbenzenesulfonate (1:1) | 193250 | 61227
Benzenamine, 4-methylbenzenesulfonate (1:1) | 193243 | 61228
1-Heptene, 2,4,4,6,6-pentamethyl- | 193235 | 61229
Zincate(2-), [[N,N'-1,2-ethanediylbis[N-[(carboxy-.kappa.O)methyl]glycinato-.kappa.N,.kappa.O]](4-)]-, sodium (1:2), (OC-6-21)- | 193227 | 61230
Cuprate(2-), [[N,N'-1,2-ethanediylbis[N-[(carboxy-.kappa.O)methyl]glycinato-.kappa.N,.kappa.O]](4-)]-, sodium (1:2), (OC-6-21)- | 193219 | 61231
Titanium, oxobis(2,4-pentanedionato-.kappa.O2,.kappa.O4)- | 193201 | 61232
Zinc, bis(2,4-pentanedionato-.kappa.O2,.kappa.O4)-, (T-4)- | 193193 | 61233
Palladium, bis(2,4-pentanedionato-.kappa.O2,.kappa.O4)-, (SP-4-1)- | 193185 | 61234
Manganese, bis(2,4-pentanedionato-.kappa.O2,.kappa.O4)- | 193177 | 61235
Cobalt, bis(2,4-pentanedionato-.kappa.O2,.kappa.O4)-, (SP-4-1)- | 193169 | 61236
Iridate(3-), hexachloro-, potassium (1:3), (OC-6-11)- | 193151 | 61237
Iron, tris(2,4-pentanedionato-.kappa.O2,.kappa.O4)-, (OC-6-11)- | 193144 | 61238
Aluminate(1-), tetrachloro-, lithium (1:1), (T-4)- | 193136 | 61239
Cobalt(3+), hexaammine-, (OC-6-11)-, acetate (1:3) | 193128 | 61240
Selenic acid, calcium salt (1:1) | 193110 | 61241
1,2-Benzenedimethanol, 1,2-diacetate | 193102 | 61242
Chromic acid (H2Cr2O7), zinc salt (1:1) | 193094 | 61243
Perchloric acid, cerium(3+) salt (3:1) | 193086 | 61244
Perchloric acid, lanthanum(3+) salt (3:1) | 193078 | 61245
Sulfamic acid, cobalt(2+) salt (2:1) | 193060 | 61246
Sulfamic acid, iron(2+) salt (2:1) | 193052 | 61247
Sulfamic acid, cadmium salt (2:1) | 193045 | 61248
Ruthenium bromide (RuBr3) | 193037 | 61249
Chloric acid, iron(3+) salt (3:1) | 193029 | 61250
Manganese molybdenum oxide (MnMoO4) | 193011 | 61251
Cadmium, bis[2-ethylhexyl 2-(mercapto-.kappa.S)acetato-.kappa.O']-, (T-4)- | 193003 | 61252
L-Aspartic acid, potassium salt (1:?) | 192997 | 61253
Silane, trichloro(2-methylbutyl)- | 192989 | 61254
[1,1'-Biphenyl]-4-carbonyl chloride | 192963 | 61255
Octadecanamide, N,N'-(iminodi-3,1-propanediyl)bis- | 192948 | 61256
Carbonimidodithioic acid, N-cyano-, di-2-propen-1-yl ester | 192930 | 61257
2-Propanamine, 2-methyl-N-methylene- | 192914 | 61258
1-Propene, trimer | 192906 | 61259
Benzenamine, 2-bromo-4-nitro- | 185207 | 61260
2-Butene, 2-bromo- | 185199 | 61261
Boron, trihydro[thiobis[methane]]-, (T-4)- | 185181 | 61262
Benzeneacetic acid, .alpha.-[(3-methoxy-1-methyl-3-oxo-1-propen-1-yl)amino]-, sodium salt (1:1), (.alpha.R)- | 185173 | 61263
Benzene, 1-chloro-2-methyl-4-nitro- | 185157 | 61264
Ethanol, 2-[(4-methylphenyl)thio]- | 185140 | 61265
Boron, (N,N-diethylbenzenamine)trihydro-, (T-4)- | 185132 | 61266
2-Propenamide, N-(1-methylundecyl)- | 185116 | 61267
Ethanol, 2-[(4-nitrophenyl)thio]- | 185108 | 61268
Tungsten chloride (WCl6), (OC-6-11)- | 185082 | 61269
2-Propenoic acid, 3-butoxy-2-hydroxypropyl ester | 185074 | 61270
Octadecanamide, N-[3-(dimethylamino)propyl]-, acetate (1:1) | 185066 | 61271
1,3-Propanediamine, N1-(2-ethylhexyl)- | 185041 | 61272
2-Pentanone, 3-chloro- | 185025 | 61273
Benzenesulfonyl chloride, 4-(acetylamino)-2,5-dimethoxy- | 185017 | 61274
1,3,4-Thiadiazol-2-amine, N-ethyl- | 184994 | 61275
1,3-Propanediamine, N1-(3-aminopropyl)-N3-[3-[(3-aminopropyl)amino]propyl]- | 184986 | 61276
Stannane, dimethylthioxo- | 184960 | 61277
Ethanaminium, 2-hydroxy-N,N,N-tris(2-hydroxyethyl)-, chloride (1:1) | 184952 | 61278
1-Propanol, 2-methyl-, sodium salt (1:1) | 184945 | 61279
4-Pyridineethanamine | 184937 | 61280
3-Penten-2-one, 4-[(trimethylsilyl)oxy]- | 184911 | 61281
1,3-Benzenediol, 2,4,6-trinitro-, magnesium salt (1:1) | 184895 | 61282
Silicic acid (H2SiO3), barium salt (1:1) | 184887 | 61283
Carbamic acid, N-[4-[(4-aminocyclohexyl)methyl]cyclohexyl]- | 184861 | 61284
2,4-Imidazolidinedione, 5-[2-(methylthio)ethyl]- | 184853 | 61285
3,6,9,12,15-Pentaoxaoctadecanoyl fluoride, 2,4,4,5,7,7,8,10,10,11,13,13,14,16,16,17,17,18,18,18-eicosafluoro-2,5,8,11,14-pentakis(trifluoromethyl)- | 184846 | 61286
Carbonochloridic acid, cyclohexyl ester | 184820 | 61287
Hexanoic acid, 2,4-dioxo-, ethyl ester | 184812 | 61288
Benzenesulfonic acid, 2-amino-5-methoxy- | 184796 | 61289
4-Imidazolidinone, 5-[2-(3-ethylnaphth[2,1-d]oxazol-2(3H)-ylidene)ethylidene]-3-heptyl-1-phenyl-2-thioxo- | 184770 | 61290
Ethanaminium, N-ethyl-N,N-dimethyl-2-[(2-methyl-1-oxo-2-propen-1-yl)oxy]-, ethyl sulfate (1:1) | 184747 | 61291
Cuprate(4-), [.mu.-[4,4'-bis[2-[6-[(3-carboxyphenyl)amino]-1-(hydroxy-.kappa.O)-3-sulfo-2-naphthalenyl]diazenyl-.kappa.N1][1,1'-biphenyl]-3,3'-di(carboxylato-.kappa.O)(8-)]]di-, sodium (1:4) | 184721 | 61292
Benzene, 1,2-bis(dibromomethyl)- | 184713 | 61293
Phenol, 4-methyl-2-nonyl- | 184705 | 61294
Lysine, 5-hydroxy-, hydrochloride (1:1) | 184689 | 61295
2-Butenoic acid, 2-methyl- | 184671 | 61296
1-Propene, 1,1-dibromo- | 184655 | 61297
Decanoic acid, 3-oxo-, ethyl ester | 184648 | 61298
2,6,10,14,18,22,26,30,34-Hexatriacontanonaen-1-ol, 3,7,11,15,19,23,27,31,35-nonamethyl-, (2E,6E,10E,14E,18E,22E,26E,30E)- | 184622 | 61299
2-Propenoic acid, 2-methyl-, zinc salt (2:1) | 184614 | 61300
Dodecanedioic acid, compd. with 1,6-hexanediamine (1:1) | 184606 | 61301
Sulfuric acid, monodecyl ester, ammonium salt (1:1) | 184572 | 61302
1-Docosanol, 1-(hydrogen sulfate), sodium salt (1:1) | 184564 | 61303
1-Eicosanol, 1-(hydrogen sulfate), sodium salt (1:1) | 184556 | 61304
2-Butenedioic acid (2Z)-, 1,1'-(dibutylstannylene) 4,4'-diethyl ester | 184531 | 61305
Phosphoric acid, 2-chloro-3-(diethylamino)-1-methyl-3-oxo-1-propenyl dimethyl ester | 184523 | 61306
Ethanone, 1-[6-(1,1-dimethylethyl)-2,3-dihydro-1,1-dimethyl-1H-inden-4-yl]- | 184515 | 61307
Hexanoic acid, 2-ethyl-, mercury(2+) salt (2:1) | 184507 | 61308
Urea, N,N'-bis[2-(2-heptadecyl-4,5-dihydro-1H-imidazol-1-yl)ethyl]- | 184499 | 61309
1,4-Benzenedicarboxylic acid, calcium salt (1:1) | 184481 | 61310
Antimony, compd. with nickel (1:1) | 176743 | 61311
Nickel titanium oxide (NiTiO3) | 176735 | 61312
Nickel oxide (NiO2) | 176727 | 61313
Neodymium telluride (Nd2Te3) | 176719 | 61314
Neodymium selenide (Nd2Se3) | 176701 | 61315
Neodymium sulfide (Nd2S3) | 176693 | 61316
Neodymium titanium oxide (Nd2Ti2O7) | 176685 | 61317
Antimony, compd. with neodymium (1:1) | 176677 | 61318
Niobium strontium oxide (Nb2SrO6) | 176669 | 61319
Lead niobium oxide (PbNb2O6) | 176651 | 61320
Niobium telluride (NbTe2) | 176644 | 61321
Niobium silicide (NbSi2) | 176636 | 61322
Niobium selenide (NbSe2) | 176628 | 61323
Niobium phosphide (NbP) | 176610 | 61324
Niobium oxide (NbO2) | 176602 | 61325
Niobium oxide (NbO) | 176594 | 61326
Nickel, compd. with niobium (1:1) | 176586 | 61327
Sodium telluride (Na2Te) | 176578 | 61328
Sodium sulfide (Na2(S4)) | 176560 | 61329
Sodium titanium oxide (Na2Ti3O7) | 176552 | 61330
Sodium titanium oxide (Na2TiO3) | 176545 | 61331
Zincate (ZnO22-), sodium (1:2) | 176537 | 61332
Lead sodium oxide (PbNa2O2) | 176529 | 61333
Sodium tantalum oxide (NaTaO3) | 176511 | 61334
Niobium sodium oxide (NbNaO3) | 176503 | 61335
Thorium nitride (Th3N4) | 176495 | 61336
Silicon nitride (Si3N4) | 176487 | 61337
Strontium nitride (Sr3N2) | 176479 | 61338
Platinate(2-), bis(nitrito-.kappa.N)[sulfato(2-)-.kappa.O,.kappa.O']-, hydrogen (1:2), (SP-4-2)- | 176461 | 61339
Palladate(2-), bis(nitrito-.kappa.N)[sulfato(2-)-.kappa.O,.kappa.O']-, hydrogen (1:2), (SP-4-2)- | 176453 | 61340
Silicon nitride oxide (Si2N2O) | 176446 | 61341
Tungsten nitride (W2N) | 176438 | 61342
Thulium nitride (TmN) | 176420 | 61343
Terbium nitride (TbN) | 176412 | 61344
Tantalum nitride (TaN) | 176404 | 61345
Silicon nitride (SiN) | 176396 | 61346
Molybdenum sulfide (MoS3) | 176388 | 61347
Molybdenum nitride (MoN) | 176370 | 61348
Manganese nitride (Mn4N) | 176362 | 61349
Antimony, compd. with manganese (1:2) | 176354 | 61350
Manganese telluride (MnTe2) | 176347 | 61351
Manganese telluride (MnTe) | 176339 | 61352
Manganese silicide (MnSi2) | 176321 | 61353
Antimony, compd. with manganese (1:1) | 176313 | 61354
Manganese phosphide (MnP) | 176305 | 61355
Manganese titanium oxide (MnTiO3) | 176297 | 61356
Manganese niobium oxide (MnNb2O6) | 176289 | 61357
Magnesium titanium oxide (Mg2TiO4) | 176271 | 61358
Magnesium telluride (MgTe) | 176263 | 61359
Magnesium sulfide (MgS) | 176255 | 61360
Magnesium titanium oxide (MgTi2O5) | 176248 | 61361
Magnesium zirconium oxide (MgZrO3) | 176230 | 61362
Magnesium titanium oxide (MgTiO3) | 176222 | 61363
Stannate (SnO32-), magnesium (1:1) | 176214 | 61364
Lutetium oxide (Lu2O3) | 176206 | 61365
Lutetium silicide (LuSi2) | 176198 | 61366
Antimony, compd. with lutetium (1:1) | 176180 | 61367
Lutetium phosphide (LuP) | 176172 | 61368
Zirconate (ZrO32-), lithium (1:2) | 176164 | 61369
Lithium titanium oxide (Li2TiO3) | 176156 | 61370
Lithium peroxide (Li2(O2)) | 176149 | 61371
Lithium tantalum oxide (LiTaO3) | 176131 | 61372
Lithium nickel oxide (LiNiO2) | 176123 | 61373
Lithium niobium oxide (LiNbO3) | 176115 | 61374
Lanthanum telluride (La2Te3) | 176107 | 61375
Lanthanum selenide (La2Se3) | 176099 | 61376
Lanthanum sulfide (La2S3) | 176081 | 61377
Nitric acid, ruthenium(3+) salt (3:1) | 201681 | 61378
Sulfuric acid, hafnium(4+) salt (2:1) | 201673 | 61379
Hydrazine, phosphate (1:1) | 201665 | 61380
1,3,5-Triazine-2,4-diamine, 6-(3-buten-1-yl)- | 201657 | 61381
Benzenepropanoic acid, 2-propen-1-yl ester | 201640 | 61382
[1,1'-Biphenyl]-4,4'-disulfonic acid, potassium salt (1:2) | 201624 | 61383
1,3-Benzenediol, 2,4,6-trinitro-, barium salt (1:1) | 201616 | 61384
2,3-Quinoxalinedione, 1,4-dihydro- | 201590 | 61385
Quinoline, 2-hydrazinyl- | 201582 | 61386
Benzenemethanaminium, N-ethyl-N-[4-[[4-[ethyl[(3-sulfophenyl)methyl]amino]phenyl](2-sulfophenyl)methylene]-2,5-cyclohexadien-1-ylidene]-3-sulfo-, inner salt, aluminum salt (3:2) | 201566 | 61387
[1,1'-Biphenyl]-3-sulfonic acid, 4'-[2-[4,5-dihydro-3-methyl-5-oxo-1-(4-sulfophenyl)-1H-pyrazol-4-yl]diazenyl]-4-[2-[4-[[(4-methylphenyl)sulfonyl]oxy]phenyl]diazenyl]-, sodium salt (1:2) | 201558 | 61388
2,7-Naphthalenedisulfonic acid, 5-(acetylamino)-3-[2-(4-dodecylphenyl)diazenyl]-4-hydroxy-, sodium salt (1:2) | 201541 | 61389
2,7-Naphthalenedisulfonic acid, 4-hydroxy-3-[2-(2-sulfophenyl)diazenyl]-5-[(2,5,6-trichloro-4-pyrimidinyl)amino]-, sodium salt (1:3) | 201533 | 61390
2-Naphthalenecarboxylic acid, 3-hydroxy-4-[2-(1-sulfo-2-naphthalenyl)diazenyl]-, strontium salt (1:1) | 201525 | 61391
Benzoic acid, 4-[2-(4,5-dihydro-3-methyl-5-oxo-1-phenyl-1H-pyrazol-4-yl)diazenyl]-, methyl ester | 201509 | 61392
C.I. Pigment Yellow 104 | 201491 | 61393
Mercury, chloro[4-[(2,4-dinitrophenyl)amino]phenyl]- | 201483 | 61394
Cerium hydroxide (Ce(OH)3) | 201475 | 61395
Benzenesulfonic acid, 4-[2-(2-hydroxy-1-naphthalenyl)diazenyl]-, barium salt (2:1) | 201442 | 61396
Phosphonic acid, decyl phenyl ester | 201426 | 61397
Nickel uranium oxide (NiU3O10) | 201418 | 61398
Sodium hydride (NaD) | 201400 | 61399
1-Propanaminium, N,N,N-tripropyl-, perchlorate (1:1) | 201392 | 61400
9H-Thioxanthen-9-one, 2-methyl- | 201384 | 61401
Dodecanoic acid, lead(2+) salt (2:1) | 201376 | 61402
2-Naphthalenecarboxylic acid, 4-[2-[4-[2-[4-[bis(2-hydroxyethyl)amino]phenyl]diazenyl]phenyl]diazenyl]-3-hydroxy- | 201368 | 61403
2-Butenedioic acid (2Z)-, 1-[2-[(2-hydroxyethyl)phenylamino]ethyl] ester | 201350 | 61404
D-Arabinonic acid, potassium salt (1:1) | 201343 | 61405
Glutamic acid, hydrochloride (1:1) | 201335 | 61406
3-Cyclohexene-1-propanol, 4-methyl-.gamma.-methylene- | 201327 | 61407
Ethanol, 2-[(4-aminophenyl)sulfonyl]-, 1-(hydrogen sulfate), sodium salt (1:1) | 201319 | 61408
2(3H)-Naphthalenone, 4,4a,5,6,7,8-hexahydro-4,4a-dimethyl-6-(1-methylethylidene)-, (4R,4aS)- | 201301 | 61409
1,4-Benzenedisulfonic acid, 2,5-dihydroxy-, potassium salt (1:2) | 201293 | 61410
1,3,2-Dioxaphosphorinane, 5,5-dimethyl-2-(phenylmethyl)-, 2-oxide | 201285 | 61411
1,2-Pyrrolidinedicarboxylic acid, 1-(1,1-dimethylethyl) ester, (2S)- | 201277 | 61412
L-Alanine, N-[(1,1-dimethylethoxy)carbonyl]- | 201269 | 61413
3-Cyclohexene-1-propanol, .gamma.,4-dimethyl- | 201251 | 61414
1,3-Diazabicyclo[3.1.0]hex-3-ene, 2,2-dimethyl-6-(4-nitrophenyl)-4-phenyl- | 201244 | 61415
Iridate(3-), hexachloro-, ammonium (1:3), (OC-6-11)- | 201236 | 61416
Lead, bis[2-(hydroxy-.kappa.O)benzoato-.kappa.O]-, (T-4)- | 201210 | 61417
Glycine, potassium salt (1:1) | 201202 | 61418
2-Propenoic acid, aluminum salt (3:1) | 201194 | 61419
Octanoyl fluoride, 2,2,3,3,4,4,5,5,6,6,7,8,8,8-tetradecafluoro-7-(trifluoromethyl)- | 201186 | 61420
Copper, [(2E,7R,11R)-3,7,11,15-tetramethyl-2-hexadecenyl (3S,4S,21R)-9-ethenyl-14-ethyl-21-(methoxycarbonyl)-4,8,13,18-tetramethyl-20-oxo-3-phorbinepropanoato(2-)-.kappa.N23,.kappa.N24,.kappa.N25,.kappa.N26]-, (SP-4-2)- | 201152 | 61421
Phenol, 4-chloro-3-methyl-, sodium salt (1:1) | 201145 | 61422
Nonanoic acid, 1,1'-[2,2-dimethyl-1-(1-methylethyl)-1,3-propanediyl] ester | 201137 | 61423
[1,1'-Biphenyl]-4,4'-diamine, 2,2',5,5'-tetrachloro- | 201111 | 61424
1,2-Propanediamine, N1,N2-diphenyl- | 201095 | 61425
Silicic acid (H4SiO4), tetracyclohexyl ester | 201087 | 61426
Phosphonous acid, P-methyl-, diethyl ester | 201061 | 61427
Quino[2,3-b]acridine-7,14-dione, 4,11-dichloro-5,6,12,13-tetrahydro- | 201053 | 61428
Ferrate(1-), [[N,N'-1,2-ethanediylbis[N-[(carboxy-.kappa.O)methyl]glycinato-.kappa.N,.kappa.O]](4-)]-, sodium (1:1), (OC-6-21)- | 201038 | 61429
Pyrazine, 2,3-diethyl- | 201012 | 61430
Zirconium iodide (ZrI4) | 192898 | 61431
Hexanoic acid, 5-oxo-, methyl ester | 192872 | 61432
Tantalum hydride (TaH) | 192849 | 61433
Niobium hydride (NbH) | 192831 | 61434
Zinc, bis(8-quinolinolato-.kappa.N1,.kappa.O8)-, (T-4)- | 192799 | 61435
Cadmium molybdenum oxide (CdMoO4) | 192781 | 61436
2-Propenoic acid, 2-methyl-, 1,1'-[(ethylimino)di-2,1-ethanediyl] ester | 192773 | 61437
Bromic acid, barium salt (2:1) | 192757 | 61438
Aurate(1-), bis(cyano-.kappa.C)-, potassium (1:1) | 192732 | 61439
Indium iodide (InI) | 192724 | 61440
Cobaltate(3-), hexakis(cyano-.kappa.C)-, potassium (1:3), (OC-6-11)- | 192682 | 61441
9-Octadecenoic acid (9Z)-, compd. with 2,2'-iminobis[ethanol] (1:1) | 192666 | 61442
Benzenediazonium, 4,4'-(1,2-ethenediyl)bis[3-sulfo-, chloride (1:2) | 192658 | 61443
2-Butanamine | 192641 | 61444
2-Dodecanamine, N,N-dimethyl- | 192625 | 61445
Carbamimidic acid, N-cyano-, ethyl ester | 192617 | 61446
Dodecanoic acid, dodecyl ester | 192609 | 61447
Ferrate(4-), hexakis(cyano-.kappa.C)-, potassium (1:4), (OC-6-11)- | 192591 | 61448
Benzene, 1-chloro-4-(dichloromethyl)- | 192583 | 61449
Periodic acid (H5IO6), sodium salt (1:3) | 192575 | 61450
Triphosphoric acid, aluminum salt (1:1) | 192567 | 61451
Molybdenum carbonyl (Mo(CO)6), (OC-6-11)- | 192559 | 61452
Benzoic acid, 2-(4-nonylbenzoyl)- | 192542 | 61453
9,10-Anthracenedione, 2-pentyl- | 192534 | 61454
Platinum(2+), tetraammine-, chloride (1:2), (SP-4-1)- | 192526 | 61455
Perchloric acid, iron(2+) salt (2:1) | 192518 | 61456
Tetrathionic acid, potassium salt (1:2) | 192500 | 61457
Vanadium, oxo[29H,31H-phthalocyaninato(2-)-.kappa.N29,.kappa.N30,.kappa.N31,.kappa.N32]-, (SP-5-12)- | 192492 | 61458
Nickel, bis(N,N-dibutylcarbamodithioato-.kappa.S,.kappa.S')-, (SP-4-1)- | 192484 | 61459
Pyrazine, 2-ethenyl-5-methyl- | 192476 | 61460
Pyrazine, 2-ethyl-3,5-dimethyl- | 192468 | 61461
Pyrazine, 2-methyl-3-(2-methylpropyl)- | 192450 | 61462
Pyrazine, 2-methyl-5-(1-methylethyl)- | 192443 | 61463
Pyrazine, 2-ethyl- | 192435 | 61464
Fayalite (Fe2(SiO4)) | 192427 | 61465
Naphtho[1,2-c]furan-1,3-dione, 3a,4,5,9b-tetrahydro-5-(tetrahydro-2,5-dioxo-3-furanyl)- | 192419 | 61466
Chromate (CrO42-) | 192401 | 61467
Cyclohexane, 1-bromo-3-methyl- | 192393 | 61468
Ruthenium iodide (RuI3) | 192385 | 61469
Phenol, 5-methoxy-2-nitroso- | 192377 | 61470
2-Hexenoic acid, methyl ester, (2E)- | 192369 | 61471
3-Hexenoic acid, methyl ester, (3E)- | 192351 | 61472
1-Octadecanesulfonic acid, sodium salt (1:1) | 192344 | 61473
Carbonochloridothioic acid, S-propyl ester | 192336 | 61474
9-Phosphabicyclo[3.3.1]nonane | 192328 | 61475
9-Phosphabicyclo[3.3.1]nonane, 9-eicosyl- | 192310 | 61476
Silane, (3-bromopropyl)trichloro- | 192294 | 61477
Acetic acid, 1,1'-dianhydride with silicic acid (H4SiO4) bis(1,1-dimethylethyl) ester | 184473 | 61478
Acetic acid, 1,1',1''-trianhydride with silicic acid (H4SiO4) mono(1,1-dimethylethyl) ester | 184465 | 61479
Acetic acid, 1,1'-dianhydride with silicic acid (H4SiO4) diethyl ester | 184457 | 61480
Aluminum, bis[4-(1,1-dimethylethyl)benzoato-.kappa.O]hydroxy- | 184440 | 61481
Benzenamine, 4-chloro-N-sulfinyl- | 184432 | 61482
Pyrimidine, 4,6-dichloro-2-methyl-5-nitro- | 184424 | 61483
Formamide, N-ethenyl- | 184416 | 61484
Xanthylium, 9-[2-(ethoxycarbonyl)phenyl]-3,6-bis(ethylamino)-2,7-dimethyl-, perchlorate (1:1) | 184408 | 61485
2-Propenoic acid, 2-methyl-, 3-chloro-2-hydroxypropyl ester | 184390 | 61486
Cyclohexanecarboxaldehyde, 2,2,6-trimethyl- | 184374 | 61487
Ethanol, 2-[2-[2-(dodecyloxy)ethoxy]ethoxy]-, 1-(hydrogen sulfate), sodium salt (1:1) | 184366 | 61488
Ethanone, 1-(2,4,4,5,5-pentamethyl-1-cyclopenten-1-yl)- | 184341 | 61489
3,6,9,12,15,18,21,24-Octaoxaheptacosanoyl fluoride, 2,4,4,5,7,7,8,10,10,11,13,13,14,16,16,17,19,19,20,22,22,23,25,25,26,26,27,27,27-nonacosafluoro-2,5,8,11,14,17,20,23-octakis(trifluoromethyl)- | 184333 | 61490
3,6,9,12,15,18,21-Heptaoxatetracosanoyl fluoride, 2,4,4,5,7,7,8,10,10,11,13,13,14,16,16,17,19,19,20,22,22,23,23,24,24,24-hexacosafluoro-2,5,8,11,14,17,20-heptakis(trifluoromethyl)- | 184325 | 61491
3,6,9,12,15,18-Hexaoxaheneicosanoyl fluoride, 2,4,4,5,7,7,8,10,10,11,13,13,14,16,16,17,19,19,20,20,21,21,21-tricosafluoro-2,5,8,11,14,17-hexakis(trifluoromethyl)- | 184317 | 61492
L-Leucine, N-[(1,1-dimethylethoxy)carbonyl]- | 184291 | 61493
L-Tryptophan, N-[(1,1-dimethylethoxy)carbonyl]- | 184283 | 61494
1,2-Benzenedicarboxamide, 4-nitro- | 184267 | 61495
Phenol, 4-(trimethylsilyl)- | 184242 | 61496
2H-Pyran, 2-[(5-chloropentyl)oxy]tetrahydro- | 184234 | 61497
Nitric acid, rubidium salt (1:1) | 184218 | 61498
5,9-Dodecadien-2-one, 6,10-dimethyl- | 184200 | 61499
Silane, diisothiocyanatodimethyl- | 184192 | 61500
Benzene, 2-methoxy-1-methyl-4-nitro- | 184176 | 61501
Propane, 1,2,2,3-tetrachloro- | 184168 | 61502
Urea, N'-methyl-N,N-diphenyl- | 184143 | 61503
Butanoic acid, (1R,2S,4R)-1,7,7-trimethylbicyclo[2.2.1]hept-2-yl ester, rel- | 184135 | 61504
2-Propen-1-aminium, N,N-diethyl-N-2-propen-1-yl-, chloride (1:1) | 184119 | 61505
Molybdate (MoO42-), ammonium (1:2), (T-4)- | 184101 | 61506
Carbonic acid, beryllium salt (1:1) | 184085 | 61507
Ethanaminium, N,N,N-trimethyl-2-[(1-oxo-2-propen-1-yl)oxy]-, methyl sulfate (1:1) | 184077 | 61508
Sulfuric acid, monododecyl ester, compd. with N,N-diethylcyclohexanamine (1:1) | 184069 | 61509
3H-Pyrazol-3-one, 2-(2,5-dichlorophenyl)-2,4-dihydro-5-methyl- | 184044 | 61510
Decanoic acid, barium salt (2:1) | 184028 | 61511
Butanoic acid, 4-mercapto- | 184010 | 61512
Nitric acid, cerium(4+) salt (4:1) | 184002 | 61513
1,6-Hexanediamine, N1,N6-diethyl- | 183996 | 61514
Phosphoric acid, magnesium salt (2:1) | 183970 | 61515
1H-Benzotriazole, 5-chloro-7-nitro- | 183962 | 61516
2H-Azepin-2-one, hexahydro-1-(hydroxymethyl)- | 183954 | 61517
Xanthylium, 9-(2-carboxyphenyl)-3,6-bis(diethylamino)-, hydroxide (1:1) | 183939 | 61518
Octadecanoic acid, 1,1'-[2,2-bis(hydroxymethyl)-1,3-propanediyl] ester | 183921 | 61519
Poly(oxy-1,2-ethanediyl), .alpha.-[2-(dodecylthio)ethyl]-.omega.-hydroxy- | 183913 | 61520
Benzenamine, 4,4'-[(1-methylethylidene)bis(4,1-phenyleneoxy)]bis- | 183897 | 61521
Pyridinium, 3-(ethoxycarbonyl)-1-(phenylmethyl)-, chloride (1:1) | 183871 | 61522
1,4-Dioxane-2,5-dione, 3,6-dimethyl-, (3R,6S)-rel- | 183855 | 61523
1,4-Dioxane-2,5-dione, 3,6-dimethyl-, (3R,6R)- | 183848 | 61524
Cyclopentanone, 2-hexyl- | 183830 | 61525
Cyclopentanone, 3-methyl-2-pentyl- | 183822 | 61526
L-Homocysteine, S-ethyl- | 183814 | 61527
Phosphorodithioic acid, S-[[(1,1-dimethylethyl)thio]methyl] O,O-diethyl ester | 183806 | 61528
Glycine, glycyl-, hydrochloride (1:1) | 183798 | 61529
2,6-Octadienoic acid, 3,7-dimethyl-, ethyl ester | 183780 | 61530
Dodecanoic acid, 1,1'-[2,2-bis[[(1-oxododecyl)oxy]methyl]-1,3-propanediyl] ester | 183772 | 61531
Lanthanum titanium oxide (La2Ti2O7) | 176073 | 61532
Lanthanum oxide sulfide (La2O2S) | 176065 | 61533
Zirconate (ZrO32-), potassium (1:2) | 176057 | 61534
Potassium titanium oxide (K2TiO3) | 176040 | 61535
Potassium tantalum oxide (KTaO3) | 176032 | 61536
Potassium superoxide (K(O2)) | 176024 | 61537
Niobium potassium oxide (NbKO3) | 176016 | 61538
Iridium oxide (IrO2) | 176008 | 61539
Indium sulfide (In2S3) | 175992 | 61540
Indium sulfide (InS) | 175984 | 61541
Iodine oxide (I2O5) | 175976 | 61542
Antimony, compd. with holmium (1:1) | 175968 | 61543
Holmium phosphide (HoP) | 175950 | 61544
Holmium nitride (HoN) | 175943 | 61545
Tungstate (W12(OH)2O386-), ammonium (1:6) | 175935 | 61546
Stannate (Sn(OH)62-), zinc (1:1), (OC-6-11)- | 175927 | 61547
Yttrium oxide silicate (Y2O(SiO4)) | 175919 | 61548
Sodium zirconium oxide silicate (Na2ZrO(SiO4)) | 175901 | 61549
Bismuth oxide silicate (Bi2O(SiO4)) | 175893 | 61550
Stannate (Sn(OH)62-), sodium (1:2), (OC-6-11)- | 175885 | 61551
Molybdate (Mo7O246-), ammonium (1:6) | 175877 | 61552
Tungstate(4-), [.mu.12-[orthosilicato(4-)-.kappa.O:.kappa.O:.kappa.O:.kappa.O':.kappa.O':.kappa.O':.kappa.O'':.kappa.O'':.kappa.O'':.kappa.O''':.kappa.O''':.kappa.O''']]tetracosa-.mu.-oxododecaoxododeca-, hydrogen (1:4) | 175869 | 61553
Ammonium iodide ((NH4)I) | 175851 | 61554
Hafnium hydroxide (Hf(OH)4), (T-4)- | 175844 | 61555
Molybdate(3-), tetracosa-.mu.-oxododecaoxo[.mu.12-[phosphato(3-)-.kappa.O:.kappa.O:.kappa.O:.kappa.O':.kappa.O':.kappa.O':.kappa.O'':.kappa.O'':.kappa.O'':.kappa.O''':.kappa.O''':.kappa.O''']]dodeca-, ammonium (1:3) | 175836 | 61556
Molybdate(3-), tetracosa-.mu.-oxododecaoxo[.mu.12-[phosphato(3-)-.kappa.O:.kappa.O:.kappa.O:.kappa.O':.kappa.O':.kappa.O':.kappa.O'':.kappa.O'':.kappa.O'':.kappa.O''':.kappa.O''':.kappa.O''']]dodeca-, hydrogen (1:3) | 175828 | 61557
Tin hydroxide (Sn(OH)2) | 175810 | 61558
Thallium hydroxide (Tl(OH)) | 175802 | 61559
Germanium telluride (GeTe) | 175794 | 61560
Germanium sulfide (GeS2) | 175786 | 61561
Germanium sulfide (GeS) | 175778 | 61562
Germanium sodium oxide (GeNa2O3) | 175760 | 61563
Germanium magnesium oxide (GeMg2O4) | 175752 | 61564
Germanate (GeO32-), magnesium (1:1) | 175745 | 61565
Gadolinium selenide (Gd2Se3) | 175737 | 61566
Gadolinium titanium oxide (Gd2Ti2O7) | 175729 | 61567
Antimony, compd. with gadolinium (1:1) | 175711 | 61568
Gadolinium phosphide (GdP) | 175703 | 61569
Gadolinium gallium oxide (Gd3Ga5O12) | 175695 | 61570
Gallium telluride (Ga2Te3) | 175687 | 61571
Gallium selenide (Ga2Se3) | 175679 | 61572
Gallium sulfide (Ga2S3) | 175661 | 61573
Gallium oxide (Ga2O3) | 175653 | 61574
Gallium telluride (GaTe) | 175646 | 61575
Gallium selenide (GaSe) | 175638 | 61576
Gallium sulfide (GaS) | 175620 | 61577
Iron strontium oxide (Fe12SrO19) | 175612 | 61578
Iron lead oxide (Fe12PbO19) | 175604 | 61579
Iron nitride (Fe4N) | 175596 | 61580
Iron phosphide (Fe3P) | 175588 | 61581
Iron strontium oxide (Fe2SrO4) | 175570 | 61582
Iron, compd. with niobium (2:1) | 175562 | 61583
Iron nitride (Fe2N) | 175554 | 61584
Iron telluride (FeTe2) | 175547 | 61585
Iron silicide (FeSi2) | 175539 | 61586
Iron silicide (FeSi) | 175521 | 61587
Antimony, compd. with iron (2:1) | 175513 | 61588
Antimony, compd. with iron (1:1) | 175505 | 61589
Iron vanadium oxide (FeV2O4) | 175497 | 61590
Iron titanium oxide (FeTiO3) | 175489 | 61591
Iron lithium oxide (FeLiO2) | 175471 | 61592
Zirconate(2-), hexafluoro-, hydrogen (1:2), (OC-6-11)- | 175463 | 61593
Europium telluride (EuTe) | 175455 | 61594
Europium selenide (EuSe) | 175448 | 61595
Europium sulfide (EuS) | 175430 | 61596
Europium nitride (EuN) | 175422 | 61597
Butanoic acid, 2-methyl-, butyl ester | 200998 | 61598
Selenious acid, manganese(2+) salt (1:1) | 200980 | 61599
Titanium, (2,4-pentanedionato-.kappa.O2,.kappa.O4)tris(2-propanolato)- | 200972 | 61600
Sulfuric acid, ammonium nickel(2+) salt (2:2:1) | 200964 | 61601
Octanoic acid, lead salt (1:?) | 200956 | 61602
Zinc(2+), tetraammine-, (T-4)-, tetrafluoroborate(1-) (1:2) | 200949 | 61603
Benzeneacetic acid, .alpha.-methyl-4-(2-methylpropyl)- | 200931 | 61604
Cadmate(2-), tetrakis(cyano-.kappa.C)-, sodium (1:2), (T-4)- | 200923 | 61605
Thiazole, 4-methyl-2-(1-methylethyl)- | 200907 | 61606
Thiazole, 2-ethyl-4-methyl- | 200899 | 61607
Borate(1-), bis[3-chloro-2-(hydroxy-.kappa.O)-5-nonylbenzenemethanolato(2-)-.kappa.O]-, sodium (1:1), (T-4)- | 200881 | 61608
Zirconium, [carbonato(2-)-.kappa.O,.kappa.O']oxo- | 200865 | 61609
Peroxide, 1,1'-cyclohexylidenebis[2-(1,1-dimethylpropyl) | 200857 | 61610
Stannane, butyltris(dodecylthio)- | 200832 | 61611
3-Phorbinepropanoic acid, 9-ethenyl-14-ethyl-21-(methoxycarbonyl)-4,8,13,18-tetramethyl-20-oxo-, (3S,4S,21R)- | 200824 | 61612
Benzenediazonium, 2-chloro-5-(4-chlorophenoxy)-4-(dimethylamino)-, (T-4)-tetrachlorozincate(2-) (2:1) | 200816 | 61613
1H-Pyrrole-2-carboxylic acid, (3S,4R,4aR,6S,6aS,7S,8R,8aS,8bR,9S,9aS)-dodecahydro-4,6,7,8a,8b,9a-hexahydroxy-3,6a,9-trimethyl-7-(1-methylethyl)-6,9-methanobenzo[1,2]pentaleno[1,6-bc]furan-8-yl ester | 200790 | 61614
Palladate(2-), tetrabromo-, ammonium (1:2), (SP-4-1)- | 200782 | 61615
Chromium, tetrachloro-.mu.-hydroxy[.mu.-(tetradecanoato-.kappa.O:.kappa.O')]di- | 200774 | 61616
1,2-Benzenedicarboxylic acid, barium salt (1:1) | 200766 | 61617
Octadecanoic acid, 1,1'-[(2-heptadecyl-4(5H)-oxazolylidene)bis(methylene)] ester | 200758 | 61618
Palladate(2-), tetrabromo-, cesium (1:2), (SP-4-1)- | 200741 | 61619
Palladate(2-), tetrabromo-, rubidium (1:2), (SP-4-1)- | 200733 | 61620
Platinum(2+), tetraammine-, hydroxide (1:2), (SP-4-1)- | 200725 | 61621
Cyclohexanol, 3-(aminomethyl)-3,5,5-trimethyl- | 200717 | 61622
Phosphorous acid, 2-ethylhexyl diphenyl ester | 200709 | 61623
Hexane, 1,6-diisocyanato-2,4,4-trimethyl- | 200691 | 61624
Carbonic acid sodium salt (1:2), compd. with hydrogen peroxide (H2O2) (2:3) | 200683 | 61625
Iron, [cyclo[glycylglycylglycyl-N5-(acetyl-.kappa.O)-N5-(hydroxy-.kappa.O)-L-ornithyl-N5-(acetyl-.kappa.O)-N5-(hydroxy-.kappa.O)-L-ornithyl-N5-(acetyl-.kappa.O)-N5-(hydroxy-.kappa.O)-L-ornithyl]ato(3-)]-, (OC-6-64)- | 200675 | 61626
2-Propenoic acid, 1,1'-[2-ethyl-2-[[(1-oxo-2-propen-1-yl)oxy]methyl]-1,3-propanediyl] ester | 200667 | 61627
1-Butanaminium, N,N,N-tributyl-, tetrachloroiodate(1-) (1:1) | 200659 | 61628
Methanaminium, N,N,N-trimethyl-, (tribromide) (1:1) | 200642 | 61629
Rhenium iodide (ReI3) | 200618 | 61630
Sulfuric acid, holmium(3+) salt (3:2) | 200600 | 61631
Quinolinium, 1-(phenylmethyl)-, chloride (1:1) | 200592 | 61632
Propanoyl chloride, 3,3'-(nitroimino)bis- | 200584 | 61633
Cuprate(2-), tetrachloro-, ammonium (1:2) | 200576 | 61634
Phosphoric acid, ammonium manganese(2+) salt (1:1:1) | 200568 | 61635
Rhodium bromide (RhBr3) | 200550 | 61636
Platinum, bis[1,2-diphenyl-1,2-ethenedithiolato(2-)-.kappa.S1,.kappa.S2]-, (SP-4-1)- | 200543 | 61637
Hexanoic acid, 2-ethyl-, magnesium salt (2:1) | 200535 | 61638
Antimony iron oxide (SbFeO4) | 200527 | 61639
Diphosphoric acid, cadmium salt (1:2) | 200519 | 61640
Iron iodide (FeI3) | 200501 | 61641
Boron, (cyclohexanamine)trifluoro-, (T-4)- | 200493 | 61642
Silicic acid (H6Si2O7), sodium salt (1:6) | 200485 | 61643
Antimonate (SbO43-), sodium (1:3), (T-4)- | 200477 | 61644
Selenic acid, lithium salt (1:2) | 200469 | 61645
Selenious acid, lithium salt (1:2) | 200451 | 61646
Isoquinolinium, 2-(3-sulfopropyl)-, inner salt | 200436 | 61647
Hydroxylamine, perchlorate (1:1) | 200428 | 61648
Selenious acid, cesium salt (1:2) | 200410 | 61649
Chromic acid (H2Cr2O7), nickel(2+) salt (1:1) | 200402 | 61650
Phosphoric acid, titanium(4+) salt (4:3) | 200386 | 61651
Diphosphoric acid, tin(2+) salt (1:2) | 200378 | 61652
Methanesulfonic acid, 1-amino- | 192286 | 61653
Zinc, bis(1-piperidinecarbodithioato-.kappa.S1,.kappa.S1')-, (T-4)- | 192278 | 61654
Copper, bis(2,4-hexanedionato-.kappa.O2,.kappa.O4)- | 192260 | 61655
Mercurate(2-), tetraiodo-, copper(1+) (1:2), (T-4)- | 192245 | 61656
Lanthanum bromide oxide (LaBrO) | 192237 | 61657
Ytterbium chloride (YbCl2) | 192229 | 61658
Samarium chloride (SmCl2) | 192211 | 61659
Phenol, 4-amino-, 1-acetate | 192203 | 61660
Disulfuric acid, sodium salt (1:2) | 192195 | 61661
Silicic acid (H2Si2O5), sodium salt (1:2) | 192187 | 61662
Iron tungsten oxide (FeWO4) | 192179 | 61663
Nickel, [N-[(carboxy-.kappa.O)methyl]glycinato(2-)-.kappa.N,.kappa.O]- | 192161 | 61664
Cobalt, [N-[(carboxy-.kappa.O)methyl]glycinato(2-)-.kappa.N,.kappa.O]- | 192153 | 61665
Neodymium hydride (NdH3) | 192146 | 61666
Praseodymium hydride (PrH3) | 192138 | 61667
Lanthanum hydride (LaH3) | 192120 | 61668
Sulfuric acid, ammonium sodium salt (1:1:1) | 192112 | 61669
Bromine chloride (BrCl) | 192104 | 61670
2-Propenoic acid, 2-methyl-, 2-propyn-1-yl ester | 192070 | 61671
7-Octyn-1-ol, 1-acetate | 192062 | 61672
Cobalt(2+), pentaamminechloro-, chloride (1:2), (OC-6-22)- | 192054 | 61673
Bicyclo[2.2.1]heptan-2-ol, 1,3,3-trimethyl-, 2-acetate | 192047 | 61674
Phosphoric acid, zinc salt (1:?) | 192039 | 61675
Phosphoric acid, cadmium salt (1:?) | 192021 | 61676
1,2-Cyclohexanedicarboxylic acid, 1,2-di-2-propen-1-yl ester | 192013 | 61677
1,3-Naphthalenedisulfonic acid, 7-hydroxy-, potassium salt (1:?) | 192005 | 61678
Triphosphoric acid, potassium salt (1:5) | 191999 | 61679
Telluric acid (H2TeO4), lead(2+) salt (1:1) | 191981 | 61680
Sulfamic acid, sodium salt (1:1) | 191973 | 61681
Aluminum, di-.mu.-chlorotetrachlorodi- | 191965 | 61682
Rhodate(3-), hexachloro-, potassium (1:3), (OC-6-11)- | 191957 | 61683
Palladate(2-), tetrakis(nitrito-.kappa.N)-, potassium (1:2), (SP-4-1)- | 191940 | 61684
Platinum, diamminediiodo- | 191932 | 61685
Boric acid (H3BO3), sodium salt (1:?) | 191924 | 61686
Boric acid (H3BO3), calcium salt (1:?) | 191916 | 61687
Hypochlorous acid, lithium salt (1:1) | 191908 | 61688
Sulfuric acid, ammonium cerium salt (1:?:?) | 191890 | 61689
2-Pyrrolidinone, 1-(2-mercaptoethyl)- | 191882 | 61690
L-Ornithine, N2-[(1,1-dimethylethoxy)carbonyl]-N5-[imino[[(4-methylphenyl)sulfonyl]amino]methyl]- | 191874 | 61691
3,9-Undecadien-2-one, 6,10-dimethyl- | 191866 | 61692
3-Butenoic acid, 1,1'-[2-ethyl-2-[[(1-oxo-3-buten-1-yl)oxy]methyl]-1,3-propanediyl] ester | 191858 | 61693
Silane, trichlorodecyl- | 191841 | 61694
Cyclohexanemethanol, 4-(1-methylethyl)-, cis- | 191833 | 61695
2,4,6,7,8-Pentaoxa-3,5-diphospha-1-silatricyclo[3.1.1.11,3]octane, 3,5-dioxide | 191825 | 61696
Platinate(2-), tetrabromo-, potassium (1:2), (SP-4-1)- | 191817 | 61697
Palladate(2-), tetrabromo-, potassium (1:2) | 191809 | 61698
Borate(1-), tetrafluoro-, zinc (2:1) | 191791 | 61699
Borate(1-), tetrafluoro-, nitryl (1:1) | 191783 | 61700
Borate(1-), tetrafluoro-, ammonium (1:1) | 191775 | 61701
Zirconium, bis(nitrato-.kappa.O)oxo- | 191767 | 61702
Nitrous acid, lead(2+) salt (2:1) | 191759 | 61703
Phosphoric acid, potassium zinc salt (1:1:1) | 191742 | 61704
Benzenemethanol, 3-phenoxy- | 191734 | 61705
Silylene | 191726 | 61706
Holmium bromide (HoBr3) | 191718 | 61707
Titanium, oxo[sulfato(2-)-.kappa.O,.kappa.O']- | 191700 | 61708
Sulfuric acid, zirconium(2+) salt (1:1) | 191692 | 61709
Butanedioic acid, 2-methylene-, 1,4-bis(2-hydroxypropyl) ester | 191684 | 61710
2-Naphthalenecarboxamide, 3-hydroxy-N-(4-methoxyphenyl)-4-[2-(4-methylphenyl)diazenyl]- | 191676 | 61711
Sulfamic acid, potassium salt (1:1) | 191668 | 61712
Nitric acid, thorium(4+) salt (4:1) | 191650 | 61713
Methane, bromomethoxy- | 183764 | 61714
Glycine, N-(carboxymethyl)-N-(hexahydro-2,4,6-trioxo-5-pyrimidinyl)- | 183756 | 61715
Formamide, N-(hydroxymethyl)- | 183749 | 61716
1-Propanaminium, 2-hydroxy-N,N,N-trimethyl-3-[(1-oxo-2-propen-1-yl)oxy]-, chloride (1:1) | 183731 | 61717
Hexaneperoxoic acid, 2-ethyl-, OO1,OO1'-(1,1,4,4-tetramethyl-1,4-butanediyl) ester | 183723 | 61718
Glycine, butyl ester, hydrochloride (1:1) | 183715 | 61719
2-Propenoic acid, 1,1'-(1,10-decanediyl) ester | 183707 | 61720
2-Propenoic acid, 1,1'-(1,6-hexanediyl) ester | 183699 | 61721
3-Pyrazolidinone, 4-(hydroxymethyl)-4-methyl-1-phenyl- | 183681 | 61722
2-Hexenedinitrile | 183673 | 61723
9-Octadecenoic acid, 12-hydroxy-, zinc salt (2:1), (9Z,12R)- | 183665 | 61724
Decanoic acid, potassium salt (1:1) | 183657 | 61725
Decanoic acid, zinc salt (2:1) | 183640 | 61726
1H-Imidazolium, 1-(carboxymethyl)-2-heptyl-4,5-dihydro-1-(2-hydroxyethyl)-, hydroxide, sodium salt (1:1:1) | 183632 | 61727
Phenol, 2-(1,1-dimethylethyl)-3-methyl- | 183616 | 61728
Carbamodithioic acid, N-ethyl-, methyl ester | 183608 | 61729
Carbamodithioic acid, N-ethyl-, sodium salt (1:1) | 183590 | 61730
1,3,5-Triazine, hexahydro-1,3,5-tripropyl- | 183574 | 61731
Disulfuryl fluoride | 183566 | 61732
Benzonitrile, 4-[[(4-methoxyphenyl)methylene]amino]- | 183541 | 61733
1,3-Benzenedicarboxylic acid, 5-hydroxy-, 1,3-dimethyl ester | 183533 | 61734
2-Naphthalenesulfonic acid, 6-methyl-, sodium salt (1:1) | 183525 | 61735
Ethanone, 1-[4-(acetyloxy)phenyl]- | 183509 | 61736
Benzonitrile, 4-(acetyloxy)- | 183491 | 61737
Propanamide, 2-hydroxy-2-methyl- | 183483 | 61738
Carbamic acid, N,N'-1,2-ethanediylbis-, C,C'-bis(2-hydroxyethyl) ester | 183467 | 61739
2-Dodecanamine, N,N-dimethyl-, N-oxide | 183442 | 61740
3H-Pyrazol-3-one, 2-(4-chlorophenyl)-2,4-dihydro-5-methyl- | 183434 | 61741
5-Cyclohexene-1,2,3,4-tetrone, 5,6-dihydroxy-, potassium salt (1:2) | 183418 | 61742
Cyclohexanone, 2,4-bis(1,1-dimethylethyl)- | 183392 | 61743
1-Octadecanaminium, N-(2-hydroxyethyl)-N,N-dimethyl-, chloride (1:1) | 183384 | 61744
Phenol, 2,4,6-tris(2-phenyldiazenyl)- | 183376 | 61745
9,12-Octadecadienoic acid (9Z,12Z)-, zinc salt (2:1) | 183350 | 61746
Benzene, 1,2-dichloro-4-(trichloromethyl)- | 183343 | 61747
Benzene, 2,4-dichloro-1-(trichloromethyl)- | 183335 | 61748
1,2,4,5-Benzenetetracarboxylic acid, 1,4-dimethyl ester | 183327 | 61749
Cuprate(4-), [.mu.-[[5,5'-[carbonylbis[imino[2-(hydroxy-.kappa.O)-5-sulfo-4,1-phenylene]-2,1-diazenediyl-.kappa.N1]]bis[6-(hydroxy-.kappa.O)-2-naphthalenesulfonato]](8-)]]di-, ammonium (1:4) | 183319 | 61750
2,7-Naphthalenedisulfonic acid, 4-[2-[4-[2-(4-amino-1-naphthalenyl)diazenyl]-1-naphthalenyl]diazenyl]-, sodium salt (1:2) | 183293 | 61751
Phosphoric acid, ammonium sodium salt (1:1:1) | 183285 | 61752
Chromium carbonyl (Cr(CO)6), (OC-6-11)- | 183269 | 61753
D-glycero-D-gulo-Heptonic acid, sodium salt (1:1) | 183251 | 61754
Sulfuric acid, monooctadecyl ester, magnesium salt (2:1) | 183244 | 61755
Benzeneacetic acid, potassium salt (1:1) | 183236 | 61756
Phosphorous acid, P,P'-[butylidenebis[2-(1,1-dimethylethyl)-5-methyl-4,1-phenylene]] P,P,P',P'-tetratridecyl ester | 183228 | 61757
Pentane, 1,1'-[ethylidenebis(oxy)]bis- | 183210 | 61758
Benzonitrile, 2,2'-(1,4-phenylenedi-2,1-ethenediyl)bis- | 183202 | 61759
Benzonitrile, 2-[2-[4-[2-(4-cyanophenyl)ethenyl]phenyl]ethenyl]- | 183194 | 61760
Iron titanium oxide | 183186 | 61761
Phosphoric acid, methyl ester | 183178 | 61762
Chlordane, technical | 183160 | 61763
Iron, bis[(2.xi.)-D-gluco-heptonato]- | 183152 | 61764
Sulfuric acid, compd. with graphite (1:?) | 183145 | 61765
Bismuth tin oxide | 183137 | 61766
Benzenesulfonic acid, 2-[2-[1-(2-chloro-6-methylphenyl)-4,5-dihydro-3-methyl-5-oxo-1H-pyrazol-4-yl]diazenyl]-4-[[(3-chloro-1-oxido-1,2,4-benzotriazin-7-yl)carbonyl]amino]-, sodium salt (1:1) | 183129 | 61767
Erbium telluride (Er2Te3) | 175414 | 61768
Erbium selenide (Er2Se3) | 175406 | 61769
Erbium silicide (ErSi2) | 175398 | 61770
Antimony, compd. with erbium (1:1) | 175380 | 61771
Erbium nitride (ErN) | 175372 | 61772
Dysprosium selenide (Dy2Se3) | 175364 | 61773
Antimony, compd. with dysprosium (1:1) | 175356 | 61774
Dysprosium phosphide (DyP) | 175349 | 61775
Dysprosium nitride (DyN) | 175331 | 61776
Copper phosphide (Cu3P) | 175323 | 61777
Copper telluride (Cu2Te) | 175315 | 61778
Copper telluride (CuTe) | 175307 | 61779
Copper titanium oxide (CuTiO3) | 175299 | 61780
Antimony, compd. with cesium (1:3) | 175281 | 61781
Chromium silicide (Cr3Si) | 175273 | 61782
Chromium sulfide (Cr2S3) | 175265 | 61783
Chromium zinc oxide (Cr2ZnO4) | 175257 | 61784
Chromium nickel oxide (Cr2NiO4) | 175240 | 61785
Chromium, compd. with niobium (2:1) | 175232 | 61786
Chromium copper oxide (Cr2CuO4) | 175224 | 61787
Chromium silicide (CrSi2) | 175216 | 61788
Chromium oxide (CrO2) | 175208 | 61789
Chromium lanthanum oxide (CrLaO3) | 175190 | 61790
Cobalt, compd. with samarium (5:1) | 175182 | 61791
Cobalt titanium oxide (Co2TiO4) | 175174 | 61792
Cobalt telluride (CoTe) | 175166 | 61793
Cobalt silicide (CoSi2) | 175158 | 61794
Cobalt titanium oxide (CoTiO3) | 175141 | 61795
Cobalt hydroxide oxide (Co(OH)O) | 175133 | 61796
Chromium cobalt oxide (Cr2CoO4) | 175125 | 61797
Calcium fluoride phosphate (Ca5F(PO4)3) | 175117 | 61798
Cerium telluride (Ce2Te3) | 175109 | 61799
Cerium selenide (Ce2Se3) | 175091 | 61800
Cerium sulfide (Ce2S3) | 175083 | 61801
Cerium silicide (CeSi2) | 175075 | 61802
Cerium sulfide (CeS) | 175067 | 61803
Cerium hydroxide (Ce(OH)4), (T-4)- | 175059 | 61804
Antimony, compd. with cadmium (2:3) | 175042 | 61805
Cadmium phosphide (Cd3P2) | 175034 | 61806
Calcium nitride (Ca3N2) | 175026 | 61807
Plumbate (PbO44-), calcium (1:2), (T-4)- | 175018 | 61808
Calcium telluride (CaTe) | 175000 | 61809
Calcium silicide (CaSi2) | 174995 | 61810
Calcium silicide (CaSi) | 174987 | 61811
Calcium zirconium oxide (CaZrO3) | 174979 | 61812
Calcium tin oxide (CaSnO3) | 174961 | 61813
Calcium iron oxide (CaFe2O4) | 174953 | 61814
Magnesium molybdenum oxide | 174946 | 61815
Copper hydroxide sulfate (Cu3(OH)4(SO4)) | 174938 | 61816
Cobalt sulfide (CoS2) | 174920 | 61817
Platinate(1-), trichloro(.eta.2-ethene)-, potassium (1:1) | 174912 | 61818
Chromium carbide (Cr3C2) | 174904 | 61819
Cerium carbide (CeC2) | 174896 | 61820
Thorium carbide (ThC) | 174888 | 61821
Ruthenium carbide (RuC) | 174870 | 61822
Niobium carbide (Nb2C) | 174862 | 61823
Molybdenum carbide (MoC) | 174854 | 61824
Aluminate(1-), [carbonato(2-)-.kappa.O]dihydroxy-, sodium (1:1) | 174847 | 61825
Iron carbide (Fe3C) | 174839 | 61826
Bismuth titanium oxide (Bi4Ti3O12) | 174821 | 61827
Bismuth titanium oxide (Bi2Ti3O9) | 174813 | 61828
Bismuth tin oxide (Bi2Sn3O9) | 174805 | 61829
Bismuth, compd. with ytterbium (1:1) | 174797 | 61830
Bismuth, compd. with thulium (1:1) | 174789 | 61831
Bismuth, compd. with terbium (1:1) | 174771 | 61832
Bismuth, compd. with sodium (1:3) | 174763 | 61833
Bismuth, compd. with manganese (1:1) | 174755 | 61834
Bismuth, compd. with lutetium (1:1) | 174748 | 61835
Bismuth, compd. with holmium (1:1) | 174730 | 61836
Bismuth, compd. with gadolinium (1:1) | 174722 | 61837
2-Propanamine, hydrochloride (1:1) | 200360 | 61838
Thallium selenide (Tl2Se) | 200352 | 61839
Telluric acid (H2TeO4), potassium salt (1:2) | 200345 | 61840
8-Oxa-3,5-dithia-4-stannatetradecanoic acid, 10-ethyl-4,4-dioctyl-7-oxo-, 2-ethylhexyl ester | 200337 | 61841
1-Tridecanol, 1,1'-(hydrogen phosphate), compd. with 2-ethyl-1-hexanamine (1:1) | 200311 | 61842
9-Octadecenamide, N-[2-[(2-aminoethyl)amino]ethyl]-, (9Z)- | 200303 | 61843
Tungstate (WO66-), barium calcium (1:2:1), (OC-6-11)- | 200287 | 61844
[1,1'-Biphenyl]-4,4'-diamine, N4,N4,N4',N4'-tetraphenyl- | 200261 | 61845
2-Butenedioic acid, 1,1'-(dibutylstannylene) 4,4'-bis(2-ethylhexyl) ester | 200246 | 61846
Pentanenitrile, 2,2'-(1,2-diazenediyl)bis[4-methoxy-2,4-dimethyl- | 200220 | 61847
Diphosphoric acid, compd. with 1,3,5-triazine-2,4,6-triamine (1:?) | 200204 | 61848
1,7-Heptanediamine, hydrochloride (1:2) | 200196 | 61849
1,3,2-Oxathiastannolan-5-one, 2,2-dioctyl- | 200188 | 61850
Ethanol, 2-amino-, sulfite (2:1) | 200170 | 61851
2-Imidazolidinethione, 1,3-bis(hydroxymethyl)- | 200162 | 61852
Europium, tris(2,2,6,6-tetramethyl-3,5-heptanedionato-.kappa.O3,.kappa.O5)-, (OC-6-11)- | 200147 | 61853
Nickel, bis(N,N-dimethylcarbamodithioato-.kappa.S,.kappa.S')-, (SP-4-1)- | 200139 | 61854
1-Propanol, 2-(dimethylamino)- | 200121 | 61855
Peroxydicarbonic acid, C,C'-bis[4-(1,1-dimethylethyl)cyclohexyl] ester | 200105 | 61856
Ethanol, 2,2'-(octylimino)bis- | 200089 | 61857
Propanoic acid, 2-hydroxy-, compd. with 2-(tetradecylamino)ethanol (1:1) | 200071 | 61858
Vanadium iodide (VI3) | 200055 | 61859
Vanadium iodide (VI2) | 200048 | 61860
Nitric acid, hafnium(4+) salt (4:1) | 200030 | 61861
Cholest-5-en-3-ol (3.beta.)-, 3-(methyl carbonate) | 200022 | 61862
Propane, 1-iodo-2,2-dimethyl- | 200006 | 61863
Formamide, N,N-bis(trimethylsilyl)- | 199992 | 61864
2-Butenedioic acid (2Z)-, 1,1'-(1,2-ethanediyl) ester | 199976 | 61865
Ytterbium, tris(2,2,6,6-tetramethyl-3,5-heptanedionato-.kappa.O3,.kappa.O5)-, (OC-6-11)- | 199950 | 61866
Praseodymium, tris(2,2,6,6-tetramethyl-3,5-heptanedionato-.kappa.O3,.kappa.O5)-, (OC-6-11)- | 199943 | 61867
Rhodium iodide (RhI3) | 199935 | 61868
Propanoyl chloride, 3-bromo- | 199927 | 61869
2-Propenoic acid, 3-[4-(acetyloxy)phenyl]- | 199919 | 61870
Ethanesulfonic acid, 2-chloro-, sodium salt (1:1) | 199901 | 61871
Cholest-5-en-3-ol (3.beta.)-, 3-[2-(2-ethoxyethoxy)ethyl carbonate] | 199885 | 61872
Ethanol, 2-(2-chlorophenoxy)- | 199877 | 61873
Ethanol, 2-[(1,1-dimethylethyl)dioxy]- | 199869 | 61874
2,7-Naphthalenedisulfonic acid, 3-[2-(4-aminophenyl)diazenyl]-4,5-dihydroxy- | 199851 | 61875
Phosphonic acid, sodium salt (1:?) | 199844 | 61876
Dysprosium iodide (DyI3) | 199836 | 61877
Pyridinium, 1-(3-sulfopropyl)-, inner salt | 199828 | 61878
Benzenediazonium, 2,5-dichloro- | 199810 | 61879
Glycine, N,N-bis(carboxymethyl)-, sodium salt (1:2) | 199802 | 61880
9-Octadecenoic acid, 12-hydroxy-, lithium salt (1:1), (9Z,12R)- | 199794 | 61881
Benzene, 2-nitro-1-(4-nitrophenoxy)-4-(trifluoromethyl)- | 199786 | 61882
Cholest-5-en-3-ol (3.beta.)-, 3-(dodecyl carbonate) | 199778 | 61883
Propanimidamide, 2,2'-(1,2-diazenediyl)bis[2-methyl-, hydrochloride (1:?) | 199760 | 61884
Phenol, 2,2'-sulfonylbis[4-(1,1,3,3-tetramethylbutyl)- | 199752 | 61885
Propanal, 3-(dimethylamino)-2,2-dimethyl- | 199745 | 61886
1H-Phosphole, 2,5-dihydro-1,3-dimethyl-, 1-oxide | 199737 | 61887
Acetamide, N,N'-(1,2-diazenediyldi-4,1-phenylene)bis- | 199711 | 61888
Platinum(2+), tetrakis(hydroxylamine-.kappa.N)-, hydroxide (1:2), (SP-4-1)- | 199703 | 61889
Zincate(2-), [7,12-diethenyl-3,8,13,17-tetramethyl-21H,23H-porphine-2,18-dipropanoato(4-)-.kappa.N21,.kappa.N22,.kappa.N23,.kappa.N24]-, hydrogen (1:2), (SP-4-2)- | 199695 | 61890
1-Propanamine, 3-(trimethoxysilyl)- | 191643 | 61891
Aluminate(3-), hexafluoro-, lithium (1:3), (OC-6-11)- | 191635 | 61892
Aluminate(1-), tetrafluoro-, sodium (1:1), (T-4)- | 191627 | 61893
Ferrate(4-), hexakis(cyano-.kappa.C)-, calcium (1:2), (OC-6-11)- | 191619 | 61894
Rhodium(2+), pentaamminechloro-, chloride (1:2), (OC-6-22)- | 191601 | 61895
Platinate(2-), tetrachloro-, rubidium (1:2), (SP-4-1)- | 191593 | 61896
Palladate(2-), tetrachloro-, sodium (1:2), (SP-4-1)- | 191585 | 61897
Platinum(2+), tetraammine-, (SP-4-1)-, (SP-4-1)-tetrachloroplatinate(2-) (1:1) | 191577 | 61898
Palladium(2+), tetraammine-, (SP-4-1)-, (SP-4-1)-tetrachloropalladate(2-) (1:1) | 191569 | 61899
Platinate(2-), tetrachloro-, ammonium (1:2), (SP-4-1)- | 191551 | 61900
Palladate(2-), tetrachloro-, ammonium (1:2), (SP-4-1)- | 191544 | 61901
Palladate(2-), tetrachloro-, cesium (1:2), (SP-4-1)- | 191536 | 61902
Pentane, 1,1,1-trimethoxy- | 191528 | 61903
Gadolinium bromide (GdBr3) | 191510 | 61904
Stibine, iodothioxo- | 191502 | 61905
Platinate(2-), tetrakis(nitrito-.kappa.N)-, potassium (1:2), (SP-4-1)- | 191486 | 61906
Palladium(2+), tetraammine-, chloride (1:2), (SP-4-1)- | 191478 | 61907
Iron(2+), hexaammine-, chloride (1:2), (OC-6-11)- | 191460 | 61908
Borate(1-), tetrafluoro-, strontium (2:1) | 191452 | 61909
Borate(1-), tetrafluoro-, tin(2+) (2:1) | 191445 | 61910
Borate(1-), tetrafluoro-, lead(2+) (2:1) | 191437 | 61911
Sulfuric acid, ammonium zinc salt (2:2:1) | 191429 | 61912
Rhenium chloride oxide (ReCl4O) | 191411 | 61913
Selenic acid, cadmium salt (1:1) | 191403 | 61914
Selenious acid, cadmium salt (1:1) | 191395 | 61915
Boric acid (H310BO3) | 191387 | 61916
Lutetium iodide (LuI3) | 191379 | 61917
Ytterbium iodide (YbI3) | 191361 | 61918
Thulium iodide (TmI3) | 191353 | 61919
Erbium iodide (ErI3) | 191346 | 61920
Holmium iodide (HoI3) | 191338 | 61921
Terbium iodide (TbI3) | 191320 | 61922
Samarium iodide (SmI3) | 191312 | 61923
Neodymium iodide (NdI3) | 191304 | 61924
Praseodymium iodide (PrI3) | 191296 | 61925
Lanthanum iodide (LaI3) | 191288 | 61926
Sulfuric acid-d2 | 191270 | 61927
Diphosphoric acid, strontium salt (1:2) | 191262 | 61928
Telluric acid (H2TeO3), copper(2+) salt (1:1) | 191254 | 61929
Telluric acid (H2TeO3), calcium salt (1:1) | 191247 | 61930
1,4-Benzenediamine, N1,N1-dimethyl-, hydrochloride (1:?) | 191239 | 61931
1,2-Benzenedithiol, 3,4,5,6-tetrachloro- | 191221 | 61932
Quino[2,3-b]acridine-7,14-dione, 5,6,12,13-tetrahydro-2,9-dimethyl- | 191213 | 61933
Carbonic acid, 4-nitrophenyl phenylmethyl ester | 191205 | 61934
1H-3a,7-Methanoazulen-5(4H)-one, hexahydro-3,6,8,8-tetramethyl-, (3R,3aR,6S,7S,8aS)- | 191197 | 61935
Benzene, 1-(dichlorophenylsilyl)-4-methyl- | 191189 | 61936
13-Oxabicyclo[10.1.0]trideca-4,8-diene, 1,5,9-trimethyl- | 191171 | 61937
Decanoic acid, 1,1'-[2,2-bis[[(1-oxodecyl)oxy]methyl]-1,3-propanediyl] ester | 191163 | 61938
Zirconate(1-), pentafluoro-, potassium (1:1) | 191155 | 61939
Titanium, dichlorooxo- | 191148 | 61940
Selenious acid, calcium salt (1:1) | 191130 | 61941
Phosphoric acid, calcium sodium salt (1:1:1) | 191122 | 61942
Nitric acid, ammonium calcium salt (3:1:1) | 191114 | 61943
Nitrous acid, calcium salt (2:1) | 191106 | 61944
Sulfurous acid, calcium salt (2:1) | 191098 | 61945
Niobium iodide (NbI5) | 191080 | 61946
Phosphorodifluoridic acid | 191072 | 61947
Phosphoric acid, lanthanum(3+) salt (1:1) | 191064 | 61948
Zirconium bromide (ZrBr4), (T-4)- | 191056 | 61949
Copper arsenate hydroxide (Cu2(AsO4)(OH)) | 183111 | 61950
9-Octadecenoic acid (9Z)-, ester with 2,2-bis(hydroxymethyl)-1,3-propanediol | 183103 | 61951
5-Pyrimidinemethanol, .alpha.-cyclopropyl-.alpha.-(4-methoxyphenyl)- | 183095 | 61952
Sulfur chloride | 183087 | 61953
Hafnium hydride (HfH2) | 183079 | 61954
C.I. Pigment Violet 15 | 183061 | 61955
Cuprate(3-), [5-(acetylamino)-4-(hydroxy-.kappa.O)-3-[2-[2-(hydroxy-.kappa.O)-5-[[2-(sulfooxy)ethyl]sulfonyl]phenyl]diazenyl-.kappa.N1]-2,7-naphthalenedisulfonato(5-)]-, sodium (1:3) | 183053 | 61956
C.I. Acid Green 16 | 183046 | 61957
Triphosphoric acid, 2-ethylhexyl ester, sodium salt | 183038 | 61958
Aroclor | 183020 | 61959
Lead oxide sulfate | 183012 | 61960
Silicic acid, calcium magnesium salt | 183004 | 61961
Propanoic acid, 3,3'-(1,3-dioxo-1,3-digermoxanediyl)bis- | 182998 | 61962
Phosphoric acid, dodecyl ester | 182980 | 61963
Iron phosphide | 182972 | 61964
Titanium oxide phosphate | 182964 | 61965
Terbium oxide | 182956 | 61966
.alpha.-D-Glucopyranoside, .beta.-D-fructofuranosyl, benzoate | 182949 | 61967
Cobalt nickel oxide | 182931 | 61968
Chromium iron oxide | 182923 | 61969
Silicic acid, aluminum potassium sodium salt | 182915 | 61970
Zirconium carbide nitride | 182899 | 61971
Boric acid, potassium salt | 182873 | 61972
Potassium titanium oxide phosphate (KTiO(PO4)) | 182865 | 61973
Sulfuric acid, compd. with graphite (7:48) | 182857 | 61974
Bismuth, compd. with nickel (1:1) | 182832 | 61976
Lutetium boride (LuB4), (T-4)- | 182824 | 61977
Ethanaminium, 2-hydroxy-N,N,N-tris(2-hydroxyethyl)-, salt with silicic acid | 182816 | 61978
Ethanaminium, 2-hydroxy-N,N-bis(2-hydroxyethyl)-N-methyl-, salt with silicic acid | 182808 | 61979
Boric acid, lithium salt | 182790 | 61980
Aroclor 1016 | 182782 | 61981
Molybdenum nickel oxide | 182774 | 61982
PCB 1248 | 182766 | 61983
Aluminum cobalt oxide | 182758 | 61984
1H-Thioxantheno[2,1,9-def]isoquinoline-1,3(2H)-dione, 2-octadecyl- | 182741 | 61985
Aluminum, di-.mu.-chlorochlorotriphenyldi- | 182733 | 61986
C.I. Pigment Red 104 | 182725 | 61987
C.I. Pigment Orange 20 | 182717 | 61988
Antimonate(2-), bis[.mu.-[[(2R,3R)-2,3-di(hydroxy-.kappa.O)butanedioato(4-)-.kappa.O1,.kappa.O4]]di-, barium (1:1) | 182709 | 61989
Nickel titanium oxide | 182691 | 61990
Cobalt sulfide | 182683 | 61991
Chromium boride | 182675 | 61992
Silicic acid, barium salt | 182667 | 61993
Palladium sulfide | 182659 | 61994
Phosphoric acid, isooctyl ester | 182642 | 61995
Iron nickel zinc oxide | 182634 | 61996
Iron manganese zinc oxide | 182626 | 61997
Phosphoric acid, 2-ethylhexyl ester | 182618 | 61998
Aroclor 5442 | 182600 | 61999
Selenium oxide | 182592 | 62000
Germanium magnesium fluoride oxide | 182584 | 62001
Silicic acid, lithium salt | 182576 | 62002
Lead titanium zirconium oxide (Pb(Ti,Zr)O3) | 182568 | 62003
Cadmium selenide sulfide (Cd(Se,S)) | 182550 | 62004
9,12-Octadecadienoic acid (9Z,12Z)-, dimer, polymer with 1,2-ethanediamine | 182543 | 62005
Tungsten oxide (W4O11) | 182535 | 62006
Nickel carbonate hydroxide (Ni3(CO3)(OH)4) | 182527 | 62007
Manganese alloy, base, Mn 74-82,Fe 8-19,C 6.9-7.5,Si 0-1.2,P 0-0.4 (ASTM A99) | 182519 | 62008
Cobalt carbonate hydroxide (Co5(CO3)2(OH)6) | 182501 | 62009
Ammonium phosphate sulfate ((NH4)2(H2PO4)(HSO4)) | 182493 | 62010
Bismuth, compd. with strontium (3:1) | 182485 | 62011
Holmium boride (HoB12) | 182477 | 62012
Bismuth, compd. with dysprosium (1:1) | 174714 | 62013
Barium telluride (BaTe) | 174706 | 62014
Barium zirconium oxide (BaZrO3) | 174698 | 62015
Barium tin oxide (BaSnO3) | 174680 | 62016
Barium niobium oxide (BaNb2O6) | 174672 | 62017
Boron phosphide (B13P2) | 174664 | 62018
Dodecaborate(2-), dodecahydro-, sodium (1:2) | 174656 | 62019
Dodecaborate(2-), dodecahydro-, cesium (1:2) | 174649 | 62020
Boron sodium oxide (B8Na2O13) | 174631 | 62021
Ytterbium boride (YbB6), (OC-6-11)- | 174623 | 62022
Yttrium boride (YB6), (OC-6-11)- | 174615 | 62023
Terbium boride (TbB6), (OC-6-11)- | 174607 | 62024
Samarium boride (SmB6), (OC-6-11)- | 174599 | 62025
Boron silicide (B6Si) | 174581 | 62026
Praseodymium boride (PrB6), (OC-6-11)- | 174573 | 62027
Neodymium boride (NdB6), (OC-6-11)- | 174565 | 62028
Lanthanum boride (LaB6), (OC-6-11)- | 174557 | 62029
Gadolinium boride (GdB6), (OC-6-11)- | 174540 | 62030
Europium boride (EuB6), (OC-6-11)- | 174532 | 62031
Dysprosium boride (DyB6), (OC-6-11)- | 174524 | 62032
Cerium boride (CeB6), (OC-6-11)- | 174516 | 62033
Calcium boride (CaB6), (OC-6-11)- | 174508 | 62034
Tungsten boride (W2B5) | 174490 | 62035
Molybdenum boride (Mo2B5) | 174482 | 62036
Boron sodium oxide (B5NaO8) | 174474 | 62037
Ammonium boron oxide ((NH4)B5O8) | 174466 | 62038
Uranium boride (UB4), (T-4)- | 174458 | 62039
Thorium boride (ThB4), (T-4)- | 174441 | 62040
Boron silicide (B4Si) | 174433 | 62041
Boron strontium oxide (B4SrO7) | 174425 | 62042
Boron lithium oxide (B4Li2O7) | 174417 | 62043
Ammonium boron oxide ((NH4)2B4O7) | 174409 | 62044
Ammonium boron hydroxide oxide ((NH4)B4(OH)O6) | 174391 | 62045
Boron calcium oxide (B4CaO7) | 174383 | 62046
Chromium boride (Cr5B3) | 174375 | 62047
Vanadium boride (VB2) | 174367 | 62048
Uranium boride (UB2) | 174359 | 62049
Tantalum boride (TaB2) | 174342 | 62050
Scandium boride (ScB2) | 174334 | 62051
Niobium boride (NbB2) | 174326 | 62052
Molybdenum boride (MoB2) | 174318 | 62053
Magnesium boride (MgB2) | 174300 | 62054
Hafnium boride (HfB2) | 174292 | 62055
Chromium boride (CrB2) | 174284 | 62056
Tungsten boride (W2B) | 174276 | 62057
Tungsten boride (WB) | 174268 | 62058
Tantalum boride (TaB) | 174250 | 62059
Nickel boride (Ni3B) | 174243 | 62060
Nickel boride (Ni2B) | 174235 | 62061
Nickel boride (NiB) | 174227 | 62062
Molybdenum boride (Mo2B) | 174219 | 62063
Molybdenum boride (MoB) | 174201 | 62064
Iron boride (Fe2B) | 174193 | 62065
Iron boride (FeB) | 174185 | 62066
Chromium boride (Cr2B) | 174177 | 62067
Chromium boride (CrB) | 174169 | 62068
Cobalt boride (Co3B) | 174151 | 62069
Zinc arsenide (Zn3As2) | 174144 | 62070
Iron, diarsoranylidyne- | 174136 | 62071
Cadmium arsenide (Cd3As2) | 174128 | 62072
Ytterbium arsenide (YbAs) | 174110 | 62073
Thulium arsenide (TmAs) | 174102 | 62074
Thallium arsenide (TlAs) | 174094 | 62075
Terbium arsenide (TbAs) | 174086 | 62076
Manganese arsenide (Mn2As) | 174078 | 62077
Manganese arsenide (MnAs) | 174060 | 62078
Propanoic acid, 3,3'-dithiobis-, dimethyl ester | 199679 | 62079
Benzene, 1-(hexyloxy)-4-nitro- | 199661 | 62080
Urea, N,N'-bis(2-hydroxyethyl)- | 199646 | 62081
Carbamic acid, N-(hydroxymethyl)-, methyl ester | 199638 | 62082
Iron, ion (Fe2+) | 199620 | 62083
21H,23H-Porphine-2,7,12,18-tetrapropanoic acid, 3,8,13,17-tetrakis(2-methoxy-2-oxoethyl)-, 2,7,12,18-tetramethyl ester | 199604 | 62084
Antimonate (SbO31-), sodium (1:1) | 199596 | 62085
Acetamide, 2-bromo-2-cyano-N,N-dimethyl- | 199588 | 62086
2-Propenoic acid, 4-benzoyl-3-hydroxyphenyl ester | 199570 | 62087
Cuprate(4-), [.mu.-[[7,7'-(carbonyldiimino)bis[4-hydroxy-3-[(2-hydroxy-5-sulfophenyl)azo]-2-naphthalenesulfonato]](8-)]]di-, sodium (1:4) | 199562 | 62088
Chromium, bis(acetato-.kappa.O)hydroxy- | 199554 | 62089
Methylium, triphenyl-, pentachlorostannate(1-) (1:1) | 199547 | 62090
Benzenesulfonic acid, 4-methyl-, compd. with N,N-diethylethanamine (1:1) | 199539 | 62091
Silane, (3-isocyanatopropyl)trimethoxy- | 199521 | 62092
L-Glutamine, N2-[(1,1-dimethylethoxy)carbonyl]-, 4-nitrophenyl ester | 199497 | 62093
Mercury, dibromodi-, (Hg-Hg) | 199489 | 62094
3-Cyclopentene-1-acetonitrile, 2,2,3-trimethyl- | 199463 | 62095
Magnesium, chloro(1-methylpropyl)- | 199448 | 62096
Vanadium, [[2,2',2''-(nitrilo-.kappa.N)tris[ethanolato-.kappa.O]](3-)]oxo- | 199430 | 62097
Thiourea, N'-ethyl-N,N-dimethyl- | 199422 | 62098
Pregn-5-en-20-one, 3-(acetyloxy)-, (3.beta.)-, compd. with (2,5-dioxo-4-imidazolidinyl)urea (1:1) | 199414 | 62099
2(4H)-Benzofuranone, 5,6,7,7a-tetrahydro-4,4,7a-trimethyl- | 199398 | 62100
Cyclohexanol, 5-methyl-2-(1-methylethyl)-, (1S,2R,5S)- | 199380 | 62101
Benzenediazonium, 4-methoxy-, (T-4)-tetrachlorozincate(2-) (2:1) | 199372 | 62102
9-Octadecenoic acid (9Z)-, lead salt (1:?) | 199364 | 62103
Manganese, bis(dimethylcarbamodithioato-.kappa.S,.kappa.S')-, (T-4)- | 199356 | 62104
Dodecanoic acid, barium cadmium salt (1:?:?) | 199349 | 62105
1,3-Diazaspiro[4.5]decane-2,4-dione, 1,3-bis(2-oxiranylmethyl)- | 199323 | 62106
2,4-Imidazolidinedione, 5-ethyl-5-methyl-1,3-bis(2-oxiranylmethyl)- | 199315 | 62107
Rhodate(3-), hexachloro-, ammonium (1:3), (OC-6-11)- | 199299 | 62108
Zincate(2-), tetrakis(cyano-.kappa.C)-, sodium (1:2), (T-4)- | 199281 | 62109
Silane, ethenyltris[(1-methylethenyl)oxy]- | 199273 | 62110
Ethanone, 1-(2,3-dihydro-1,1,2,3,3,6-hexamethyl-1H-inden-5-yl)- | 199265 | 62111
Iron, tri-.mu.-carbonylhexacarbonyldi-, (Fe-Fe) | 199257 | 62112
Nitric acid, ammonium cerium(3+) salt (5:2:1) | 199240 | 62113
Rhodium, carbonylchlorobis(triphenylphosphine)-, (SP-4-3)- | 199232 | 62114
Nickel, bis[N,N-bis(2-methylpropyl)carbamodithioato-.kappa.S,.kappa.S']-, (SP-4-1)- | 199224 | 62115
Acetic acid, 2-[(2,5-dimethylphenyl)thio]- | 199216 | 62116
Aluminum, tris[ethyl 3-(oxo-.kappa.O)butanoato-.kappa.O']- | 199208 | 62117
Aluminum, tris[N-(hydroxy-.kappa.O)-N-(nitroso-.kappa.O)benzenaminato]- | 199190 | 62118
Propanamide, N,N-diethyl-2-(1-naphthalenyloxy)- | 199182 | 62119
Silicic acid (H4SiO4), sodium zirconium(4+) salt (3:4:2) | 199174 | 62120
2H-Benzotriazole, 2-(2-azidophenyl)- | 199166 | 62121
Tetradecanoic acid, calcium salt (2:1) | 199158 | 62122
Borate(1-), tetrafluoro-, iron(2+) (2:1) | 199141 | 62123
Aurate(3-), bis[monothiosulfato(2-)-.kappa.O,.kappa.SS]-, sodium (1:3), (T-4)- | 199133 | 62124
Cuprate(3-), tetrakis(cyano-.kappa.C)-, sodium (1:3), (T-4)- | 199125 | 62125
Benzenediazonium, 4-[ethyl(phenylmethyl)amino]-, (T-4)-tetrachlorozincate(2-) (2:1) | 199117 | 62126
Aurate(1-), bis(cyano-.kappa.C)-, sodium (1:1) | 199109 | 62127
Platinate(2-), tetrabromo-, rubidium (1:2), (SP-4-1)- | 199091 | 62128
Platinate(2-), tetrabromo-, cesium (1:2), (SP-4-1)- | 199083 | 62129
Boron, [[2,2',2''-(nitrilo-.kappa.N)tris[ethanolato-.kappa.O]](3-)]-, (T-4)- | 199075 | 62130
Bicyclo[2.2.1]heptane-2-carbonitrile, 5-chloro-6-[[[(methylamino)carbonyl]oxy]imino]-, (1S,2R,4R,5R,6E)- | 199067 | 62131
Methanone, (4-amino-2,5-dimethoxyphenyl)phenyl- | 199059 | 62132
1,3-Propanediamine, N1-docosyl- | 199042 | 62133
Silane, (chloromethyl)triethoxy- | 199034 | 62134
L-Threonine, N-[(1,1-dimethylethoxy)carbonyl]-O-(phenylmethyl)- | 199018 | 62135
Platinate(1-), (1-acetyl-2-oxopropyl)chloro(2,4-pentanedionato-.kappa.O2,.kappa.O4)-, potassium (1:1), (SP-4-2)- | 199000 | 62136
Hafnium iodide (HfI4) | 191049 | 62137
Hafnium bromide (HfBr4) | 191031 | 62138
Metaphosphoric acid (HPO3), aluminum salt (3:1) | 191023 | 62139
Antimonate(3-), tetrathioxo-, sodium (1:3), (T-4)- | 191015 | 62140
Silicic acid (H2SiO3), magnesium salt (1:1) | 191007 | 62141
Hydrazine, hydrobromide (1:1) | 190991 | 62142
Aluminate(3-), hexafluoro-, sodium (1:3), (OC-6-11)- | 190983 | 62143
Aluminate(3-), hexafluoro-, potassium (1:3), (OC-6-11)- | 190975 | 62144
Uranium iodide (UI3) | 190967 | 62145
Uranium fluoride (UF5) | 190959 | 62146
Uranium fluoride (UF3) | 190942 | 62147
Sulfurous acid, magnesium salt (2:1) | 190934 | 62148
Krypton fluoride (KrF2) | 190926 | 62149
Phosphoric acid, titanium(4+) salt (2:1) | 190918 | 62150
Phosphoric acid, zirconium(4+) salt (2:1) | 190900 | 62151
Aluminate(1-), tetrahydro-, sodium (1:1), (T-4)- | 190892 | 62152
Sulfamic acid, magnesium salt (2:1) | 190884 | 62153
Sulfamic acid, zinc salt (2:1) | 190876 | 62154
Sulfamic acid, barium salt (2:1) | 190850 | 62155
Nitric acid, indium(3+) salt (3:1) | 190843 | 62156
Perchloric acid, copper(2+) salt (2:1) | 190835 | 62157
Perchloric acid, manganese(2+) salt (2:1) | 190827 | 62158
Iron molybdenum oxide (Fe2Mo3O12) | 190819 | 62159
Vanadate (VO31-), potassium (1:1) | 190801 | 62160
Europium chloride (EuCl2) | 190793 | 62161
Nitric acid, ytterbium(3+) salt (3:1) | 190785 | 62162
Borane(1), fluoro- | 190777 | 62163
Rhenate (ReO41-), hydrogen (1:1), (T-4)- | 190769 | 62164
Copper iodide (CuI2) | 190751 | 62165
Molybdenum zinc oxide (MoZnO4) | 190744 | 62166
Diphosphoric acid, ammonium salt (1:4) | 190736 | 62167
Gadolinium fluoride (GdF3) | 190728 | 62168
Europium fluoride (EuF3) | 190710 | 62169
Samarium fluoride (SmF3) | 190702 | 62170
Chromic acid (H2CrO4), calcium salt (1:1) | 190694 | 62171
Iodic acid (HIO3), lithium salt (1:1) | 190686 | 62172
Borate(1-), tetrahydro-, potassium (1:1) | 190678 | 62173
Cobalt molybdenum oxide (CoMoO4) | 190660 | 62174
Phosphoric acid-d2, potassium salt (1:1) | 190652 | 62175
Lutetium fluoride (LuF3) | 190637 | 62176
Ytterbium fluoride (YbF3) | 190629 | 62177
Thulium fluoride (TmF3) | 190611 | 62178
Holmium fluoride (HoF3) | 190603 | 62179
Ytterbium bromide (YbBr3) | 190595 | 62180
Europium bromide (EuBr3) | 190587 | 62181
Samarium bromide (SmBr3) | 190579 | 62182
Hafnium chloride oxide (HfCl2O) | 190553 | 62183
Silicon sulfide (SiS2) | 190546 | 62184
Carbamic acid, N-(cyanomethyl)-, ethyl ester | 190538 | 62185
Borate(1-), tetrafluoro-, sodium (1:1) | 190520 | 62186
4-Morpholinecarbodithioic acid, 4-morpholinyl ester | 190512 | 62187
Ethanimidothioic acid, N-hydroxy-, methyl ester | 190496 | 62188
Pentanoic acid, 2-hydroxy-4-methyl-, (2S)- | 190488 | 62189
Decanoic acid, calcium salt (2:1) | 190470 | 62190
Nitric acid, thallium(3+) salt (3:1) | 190454 | 62191
Nitric acid, zirconium(4+) salt (4:1) | 190447 | 62192
Ferrate(3-), hexakis(cyano-.kappa.C)-, potassium (1:3), (OC-6-11)- | 190439 | 62193
Phenol, 2-methoxy-6-(5,5,6-trimethylbicyclo[2.2.1]hept-2-yl)- | 190421 | 62194
Phenol, 2-methoxy-6-[(1R,2S,4S)-1,7,7-trimethylbicyclo[2.2.1]hept-2-yl]-, rel- | 190413 | 62195
Phenol, 2-methoxy-5-[(1R,2R,4S)-1,7,7-trimethylbicyclo[2.2.1]hept-2-yl]-, rel- | 190405 | 62196
Phenol, 2-methoxy-5-[(1R,2S,4R,6S)-5,5,6-trimethylbicyclo[2.2.1]hept-2-yl]-, rel- | 190397 | 62197
Beta particle | 182469 | 62198
Alpha particle | 182451 | 62199
Lead, bis(octadecanoato)dioxotri- | 182444 | 62200
Zinc, bis[(2.xi.)-D-gluco-heptonato]- | 182436 | 62201
Manganese, bis[(2.xi.)-D-gluco-heptonato]- | 182428 | 62202
Chromium carbide (Cr3C7) | 182410 | 62203
Aluminum, trichlorotrimethyldi- | 182402 | 62204
2-Propenoic acid, 3a,4,7,7a,?,?-hexahydro-4,7-methano-1H-indenyl ester | 182394 | 62205
Beryllium boride (Be4B) | 182386 | 62206
Beryllium boride (Be2B) | 182378 | 62207
Zirconate (ZrO32-), rubidium (1:2) | 182360 | 62208
Molybdenum hydroxide oxide phosphate (Mo10(OH)3O27(PO4)) | 182352 | 62209
Zincate(2-), [[N,N'-1,2-ethanediylbis[N-[(carboxy-.kappa.O)methyl]glycinato-.kappa.N,.kappa.O]](4-)]-, (OC-6-21)- | 182345 | 62210
Cerium tin oxide (Ce2Sn2O7) | 182337 | 62211
Bismuth ruthenium oxide (Bi2Ru2O7) | 182329 | 62212
Aluminum, compd. with holmium (2:1) | 182311 | 62213
Strontium phosphide (Sr3P2) | 182303 | 62214
Antimony, compd. with nickel (1:3) | 182295 | 62215
Boron zinc oxide (B6Zn2O11), hydrate (2:15) | 182287 | 62216
Cerium oxide sulfide (Ce2O2S) | 182279 | 62217
Cadmium zinc sulfide ((Cd,Zn)S) | 182261 | 62218
Sorbitan | 182253 | 62219
Ammonium nitrate sulfate ((NH4)3(NO3)(SO4)) | 182246 | 62220
Europium silicide (EuSi2) | 182238 | 62221
Potassium zinc chromate oxide (K2Zn4(CrO4)4O) | 182220 | 62222
Bismuth, compd. with cesium (1:3) | 182212 | 62223
Barium strontium titanium oxide (BaSrTi2O6) | 182204 | 62224
Beryllium boride (BeB6), (OC-6-11)- | 182196 | 62225
Aluminum hydroxide silicate (Al2(OH)4(Si2O5)) | 182188 | 62226
Manganese, [[2-[(dithiocarboxy)amino]ethyl]carbamodithioato(2-)-.kappa.S,.kappa.S']- | 182170 | 62227
Bismuth, compd. with yttrium (1:1) | 182162 | 62228
Arsenargentite (Ag3As) | 182154 | 62229
Molybdate (Mo8O264-), ammonium (1:4) | 182147 | 62230
Bismuth, compd. with thorium (2:1) | 182139 | 62231
Aluminum silicon hydroxide oxide (AlSi5(OH)O11) | 182121 | 62232
Hydrogen ion | 182113 | 62233
Phenol, 2,3,5(or 3,4,5)-trimethyl-, methylcarbamate | 182105 | 62234
Lead, dihydroxy[2,4,6-trinitro-1,3-benzenediolato(2-)]di- | 182097 | 62235
Hafnium silicide (HfSi2) | 182089 | 62236
Ammonium tungsten oxide ((NH4)2W4O13) | 182071 | 62237
Germanate (GeO32-), potassium (1:2) | 182063 | 62238
Rhenium selenide (Re2Se7) | 182055 | 62239
Methanaminium, N,N,N-trimethyl-, octahydrotriborate(1-) (1:1) | 182022 | 62240
Iridium carbide (IrC) | 182014 | 62241
Sodium titanium oxide (Na2Ti4O9) | 182006 | 62242
Barium phosphide (Ba3P2) | 181990 | 62243
1,3,5-Triazine-2,4,6-triamine, N2,N2,N4(or N2,N4,N6)-trichloro- | 181982 | 62244
Bismuth oxide silicate (Bi12O16(SiO4)) | 181974 | 62245
Antimony sulfide (Sb2S4) | 181966 | 62246
Sodium hydroxide phosphate (Na13(OH)(PO4)4) | 181958 | 62247
Antimony, compd. with barium (2:3) | 181941 | 62248
Arsenic sulfide (As2S4) | 181933 | 62249
Yttrium oxide sulfide (Y2O2S) | 181925 | 62250
Iron vanadium oxide (Fe4V6O21) | 181917 | 62251
Gadolinium oxide sulfide (Gd2O2S) | 181909 | 62252
Bismuth, compd. with lithium (1:3) | 181891 | 62253
Chromium hydroxide sulfate (Cr(OH)(SO4)) | 181883 | 62254
Rubidium tantalum oxide (RbTaO3) | 181875 | 62255
Cordierite (Mg2[Al4O3(SiO3)5].xH2O) | 181867 | 62256
Lanthanum sulfide (LaS2) | 181859 | 62257
Hafnium phosphide (HfP) | 181842 | 62258
Platinate (Pt(OH)62-), sodium (1:2), (OC-6-11)- | 181834 | 62259
Lutetium arsenide (LuAs) | 174052 | 62260
Holmium arsenide (HoAs) | 174045 | 62261
Gadolinium arsenide (GdAs) | 174037 | 62262
Iron arsenide (Fe2As) | 174029 | 62263
Dysprosium arsenide (DyAs) | 174011 | 62264
Copper arsenide (Cu3As) | 174003 | 62265
Aluminum calcium oxide (Al14Ca12O33) | 173997 | 62266
Aluminum calcium oxide (Al12CaO19) | 173989 | 62267
Aluminum sodium oxide (Al11NaO17) | 173971 | 62268
Aluminum yttrium oxide (Al5Y3O12) | 173963 | 62269
Aluminum sodium oxide (Al5NaO8) | 173955 | 62270
Aluminum calcium oxide (Al4CaO7) | 173948 | 62271
Aluminum, compd. with zirconium (3:1) | 173930 | 62272
Aluminum, compd. with titanium (3:1) | 173922 | 62273
Aluminum, compd. with tantalum (3:1) | 173914 | 62274
Aluminum, compd. with niobium (3:1) | 173906 | 62275
Aluminum titanium oxide (Al2TiO5) | 173898 | 62276
Aluminum strontium oxide (Al2SrO4) | 173880 | 62277
Aluminum nickel oxide (Al2NiO4) | 173872 | 62278
Aluminum, compd. with lanthanum (2:1) | 173864 | 62279
Aluminum, compd. with gadolinium (2:1) | 173856 | 62280
Aluminum, compd. with erbium (2:1) | 173849 | 62281
Aluminum calcium oxide sulfate (Al2Ca6O6(SO4)3) | 173831 | 62282
Aluminate (AlO33-), barium (2:3) | 173823 | 62283
Aluminum barium oxide (Al2BaO4) | 173815 | 62284
Aluminum, compd. with nickel (1:1) | 173807 | 62285
Aluminum, compd. with molybdenum (1:3) | 173799 | 62286
Aluminate (AlO21-), lithium (1:1) | 173781 | 62287
Aluminate (AlO21-), potassium (1:1) | 173773 | 62288
Silicic acid (H4SiO4), aluminum sodium salt (1:1:1) | 173765 | 62289
Fluorphlogopite (Mg3K[AlF2O(SiO3)3]) | 173757 | 62290
Aluminum titanium chloride (AlTi3Cl12) | 173740 | 62291
Silver iodide sulfide (Ag3IS) | 173732 | 62292
Silver telluride (Ag2Te) | 173724 | 62293
Silver phosphide (AgP2) | 173716 | 62294
Cyclohexanecarboxylic acid, 4(or 5)-chloro-2-methyl-, 1,1-dimethylethyl ester | 173708 | 62295
Phenol, methyl-, potassium salt (1:1) | 173690 | 62296
Benzene, trichloro- | 173682 | 62297
Silicic acid, methyl ester | 173674 | 62298
C.I. Pigment Green 21 | 173666 | 62299
C.I. Pigment Green 18 | 173658 | 62300
C.I. Pigment Black 18 | 173641 | 62301
Vitamin K | 173625 | 62302
Chrysotile (Mg3H2(SiO4)2.H2O) | 173617 | 62303
Mica-group minerals | 173591 | 62304
Aroclor 1232 | 173583 | 62305
Xanthan gum | 173575 | 62306
Nonanoic acid, ester with 2-ethyl-2-(hydroxymethyl)-1,3-propanediol | 173567 | 62307
Decanoic acid, ester with 2-ethyl-2-(hydroxymethyl)-1,3-propanediol octanoate | 173559 | 62308
Perboric acid, sodium salt | 173542 | 62309
Heptanoic acid, ester with 2,2-bis(hydroxymethyl)-1,3-propanediol | 173534 | 62310
Barium iron oxide | 173526 | 62311
Aluminum magnesium oxide | 173518 | 62312
Lignocellulose | 173500 | 62313
Yttrium oxide | 173492 | 62314
Vanadium sulfide | 173484 | 62315
Vanadium carbide | 173476 | 62316
Hafnium carbide | 173468 | 62317
Gadolinium yttrium oxide | 173450 | 62318
Boron potassium oxide (B5KO8) | 173443 | 62319
Silylidyne, fluoro- | 173435 | 62320
Aroclor 5460 | 173427 | 62321
Boric acid, aluminum salt | 173419 | 62322
Tungstate (W12(OH)2O4010-), ammonium (1:10) | 173401 | 62323
1-Tridecanethiol | 215020 | 62324
Diazene, 1,2-bis[4-(pentyloxy)phenyl]-, 1-oxide | 215012 | 62325
Acetic acid, 2-(4-chloro-2-methylphenoxy)-, 2-butoxyethyl ester | 215004 | 62326
Piperazine, 1,1'-(1,2-ethanediyl)bis- | 214999 | 62327
1,3-Propanediamine, N3-[3-[(3-aminopropyl)amino]propyl]-N1,N1-dimethyl- | 214981 | 62328
1,3-Propanediamine, N1-(3-aminopropyl)-N1,N3,N3-trimethyl- | 214973 | 62329
Benzoic acid, 4-(2-carboxyethenyl)-, methyl ester | 214965 | 62330
Benzenemethanesulfonic acid, .alpha.,4-dihydroxy-3-methoxy-, sodium salt (1:1) | 214940 | 62331
Benzenesulfonic acid, 2,2'-(1,2-ethenediyl)bis[5-[[4-[bis(2-hydroxyethyl)amino]-6-(phenylamino)-1,3,5-triazin-2-yl]amino]-, compd. with 2-aminoethanol (1:?) | 214932 | 62332
Calcium, [propanedioato(2-)-.kappa.O1,.kappa.O3]- | 214924 | 62333
1,3-Isobenzofurandione, 5-methyl- | 214908 | 62334
1,3-Isobenzofurandione, hexahydro-5-methyl- | 214890 | 62335
1,4-Butanediamine, N1,N4-diethyl- | 214874 | 62336
Acetamide, N-[3-[(2-cyanoethyl)ethylamino]-4-methoxyphenyl]- | 214866 | 62337
Benzenesulfonic acid, 2-amino-5-methoxy-, sodium salt (1:1) | 214841 | 62338
Cuprate(1-), [(3S,4S,21R)-9-ethenyl-14-ethyl-21-(methoxycarbonyl)-4,8,13,18-tetramethyl-20-oxo-3-phorbinepropanoato(3-)-.kappa.N23,.kappa.N24,.kappa.N25,.kappa.N26]-, hydrogen (1:1), (SP-4-2)- | 214825 | 62339
Platinate(1-), bis(1-acetyl-2-oxopropyl)(2,4-pentanedionato-.kappa.O2,.kappa.O4)-, potassium (1:1), (SP-4-2)- | 214817 | 62340
Benzoic acid, 4-nitro-, ammonium salt (1:1) | 214809 | 62341
2-Propenamide, N,N'-[(2-oxo-1,3-imidazolidinediyl)bis(methylene)]bis- | 214791 | 62342
Benzamide, 3-amino-4-methyl- | 214775 | 62343
1-Naphthalenol, potassium salt (1:1) | 214767 | 62344
Hexane, 3,4-diethyl- | 214742 | 62345
Benzene, 1,4-dichloro-2-methyl- | 214734 | 62346
2-Butene, 2,3-dibromo- | 214718 | 62347
Benzene, 2-(chloromethyl)-5-(1,1-dimethylethyl)-1,3-dimethyl- | 214700 | 62348
Benzenemethanaminium, N-dodecyl-N,N-bis(2-hydroxyethyl)-, chloride (1:1) | 214684 | 62349
Benzothiazolium, 3-ethyl-2-methyl-, ethyl sulfate (1:1) | 214676 | 62350
Platinate(2-), hexakis(thiocyanato-.kappa.S)-, ammonium (1:2), (OC-6-11)- | 214668 | 62351
Diphosphoric acid, nickel(2+) salt (1:?) | 214643 | 62352
Benzene-1,2,3,4,5-d5, 6-(ethenyl-1,2,2-d3)- | 214635 | 62353
Propanenitrile, 2-amino-2-methyl- | 214627 | 62354
Thiazolidine, 2,2-dimethyl- | 214601 | 62355
Quinoline, 1,2,3,4-tetrahydro-4-methyl- | 214593 | 62356
Silicon, dichloro[29H,31H-phthalocyaninato(2-)-.kappa.N29,.kappa.N30,.kappa.N31,.kappa.N32]-, (OC-6-12)- | 214577 | 62357
Cuprate(2-), [[rel-N,N'-(1R,2R)-1,2-cyclohexanediylbis[N-[(carboxy-.kappa.O)methyl]glycinato-.kappa.N,.kappa.O]](4-)]-, (OC-6-21)- | 214569 | 62358
3,6,9,12-Tetraoxaeicosan-1-ol | 214544 | 62359
Acetic acid, 2,2,2-trichloro-, lithium salt (1:1) | 214536 | 62360
9-Octadecenoic acid (9Z)-, 1,1'-[2,2-bis[[[(9Z)-1-oxo-9-octadecenyl]oxy]methyl]-1,3-propanediyl] ester | 214510 | 62361
Cyclohexanol, 5-methyl-2-(1-methylethyl)-, sodium salt (1:1), (1R,2S,5R)-rel- | 214502 | 62362
2,6,10-Dodecatrienal, 3,7,11-trimethyl- | 214494 | 62363
2-Propenoic acid, 2-methyl-, 3-[1,3,3,3-tetramethyl-1-[(trimethylsilyl)oxy]-1-disiloxanyl]propyl ester | 214478 | 62364
Sulfuric acid, tin(4+) salt (2:1) | 214460 | 62365
Diborane(6) | 214445 | 62366
9,10-Anthracenedione, 1-hydroxy-4-(phenylamino)- | 214437 | 62367
1-Propanaminium, N,N,N-trimethyl-3-[(1-oxooctadecyl)amino]-, methyl sulfate (1:1) | 214411 | 62368
Methanone, 1,1'-(1,8-naphthalenediyl)bis[1-phenyl- | 214395 | 62369
Diphosphoric acid, cadmium salt (1:?) | 214387 | 62370
2-Propanone, 1,1-diethoxy-3-phenyl- | 214379 | 62371
Ethanol, 2,2'-(phenylimino)bis-, 1,1'-diacetate | 214361 | 62372
2-Buten-1-ol, 2-methyl-, 1-acetate, (2E)- | 214353 | 62373
1,2-Ethanediamine, N1-ethyl-N1-(3-methylphenyl)- | 214346 | 62374
Acetic acid, 2,2'-hydrazinylidenebis- | 214338 | 62375
Phenol, 2,4-bis(1,1-dimethylethyl)-5-(1-methylethyl)- | 214320 | 62376
Phenol, 2,4-bis(1,1-dimethylethyl)-5-ethyl- | 214312 | 62377
Guanidine, hydrobromide (1:1) | 214304 | 62378
L-Glutamic acid, calcium salt (1:?) | 214296 | 62379
Ethanol, 2-(1-methylethoxy)-, 1-acetate | 214288 | 62380
Butanoic acid, 3-oxo-, ethyl ester, ion(1-), sodium (1:1) | 214270 | 62381
4H-Imidazol-4-one, 2-amino-1,5-dihydro-1-methyl-, hydrochloride (1:1) | 214262 | 62382
1,2-Propanediol, 1,2-dibenzoate | 214254 | 62383
2-Benzothiazolesulfenamide, N,N'-(oxydi-2,1-ethanediyl)bis- | 214247 | 62384
1-Propanaminium, 2-hydroxy-N,N-dimethyl-N-[3-[(1-oxododecyl)amino]propyl]-3-sulfo-, inner salt | 214239 | 62385
Benzoxazole, 5-chloro-2-methyl- | 214221 | 62386
Benzoxazole, 2,5,6-trimethyl- | 214213 | 62387
Tetradecane, 1-iodo- | 214205 | 62388
1,3-Dithiolan-2-imine, sulfate (1:1) | 214197 | 62389
Phosphorodithioic acid, zinc salt (1:?) | 214189 | 62390
2-Butenedioic acid (2Z)-, 1-[2-[(1-oxo-2-propen-1-yl)oxy]ethyl] ester | 214171 | 62391
Phosphate(1-), hexafluoro-, nitryl (1:1) | 214163 | 62392
Hexanoic acid, 2-ethyl-, samarium(3+) salt (3:1) | 214155 | 62393
1-Propanol, 3-bromo-2,2-bis(bromomethyl)-, 1,1',1''-phosphate | 214130 | 62394
1,3-Propanediol, 2-(bromomethyl)-2-(hydroxymethyl)- | 214122 | 62395
1,3,2,4-Dithiadiphosphetane, 2,4-bis(4-methoxyphenyl)-, 2,4-disulfide | 214114 | 62396
Palladate(2-), hexachloro-, ammonium (1:2), (OC-6-11)- | 214106 | 62397
5-Hepten-2-ol, 6-methyl-, 2-acetate | 214080 | 62398
1-Propanamine, N,N,2-trimethyl-2-nitro- | 214064 | 62399
Chromate(3-), bis[3-(hydroxy-.kappa.O)-4-[2-[2-(hydroxy-.kappa.O)-1-naphthalenyl]diazenyl-.kappa.N1]-1-naphthalenesulfonato(3-)]-, hydrogen (1:3) | 214056 | 62400
Chromate(3-), bis[4-(hydroxy-.kappa.O)-3-[2-[2-(hydroxy-.kappa.O)-1-naphthalenyl]diazenyl-.kappa.N1]benzenesulfonato(3-)]-, hydrogen (1:3) | 214049 | 62401
Chromate(5-), bis[3-[2-[5-chloro-2-(hydroxy-.kappa.O)phenyl]diazenyl-.kappa.N1]-4-(hydroxy-.kappa.O)-5-hydroxy-2,7-naphthalenedisulfonato(4-)]-, hydrogen (1:5) | 214031 | 62402
Sulfurous acid, gold(1+) potassium salt (2:1:3) | 214023 | 62403
Sulfurous acid, gold(1+) sodium salt (2:1:3) | 214015 | 62404
2-Butenedioic acid (2E)-, 1,4-dihexyl ester | 213991 | 62405
1H-Benz[de]isoquinoline-1,3(2H)-dione, 2-butyl-6-(butylamino)- | 213983 | 62406
Vanadium, tris(2-methyl-1-propanolato)oxo-, (T-4)- | 213975 | 62407
Hydroxylamine, phosphate (1:1) | 213959 | 62408
5-Octen-2-one, (5E)- | 213942 | 62409
Benzoic acid, 3,5-disulfo-, sodium salt (1:2) | 213926 | 62410
Acetamide, N-[4-[[(aminoiminomethyl)amino]sulfonyl]phenyl]- | 213900 | 62411
1-Butanamine, 4,4-dimethoxy- | 213884 | 62412
1-Propanol, 3-(dimethylamino)-2,2-dimethyl- | 213876 | 62413
Cobaltate(1-), [S-[4-[4-[2-[5-[[(2-ethoxyphenyl)amino]sulfonyl]-2-(hydroxy-.kappa.O)phenyl]diazenyl-.kappa.N1]-4,5-dihydro-3-methyl-5-(oxo-.kappa.O)-1H-pyrazol-1-yl]phenyl] monothiosulfato(3-)]-, sodium (1:1) | 213868 | 62414
Pyridine, 2,3,5,6-tetrachloro-4-(propylthio)- | 213850 | 62415
Phosphoric acid, monooctyl ester, potassium salt (1:2) | 213835 | 62416
Phosphoric acid, dioctyl ester, potassium salt (1:1) | 213827 | 62417
Benzenesulfonic acid, 4-[(2,5,6-trichloro-4-pyrimidinyl)amino]-, sodium salt (1:1) | 213801 | 62418
Benzenesulfonyl chloride, 2,5-dimethyl- | 213785 | 62419
1-Hexadecanol, 1-(dihydrogen phosphate), potassium salt (1:1) | 213769 | 62420
Propenylium, pentachloro-, (OC-6-11)-hexachloroantimonate(1-) (1:1) | 213751 | 62421
9,10-Anthracenedione, 1-amino-2-[4-[(hexahydro-2-oxo-1H-azepin-1-yl)methyl]phenoxy]-4-hydroxy- | 213736 | 62422
Benzamide, 4-methyl-3-nitro- | 213710 | 62423
Cadmium, bis(N,N-dipentylcarbamodithioato-.kappa.S,.kappa.S')-, (T-4)- | 213694 | 62424
Decanal, 2-methyl- | 213686 | 62425
Propanoic acid, 2,2-dimethyl-, chloromethyl ester | 213660 | 62426
1,2,3-Propanetricarboxylic acid, 2-hydroxy-, sodium salt (1:1) | 213652 | 62427
Docosanoic acid, aluminum salt (3:1) | 213645 | 62428
Phenol, 4-(hexyloxy)- | 213637 | 62429
Phenol, 4-(pentyloxy)- | 213629 | 62430
Phenol, 4-propoxy- | 213611 | 62431
Cadmium(2+), bis(1,2-ethanediamine-.kappa.N1,.kappa.N2)-, (T-4)-, bis(cyano-.kappa.C)aurate(1-) (1:2) | 213603 | 62432
Zinc(2+), tris(1,2-ethanediamine-.kappa.N1,.kappa.N2)-, (OC-6-11)-, bis(cyano-.kappa.C)aurate(1-) (1:2) | 213595 | 62433
Copper(2+), bis(1,2-ethanediamine-.kappa.N1,.kappa.N2)-, (SP-4-1)-, bis(cyano-.kappa.C)aurate(1-) (1:2) | 213587 | 62434
Copper(2+), [N1-[2-(amino-.kappa.N)ethyl]-N2-[2-[[2-(amino-.kappa.N)ethyl]amino-.kappa.N]ethyl]-1,2-ethanediamine-.kappa.N1,.kappa.N2]-, bis(cyano-.kappa.C)aurate(1-) (1:2) | 213579 | 62435
Nickel(2+), bis(1,2-propanediamine-.kappa.N1,.kappa.N2)-, bis(cyano-.kappa.C)aurate(1-) (1:2) | 213561 | 62436
2,3-Pyridinedicarboxylic acid, copper(2+) salt (1:1) | 213553 | 62437
Magnesate(2-), bis[L-aspartato(2-)-.kappa.N,.kappa.O1]-, hydrogen (1:2), (T-4)- | 213546 | 62438
L-Cysteine, N-[(1,1-dimethylethoxy)carbonyl]-S-[(4-methoxyphenyl)methyl]- | 213538 | 62439
Sulfuric acid, copper(2+) salt (1:?) | 213520 | 62440
Propanenitrile, 3,3'-[(3-methylphenyl)imino]bis- | 213512 | 62441
2-Propenoic acid, 1,3-dimethylbutyl ester | 213504 | 62442
Acetamide, N,N'-[[(2S,5S)-3,6-dioxo-2,5-piperazinediyl]di-3,1-propanediyl]bis[N-hydroxy- | 213496 | 62443
1,3,5-Triazine, 2,4,6-tris(2-ethyl-1-aziridinyl)- | 213488 | 62444
Benzenesulfonamide, N-[bis(1-methylethyl)-.lambda.4-sulfanylidene]-4-methyl- | 213470 | 62445
Cyclododecasiloxane, tetracosamethyl- | 213462 | 62446
Magnesium, bis[2-(hydroxy-.kappa.O)propanoato-.kappa.O]-, (T-4)- | 213454 | 62447
Aluminum, tris[2-(hydroxy-.kappa.O)propanoato-.kappa.O]- | 213447 | 62448
Magnesium, bis[2-(hydroxy-.kappa.O)benzoato-.kappa.O]-, (T-4)- | 213439 | 62449
Ethanol, 2-[2-(2-methylpropoxy)ethoxy]- | 213421 | 62450
Heptane, 3-(bromomethyl)- | 213405 | 62451
Benzene, 1-isocyanato-3-methoxy- | 213397 | 62452
Copper chromate oxide (Cu2(CrO4)O) | 213389 | 62453
Ruthenium, trichloronitrosyl- | 213371 | 62454
2-Naphthalenesulfonic acid, 7-[(4,6-dichloro-1,3,5-triazin-2-yl)amino]-4-hydroxy-3-[2-(2-sulfophenyl)diazenyl]-, sodium salt (1:2) | 213355 | 62455
D-Glucose, 2-deoxy-2-[[(methylnitrosoamino)carbonyl]amino]- | 213348 | 62456
1-Propanesulfonic acid, 3-[[(dimethylamino)thioxomethyl]thio]-, sodium salt (1:1) | 213322 | 62457
Pentitol, 1,5-anhydro-2,4-dideoxy-2-pentyl-, 3-acetate | 213314 | 62458
Phosphorodichloridic acid, 2,2,2-trichloroethyl ester | 213298 | 62459
Molybdenum oxide (MoO2) | 213280 | 62460
Hafnium sulfide (HfS2) | 213272 | 62461
Butane, 1-[2-(2-propen-1-yloxy)ethoxy]- | 213256 | 62462
2-Naphthalenecarboxamide, 3-hydroxy-4-[2-(2-methoxyphenyl)diazenyl]-N-phenyl- | 213249 | 62463
Heptadecasiloxane, hexatriacontamethyl- | 213231 | 62464
Glycine, N-[imino(phosphonoamino)methyl]-N-methyl-, potassium salt (1:2) | 213215 | 62465
1-Hexacosene | 213199 | 62466
Pentanoic acid, 3-acetyl-4-oxo-, ethyl ester | 213181 | 62467
2-Heptenal, (2E)- | 213165 | 62468
Naphthacene, 5,12-bis(2-phenylethynyl)- | 213157 | 62469
1,2-Benzenedicarboxylic acid, 3,4,5,6-tetrabromo-, potassium salt (1:2) | 213132 | 62470
2,2'-Bipyridine, hydrochloride (1:2) | 213116 | 62471
Manganese sulfide (MnS) | 213090 | 62472
Urea, N-1H-benzotriazol-6-yl-N'-phenyl- | 213082 | 62473
Barium azide (Ba(N3)2) | 213074 | 62474
Nonanedioic acid, 1,9-dinonyl ester | 213066 | 62475
Benzenethiol, 3,4-dimethyl- | 213041 | 62476
Benzenethiol, 2,3-dimethyl- | 213033 | 62477
1,6,10-Dodecatriene, 7,11-dimethyl-3-methylene-, (6E)- | 213017 | 62478
Ethanol, 2-[2-[2-(4-aminophenoxy)ethoxy]ethoxy]- | 212993 | 62479
Benzene, 1,4-dimethoxy-2-(2-nitro-1-propen-1-yl)- | 212985 | 62480
Acetic acid, lutetium(3+) salt (3:1) | 212969 | 62481
Acetic acid, dysprosium(3+) salt (3:1) | 212951 | 62482
Benzenesulfonic acid, 4-(1-ethyldecyl)- | 212944 | 62483
Cyclodecasiloxane, eicosamethyl- | 212936 | 62484
2-Propenoic acid, 3-[4-[[(4-methoxyphenyl)methylene]amino]phenyl]-2-methyl-, propyl ester | 212928 | 62485
Cycloundecasiloxane, docosamethyl- | 212902 | 62486
Silicic acid (H4SiO4), tetrakis(2-butoxyethyl) ester | 212894 | 62487
Silane, trioctyl- | 212886 | 62488
Thiophene, 3-(decyloxy)tetrahydro-, 1,1-dioxide | 212878 | 62489
Chromate(1-), [S-[4-[4,5-dihydro-4-[2-[2-(hydroxy-.kappa.O)-5-(methylsulfonyl)phenyl]diazenyl-.kappa.N1]-3-methyl-5-(oxo-.kappa.O)-1H-pyrazol-1-yl]phenyl] monothiosulfato(3-)]-, sodium (1:1) | 212860 | 62490
Chromate(1-), [2-[2-[4,5-dihydro-3-methyl-5-(oxo-.kappa.O)-1-[4-(sulfothio)phenyl]-1H-pyrazol-4-yl]diazenyl-.kappa.N1]benzoato(3-)-.kappa.O]-, sodium (1:1) | 212852 | 62491
Phosphonic acid, P-propyl-, dimethyl ester | 212845 | 62492
Silane, trimethyl(octadecyloxy)- | 212837 | 62493
Ruthenate(2-), hexachloro-, ammonium (1:2), (OC-6-11)- | 212829 | 62494
Benzene, 1,1',1''-[(chlorosilylidyne)tris(methylene)]tris- | 212811 | 62495
9-Octadecenoic acid, 12-hydroxy-, (9Z,12R)-, compd. with 2-aminoethanol (1:1) | 212803 | 62496
Silane, trichloroeicosyl- | 212795 | 62497
Phenol, 2-amino-4-octyl- | 212787 | 62498
Disiloxane, 1,1,3,3-tetramethyl-1,3-bis[2-(7-oxabicyclo[4.1.0]hept-3-yl)ethyl]- | 212779 | 62499
Formic acid, compd. with 1-butanamine (1:1) | 212761 | 62500
Ethane, 1,1',1''-[methylidynetris(oxy)]tris[2-chloro- | 212753 | 62501
Ethanethioic acid, S-[2-(dimethylamino)ethyl] ester | 212746 | 62502
Phosphoric acid, copper(2+) salt (2:1) | 212738 | 62503
Phosphoric acid, cobalt(2+) salt (2:1) | 212720 | 62504
Phosphoric acid, manganese(2+) salt (2:1) | 212712 | 62505
2-Pyridinecarbonitrile, 4-phenyl- | 212704 | 62506
Benzene, 1,3,5-trichloro-2-nitro- | 212696 | 62507
1,3,4-Thiadiazole-2(3H)-thione | 212688 | 62508
5H-Tetrazole-5-thione, 1,2-dihydro- | 212670 | 62509
1-Decanol, 2-methyl- | 212654 | 62510
3,5-Octadien-2-ol, 2,6-dimethyl-, (5E)- | 212647 | 62511
Quinoxaline, 2,6-dichloro- | 212621 | 62512
1-Propyne, 3-(1-ethoxyethoxy)- | 212613 | 62513
Benzene, 1,1',1''-[(ethenylsilylidyne)tris(oxy)]tris- | 212597 | 62514
1H-Indene, 3,3'-(1,2-ethanediyl)bis- | 212589 | 62515
Sulfamic acid, tin(2+) salt (2:1) | 212571 | 62516
Silane, chlorodimethyloctadecyl- | 212555 | 62517
Thiazole, 2-(2-methylpropyl)- | 212548 | 62518
Iron hydroxide (Fe(OH)2) | 212522 | 62519
Silane, octadecyl- | 212514 | 62520
Cyanamide, N-cyano-, zinc salt (2:1) | 212506 | 62521
2-Propenoic acid, 1,1'-(2-butene-1,4-diyl) ester | 212480 | 62522
1-Propanaminium, 3-(dodecyloxy)-2-hydroxy-N,N-bis(2-hydroxyethyl)-N-methyl-, methyl sulfate (1:1) | 212464 | 62523
Butane, 1,4-dibromo-1,1,2,2-tetrafluoro- | 212449 | 62524
2,4(1H,3H)-Pyrimidinedione, 6-(chloromethyl)- | 212431 | 62525
Phosphine, diphenyl[2-(triethoxysilyl)ethyl]- | 212423 | 62526
Ethanaminium, 2-[[1-amino-9,10-dihydro-9,10-dioxo-4-(phenylamino)-2-anthracenyl]thio]-N,N,N-trimethyl-, methyl sulfate (1:1) | 212407 | 62527
1,3-Dioxan-5-ol, 2-hexyl-, trans- | 212399 | 62528
2-Propenoic acid, 2-methyl-, 1,1'-[(1,1,3,3-tetramethyl-1,3-disiloxanediyl)di-3,1-propanediyl] ester | 212373 | 62529
Chromium, ion (Cr6+) | 212357 | 62530
Silane, dodecyltriethoxy- | 212340 | 62531
2-Propenoic acid, 3-(dimethylamino)propyl ester | 212324 | 62532
Benzenesulfonamide, sodium salt (1:1) | 212316 | 62533
Sulfide | 212290 | 62534
Propane, 1,1,2,3-tetrachloro- | 212282 | 62535
3-Heptene, 7,7-diethoxy-, (3Z)- | 212266 | 62536
2,4-Dodecadien-1-ol, (2E,4E)- | 212258 | 62537
Strontium hydroxide (Sr(OH)2) | 212241 | 62538
1-Cyclohexene-1-methanol, .alpha.,.alpha.,4-trimethyl- | 212225 | 62539
7-Octen-2-ol, 2,6-dimethyl- | 212217 | 62540
4,6-Octadien-3-ol, 3,7-dimethyl- | 212191 | 62541
6-Octen-3-ol, 3,7-dimethyl- | 212183 | 62542
Spiro[isobenzofuran-1(3H),9'-[9H]xanthen]-3-one, 2',4',5',7'-tetrabromo-4,5,6,7-tetrachloro-3',6'-dihydroxy-, sodium salt (1:2) | 212167 | 62543
D-Gluconic acid, compd. with N1,N14-bis(4-chlorophenyl)-3,12-diimino-2,4,11,13-tetraazatetradecanediimidamide (2:1) | 212159 | 62544
Ethanesulfonic acid, 2-[methyl(1-oxotetradecyl)amino]-, sodium salt (1:1) | 212142 | 62545
1H-Benzimidazolium, 5,6-dichloro-2-[3-[5,6-dichloro-1-ethyl-1,3-dihydro-3-(4-sulfobutyl)-2H-benzimidazol-2-ylidene]-1-propen-1-yl]-1-ethyl-3-(4-sulfobutyl)-, inner salt, sodium salt (1:1) | 212126 | 62546
Lead chromate oxide (Pb2(CrO4)O) | 212118 | 62547
10-Undecenoic acid, pentyl ester | 212100 | 62548
Propanoic acid, 2-hydroxy-, 1-methylpropyl ester | 212092 | 62549
2-Propanol, 1-(dodecyloxy)-3-[(2-hydroxyethyl)amino]- | 212084 | 62550
Cyclohexanemethanol, .alpha.,4-dimethyl-, trans- | 212068 | 62551
Cyclohexanemethanol, .alpha.,4-dimethyl-, cis- | 212050 | 62552
1H-3a,6-Methanoazulene-3-carboxylic acid, octahydro-7,7-dimethyl-8-methylene-, methyl ester, (3S,3aR,6R,8aS)- | 212035 | 62553
Spiro[4.5]dec-6-en-8-one, 6,10-dimethyl-2-(1-methylethylidene)-, (5R,10R)- | 212027 | 62554
2(3H)-Furanone, 3-hexyldihydro- | 212019 | 62555
1-Triacontene | 212001 | 62556
1-Nonadecene | 211995 | 62557
1H-Indole, 1,2-diphenyl- | 211987 | 62558
Pyrazine, 2,5-dimethyl-3-propyl- | 211979 | 62559
1,3-Dioxolane, 4-methyl-2-(2-methylpropyl)- | 211961 | 62560
2(3H)-Furanone, dihydro-5-(2-methylpropyl)- | 211953 | 62561
Zirconium, chlorohydroxyoxo- | 211946 | 62562
Benzothiazolium, 5-chloro-2-[2-[(5-chloro-3-ethyl-2(3H)-benzothiazolylidene)methyl]-1-buten-1-yl]-3-ethyl-, bromide (1:1) | 211938 | 62563
Benzothiazolium, 5-chloro-2-[2-[(5-chloro-3-ethyl-2(3H)-benzothiazolylidene)methyl]-1-buten-1-yl]-3-(3-sulfobutyl)-, inner salt | 211920 | 62564
Glycine, N-(carboxymethyl)-N-(1-oxododecyl)-, sodium salt (1:2) | 211912 | 62565
Naphtho[2,3-d]thiazolium, 3-ethyl-2-[2-[(3-ethylnaphtho[2,3-d]thiazol-2(3H)-ylidene)methyl]-1-buten-1-yl]-, 4-methylbenzenesulfonate (1:1) | 211904 | 62566
Quinolinium, 1-methyl-2-[2-[(3-methyl-2(3H)-benzothiazolylidene)methyl]-1-buten-1-yl]-, iodide (1:1) | 211896 | 62567
Benzene, 1,1'-(chloroethenylsilylene)bis- | 211870 | 62568
2,4-Decadien-1-ol, (2E,4E)- | 211854 | 62569
2,4-Octadien-1-ol, (2E,4E)- | 211847 | 62570
Silicic acid (H4SiO4), tetrakis(2-methoxy-1-methylethyl) ester | 211821 | 62571
Silicic acid (H4SiO4), tetrakis(2-ethoxyethyl) ester | 211813 | 62572
2,7-Dioxa-3,6-disilaoctane, 3,3,6,6-tetramethoxy- | 211797 | 62573
Silane, trichlorotetradecyl- | 211771 | 62574
Bicyclo[2.2.1]hept-2-ene, 5-(triethoxysilyl)- | 211763 | 62575
Silane, dichlorobis(1,1-dimethylethyl)- | 211748 | 62576
Silane, trimethoxy(2-methylpropyl)- | 211722 | 62577
Phenol, 2,4,6-trinitro-, lithium salt (1:1) | 211714 | 62578
Urea, N-butyl-N',N'-diethyl-N-(trimethylsilyl)- | 211706 | 62579
1-Propanol, 3-(trimethylsilyl)-, 1-acetate | 211680 | 62580
Cyclohexane, [(trichlorosilyl)methyl]- | 211672 | 62581
2-Propanol, 1-chloro-3-(decyloxy)- | 211656 | 62582
Benzothiazolium, 3-(2-hydroxyethyl)-2-[5-[3-(2-hydroxyethyl)-2(3H)-benzothiazolylidene]-1,3-pentadien-1-yl]-, bromide (1:1) | 211649 | 62583
Disilane, 1,1,1-trimethyl- | 211623 | 62584
3,5-Heptanedione, 2,6-dimethyl- | 211615 | 62585
Benzoxazolium, 5-phenyl-2-[2-[[5-phenyl-3-(3-sulfobutyl)-2(3H)-benzoxazolylidene]methyl]-1-buten-1-yl]-3-(3-sulfobutyl)-, inner salt, sodium salt (1:1) | 211599 | 62586
Benzenediazonium, 2-(benzoylamino)-4-methoxy-5-methyl-, trichlorozincate(1-) (1:1) | 211581 | 62587
2-Propen-1-amine, N-ethyl-2-methyl- | 211573 | 62588
2-Hexene, 1,1-dimethoxy-, (2E)- | 211557 | 62589
Octanoic acid, octadecyl ester | 211540 | 62590
Octanoic acid, zirconium salt (1:?) | 211532 | 62591
1-Propanamine, 3-(ethoxydimethylsilyl)- | 211516 | 62592
Silane, [[(chloromethyl)dimethylsilyl]methyl]trimethyl- | 211508 | 62593
.alpha.-D-Glucopyranoside, 1,3,4,6-tetrakis-O-(2-cyanoethyl)-.beta.-D-fructofuranosyl 2,3,4,6-tetrakis-O-(2-cyanoethyl)- | 211490 | 62594
2-Propenoic acid, 2-methyl-, 3-(dichloromethylsilyl)propyl ester | 211474 | 62595
2-Propenoic acid, docosyl ester | 211458 | 62596
Urea, N,N'-bis(trimethylsilyl)- | 211441 | 62597
1-Cyclohexene-1-acetic acid | 211425 | 62598
1H-1,2,4-Triazole, 1-(trimethylsilyl)- | 211417 | 62599
Bicyclo[2.2.1]hept-2-ene, 1,2,3,4,7,7-hexachloro-5-(dichloromethylsilyl)- | 211391 | 62600
Cobaltate(1-), [S-[4-[4,5-dihydro-4-[2-[2-(hydroxy-.kappa.O)-4-[[(2-methoxyphenyl)amino]sulfonyl]phenyl]diazenyl-.kappa.N1]-3-methyl-5-(oxo-.kappa.O)-1H-pyrazol-1-yl]phenyl] monothiosulfato(3-)]-, sodium (1:1) | 211375 | 62601
Benzene, 4-bromo-1,2-dichloro- | 211367 | 62602
Tin oxide (SnO2) | 211359 | 62603
Silane, (2-chloroethyl)triethoxy- | 211342 | 62604
Iodate(1-), dibromo-, cesium (1:1) | 211334 | 62605
1H-Pyrrole, 1-(trimethylsilyl)- | 211326 | 62606
Benzene, 1-methoxy-2-(1-methylpropyl)- | 211318 | 62607
Silanediol, 1,1-dimethyl-, potassium salt (1:2) | 211300 | 62608
Hexanoic acid, 2-ethyl-, 1,1'-[oxybis(2,1-ethanediyloxy-2,1-ethanediyl)] ester | 211292 | 62609
1-Naphthalenesulfonic acid, 4-[2-(2-hydroxy-1-naphthalenyl)diazenyl]- | 211284 | 62610
Propanamide, N-(2-hydroxyethyl)- | 211276 | 62611
1,4-Benzenediamine, 2-nitro-, hydrochloride (1:2) | 211268 | 62612
Phosphoric acid, strontium salt (2:1) | 211250 | 62613
Hydrazinecarboximidamide, N-nitro- | 211243 | 62614
Hexadecanoic acid, 2-bromo- | 211235 | 62615
Phenol, 2,4,6-tris(1-phenylethyl)- | 211227 | 62616
Tin, dichloro[29H,31H-phthalocyaninato(2-)-.kappa.N29,.kappa.N30,.kappa.N31,.kappa.N32]-, (OC-6-12)- | 211219 | 62617
Poly(oxy-1,2-ethanediyl), .alpha.-[4-(1,1-dimethylethyl)phenyl]-.omega.-hydroxy- | 211201 | 62618
Propanehydrazonoyl chloride, N-(4-nitrophenyl)-2-oxo- | 211193 | 62619
Bicyclo[2.2.1]hept-2-ene, 5-(dichloromethylsilyl)- | 211185 | 62620
Bicyclo[2.2.1]heptane, 2-(trichlorosilyl)- | 211177 | 62621
Silane, triethenylmethyl- | 211169 | 62622
Naphtho[1,2-d]thiazolium, 1-methyl-2-[2-(2-methyl-1H-indol-3-yl)-3-(1-methylnaphtho[1,2-d]thiazol-2(1H)-ylidene)-1-propen-1-yl]-, 4-methylbenzenesulfonate (1:1) | 211151 | 62623
Silane, (bromomethyl)trimethyl- | 211144 | 62624
Ethanedioic acid, 1,2-bis[(4-methylphenyl)methyl] ester | 211136 | 62625
Ethanethiol, 2-(triethoxysilyl)- | 211128 | 62626
Silane, dimethoxybis(1-methylethyl)- | 211110 | 62627
Ethanol, 2,2'-[(4-nitrophenyl)imino]bis- | 211102 | 62628
Silanamine, 1-chloro-N,N,1,1-tetramethyl- | 211086 | 62629
Ethanol, 2-(trichlorosilyl)-, 1-acetate | 211060 | 62630
Octadecanoic acid, 1-carboxyethyl ester, sodium salt (1:1) | 211052 | 62631
Benzoic acid, 2-amino-, decyl ester | 211037 | 62632
Benzoic acid, 2-amino-, 1-methylethyl ester | 211011 | 62633
3-Octen-1-ol | 211003 | 62634
Bicyclo[3.1.1]heptane, 6,6-dimethyl-2-methylene-, (1S,5S)- | 210989 | 62635
Silane, trichloro(1,1-dimethylethyl)- | 210971 | 62636
Silane, chlorobis(chloromethyl)methyl- | 210955 | 62637
Silane, (3-chloropropyl)dimethoxymethyl- | 210948 | 62638
Silicic acid (H4SiO4), tris(1-methylpropyl) ester | 210922 | 62639
Silane, diethoxy- | 210914 | 62640
Silane, chlorodimethyloctyl- | 210898 | 62641
Silane, chloro(1,1-dimethylethyl)dimethyl- | 210880 | 62642
Silane, 1,1'-(1,2-ethynediyl)bis[1-chloro-1,1-dimethyl- | 210864 | 62643
1H-Imidazole, 1-(trimethylsilyl)- | 210856 | 62644
Butanenitrile, 4-(chlorodimethylsilyl)- | 210831 | 62645
Silicic acid (H4SiO4), bis(1,1-dimethylethyl) diethyl ester | 210823 | 62646
Propanoic acid, 3-(trichlorosilyl)-, methyl ester | 210807 | 62647
Silane, dichloro(1,1-dimethylethyl)methyl- | 210781 | 62648
Silane, bis(2-chloroethoxy)methyl- | 210773 | 62649
Silane, trichloro(3-chloro-2-methylpropyl)- | 210757 | 62650
Silane, bis(2-chloroethoxy)dimethyl- | 210740 | 62651
Pyrazine, 2-propyl- | 210724 | 62652
1-Piperidinepropanenitrile, 4,4'-(1,3-propanediyl)bis- | 210716 | 62653
Bicyclo[2.2.1]hept-2-ene, 1,2,3,4,7,7-hexachloro-5-(trichlorosilyl)- | 210690 | 62654
Benzenepropanal, 4-(1,1-dimethylethyl)- | 210674 | 62655
3-Cyclohexene-1-carboxaldehyde, 2-(1-methyl-2-propen-1-yl)- | 210666 | 62656
Cyclohexane, 1,1'-(1,2-dibromo-1,2-ethanediyl)bis[3,4-dibromo- | 210641 | 62657
Periodic acid (H5IO6), sodium salt (1:5) | 210633 | 62658
1-Naphthalenesulfonic acid, 8-(phenylamino)-, magnesium salt (2:1) | 210617 | 62659
Silane, chlorotris(1-methylpropoxy)- | 210591 | 62660
Carbonochloridic acid, 3-(trichlorosilyl)propyl ester | 210575 | 62661
Methanone, (2-amino-5-chlorophenyl)phenyl-, oxime | 210567 | 62662
Furan, 2,5-dihydro-2,5-dimethoxy-2,5-dimethyl- | 210542 | 62663
Silanediol, 1,1-dimethyl-, sodium salt (1:2) | 210534 | 62664
Rubidium oxide (Rb2O) | 210526 | 62665
Silane, trichloro-1-propen-1-yl- | 210518 | 62666
2,7-Naphthalenedisulfonic acid, 5-(benzoylamino)-3-[2-[2-(4-cyclohexylphenoxy)phenyl]diazenyl]-4-hydroxy-, sodium salt (1:2) | 590810 | 62667
Hexanedioic acid, polymer with 1,3-diisocyanatomethylbenzene, 1,2-ethanediol, 1,3-isobenzofurandione and 2,2'-(methylimino)bis[ethanol] | 590802 | 62668
1,3-Benzenediamine, 4-(2-phenyldiazenyl)-, acetate (1:?) | 590794 | 62669
1H,3H,5H-Oxazolo[3,4-c]oxazole, 7a-ethyldihydro-3,5-bis(1-methylethyl)- | 590786 | 62670
2,7-Naphthalenedisulfonic acid, 4-amino-5-hydroxy-3-[2-[4-[2-[2-oxo-1-[(phenylamino)carbonyl]propyl]diazenyl]phenyl]diazenyl]-6-[2-(4-sulfo-1-naphthalenyl)diazenyl]-, sodium salt (1:3) | 590760 | 62671
Iron(1+), bis[5'-[2-[3-[4-[2-[5-(aminosulfonyl)-2-(hydroxy-.kappa.O)phenyl]diazenyl-.kappa.N1]-4,5-dihydro-3-methyl-5-(oxo-.kappa.O)-1H-pyrazol-1-yl]phenyl]diazenyl]-1'-[3-(dimethylamino)propyl]-1',2'-dihydro-6'-hydroxy-4'-methyl-2'-oxo-1,3'-bipyridiniumato(2-)]-, 2-hydroxypropanoate, 2-hydroxypropanoate (1:1:2) | 590737 | 62672
Iron(1+), bis[5'-[2-[3-[4,5-dihydro-4-[2-[2-(hydroxy-.kappa.O)-4-nitrophenyl]diazenyl-.kappa.N1]-3-methyl-5-(oxo-.kappa.O)-1H-pyrazol-1-yl]phenyl]diazenyl]-1'-[3-(dimethylamino)propyl]-1',2'-dihydro-6'-hydroxy-4'-methyl-2'-oxo-1,3'-bipyridiniumato(2-)]-, 2-hydroxypropanoate, 2-hydroxypropanoate (1:1:2) | 590729 | 62673
Benzenamine, 4-[2-[4-[2-[4-[2-(4-butylphenyl)diazenyl]phenyl]diazenyl]-1-naphthalenyl]diazenyl]-N,N-diethyl- | 590711 | 62674
9,12-Octadecadienoic acid (9Z,12Z)-, polymer with 2-hydroxyethyl 2-methyl-2-propenoate, methyl 2-methyl-2-propenoate, (9Z,11Z)-9,11-octadecadienoic acid and 2-oxiranylmethyl neodecanoate | 590703 | 62675
Poly(difluoromethylene), .alpha.-chloro-.omega.-(2,2-dichloro-1,1,2-trifluoroethyl)- | 590653 | 62676
Neodecanoic acid, 2-oxiranylmethyl ester, polymer with butyl 2-propenoate, ethenylbenzene and 2-propenoic acid | 590646 | 62677
Neodecanoic acid, 2-oxiranylmethyl ester, polymer with butyl 2-propenoate, methyl 2-methyl-2-propenoate and 2-propenoic acid | 590638 | 62678
Neodecanoic acid, 2-oxiranylmethyl ester, polymer with ethenylbenzene and 2-propenoic acid | 590620 | 62679
1H-Imidazole, 2,5-bis(2-chlorophenyl)-4-(3,4-dimethoxyphenyl)-, dimer | 590612 | 62680
Benzenesulfonic acid, 2,2'-(1,2-ethenediyl)bis[5-[2-(4-hydroxyphenyl)diazenyl]-, potassium sodium salt (1:?:?) | 590604 | 62681
2-Naphthalenesulfonic acid, 6-[2-(4-amino-2-hydroxyphenyl)diazenyl]-3-[2-[4-[[4-[2-[7-[2-(4-amino-2-hydroxyphenyl)diazenyl]-1-hydroxy-3-sulfo-2-naphthalenyl]diazenyl]phenyl]amino]-3-sulfophenyl]diazenyl]-4-hydroxy-, sodium salt (1:3) | 590596 | 62682
1,2,4,5-Tetroxonane, 3,6,6,9,9-pentamethyl-3-propyl- | 590588 | 62683
Cobaltate(5-), bis[7-(hydroxy-.kappa.O)-8-[2-[2-(hydroxy-.kappa.O)-5-nitro-3-sulfophenyl]diazenyl-.kappa.N1]-6-[(2,5,6-trichloro-4-pyrimidinyl)amino]-2-naphthalenesulfonato(4-)]-, sodium (1:5) | 582627 | 62684
Cobaltate(5-), bis[6-[(5-chloro-2,6-difluoro-4-pyrimidinyl)amino]-4-(hydroxy-.kappa.O)-3-[2-[2-(hydroxy-.kappa.O)-5-nitro-3-sulfophenyl]diazenyl-.kappa.N1]-2-naphthalenesulfonato(4-)]-, potassium sodium (1:4:1) | 582619 | 62685
Cobaltate(3-), bis[3-(hydroxy-.kappa.O)-7-nitro-4-[2-[1,2,3,4-tetrahydro-2-oxo-4-(oxo-.kappa.O)-3-quinolinyl]diazenyl-.kappa.N1]-1-naphthalenesulfonato(3-)]-, sodium (1:3) | 582601 | 62686
Carbamic acid, N-[[5-[[(hexahydro-2-oxo-1H-azepin-1-yl)carbonyl]amino]-1,3,3-trimethylcyclohexyl]methyl]-, C,C'-(oxydi-2,1-ethanediyl) ester | 582593 | 62687
[1,1'-Biphenyl]-3-sulfonic acid, 4-[[3-[2-[1-(2-chloro-5-sulfophenyl)-4,5-dihydro-3-methyl-5-oxo-1H-pyrazol-4-yl]diazenyl]benzoyl]amino]-4'-[(2,5,6-trichloro-4-pyrimidinyl)amino]-, sodium salt (1:2) | 582585 | 62688
Benzoic acid, 2-hydroxy-5-[2-[5-methyl-4-[2-(4-nitro-2-sulfophenyl)diazenyl]-2-(3-sulfopropoxy)phenyl]diazenyl]-, sodium salt (1:3) | 582577 | 62689
Benzothiazolium, 2-[2-[4-[ethyl(2-hydroxyethyl)amino]phenyl]diazenyl]-6-methoxy-3-methyl-, sulfate (1:1) | 582569 | 62690
2-Naphthalenamine, 1-[2-[4-(2-phenyldiazenyl)phenyl]diazenyl]-N-propyl- | 582551 | 62691
Benzenamine, N-(2-butoxyethyl)-N-ethyl- | 582544 | 62692
Benzenamine, N-ethyl-N-[2-(octyloxy)ethyl]- | 582536 | 62693
2-Naphthalenecarboxamide, 4-[2-(4-chloro-2-methylphenyl)diazenyl]-N-(2-ethylphenyl)-3-hydroxy- | 582528 | 62694
Benzenemethanaminium, N,N-dimethyl-N-[2-[(1-oxo-2-propen-1-yl)oxy]ethyl]-, chloride (1:1), polymer with 2-propenamide | 582510 | 62695
Benzene, bis[2-(chlorodimethylsilyl)ethyl]- | 582502 | 62696
1,2,4,5-Tetrazine, 3,6-bis(2-chlorophenyl)- | 582494 | 62697
1,2-Ethanediamine, N1-[[[2-(trimethoxysilyl)ethyl]phenyl]methyl]- | 582486 | 62698
2-Propenoic acid, 2-methyl-, polymer with ethenylbenzene, ethyl 2-propenoate and 2-propenoic acid, compd. with N,N-diethylethanamine | 582478 | 62699
1,2-Benzenedicarboxylic acid, 3,4,5,6-tetrabromo-, 1-[2-[2-[2-(2-hydroxypropoxy)propoxy]ethoxy]ethyl] 2-(2-hydroxypropyl)ester | 582460 | 62700
Propanenitrile, 3-[[2-(acetyloxy)propyl][4-[2-(2,6-dichloro-4-nitrophenyl)diazenyl]phenyl]amino]- | 582296 | 62701
3-Trisiloxanol, 1,1,1,5,5,5-hexamethyl-3-[(trimethylsilyl)oxy]-, 3-acetate | 582288 | 62702
2H-Naphtho[1,2-d]triazole-6,8-disulfonic acid, 2,2'-[1,2-ethenediylbis[(3-sulfo-4,1-phenylene)-3,2-oxadiaziridinediyl-4,1-phenylene]]bis- | 582262 | 62703
2-Propenoic acid, 2-ethylhexyl ester, polymer with ethenyl acetate and 2-methyl-2,4-pentanediol | 582254 | 62704
2-Propenoic acid, 2-methyl-, methyl ester, polymer with butyl 2-propenoate, ethenylbenzene, 2-ethylhexyl 2-propenoate and methyl 2-propenoate | 582247 | 62705
2-Propenoic acid, 2-methyl-, 2-hydroxyethyl ester, polymer with butyl 2-propenoate, N-(hydroxymethyl)-2-propenamide and methyl 2-propenoate | 582239 | 62706
2-Propenoic acid, butyl ester, polymer with ethenylbenzene, 2,5-furandione and methyl 2-propenoate | 582221 | 62707
2-Propenoic acid, 2-methyl-, butyl ester, polymer with butyl 2-propenoate, ethenylbenzene, 2-ethylhexyl 2-propenoate, methyl 2-methyl-2-propenoate and methyl 2-propenoate | 582213 | 62708
2-Propenoic acid, 2-methyl-, methyl ester, polymer with ethenylbenzene, 2-ethylhexyl 2-propenoate and methyl 2-propenoate | 582205 | 62709
2-Propenoic acid, 2-methyl-, methyl ester, polymer with N-(hydroxymethyl)-2-propenamide and methyl 2-propenoate | 582197 | 62710
2-Propenoic acid, 2-methyl-, 2-hydroxyethyl ester, polymer with butyl 2-propenoate, ethenylbenzene, N-(hydroxymethyl)-2-propenamide and methyl 2-propenoate | 582189 | 62711
Benzenesulfonic acid, 2,5-dichloro-4-[4,5-dihydro-3-methyl-4-[2-[4-[[(4-methylphenyl)sulfonyl]oxy]phenyl]diazenyl]-5-oxo-1H-pyrazol-1-yl]-, potassium salt (1:1) | 582171 | 62712
2H-Naphtho[1,2-d]triazole-6,8-disulfonic acid, 2-[4-[3-[4-[2-(4-nitro-2-sulfophenyl)ethenyl]-3-sulfophenyl]-2-oxadiaziridinyl]phenyl]- | 582163 | 62713
1,3-Naphthalenedisulfonic acid, 7,7'-[carbonylbis[imino(3-methoxy-4,1-phenylene)-2,1-diazenediyl]]bis- | 582155 | 62714
1H-Indene-6-carboxamide, 3-hydroxy-2-(3-hydroxy-2-quinolinyl)-N,N-dimethyl-1-oxo- | 582148 | 62715
[1,1'-Biphenyl]-4-ol, 3-[2-[4-[2-(sulfooxy)ethyl]phenyl]diazenyl]- | 582130 | 62716
1-Naphthalenesulfonic acid, 2-[2-[1-(2,5-dichloro-4-sulfophenyl)-4,5-dihydro-5-oxo-1H-pyrazol-4-yl]diazenyl]- | 582122 | 62717
1,4-Benzenedisulfonic acid, 2-[2-[4-[2-[4-[2-[6-[(4-aminobenzoyl)amino]-1-hydroxy-3-sulfo-2-naphthalenyl]diazenyl]-2,5-dimethoxyphenyl]diazenyl]-6-sulfo-1-naphthalenyl]diazenyl]- | 582114 | 62718
Benzenesulfonic acid, 2-[2-(4-nitro-2-sulfophenyl)ethenyl]-5-[3-[4-[2-(4-sulfophenyl)diazenyl]phenyl]-2-oxadiaziridinyl]- | 582106 | 62719
Chromate(2-), [3-(hydroxy-.kappa.O)-4-[2-[2-(hydroxy-.kappa.O)-1-naphthalenyl]diazenyl-.kappa.N1]-7-nitro-1-naphthalenesulfonato(3-)][N-[7-(hydroxy-.kappa.O)-8-[2-[2-(hydroxy-.kappa.O)-4-nitrophenyl]diazenyl-.kappa.N1]-1-naphthalenyl]acetamidato(2-)]-, sodium (1:2) | 582098 | 62720
Cobaltate(1-), bis[2-[4-[2-[5-chloro-2-(hydroxy-.kappa.O)phenyl]diazenyl-.kappa.N1]-4,5-dihydro-3-methyl-5-(oxo-.kappa.O)-1H-pyrazol-1-yl]benzenesulfonamidato(2-)]-, sodium (1:1) | 582080 | 62721
Copper, [.mu.-[4,4'-bis[2-[2,3,5-tris(1,1-dimethylethyl)-6-(hydroxy-.kappa.O)phenyl]diazenyl-.kappa.N1][1,1'-biphenyl]-3,3'-diolato(4-)-.kappa.O3:.kappa.O3']]di- | 582072 | 62722
Chromate(4-), [4-(hydroxy-.kappa.O)-3-[2-[2-(hydroxy-.kappa.O)-5-nitro-3-sulfophenyl]diazenyl-.kappa.N1]-6-[(sulfomethyl)amino]-2-naphthalenesulfonato(5-)][1-[2-[2-(hydroxy-.kappa.O)-5-nitrophenyl]diazenyl-.kappa.N1]-2-naphthalenolato(2-)-.kappa.O]-, hydrogen, compd. with 2,2'-iminobis[ethanol] (1:4:4) | 582064 | 62723
Ethanol, 2-amino-, compd. with .alpha.,.alpha.'-phosphinicobis[.omega.-[(9Z)-9-octadecen-1-yloxy]poly(oxy-1,2-ethanediyl)] (1:1) | 582056 | 62724
Benzamide, N,N'-(9,10-dihydro-4,8-dihydroxy-9,10-dioxo-1,5-anthracenediyl)bis[ar-chloro- | 582049 | 62725
Chromate(4-), [4-(hydroxy-.kappa.O)-3-[2-[2-(hydroxy-.kappa.O)-5-nitro-3-sulfophenyl]diazenyl-.kappa.N1]-6-[(sulfomethyl)amino]-2-naphthalenesulfonato(5-)][1-[2-[2-(hydroxy-.kappa.O)-5-nitrophenyl]diazenyl-.kappa.N1]-2-naphthalenolato(2-)]-, hydrogen (1:4) | 582031 | 62726
Cyclohexanecarboxylic acid, 4-(cyclopropylhydroxymethylene)-3,5-dioxo-, ethyl ester | 605329 | 62727
2-Propenoic acid, 2-methyl-, 2-oxiranylmethyl ester, polymer with 1H,3H-benzo[1,2-c:4,5-c']difuran-1,3,5,7-tetrone, 5,5'-carbonylbis[1,3-isobenzofurandione] and 4,4'-oxybis[benzenamine] | 605311 | 62728
2-Propenoic acid, 2-methyl-, dodecyl ester, polymer with N-[3-(dimethylamino)propyl]-2-propenamide, pentadecyl 2-methyl-2-propenoate, tetradecyl 2-methyl-2-propenoate and tridecyl 2-methyl-2-propenoate | 605303 | 62729
Benzoic acid, 3-[2-chloro-4-(trifluoromethyl)phenoxy]-, sodium salt (1:1) | 605295 | 62730
2-Propenoic acid, 2-methyl-, isodecyl ester, polymer with ethyl 2-propenoate and rel-(1R,2R,4R)-1,7,7-trimethylbicyclo[2.2.1]hept-2-yl 2-methyl-2-propenoate | 605287 | 62731
Spiro[isobenzofuran-1(3H),9'-[9H]xanthen]-3-one, 6'-[ethyl(2-methylpropyl)amino]-3'-methyl-2'-(phenylamino)- | 605279 | 62732
2-Propenoic acid, 2-hydroxyethyl ester, polymer with 1H,3H-benzo[1,2-c:4,5-c']difuran-1,3,5,7-tetrone, 5,5'-carbonylbis[1,3-isobenzofurandione] and 1,1'-methylenebis[4-isocyanatobenzene] | 605261 | 62733
1H,3H-Benzo[1,2-c:4,5-c']difuran-1,3,5,7-tetrone, polymer with 5,5'-carbonylbis[1,3-isobenzofurandione] and 4,4'-sulfonylbis[benzenamine] | 605253 | 62734
Butanedioic acid, 2-(2-benzothiazolylthio)- | 605220 | 62735
4,8,12,16,20-Pentaoxatricosane-1,2,6,10,14,18,22,23-octol, polymer with 2,2',2''-nitrilotris[ethanol] | 605212 | 62736
Poly(difluoromethylene), .alpha.-fluoro-.omega.-[2-(phosphonooxy)ethyl]-, ammonium salt (1:?) | 605204 | 62737
Poly(oxy-1,2-ethanediyl), .alpha.,.alpha.'-[(octadecylimino)di-2,1-ethanediyl]bis[.omega.-(acetyloxy)- | 605196 | 62738
Urea, polymer with 1,2-ethanediol, formaldehyde, phenol and 1,3,5-triazine-2,4,6-triamine | 605188 | 62739
Benzenesulfonic acid, 3,5-dichloro-2-hydroxy-, sodium salt (1:2) | 605170 | 62740
2-Propenoic acid, telomer with 1-dodecanethiol and 2-ethylhexyl 2-propenoate | 605162 | 62741
Chromate(3-), bis[2-[2-[2-(hydroxy-.kappa.O)-4-hydroxy-3-[2-(5-sulfo-1-naphthalenyl)diazenyl-.kappa.N1]phenyl]diazenyl]benzoato(3-)-.kappa.O]-, sodium (1:3) | 605139 | 62742
2-Propenenitrile, polymer with ethenylbenzene, (1-methylethenyl)benzene and 1-phenyl-1H-pyrrole-2,5-dione | 605121 | 62743
1,3-Propanediol, 2-ethyl-2-(hydroxymethyl)-, polymer with 1,3-bis(1-isocyanato-1-methylethyl)benzene | 605113 | 62744
2-Naphthalenesulfonic acid, 5,5'-[(4-chloro-6-sulfo-1,3-phenylene)bis(2,1-diazenediyl)]bis[6-amino-4-hydroxy-, potassium salt (1:3) | 605105 | 62745
Poly(oxy-1,2-ethanediyl), .alpha.-(carboxymethyl)-.omega.-[[2(or 3)-(phenylmethyl)[1,1'-biphenyl]-4-yl]oxy]-, sodium salt (1:1) | 605097 | 62746
Benzenesulfonic acid, 2-[2-(hexahydro-2,4,6-trioxo-5-pyrimidinyl)diazenyl]-5-(6-methyl-2-benzothiazolyl)-, sodium salt (1:1) | 605055 | 62747
Benzenesulfonic acid, 2,5-dichloro-4-[2-[4-(diethylamino)-2,5-dimethoxyphenyl]diazenyl]-, sodium salt (1:1) | 605030 | 62748
Hexanedioic acid, polymer with 1,4-butanediol and 1,1'-methylenebis[isocyanatobenzene] | 605022 | 62749
Aspartic acid, homopolymer, sodium salt | 604991 | 62750
Platinum, trimethyl[(1,2,3,4,5-.eta.)-1-methyl-2,4-cyclopentadien-1-yl]- | 604983 | 62751
1H-Indenecarboxaldehyde, 2,3,3a,4,5,6-hexahydro-1,3,3-trimethyl- | 604967 | 62752
Hexanedioic acid, polymer with N1-(2-aminoethyl)-1,2-ethanediamine, N1-(3-aminopropyl)-N1-methyl-1,3-propanediamine, 2-(chloromethyl)oxirane and 1-piperazineethanamine, hydrochloride | 604959 | 62753
Naphth[2,3-b]oxirene, 1a,2,3,4,5,6,7,7a-octahydro-1a,3,3,4,6,6-hexamethyl-, (1aR,4S,7aS)-rel- | 604934 | 62754
Cyanogen chloride ((CN)Cl), polymer with 4,4'-(1-methylethylidene)bis[phenol] | 604892 | 62755
Benzenamine, N-ethyl-4-[[4-(ethylamino)-3-methylphenyl][4-(ethylimino)-3-methyl-2,5-cyclohexadien-1-ylidene]methyl]-2-methyl-, acetate (1:1) | 604876 | 62756
Cyclopentanol, 1,2-dimethyl-3-(1-methylethenyl)-, 1-acetate | 604868 | 62757
1,7-Naphthalenedisulfonic acid, 4-amino-5-hydroxy-, sodium salt (1:?) | 597971 | 62758
Isocyanic acid, polymethylenepolyphenylene ester, polymer with 1,3-diisocyanatomethylbenzene, 2-methyloxirane polymer with oxirane ether with 1,2,3-propanetriol (3:1), and 2-propenenitrile | 597955 | 62759
3H-Indolium, 2-[2-[4-(diethylamino)phenyl]ethenyl]-1,3,3-trimethyl-, sulfate (1:1) | 597948 | 62760
Ethanaminium, 2-[ethyl[3-methyl-4-[2-(3-phenyl-1,2,4-thiadiazol-5-yl)diazenyl]phenyl]amino]-N,N,N-trimethyl-, acetate (1:1) | 597930 | 62761
2-Anthracenesulfonic acid, 1-amino-4-[[(aminosulfonyl)-4-methylphenyl]amino]-9,10-dihydro-9,10-dioxo-, sodium salt (1:1) | 597922 | 62762
1H-Pyrazole-1-methanol, 3,5-dimethyl- | 597914 | 62763
1,4-Benzenedipentanoic acid, 2,5-dihydroxy-.delta.1,.delta.1,.delta.4,.delta.4-tetramethyl-, 1,4-dihexyl ester | 597906 | 62764
Benzenediazonium, 2-chloro-5-(trifluoromethyl)-, (T-4)-tetrachlorozincate(2-) (2:1) | 597898 | 62765
2,7-Naphthalenedisulfonic acid, 3,3'-[iminobis(4,1-phenylene-2,1-diazenediyl)]bis[5-(benzoylamino)-4-hydroxy-, sodium salt (1:?) | 597872 | 62766
9,10-Anthracenedione, 1-[2-(7-chloro-1,9-dihydro-2-methyl-9-oxopyrazolo[5,1-b]quinazolin-3-yl)diazenyl]- | 597864 | 62767
Benzenediazonium, 2-chloro-5-(trifluoromethyl)-, 1,5-naphthalenedisulfonate (1:1) | 597856 | 62768
12H-Dibenzo[d,g][1,3,2]dioxaphosphocin, 2,4,8,10-tetrakis(1,1-dimethylethyl)-6-hydroxy-, 6-oxide, sodium salt (1:1) | 597849 | 62769
Benzenesulfonic acid, 2,2'-(1,2-ethenediyl)bis[5-[[4-(methylamino)-6-(phenylamino)-1,3,5-triazin-2-yl]amino]-, sodium salt (1:?) | 597815 | 62770
Cobaltate(1-), bis[3-[4,5-dihydro-4-[2-[2-(hydroxy-.kappa.O)-5-nitrophenyl]diazenyl-.kappa.N1]-3-methyl-5-(oxo-.kappa.O)-1H-pyrazol-1-yl]benzenesulfonamidato(2-)]-, sodium (1:1) | 597807 | 62771
2-Naphthalenesulfonic acid, 6-amino-5-[2-[4-[(2-bromo-1-oxo-2-propen-1-yl)amino]-2-[(4-methyl-3-sulfophenyl)sulfonyl]phenyl]diazenyl]-, sodium salt (1:2) | 597781 | 62772
Propanoic acid, 2-hydroxy-, compd. with 1-[[4-[3-(4-chlorophenyl)-4,5-dihydro-1H-pyrazol-1-yl]phenyl]sulfonyl]-N,N-dimethyl-2-propanamine (1:1) | 597674 | 62773
1-Octanaminium, N,N,N-trimethyl-, dimethyl phosphate (1:1) | 597666 | 62774
Benzoic acid, 5-[2-[4'-[2-[6-amino-5-[2-(1H-benzotriazol-7-yl)diazenyl]-1-hydroxy-3-sulfo-2-naphthalenyl]diazenyl]-3,3'-dimethoxy[1,1'-biphenyl]-4-yl]diazenyl]-2-hydroxy-4-methyl-, sodium salt (1:2) | 597658 | 62775
1,2-Benzenediamine, 4-ethoxy-, sulfate (1:1) | 597641 | 62776
Benzenamine, N-(2-ethylhexyl)-2-nitro- | 597609 | 62777
Spiro[5H-[1]benzopyrano[2,3-d]pyrimidine-5,1'(3'H)-isobenzofuran]-3'-one, 2-(dibutylamino)-8-(diethylamino)-4-methyl- | 597591 | 62778
2,7-Naphthalenedisulfonic acid, 3-hydroxy-4-[2-[4-[[4-[2-(2-hydroxy-6-sulfo-1-naphthalenyl)diazenyl]-2-methylphenyl]methyl]-3-methylphenyl]diazenyl]-, sodium salt (1:?) | 597534 | 62779
Benzothiazolium, 2-[2-(4-amino-2-methylphenyl)diazenyl]-3-methyl-, methyl sulfate (1:1) | 597526 | 62780
9,10-Anthracenedione, 4-[[4-(1,1-dimethylethyl)phenyl]amino]-5-hydroxy-1-[(1-methylethyl)amino]- | 597476 | 62781
Phenoxazin-5-ium, 3-(ethylamino)-2-methyl-7-[(2-methylphenyl)amino]-, chloride (1:1) | 597468 | 62782
Methanaminium, N-[4-[[4-(dimethylamino)phenyl][4-(phenylamino)-1-naphthalenyl]methylene]-2,5-cyclohexadien-1-ylidene]-N-methyl-, (9Z)-9-octadecenoate (1:1) | 597450 | 62783
Cobaltate(1-), [2,4-dihydro-4-[2-[2-(hydroxy-.kappa.O)-5-nitrophenyl]diazenyl-.kappa.N1]-5-methyl-2-phenyl-3H-pyrazol-3-onato(2-)-.kappa.O3][3-[2-[4,5-dihydro-3-methyl-5-(oxo-.kappa.O)-1-phenyl-1H-pyrazol-4-yl]diazenyl-.kappa.N1]-4-(hydroxy-.kappa.O)benzenesulfonamidato(2-)]-, sodium (1:1) | 597443 | 62784
7H-Benzimidazo[2,1-a]benz[de]isoquinolin-7-one, 3,3'-[1,3,4-oxadiazole-2,5-diylbis(4,1-phenylene-2,1-diazenediyl)]bis[2-hydroxy- | 597401 | 62785
Benzenesulfonic acid, 2,5-dichloro-4-[2-[2-(dibutylamino)-4-methyl-6-[[2-(4-sulfophenyl)ethyl]amino]-5-pyrimidinyl]diazenyl]-, sodium salt (1:?) | 597385 | 62786
Benzonitrile, 2-[2-[4-[2-(3-cyanophenyl)ethenyl]phenyl]ethenyl]- | 590570 | 62787
2-Propenoic acid, 2-hydroxyethyl ester, polymer with 1,3-diisocyanatomethylbenzene, 2-methyloxirane and oxirane | 590562 | 62788
4-Octenoic acid, ethyl ester, (4E)- | 590554 | 62789
Butanamide, 2-[2-[3,3'-dichloro-4'-[2-[1-[[(2,4-dimethylphenyl)amino]carbonyl]-2-oxopropyl]diazenyl][1,1'-biphenyl]-4-yl]diazenyl]-N-(2-methylphenyl)-3-oxo- | 590547 | 62790
2,7-Naphthalenedisulfonic acid, 5-[[4-chloro-6-[(3-sulfophenyl)amino]-1,3,5-triazin-2-yl]amino]-4-hydroxy-3-[2-[4-[[2-(sulfooxy)ethyl]sulfonyl]phenyl]diazenyl]-, sodium salt (1:?) | 590521 | 62791
Pentasulfide, bis(2,2,4-trimethylpentyl) | 590513 | 62792
Decanedioic acid, polymer with 2-(chloromethyl)oxirane, 2,2-dimethyl-1,3-propanediol and 4,4'-(1-methylethylidene)bis[phenol] | 590505 | 62793
Benzenemethanaminium, 4-benzoyl-N,N,N-trimethyl-, chloride (1:1) | 590497 | 62794
2,5-Furandione, dihydro-3-(pentapropenyl)- | 590489 | 62795
1,4-Dioxaspiro[4.4]nonane, 2-butyl- | 590471 | 62796
Acetic acid, 2-hydroxy-2-phosphono-, sodium salt (1:3) | 590463 | 62797
3-Thiazolidinecarboxamide, 5-(4-chlorophenyl)-N-cyclohexyl-4-methyl-2-oxo-, (4R,5R)-rel- | 590455 | 62798
1,4-Butanediol, polymer with 4,4'-diisocyanato-3,3'-dimethyl-1,1'-biphenyl and .alpha.-hydro-.omega.-hydroxypoly(oxy-1,4-butanediyl) | 590448 | 62799
Benzenediazonium, 2-methoxy-4-[2-(3-sulfophenyl)diazenyl]-, inner salt | 590430 | 62800
Urea, N-[1,3-bis(hydroxymethyl)-2,5-dioxo-4-imidazolidinyl]-N,N'-bis(hydroxymethyl)- | 590422 | 62801
Benzoic acid, 4,4'-[(carbonyldiimino)bis[(1-hydroxy-3-sulfo-6,2-naphthalenediyl)-2,1-diazenediyl]]bis-, sodium salt, compd. with 2,2',2''-nitrilotris[ethanol] (1:?:?) | 590414 | 62802
Benzoic acid, 4-[[[[4-[[(2-ethylhexyl)oxy]carbonyl]phenyl]amino]methylene]amino]-, 2-ethylhexyl ester | 590406 | 62803
7-Benzothiazolesulfonic acid, 2-[4-[2-(4,5-dihydro-3-methyl-5-oxo-1H-pyrazol-4-yl)diazenyl]phenyl]-6-methyl-, compd. with 2,2'-iminobis[ethanol] (1:1) | 590398 | 62804
Benzenediazonium, 2-methoxy-5-methyl-4-[2-(3-sulfophenyl)diazenyl]-, inner salt | 590380 | 62805
1-Tetradecanaminium, N,N,N-trimethyl-, 1-methylethyl sulfate (1:1) | 590372 | 62806
1-Octanaminium, N,N,N-trimethyl-, 1-methylethyl sulfate (1:1) | 590364 | 62807
1-Octadecanaminium, N,N,N-trimethyl-, 1-methylethyl sulfate (1:1) | 590356 | 62808
1-Hexadecanaminium, N,N,N-trimethyl-, 1-methylethyl sulfate (1:1) | 590349 | 62809
1-Dodecanaminium, N,N,N-trimethyl-, 1-methylethyl sulfate (1:1) | 590331 | 62810
1-Decanaminium, N,N,N-trimethyl-, 1-methylethyl sulfate (1:1) | 590323 | 62811
2,5-Furandione, polymer with 1,2-ethanediol, 2-methyloxirane, oxirane and 1,2-propanediol | 590315 | 62812
8,12-Eicosadienedioic acid, 8,13-dimethyl-, 1,20-bis(2-oxiranylmethyl) ester | 590281 | 62813
Peroxydicarbonic acid, C-(1-methylethyl) C'-(1-methylpropyl) ester | 590273 | 62814
Oxirane, 2-ethyl-, polymer with 2-methyloxirane and oxirane | 590265 | 62815
1H-Indene-5-carboxamide, 2-(4-bromo-3-hydroxy-2-quinolinyl)-2,3-dihydro-1,3-dioxo-N,N-dipropyl- | 590257 | 62816
1H-Indene-5-carboxylic acid, 2,3-dihydro-2-(3-hydroxy-2-quinolinyl)-1,3-dioxo-, octyl ester | 590240 | 62817
1,3-Butanediol, polymer with 1,3-diisocyanatomethylbenzene and .alpha.,.alpha.',.alpha.''-1,2,3-propanetriyltris[.omega.-hydroxypoly[oxy(methyl-1,2-ethanediyl)]] | 590000 | 62818
2-Propenoic acid, 2-methyl-, monoester with 1,2-propanediol, polymer with 2-propenoic acid | 589994 | 62819
2-Propenoic acid, polymer with sodium 2-hydroxy-3-(2-propen-1-yloxy)-1-propanesulfonate (1:1) | 589986 | 62820
2-Butenoic acid, ethenyl ester, polymer with ethyl 2-propenoate and 2-methyl-2-propenoic acid | 589978 | 62821
Phosphoric trichloride, polymer with ammonia | 582023 | 62822
Manganese, bis[2-(hydroxy-.kappa.O)propanoato-.kappa.O]- | 582015 | 62823
1-Hexadecanol, 1,1'-(hydrogen phosphate), compd. with 2-aminoethanol (1:1) | 582007 | 62824
1-Hexadecanol, 1-(dihydrogen phosphate), compd. with 2-aminoethanol (1:2) | 581991 | 62825
Propanoic acid, 3-[2-[2-(8-heptadecen-1-yl)-4,5-dihydro-1H-imidazol-1-yl]ethoxy]-, potassium salt (1:1) | 581983 | 62826
1-Dodecanol, 2-octyl-, 1-acetate | 581975 | 62827
Tetradecanamide, N-[2-[[2-[[2-[(2-aminoethyl)amino]ethyl]amino]ethyl]amino]ethyl]- | 581967 | 62828
2-Cyclohexen-1-one, 2-[1-(ethoxyimino)butyl]-5-[2-(ethylthio)propyl]-3-hydroxy- | 581959 | 62829
Poly(oxy-1,2-ethanediyl), .alpha.,.alpha.'-(methoxyphosphinylidene)bis[.omega.-hydroxy- | 581942 | 62830
Benzene, 1,1'-methylenebis[4-isocyanato-, polymer with 2,2-bis(hydroxymethyl)-1,3-propanediol (9Z,12R)-12-hydroxy-9-octadecenoate | 581702 | 62831
Aluminate(12-), [orthosilicato(4-)]docosaoxododeca-, dodecasodium | 581694 | 62832
1,3,4-Thiadiazole-2(3H)-thione, 5-(tert-dodecyldithio)- | 581686 | 62833
Phenol, 2-(2H-benzotriazol-2-yl)-6-(1-methyl-1-phenylethyl)-4-(1,1,3,3-tetramethylbutyl)- | 581678 | 62834
Phenol, 2-(1-methyl-1-phenylethyl)-6-[2-(2-nitrophenyl)diazenyl]-4-(1,1,3,3-tetramethylbutyl)- | 581660 | 62835
12H-Dibenzo[d,g][1,3,2]dioxaphosphocin, 4,8-dicyclohexyl-6-hydroxy-2,10-dimethyl- | 581652 | 62836
Metaphosphimic acid ((HO)2PN), dipropyl ester, homopolymer | 581645 | 62837
Carbonic dichloride, polymer with 4,4'-(1-methylethylidene)bis[2,6-dibromophenol] and phenol | 604850 | 62838
2-Propenoic acid, polymer with 1,3-butadiene, hexahydro-2H-azepin-2-one and 2-propenenitrile | 604843 | 62839
Cyclohexanecarboxylic acid, 6-ethylidene-2,2,5-trimethyl-, ethyl ester | 604819 | 62840
1-Cyclohexene-1-carboxylic acid, 2-ethyl-3,6,6-trimethyl-, ethyl ester | 604801 | 62841
Phosphorothioic triamide, N-butyl- | 604793 | 62842
Chromate(3-), bis[4-[4,5-dihydro-4-[2-(2-hydroxy-5-nitrophenyl)diazenyl]-3-methyl-5-oxo-1H-pyrazol-1-yl]benzenesulfonato(3-)]-, hydrogen, compd. with 2-(dodecylamino)ethanol (1:3:3) | 604777 | 62843
Cuprate(1-), [C,C,C-tris[[[3-[(2-ethylhexyl)oxy]propyl]amino]sulfonyl]-29H,31H-phthalocyanine-C-sulfonato(3-)-.kappa.N29,.kappa.N30,.kappa.N31,.kappa.N32]-, hydrogen, compd. with 3-[(2-ethylhexyl)oxy]-1-propanamine (1:1:1) | 604751 | 62844
Cuprate(1-), [C-[(dibutylamino)sulfonyl]-29H,31H-phthalocyanine-C-sulfonato(3-)-.kappa.N29,.kappa.N30,.kappa.N31,.kappa.N32]-, ammonium (1:1) | 604744 | 62845
Chromium, [5-chloro-2-(hydroxy-.kappa.O)-3-[2-[2-(hydroxy-.kappa.O)-1-naphthalenyl]diazenyl-.kappa.N1]benzenesulfonato(3-)]- | 604736 | 62846
Cuprate(1-), [C,C,C-tris[(dibutylamino)sulfonyl]-29H,31H-phthalocyanine-C-sulfonato(3-)-.kappa.N29,.kappa.N30,.kappa.N31,.kappa.N32]-, ammonium (1:1) | 604728 | 62847
Cuprate(1-), [C,C-bis[(dibutylamino)sulfonyl]-29H,31H-phthalocyanine-C-sulfonato(3-)-.kappa.N29,.kappa.N30,.kappa.N31,.kappa.N32]-, ammonium (1:1) | 604710 | 62848
Xanthylium, 9-(2-carboxyphenyl)-3,6-bis(diethylamino)-, (T-4)-hydroxy[2-(hydroxy-.kappa.O)-5-nitro-3-[2-[2-(oxo-.kappa.O)-1-[(phenylamino)carbonyl]propyl]diazenyl-.kappa.N1]benzenesulfonato(3-)]chromate(1-) (1:1) | 604702 | 62849
Xanthylium, 9-[2-(ethoxycarbonyl)phenyl]-3,6-bis(ethylamino)-2,7-dimethyl-, (T-4)-hydroxy[2-(hydroxy-.kappa.O)-5-nitro-3-[2-[2-(oxo-.kappa.O)-1-[(phenylamino)carbonyl]propyl]diazenyl-.kappa.N1]benzenesulfonato(3-)]chromate(1-) (1:1) | 604694 | 62850
Chromate(1-), hydroxy[2-(hydroxy-.kappa.O)-5-nitro-3-[2-[2-(oxo-.kappa.O)-1-[(phenylamino)carbonyl]propyl]diazenyl-.kappa.N1]benzenesulfonato(3-)]-, hydrogen, compd. with 3-[(2-ethylhexyl)oxy]-1-propanamine (1:1:1) | 604686 | 62851
Chromate(1-), [4-hydroxy-6-(hydroxy-.kappa.O)-5-[2-[2-(hydroxy-.kappa.O)phenyl]diazenyl-.kappa.N1]-2-naphthalenesulfonato(3-)]hydroxy-, sodium (1:1) | 604678 | 62852
Chromate(1-), [4-(hydroxy-.kappa.O)-6-hydroxy-3-[2-[2-(hydroxy-.kappa.O)phenyl]diazenyl-.kappa.N1]-2-naphthalenesulfonato(3-)]hydroxy-, sodium (1:1) | 604660 | 62853
1H-Benzotriazole-1-methanamine, N,N-bis(2-ethylhexyl)-ar-methyl- | 604652 | 62854
Benzenesulfonic acid, 4-[4,5-dihydro-4-[[5-hydroxy-3-methyl-1-(4-sulfophenyl)-1H-pyrazol-4-yl]methylene]-3-methyl-5-oxo-1H-pyrazol-1-yl]-, potassium salt (1:2) | 604603 | 62855
Methanesulfonamide, N-[4-(ethylamino)phenyl]- | 604595 | 62856
Decanoic acid, 3-oxo-, 1,1',1''-(1,2,3-propanetriyl) ester | 604587 | 62857
Benzenesulfonic acid, 4-chloro-3-[4,5-dihydro-3-methyl-5-oxo-4-(2-phenyldiazenyl)-1H-pyrazol-1-yl]-, compd. with 2-ethyl-N-(2-ethylhexyl)-1-hexanamine (1:1) | 604579 | 62858
Titanium, bis(2-ethyl-1-hexanolato)bis(2,4-pentanedionato-.kappa.O2,.kappa.O4)- | 604561 | 62859
1,4-Benzenedicarboxylic acid, 1,4-dimethyl ester, polymer with 1,2-ethanediol, 2,5-furandione, 2,2'-oxybis[ethanol] and oxybis[propanol] | 604553 | 62860
2-Naphthalenesulfonic acid, 3-[2-[4-[2-(2,4-dimethyl-6-sulfophenyl)diazenyl]-2-methoxy-5-methylphenyl]diazenyl]-4-hydroxy-7-(phenylamino)-, sodium salt, compd. with 2,2',2''-nitrilotris[ethanol] (1:?:?) | 604496 | 62861
1-Oxaspiro[4.5]decan-2-one, 8-methyl- | 604488 | 62862
2-Oxepanone, polymer with .alpha.-(2-aminomethylethyl)-.omega.-(2-aminomethylethoxy)poly[oxy(methyl-1,2-ethanediyl)], 1,1'-methylenebis[4-isocyanatocyclohexane] and 2,2'-oxybis[ethanol], acetate | 604470 | 62863
Hexanedioic acid, polymer with 1,3-butanediol and 1,6-hexanediol, isodecyl ester | 604462 | 62864
Benzenesulfonic acid, 4-[[2-[2-[2,5-dimethoxy-4-[[2-(sulfooxy)ethyl]sulfonyl]phenyl]diazenyl]-1,3-dioxobutyl]amino]-5-methoxy-2-methyl-, sodium salt (1:?) | 604454 | 62865
Ethanol, 2,2'-[[3-methyl-4-[2-[4-[[2-(sulfooxy)ethyl]sulfonyl]phenyl]diazenyl]phenyl]imino]bis-, 1,1'-bis(hydrogen sulfate), sodium salt (1:?) | 604447 | 62866
1H-Pyrazole-3-carboxylic acid, 1-[4-[(4-amino-9,10-dihydro-9,10-dioxo-3-sulfo-1-anthracenyl)amino]-3-sulfophenyl]-4,5-dihydro-5-oxo-4-[2-[4-[[2-(sulfooxy)ethyl]sulfonyl]phenyl]diazenyl]-, 3-methyl ester, sodium salt (1:?) | 604439 | 62867
Benzenamine, 4,4'-[[1,1'-biphenyl]-2,5-diylbis(oxy)]bis- | 604421 | 62868
Benzenesulfonamide, N-[[(4-methoxy-6-methyl-1,3,5-triazin-2-yl)amino]carbonyl]-2-(3,3,3-trifluoropropyl)- | 604413 | 62869
Tetradecanoic acid, 1,1'-[methyl(3,3,4,4,5,5,6,6,6-nonafluorohexyl)silylene] ester | 604371 | 62870
Spiro[cyclopropane-1,1'-[1H]indene]-2-carboxylic acid, 3,3-dimethyl-, sodium salt (1:1) | 604363 | 62871
2-Butanethiol, 4-methoxy-2-methyl- | 604355 | 62872
1,3-Benzenedicarbonyl dichloride, polymer with N1-(2-aminoethyl)-1,2-ethanediamine | 604348 | 62873
Benzenesulfonic acid, [(phenylmethylene)bis[4,1-phenylene(ethylimino)methylene]]bis- | 604330 | 62874
Ethanaminium, N-[4-[bis[4-[ethyl(2-hydroxyethyl)amino]-2-methylphenyl]methylene]-2,5-cyclohexadien-1-ylidene]-N-ethyl-, chloride (1:1) | 604322 | 62875
2-Propenoic acid, 2-methyl-, 2-(dimethylamino)ethyl ester, polymer with diethenylbenzene and methyl 2-methyl-2-propenoate | 604314 | 62876
9-Octadecenoic acid (9Z)-, compd. with 1-octadecanamine (1:1) | 604298 | 62877
Cobaltate(1-), bis[4-(hydroxy-.kappa.O)-3-[2-[2-(hydroxy-.kappa.O)-1-naphthalenyl]diazenyl-.kappa.N1]benzenesulfonamidato(2-)]-, hydrogen, compd. with 3-[(2-ethylhexyl)oxy]-1-propanamine (1:1:1) | 597336 | 62878
3H-Indolium, 2-[[2-(4-methoxyphenyl)-2-methylhydrazinylidene]methyl]-1,3,3-trimethyl-, formate (1:1) | 597328 | 62879
Ferrate(1-), [3-[2-[2-(hydroxy-.kappa.O)-4-hydroxy-5-[2-(4-nitro-2-sulfophenyl)diazenyl]phenyl]diazenyl-.kappa.N1]-2-(hydroxy-.kappa.O)-5-nitrobenzenesulfonato(4-)]-, sodium (1:1) | 597310 | 62880
2,7-Naphthalenedisulfonic acid, 4-amino-6-[2-[4-[[[4-[2-(2,4-dihydroxyphenyl)diazenyl]phenyl]amino]sulfonyl]phenyl]diazenyl]-5-hydroxy-3-[2-(4-nitrophenyl)diazenyl]-, potassium salt (1:?) | 597302 | 62881
Isononanoic acid, nickel(2+) salt (2:1) | 597294 | 62882
1,3,6-Naphthalenetrisulfonic acid, 7-amino-, potassium salt (1:2) | 597286 | 62883
1,3,2-Dioxaborolane, 2-hydroxy-4-tetradecyl- | 597252 | 62884
Chromate(1-), bis[4-[2-[4,5-dihydro-3-methyl-5-(oxo-.kappa.O)-1-phenyl-1H-pyrazol-4-yl]diazenyl-.kappa.N1]-5-(hydroxy-.kappa.O)-2-methylbenzenesulfonamidato(2-)]-, sodium (1:1) | 597237 | 62885
Neodecanoic acid, 2-oxiranylmethyl ester, polymer with ethenylbenzene, 2-ethyl-2-(hydroxymethyl)-1,3-propanediol, .alpha.-hydro-.omega.-hydroxypoly(oxy-1,2-ethanediyl), 1,3-isobenzofurandione, methyl 2-methyl-2-propenoate, 2-oxepanone, 1,2-propanediol mono(2-methyl-2-propenoate) and 2-propenoic acid | 597229 | 62886
Naphthalenesulfonic acid, bis(tripropylene)-, compd. with 2,2',2''-nitrilotris[ethanol] (1:1) | 597211 | 62887
1H,3H-Benzo[1,2-c:4,5-c']difuran-1,3,5,7-tetrone, polymer with 4,4'-[[2,2,2-trifluoro-1-(trifluoromethyl)ethylidene]bis(4,1-phenyleneoxy)]bis[benzenamine] | 597203 | 62888
4H-1,2,4-Triazolium, 1,4-dimethyl-5-[2-(2-phenyl-1H-indol-3-yl)diazenyl]-, chloride (1:1) | 597195 | 62889
1H-Imidazolium, 2-[2-[4-(dimethylamino)-2,5-dimethoxyphenyl]diazenyl]-1,3-dimethyl-, methyl sulfate (1:1) | 597179 | 62890
3H-Indolium, 1-methyl-3-[2-(3-methyl-2(3H)-thiazolylidene)hydrazinylidene]-2-phenyl-, acetate (1:1) | 597161 | 62891
Isooctanoic acid, calcium salt (2:1) | 597153 | 62892
Fatty acids, C8-18 and C18-unsatd., ammonium salts | 597112 | 62893
Octadecanoic acid, 9,10-dihydroxy-, ammonium salt (1:1) | 597104 | 62894
Azacyclotridecan-2-one, polymer with .alpha.-hydro-.omega.-hydroxypoly[oxy(methyl-1,2-ethanediyl)] | 597096 | 62895
Formaldehyde, polymer with .alpha.-hydro-.omega.-hydroxypoly(oxy-1,2-ethanediyl) and 1,3,5-triazine-2,4,6-triamine | 597088 | 62896
Azacyclotridecan-2-one, polymer with .alpha.-hydro-.omega.-hydroxypoly(oxy-1,4-butanediyl) | 597070 | 62897
1,2,4-Benzenetricarboxylic acid, 1-[2-[(1-oxo-2-propen-1-yl)oxy]ethyl] ester, polymer with 2-(chloromethyl)oxirane and 4,4'-(1-methylethylidene)bis[phenol] | 597062 | 62898
2-Propenoic acid, polymer with butyl 2-propenoate, 2-ethylhexyl 2-propenoate, 2-hydroxyethyl 2-propenoate, methyl 2-propenoate and 2-propenenitrile | 597054 | 62899
Formaldehyde, polymer with 4-nonylphenol and 4-(1,1,3,3-tetramethylbutyl)phenol | 597047 | 62900
Phenol, 4-nitroso-, magnesium salt (2:1) | 597039 | 62901
Benzenesulfonic acid, 4-[2-[4-[2-[4-(diethylamino)phenyl]diazenyl]phenyl]diazenyl]-, lithium salt (1:1) | 597013 | 62902
2,7-Naphthalenedisulfonic acid, 5-(acetylamino)-4-hydroxy-3-(2-phenyldiazenyl)-, lithium salt (1:2) | 597005 | 62903
Benzenesulfonic acid, 4-[2-[4-[2-[4-(diethylamino)phenyl]diazenyl]phenyl]diazenyl]-, compd. with 2,2',2''-nitrilotris[ethanol] (1:1) | 596999 | 62904
2-Propenoic acid, 2-[[[[3-[[(hexahydro-2-oxo-1H-azepin-1-yl)carbonyl]amino]-4-methylphenyl]amino]carbonyl]oxy]ethyl ester | 596981 | 62905
1,2,4-Benzenetricarboxylic acid, 1-[2-[(1-oxo-2-propen-1-yl)oxy]ethyl] ester | 596973 | 62906
1,5-Naphthalenedisulfonic acid, 3-nitro-, ammonium salt (1:2) | 596965 | 62907
Starch, 2-carboxy-2-sulfoethyl 2-(diethylamino)ethyl ether, calcium salt, hydrochloride | 596957 | 62908
1-Propanaminium, 3-(4-formyl-2-methoxyphenoxy)-2-hydroxy-N,N,N-trimethyl-, chloride (1:1) | 596908 | 62909
Magnesium(2+), hexaaqua-, (OC-6-11)-, salt with 2-carboxybenzenecarboperoxoic acid (1:2) | 596890 | 62910
2-Naphthalenecarboxylic acid, 4-[2-(4-ethoxy-2-sulfophenyl)diazenyl]-3-hydroxy-, calcium salt (1:?) | 596882 | 62911
Bicyclo[3.2.1]octan-8-ol, 8-ethyl-1,5-dimethyl- | 596874 | 62912
Bicyclo[3.2.1]octan-8-ol, 1,5,8-trimethyl- | 596866 | 62913
Poly(oxy-1,2-ethanediyl), .alpha.-(carboxymethyl)-.omega.-(undecyloxy)-, sodium salt (1:1) | 596858 | 62914
Pyrrolo[3,4-c]pyrrole-1,4-dione, 3,6-bis(4-chlorophenyl)-2,5-dihydro- | 596841 | 62915
2-Propenoic acid, 2-methyl-, polymer with butyl 2-propenoate, methyl 2-methyl-2-propenoate, 2-propenamide and 2-propenoic acid | 596833 | 62916
2-Propenoic acid, polymer with ethenylbenzene, 2-hydroxyethyl 2-propenoate and 2-methylpropyl 2-propenoate, compd. with 2-(dimethylamino)ethanol | 596825 | 62917
Phenol, thiobis[tetrapropylene-, calcium salt (1:?) | 596817 | 62918
Benzoic acid, 4-(hexyloxy)-, 4-(2-methylbutyl)phenyl ester | 596809 | 62919
Benzenesulfonic acid, 2,2'-[(2,4-dihydroxy-1,3-phenylene)bis(2,1-diazenediyl-4,1-phenyleneimino)]bis[5-nitro- | 589960 | 62920
2,7-Naphthalenedisulfonic acid, 4-[2-[5-[2-(3-amino-4-nitrophenyl)diazenyl]-2,4-dihydroxyphenyl]diazenyl]-5-hydroxy- | 589952 | 62921
Butanamide, 2,2'-[(3,3'-dichloro[1,1'-biphenyl]-4,4'-diyl)bis(2,1-diazenediyl)]bis[N-(2,3-dihydro-2-oxo-1H-benzimidazol-5-yl)-3-oxo- | 589945 | 62922
2H-Pyran-2,3,4-trione, 6-methyl-, 3-[2-(4-chlorophenyl)hydrazone] | 589937 | 62923
2-Propenoic acid, 2-methyl-, 2-ethylhexyl ester, polymer with N-[3-(dimethylamino)propyl]-2-methyl-2-propenamide, ethenylbenzene and N-[(2-methylpropoxy)methyl]-2-propenamide | 589929 | 62924
Boric acid (H3BO3), polymer with 1-butanol titanium(4+) salt (4:1), dichlorodimethylsilane, 1,1'-(dichlorosilylene)bis[benzene] and 1,1-diphenylsilanediol | 589911 | 62925
1-Propanaminium, 3-[[2-cyano-3-[4-(diethylamino)phenyl]-1-oxo-2-propen-1-yl]oxy]-N-[2-[[2-cyano-3-[4-(diethylamino)phenyl]-1-oxo-2-propen-1-yl]oxy]ethyl]-N,N-dimethyl-, chloride (1:1) | 589895 | 62926
1H-Xantheno[2,1,9-def]isoquinoline-1,3(2H)-dione, 2-(2-hydroxypropyl)-9-methoxy- | 589861 | 62927
1-Naphthalenecarbonitrile, 1,2,3,4-tetrahydro-4,4-dimethyl- | 589853 | 62928
Phenol, 4,4'-(1-methylethylidene)bis-, polymer with 2-(chloromethyl)oxirane, 1,3-diisocyanatomethylbenzene and .alpha.-hydro-.omega.-hydroxypoly[oxy(methyl-1,2-ethanediyl)] | 589846 | 62929
Benzenesulfonic acid, [(1-amino-9,10-dihydro-4-hydroxy-9,10-dioxo-2-anthracenyl)oxy](1,1-dimethylpropyl)-, compd. with 2,2',2''-nitrilotris[ethanol] (1:1) | 589838 | 62930
Phenol, polymer with ethenylbenzene and (1-methylethenyl)benzene | 589820 | 62931
Benzenamine, 4,4'-carbonimidoylbis[N,N-diethyl-, acetate (1:?) | 589804 | 62932
Cyclododecane, (2-methoxyethoxy)- | 589796 | 62933
Sulfuric acid, compd. with 2H-1-benzopyran-2-one (1:1) | 589788 | 62934
2-Cyclohexene-1-carboxylic acid, 2,3,6,6-tetramethyl-, ethyl ester | 589770 | 62935
Chromium, triaqua[4-[4,5-dihydro-4-[2-[2-(hydroxy-.kappa.O)-5-nitrophenyl]diazenyl-.kappa.N1]-3-methyl-5-(oxo-.kappa.O)-1H-pyrazol-1-yl]benzenesulfonato(3-)]- | 589762 | 62936
Chromium, triaqua[3-(hydroxy-.kappa.O)-4-[2-[2-(hydroxy-.kappa.O)-1-naphthalenyl]diazenyl-.kappa.N1]-7-nitro-1-naphthalenesulfonato(3-)]- | 589754 | 62937
2,7-Naphthalenedisulfonic acid, 4-[2-(4-amino-5-methoxy-2-methylphenyl)diazenyl]-5-[(phenylsulfonyl)oxy]-, sodium salt (1:2) | 589747 | 62938
2-Naphthalenesulfonic acid, 6-amino-4-hydroxy-5-[2-[2-(trifluoromethyl)phenyl]diazenyl]-, potassium salt (1:1) | 589739 | 62939
2-Anthracenesulfonic acid, 1-amino-4-(cyclohexylamino)-9,10-dihydro-9,10-dioxo-, ammonium salt (1:1) | 589721 | 62940
2-Anthracenesulfonic acid, 1-amino-9,10-dihydro-4-[(4-methyl-3-sulfophenyl)amino]-9,10-dioxo-, sodium salt (1:2) | 589705 | 62941
2H-Naphtho[1,2-d]triazole-6,8-disulfonic acid, 2-(4-nitrophenyl)-, sodium salt (1:2) | 589697 | 62942
1-Propanesulfonic acid, 3-[[4-[2-(2-benzothiazolyl)diazenyl]-3-methylphenyl]ethylamino]- | 589689 | 62943
Benzenesulfonic acid, 4-(benzoylamino)-2-[2-[1-(2-chlorophenyl)-4,5-dihydro-3-methyl-5-oxo-1H-pyrazol-4-yl]diazenyl]-, sodium salt (1:1) | 589671 | 62944
2-Anthracenesulfonic acid, 1-amino-9,10-dihydro-4-[(2-methylphenyl)amino]-9,10-dioxo-, ammonium salt (1:1) | 589663 | 62945
2-Anthracenesulfonic acid, 1-amino-9,10-dihydro-4-[(2-methylphenyl)amino]-9,10-dioxo-, compd. with 2,2',2''-nitrilotris[ethanol] (1:1) | 589655 | 62946
Benzenesulfonic acid, 2,5-diamino-, potassium salt (1:1) | 589648 | 62947
Benzenesulfonic acid, 3-[2-[4-[2-(4-hydroxy-3-methylphenyl)diazenyl]-3-methoxyphenyl]diazenyl]-, sodium salt (1:2) | 589630 | 62948
Benzenesulfonic acid, 3-[2-[4-[2-(4-hydroxy-3-methylphenyl)diazenyl]-3-methoxyphenyl]diazenyl]-, lithium salt (1:2) | 589622 | 62949
2-Propenoic acid, 2-methyl-, polymer with ethyl 2-propenoate, N-(4-hydroxyphenyl)-2-methyl-2-propenamide and 2-propenenitrile | 589614 | 62950
2H-1-Benzopyran-2-one, 7-(diethylamino)-3-(1-oxo-3-phenyl-2-propen-1-yl)- | 589606 | 62951
1,3-Dioxolane, 2-(4-fluoro-3-phenoxyphenyl)- | 589580 | 62952
Benzaldehyde, 3-bromo-4-fluoro- | 589564 | 62953
Pyridinium, 4-[2-[4-[ethyl(phenylmethyl)amino]phenyl]ethenyl]-1-(2-hydroxyethyl)-, chloride (1:1) | 589556 | 62954
2-Propenoic acid, 2-methyl-, 2-(dimethylamino)ethyl ester, polymer with butyl 2-propenoate, ethenylbenzene and 2-hydroxyethyl 2-methyl-2-propenoate, 3-hydroxy-2-(hydroxymethyl)-2-methylpropanoate (salt) | 589549 | 62955
3-Pyridinecarbonitrile, 2-amino-5-[2-(2-cyano-4-nitrophenyl)diazenyl]-6-[[3-(4-hydroxybutoxy)propyl]amino]-4-methyl- | 589531 | 62956
3-Pyridinecarbonitrile, 6-amino-5-[2-(2-cyano-4-nitrophenyl)diazenyl]-2-[[3-(4-hydroxybutoxy)propyl]amino]-4-methyl- | 589523 | 62957
Acetamide, N-(2,6-dimethylphenyl)-2-methoxy-N-(2-oxo-3-oxazolidinyl)- | 589515 | 62958
1,3-Benzenedicarboxylic acid, polymer with 1,4-benzenedicarboxylic acid, 2,2-dimethyl-1,3-propanediol, 1,2-ethanediol and 1,2,3-propanetriol | 589507 | 62959
Silicic acid, 1-methylethyl 1-methylpropyl ester | 589499 | 62960
Poly(oxy-1,2-ethanediyl), .omega.-hydroxy-.omega.'-[(1-oxo-2-propen-1-yl)oxy]-.alpha.,.alpha.'-[(dodecylimino)di-2,1-ethanediyl]bis-, potassium salt (1:1) | 589481 | 62961
2-Propenoic acid, 2-methyl-, 2-hydroxyethyl ester, polymer with butyl 2-propenoate, methyl 2-methyl-2-propenoate, 1,2-propanediol mono-2-propenoate and 2-propenoic acid | 589473 | 62962
Benzaldehyde, 5-dodecyl-2-hydroxy-, oxime | 589465 | 62963
Cobaltate(3-), bis[6-(amino-.kappa.N)-5-[2-[2-(hydroxy-.kappa.O)-4-nitrophenyl]diazenyl-.kappa.N1]-2-naphthalenesulfonato(3-)]-, sodium (1:3) | 589457 | 62964
Octadecanoic acid, 9(or 10)-(sulfooxy)-, 1-(2-methylpropyl) ester, sodium salt (1:1) | 589440 | 62965
Acetamide, N-[4-[(2-hydroxyethyl)sulfonyl]-2-methoxy-5-methylphenyl]- | 589432 | 62966
1-Propanesulfonic acid, 2-methyl-2-[(1-oxo-2-propen-1-yl)amino]-, ammonium salt (1:1), polymer with N-ethenyl-N-methylacetamide and 2-propenamide | 589424 | 62967
Benzoic acid, 5-[2-chloro-4-(trifluoromethyl)phenoxy]-2-nitro-, 2-ethoxy-1-methyl-2-oxoethyl ester | 589374 | 62968
2-Propenoic acid, polymer with butyl 2-propenoate, ethenylbenzene and 2-ethylhexyl 2-propenoate | 589366 | 62969
Chromate(1-), bis[2-(3-chlorophenyl)-2,4-dihydro-4-[2-[2-hydroxy-5-(methylsulfonyl)phenyl]diazenyl]-5-methyl-3H-pyrazol-3-onato(2-)]-, hydrogen, compd. with (1R,4aS,10aR)-1,2,3,4,4a,9,10,10a-octahydro-1,4a-dimethyl-7-(1-methylethyl)-1-phenanthrenemethanamine (1:1:1) | 589358 | 62970
Oxirane, 2-methyl-, polymer with oxirane, ether with (1,2-ethanediyldinitrilo)tetrakis[propanol] (4:1), sulfate (ester), sodium salt | 581405 | 62971
Cuprate(2-), [(3S,4S,21R)-21-carboxy-9-ethenyl-14-ethyl-13-formyl-4,8,18-trimethyl-20-oxo-3-phorbinepropanoato(4-)-.kappa.N23,.kappa.N24,.kappa.N25,.kappa.N26]-, sodium (1:2), (SP-4-2)- | 581397 | 62972
Benzoic acid, 2-(acetyloxy)-, polymer with 2-hydroxybenzoic acid | 581389 | 62973
Naphthalenesulfonic acid, methylenebis-, calcium salt (1:1) | 581322 | 62974
1,4-Benzenediamine, 2,5-dimethyl-, sulfate (1:1) | 581314 | 62975
.beta.-Alanine, N,N-bis[2-[[2-[[(9Z)-1-oxo-9-octadecen-1-yl]amino]ethyl]amino]ethyl]- | 581306 | 62976
1,3-Propanediaminium, N1-[3-[[3-[bis(phenylmethyl)amino]propyl](phenylmethyl)amino]propyl]-N1,N3-dimethyl-N1,N3,N3-tris(phenylmethyl)-, methyl sulfate (1:2) | 581298 | 62977
1-Propanaminium, 2-hydroxy-N-(2-hydroxyethyl)-N-methyl-N-[2-[(1-oxo-9-octadecen-1-yl)amino]ethyl]-3-sulfo-, methyl sulfate, sodium salt (1:1:1) | 581280 | 62978
Tetradecanamide, N-(2-aminoethyl)-, N-(2-aminoethyl) deriv. | 581272 | 62979
1,3-Propanediol, 2-ethyl-2-(hydroxymethyl)-, polymer with 2-(chloromethyl)oxirane, 1,3-diisocyanatomethylbenzene, .alpha.-hydro-.omega.-hydroxypoly(oxy-1,4-butanediyl) and 5-isocyanato-1-(isocyanatomethyl)-1,3,3-trimethylcyclohexane | 581264 | 62980
Dodecanamide, N-(2-aminoethyl)-, N-(2-aminoethyl) deriv. | 581256 | 62981
1-Propanaminium, N-(carboxymethyl)-N,N-dimethyl-3-[(1-oxooctyl)amino]-, inner salt | 581231 | 62982
1-Propanaminium, N-(carboxymethyl)-N,N-dimethyl-3-[(1-oxodecyl)amino]-, inner salt | 581223 | 62983
Decanamide, N-[3-(dimethyloxidoamino)propyl]- | 581215 | 62984
Octanamide, N-[3-(dimethyloxidoamino)propyl]- | 581207 | 62985
Glycine, N-[2-[(1-oxododecyl)amino]ethyl]- | 581199 | 62986
Octanamide, N-(3-aminopropyl)- | 581181 | 62987
Decanamide, N-(3-aminopropyl)- | 581173 | 62988
Isooctane, chloro- | 581165 | 62989
Hexanedioic acid, polymer with 1,4-butanediol, 1,2-ethanediol, 1,1'-methylenebis[4-isocyanatobenzene] and .alpha.,.alpha.'-[(1-methylethylidene)di-4,1-phenylene]bis[.omega.-hydroxypoly(oxy-1,2-ethanediyl)] | 581157 | 62990
2-Butenedioic acid (2E)-, 1,4-dibutyl ester, polymer with ethenylbenzene, ethenyl decanoate, 2-hydroxypropyl 2-methyl-2-propenoate, methyl 2-methyl-2-propenoate and (2-methyl-2-oxiranyl)methyl 2-methyl-2-propenoate | 581140 | 62991
Butanedioic acid, polymer with dichloromethylsilane and 1,2-ethanediol | 581132 | 62992
1-Hexanesulfonamide, N-[3-(dimethylamino)propyl]-1,1,2,2,3,3,4,4,5,5,6,6,6-tridecafluoro-N-[2-[2-(2-hydroxyethoxy)ethoxy]ethyl]- | 581124 | 62993
1-Hexanesulfonamide, N-[3-(dimethylamino)propyl]-1,1,2,2,3,3,4,4,5,5,6,6,6-tridecafluoro-, acetate (1:1) | 581116 | 62994
1-Propanesulfonic acid, 3-[[3-(dimethylamino)propyl][(1,1,2,2,3,3,4,4,5,5,6,6,6-tridecafluorohexyl)sulfonyl]amino]-2-hydroxy-, sodium salt (1:1) | 581108 | 62995
Phenoxazin-5-ium, 7-(diethylamino)-3-(ethylamino)-2-methyl-, chloride, compd. with zinc chloride (ZnCl2) (1:1:?) | 581090 | 62996
2-Propenoic acid, 2-methyl-, methyl ester, polymer with 2-oxiranylmethyl 2-methyl-2-propenoate and 2-propenoic acid, compd. with aziridine | 581082 | 62997
Ethanol, [nitrilotris(methylene)]tris-, sodium salt, compd. with 2,2',2''-nitrilotris[ethanol] (1:2:3) | 581074 | 62998
Benzenamine, 4,4'-(phenylmethylene)bis[2-methyl-, hydrochloride (1:2) | 581066 | 62999
Benzenepropanoic acid, 3,5-bis(1,1-dimethylethyl)-4-hydroxy-, 1-[2-[3-[3,5-bis(1,1-dimethylethyl)-4-hydroxyphenyl]-1-oxopropoxy]ethyl]-2,2,6,6-tetramethyl-4-piperidinyl ester | 581033 | 63000
Hexadecanoic acid, compd. with N,N-dimethyl-1-octadecanamine (1:1) | 581025 | 63001
Tetradecanoic acid, compd. with N,N-dimethyl-1-octadecanamine (1:1) | 581017 | 63002
Cuprate(3-), [C-[[[5-[(4-amino-6-chloro-1,3,5-triazin-2-yl)amino]-2-sulfophenyl]amino]sulfonyl]-C-(aminosulfonyl)-29H,31H-phthalocyanine-C,C-disulfonato(5-)-.kappa.N29,.kappa.N30,.kappa.N31,.kappa.N32]-, sodium (1:3) | 580936 | 63003
Cobaltate(3-), bis[2-[[[3-[2-[1-[[(2-chlorophenyl)amino]carbonyl]-2-(oxo-.kappa.O)propyl]diazenyl-.kappa.N1]-4-(hydroxy-.kappa.O)phenyl]sulfonyl]amino]benzoato(3-)]-, sodium (1:3) | 580928 | 63004
Cobaltate(1-), bis[3-[2-[1-(3-chlorophenyl)-4,5-dihydro-3-methyl-5-(oxo-.kappa.O)-1H-pyrazol-4-yl]diazenyl-.kappa.N1]-4-(hydroxy-.kappa.O)benzenesulfonamidato(2-)]-, sodium (1:1) | 580910 | 63005
1-Naphthalenesulfonic acid, 2-[2-(4-hydroxy-1-naphthalenyl)diazenyl]-, barium salt (2:1) | 580902 | 63006
1,5-Naphthalenedisulfonic acid, 2-[2-(4-hydroxy-1-naphthalenyl)diazenyl]-, barium salt (1:1) | 580894 | 63007
2-Naphthalenesulfonic acid, 6-[2-(2-hydroxy-1-naphthalenyl)diazenyl]-, barium salt (2:1) | 580886 | 63008
2-Naphthalenesulfonic acid, 1-[2-(2-hydroxy-1-naphthalenyl)diazenyl]-, calcium salt (2:1) | 580878 | 63009
2-Naphthalenesulfonic acid, 1-[2-(4-hydroxy-1-naphthalenyl)diazenyl]-, barium salt (2:1) | 580860 | 63010
Benzenesulfonic acid, 4-chloro-2-[2-(2-hydroxy-1-naphthalenyl)diazenyl]-5-methyl-, barium salt (2:1) | 580852 | 63011
2-Naphthalenecarboxylic acid, 3-hydroxy-4-[2-(2-sulfo-1-naphthalenyl)diazenyl]-, strontium salt (1:1) | 580845 | 63012
Phenol, 4,4'-(1-methylethylidene)bis-, polymer with 2,2'-[(1-methylethylidene)bis[4,1-phenyleneoxy[1-(butoxymethyl)-2,1-ethanediyl]oxymethylene]]bis[oxirane] | 616631 | 63013
.alpha.-D-Glucopyranoside, methyl, polymer with 1,4-benzenedicarboxylic acid, 1,2-ethanediol, [(1-methyl-1,2-ethanediyl)bis(oxy)]bis[propanol], 2,2'-oxybis[ethanol] and oxybis[propanol] | 616623 | 63014
Hexanedioic acid, polymer with butanediol, 1,4-butanediol and 1,1'-methylenebis[isocyanatobenzene] | 616615 | 63015
1-Octadecanaminium, N-[2-[[(2E)-3-(4-methoxyphenyl)-1-oxo-2-propen-1-yl]oxy]ethyl]-N,N-dimethyl-, bromide (1:1) | 616607 | 63016
Phenol, 2-methyl-4,6-bis[(octylthio)methyl]- | 616599 | 63017
Oils, miscellaneous | 777581 | 63018
Lubricating oils, used | 777573 | 63019
Electrical insulating oil | 777565 | 63020
Methacrylic resin, 1,2-dichloroethane solution | 777540 | 63022
Ferric nitrate, nitric acid solution | 777532 | 63023
Diphenyl oxide, biphenyl phenyl ether mixture | 777524 | 63024
Isoprene, pentadiene mix | 777516 | 63025
Sulfuric and nitric acid mixture | 777508 | 63026
C-5 mixture ( <= 4% 1,3-pentadiene (inh) | 777490 | 63027
Hydrocarbon mixture with benzene and acetylene | 777482 | 63028
Hydrocarbon mixtures containing benzene | 777474 | 63029
Cyclopentadiene, styrene, benzene mixture | 777466 | 63030
C-5 mixture (>=15% benzene, isoprene, 1,3-pentadiene) | 777458 | 63031
Benzene, methyl benzene, and dimethyl benzene, total | 777441 | 63032
Butadiene, butylene mixture (inh) (containing acetylenes) | 777433 | 63033
Ammonium nitrate - urea solution | 777425 | 63034
Submersible pump oil | 777417 | 63035
Ammonium nitrate - phosphate mixture | 777409 | 63036
Acetone, cyclohexane, alcohol, ether mix | 777391 | 63037
Motor oil | 777383 | 63038
7 Regulated Phase I VOCs | 777375 | 63039
8 Regulated Phase I VOCs | 777367 | 63040
15 Unregulated Phase I VOCs | 777359 | 63041
36 Unregulated Phase I VOCs | 777342 | 63042
34 Unregulated Phase I VOCs | 777334 | 63043
4-Isoxazolepropanoic acid, .alpha.-amino-2,3-dihydro-5-methyl-3-oxo- | 777326 | 63044
Cyclopropanecarboxylic acid, 3-(2,2-dichloroethenyl)-2,2-dimethyl-, (3-phenoxyphenyl)methyl ester, (1R,3S)-rel- | 777318 | 63045
MAPP | 777300 | 63046
Acetic acid, (2,4-dichlorophenoxy)-, butyl ester, mixt. with butyl (2,4,5-trichlorophenoxy)acetate | 777284 | 63048
Hexane, 1,6-diisocyanatotrimethyl- | 777276 | 63049
Phenol, thiobis[nonyl- | 777268 | 63050
Thiosulfuric acid (H2S2O3), lead salt | 777250 | 63051
Methanimidamide, N,N-dimethyl-N'-[3-[[(methylamino)carbonyl]oxy]phenyl]- | 777243 | 63052
5-Dodecanone | 777235 | 63053
Ethene, 1,2-diethoxy- | 777219 | 63054
Copper, bis[2-(hydroxy-.kappa.O)propanoato-.kappa.O]- | 777193 | 63055
Formic acid, nickel salt | 777185 | 63056
2-Propenoic acid, 2-methyl-, 2-hydroxyethyl ester, telomer with butyl 2-propenoate, 1-dodecanethiol, ethenylbenzene and methyl 2-methyl-2-propenoate | 616581 | 63057
Ethanol, 2,2'-thiobis-, polymer with 2-mercaptoethanol, 1,1'-methylenebis[4-isocyanatocyclohexane], 2-methyloxirane and 2-[(2-propen-1-yloxy)methyl]oxirane | 616557 | 63058
Ethanol, 2,2'-thiobis-, polymer with 1-[(2-hydroxyethyl)thio]-2-propanol and 1,1'-methylenebis[4-isocyanatocyclohexane] | 616540 | 63059
2-Propenoic acid, 2-methyl-, 1,1'-(1-methyl-1,3-propanediyl) ester, polymer with butyl 2-propenoate and ethenylbenzene | 616532 | 63060
1,4-Benzenedisulfonic acid, 2-(4,5-dihydro-3-methyl-5-oxo-1H-pyrazol-1-yl)-, sodium salt (1:?) | 616524 | 63061
2-Oxepanone, homopolymer, 2-[(1-oxo-2-propen-1-yl)oxy]ethyl ester | 616516 | 63062
Bicyclo[2.2.1]heptane-2-methanol, 5,6-dimethyl-1-(1-methylethyl)-, 2-acetate | 616466 | 63063
Bicyclo[2.2.1]hept-5-ene-2-methanol, 5,6-dimethyl-1-(1-methylethenyl)- | 616458 | 63064
Bicyclo[2.2.1]heptane-2-methanol, 5,6-dimethyl-1-(1-methylethyl)- | 616441 | 63065
1,3-Benzenedicarboxylic acid, polymer with .alpha.-(4-aminobenzoyl)-.omega.-[(4-aminobenzoyl)oxy]poly(oxy-1,4-butanediyl), 1,4-butanediol, 4,4'-diisocyanato-3,3'-dimethyl-1,1'-biphenyl, 1,6-hexanediol, .alpha.-hydro-.omega.-hydroxypoly(oxy-1,2-ethanediyl), .alpha.-[[[3-isocyanato-4(or 6)-methylphenyl]amino]carbonyl]-.omega.-[[[[3-isocyanato-4(or 6)-methylphenyl]amino]carbonyl]oxy]poly(oxy-1,4-butanediyl), nonanedioic acid and 2-oxepanone | 616433 | 63066
Piperazine, polymer with 2-(chloromethyl)oxirane, compd. with (chloromethyl)benzene | 616425 | 63067
Titanium, [2,2-bis[(2-propen-1-yloxy-.kappa.O)methyl]-1-butanolato-.kappa.O]tris(dioctyl phosphato-.kappa.O'')-, (OC-6-32)- | 616417 | 63068
Zirconium, [2,2-bis[(2-propen-1-yloxy-.kappa.O)methyl]-1-butanolato-.kappa.O]tris(isooctanolato)- | 616409 | 63069
Zirconium, [2,2-bis[(2-propen-1-yloxy-.kappa.O)methyl]-1-butanolato-.kappa.O]tris(neodecanoato-.kappa.O)- | 616391 | 63070
2-Propenoic acid, 2-methyl-, 2-hydroxyethyl ester, polymer with 2-aminoethyl 2-methyl-2-propenoate hydrochloride (1:1) and butyl 2-propenoate | 616375 | 63071
1-Dodecanol, 2-hexyl- | 616359 | 63072
2-Propenoic acid, telomer with sodium 2-methyl-2-[(1-oxo-2-propen-1-yl)amino]-1-propanesulfonate (1:1) and sodium phosphinite (1:1) | 616342 | 63073
Urea, octadecyl-, polymer with formaldehyde and 1,3,5-triazine-2,4,6-triamine | 616334 | 63074
1H-Benzimidazolium, 1-ethenyl-3-methyl-, methyl sulfate (1:1), polymer with ethenylbenzene and 2-methylpropyl 2-methyl-2-propenoate | 616326 | 63075
Benzenesulfonic acid, 2,2'-(1,2-ethenediyl)bis[5-[2-(4-hydroxyphenyl)diazenyl]-, lithium sodium salt (1:?:?) | 616318 | 63076
2-Propenoic acid, methyl ester, polymer with 2-propenenitrile, ammonium salt | 616300 | 63077
Algae toxins | 777631 | 63078
Photon emitters | 777607 | 63080
1,3-Benzenedicarboxylic acid, polymer with 2,2-dimethyl-1,3-propanediol, 2,5-furandione, hexanedioic acid, 1,3-isobenzofurandione, 2,2'-oxybis[ethanol] and 1,2-propanediol | 616292 | 63081
Benzenesulfonic acid, 4-dodecyl-, compd. with 4-(2-phenyldiazenyl)-1,3-benzenediamine (1:1) | 616284 | 63082
2-Oxepanone, polymer with 1,4-butanediol, 1,3-diisocyanatomethylbenzene, .alpha.-hydro-.omega.-hydroxypoly(oxy-1,2-ethanediyl) and 2,2'-(methylimino)bis[ethanol], formate (ester) | 616243 | 63083
Magnesium, chloro(2-methyl-1-pentanolato)- | 616227 | 63084
Benzenamine, 4,4'-(4,4-diphenyl-1,3-butadien-1-ylidene)bis[N,N-diethyl- | 616219 | 63085
2-Oxepanone, polymer with 1,4-butanediol, 1,3-diisocyanatomethylbenzene, .alpha.-hydro-.omega.-hydroxypoly(oxy-1,2-ethanediyl) and 2,2'-(methylimino)bis[ethanol] | 616185 | 63086
Disiloxane, 1,1,3,3-tetramethoxy-1,3-bis(3,3,3-trifluoropropyl)- | 616177 | 63087
1,3-Benzenedicarboxylic acid, polymer with 5-amino-1,3,3-trimethylcyclohexanemethanamine and 2-ethyl-2-(hydroxymethyl)-1,3-propanediol, nonanoate (ester), zinc salt | 616169 | 63088
Poly(oxy-1,2-ethanediyl), .alpha.-sulfo-.omega.-[2,4,6-tris(1-methylpropyl)phenoxy]-, sodium salt (1:1) | 616029 | 63089
2-Propenoic acid, 2-methyl-, telomer with 1-dodecanethiol and methyl 2-methyl-2-propenoate, calcium sodium salt | 616003 | 63090
Zirconium, [2,2-bis[(2-propen-1-yloxy-.kappa.O)methyl]-1-butanolato-.kappa.O]tris(dodecylbenzenesulfonato-.kappa.O)- | 615997 | 63091
Titanium, [2,2-bis[(2-propen-1-yloxy-.kappa.O)methyl]-1-butanolato-.kappa.O]tris(isooctanolato)- | 615989 | 63092
1,3-Isobenzofurandione, polymer with 1,2-propanediol, isooctyl ester | 615963 | 63093
Nonanedioic acid, polymer with 1,4-butanediol and 1,1'-methylenebis[isocyanatobenzene] | 615948 | 63094
1,4-Benzenedicarboxylic acid, polymer with 1,3-dihydro-1,3-dioxo-5-isobenzofurancarboxylic acid, 1,2-ethanediol, 4,4'-methylenebis[benzenamine], 2,2'-oxybis[ethanol] and 1,2,3-propanetriol | 615930 | 63095
2-Propenoic acid, 2-methyl-, 2-(dimethylamino)ethyl ester, polymer with diethenylbenzene, ethenylbenzene and ethenylethylbenzene, compd. with chloromethane | 615922 | 63096
2-Propenoic acid, 2-methyl-, 2-(dimethylamino)ethyl ester, polymer with diethenylbenzene, ethenylbenzene and ethenylethylbenzene | 615914 | 63097
1,4-Benzenedicarboxylic acid, polymer with 1,2-ethanediol, hexanedioic acid, 1,3-isobenzofurandione, [(1-methyl-1,2-ethanediyl)bis(oxy)]bis[propanol], oxybis[propanol] and 1,2,3-propanetriol | 615906 | 63098
1,4-Benzenedicarboxylic acid, 1,4-dimethyl ester, polymer with 1,2-ethanediol, hexanedioic acid, 1,3-isobenzofurandione, [(1-methyl-1,2-ethanediyl)bis(oxy)]bis[propanol], oxybis[propanol] and 1,2,3-propanetriol | 615898 | 63099
1,4-Benzenedicarboxylic acid, 1,4-dimethyl ester, polymer with 1,2-ethanediol and 2,2'-[(octahydro-4,7-methano-5H-inden-5-ylidene)bis(4,1-phenyleneoxy)]bis[ethanol] | 615880 | 63100
2-Propenoic acid, 2-methyl-, polymer with 1,3-butadiene, 1,1'-(1,2-ethanediyl) bis(2-methyl-2-propenoate) and methyl 2-methyl-2-propenoate | 615872 | 63101
2-Propenoic acid, 2-methyl-, polymer with 2-(2-ethoxyethoxy)ethyl 2-propenoate, 2-propenamide and 2-propenoic acid | 615864 | 63102
Hexanedioic acid, polymer with 2,2-bis(bromomethyl)-1,3-propanediol and polymethylenepolyphenylene isocyanate | 615856 | 63103
Carbonic acid, diphenyl ester, polymer with 1,4-butanediol, 1,6-hexanediol, 4,4'-methylenebis[benzenamine], 1,1'-methylenebis[4-isocyanatobenzene] and 2-methyloxirane | 615849 | 63104
Hexanedioic acid, polymer with 1,3-diisocyanatomethylbenzene, 2-ethyl-2-(hydroxymethyl)-1,3-propanediol, 2,5-furandione, .alpha.-hydro-.omega.-hydroxypoly(oxy-1,2-ethanediyl) and 2,2'-oxybis[ethanol] | 615831 | 63105
Ethanol, 2-chloro-, 1,1',1''-phosphate, polymer with oxirane and phosphorus oxide (P2O5) | 615823 | 63106
Spiro[5H-[1]benzopyrano[2,3-d]pyrimidine-5,1'(3'H)-isobenzofuran]-3'-one, 7-(dibutylamino)-8-(diethylamino)-4-methyl- | 615815 | 63107
1,3-Benzenedicarboxylic acid, polymer with 1,4-benzenedicarboxylic acid, dihydro-2,5-furandione, 2,2-dimethyl-1,3-propanediol, 1,2-ethanediol, 2-ethyl-2-(hydroxymethyl)-1,3-propanediol and 2,2'-oxybis[ethanol] | 615807 | 63108
2,3-Oxiranedicarboxylic acid, sodium salt (1:2), homopolymer | 615799 | 63109
Nonane, 2,2,4,4,6,6,8-heptamethyl- | 615781 | 63110
Methanone, bis[4-[2-(1-propen-1-yl)phenoxy]phenyl]- | 615773 | 63111
Phosphonium, tetrabutyl-, salt with 1H-benzotriazole (1:1) | 615757 | 63112
2-Propenoic acid, 2-methyl-, polymer with ethyl 2-propenoate and .alpha.-octadecyl-.omega.-(2-propen-1-yloxy)poly(oxy-1,2-ethanediyl) | 615740 | 63113
Hexanedioic acid, polymer with 2,2-dimethyl-1,3-propanediol, 1,6-hexanediol, 1,1'-methylenebis[4-isocyanatobenzene] and 2,2'-[1,4-phenylenebis(oxy)]bis[ethanol] | 615732 | 63114
3-Furancarboxylic acid, 4,5-dihydro-2-methyl-5-propyl-, ethyl ester | 615724 | 63115
2-Naphthalenesulfonic acid, 7-[[4-chloro-6-[(4-chloro-3-sulfophenyl)amino]-1,3,5-triazin-2-yl]amino]-4-hydroxy-3-[2-(4-methoxy-2-sulfophenyl)diazenyl]-, potassium sodium salt (1:?:?) | 615708 | 63116
Thioimidodicarbonic acid ([(HS)C(S)]2NH), 2,2',2''-(nitrilotri-2,1-ethanediyl)tris-, sodium salt (1:6) | 615690 | 63117
2-Propenoic acid, isooctyl ester, polymer with ethenylbenzene and 2-propenamide | 615674 | 63118
1-Piperazinecarbodithioic acid, 4-[2-[bis(dithiocarboxy)amino]ethyl]-, sodium salt (1:3) | 615666 | 63119
2,5,8,11-Tetraazadodecanebis(dithioic) acid, 2,5,8,11-tetrakis(dithiocarboxy)-, sodium salt (1:6) | 615658 | 63120
1,3-Propanediol, 2-ethyl-2-(hydroxymethyl)-, polymer with 1-[(2-hydroxyethyl)thio]-2-propanol and 2,2'-thiobis[ethanol] | 615559 | 63121
Acetic acid ethenyl ester, polymer with N-ethenylformamide | 615534 | 63122
3,5-Tetrasiloxanediol, 1,1,1,3,5,7,7,7-octamethyl- | 615526 | 63123
Naphthalenesulfonic acid, diisononyl-, compd. with 1,1'-iminobis[2-propanol] (1:1) | 615518 | 63124
Nickel(2+), hexakis(1H-imidazole-.kappa.N3)-, (OC-6-11)-, 1,2-benzenedicarboxylate (1:1) | 615500 | 63125
Poly(oxy-1,2-ethanediyl), .alpha.-isodecyl-.omega.-hydroxy-, phosphate | 615492 | 63126
Phenol, 3(or 5)-methyl-2-(2-propen-1-yl)- | 615484 | 63127
Cyclohexene, 4-(1,5-dimethylhexyl)-1-methyl-, didehydro deriv. | 615476 | 63128
1-Propanaminium, 3-[(2-ethylhexyl)oxy]-2-hydroxy-N-(2-hydroxy-3-sulfopropyl)-N,N-dimethyl-, inner salt | 615468 | 63129
1-Propanaminium, 3-butoxy-2-hydroxy-N-(2-hydroxy-3-sulfopropyl)-N,N-dimethyl-, inner salt | 615450 | 63130
6-Quinolinamine, 2-methyl-, hydrochloride (1:1) | 615443 | 63131
Dodecanoic acid, compd. with N,N-dimethyl-1-octadecanamine (1:1) | 615435 | 63132
1-Imidazolidineacetic acid, 5-[2-(3-ethyl-2(3H)-benzothiazolylidene)ethylidene]-4-oxo-3-phenyl-2-thioxo-, compd. with N,N-diethylethanamine (1:1) | 615427 | 63133
2,7-Naphthalenedisulfonic acid, 4-amino-6-[2-[5-[(5-chloro-2,6-difluoro-4-pyrimidinyl)amino]-2-sulfophenyl]diazenyl]-5-hydroxy-3-[2-[4-[[2-(sulfooxy)ethyl]sulfonyl]phenyl]diazenyl]-, lithium sodium salt (1:?:?) | 615393 | 63134
Benzenemethanaminium, N,N-dimethyl-N-[2-[(1-oxo-2-propen-1-yl)oxy]ethyl]-, chloride (1:1), polymer with 2-propenamide and N,N,N-trimethyl-2-[(1-oxo-2-propen-1-yl)oxy]ethanaminium chloride (1:1) | 615310 | 63135
Poly[oxy(methyl-1,2-ethanediyl)], .alpha.-benzoyl-.omega.-(octadecyloxy)- | 615286 | 63136
1-Dodecanol, 2-octyl-, 1-benzoate | 615278 | 63137
Cuprate(3-), [29H,31H-phthalocyanine-C,C,C-trisulfonato(5-)-.kappa.N29,.kappa.N30,.kappa.N31,.kappa.N32]-, hydrogen, compd. with (9Z)-9-octadecen-1-amine (1:3:3) | 615252 | 63138
1,6-Hexanediamine, 2,2,4(or 2,4,4)-trimethyl-, 4-methylbenzenesulfonate (1:1) | 615245 | 63139
1H-Pyrrole-2,5-dione, 1-[4-[5(or 6)-(2,5-dihydro-2,5-dioxo-1H-pyrrol-1-yl)-2,3-dihydro-1,3,3-trimethyl-1H-inden-1-yl]phenyl]- | 615237 | 63140
1H,7H-Naphtho[1,8-bc:4,4a-c']difuran-5,10a(8H)-dicarboxylic acid, 10-(acetyloxy)-4-[(1aR,2S,3aR,6aS,7S,7aS)-hexahydro-6a-hydroxy-7a-methyl-2,7-methanofuro[2,3-b]oxireno[e]oxepin-1a(2H)-yl]octahydro-3,5-dihydroxy-4-methyl-8-[[(2E)-2-methyl-1-oxo-2-butenyl]oxy]-, dimethyl ester, (2aR,3S,4S,4aR,5S,7aS,8S,10R,10aS,10bR)- | 615203 | 63141
2H-Azepin-2-one, hexahydro-, polymer with 2,6-dimethylphenol | 615187 | 63142
Hexanedioic acid, polymer with 1,4-butanediol, 1,6-diisocyanatohexane and 5-isocyanato-1-(isocyanatomethyl)-1,3,3-trimethylcyclohexane | 615153 | 63143
1,1,2-Ethenetricarbonitrile, 2-[4-[(2,3-dimethoxypropyl)ethylamino]phenyl]- | 615138 | 63144
Acetamide, N-[2-[2-(1-butyl-4,5-dicyano-1H-imidazol-2-yl)diazenyl]-5-(dibutylamino)phenyl]- | 615120 | 63145
2-Propene-1-sulfonic acid, sodium salt (1:1), polymer with ethenol and ethenyl acetate | 615112 | 63146
Titanium, tris(3-aminophenolato-.kappa.O)[2,2-bis[(2-propen-1-yloxy-.kappa.O)methyl]-1-butanolato-.kappa.O]-, (OC-6-22)- | 615096 | 63147
Butanoic acid, 3-oxo-, 2-[(2-methyl-1-oxo-2-propen-1-yl)oxy]ethyl ester, polymer with methyl 2-propenoate and sodium 2-methyl-2-[(1-oxo-2-propen-1-yl)amino]-1-propanesulfonate (1:1) | 615088 | 63148
2-Propenoic acid, 2-methyl-, methyl ester, polymer with 1-cyclohexyl-1H-pyrrole-2,5-dione, ethenylbenzene and (1-methylethenyl)benzene | 615070 | 63149
2(3H)-Furanone, dihydro-, polymer with N1-(2-aminoethyl)-1,2-ethanediamine and N1,N2-bis(2-aminoethyl)-1,2-ethanediamine | 615062 | 63150
2-Propenoic acid, sodium salt (1:1), polymer with 1-ethenyl-2-pyrrolidinone and 2-propenamide | 615039 | 63151
1,3,5-Triazine-2,4,6-triamine, N2,N2'-1,2-ethanediylbis[N2-[3-[[4,6-bis[butyl(1,2,2,6,6-pentamethyl-4-piperidinyl)amino]-1,3,5-triazin-2-yl]amino]propyl]-N4,N6-dibutyl-N4,N6-bis(1,2,2,6,6-pentamethyl-4-piperidinyl)- | 615021 | 63152
1,3-Benzenediamine, N1,4-bis(1,1-dimethylethyl)-2-methyl- | 615005 | 63153
1,3-Benzenediamine, N1-(1,1-dimethylethyl)-2-methyl- | 614990 | 63154
1,3-Benzenediamine, N1,6-bis(1,1-dimethylethyl)-4-methyl- | 614982 | 63155
1,3-Benzenediamine, N1,4-bis(1,1-dimethylethyl)-6-methyl- | 614974 | 63156
1,3-Benzenediamine, N1-(1,1-dimethylethyl)-4-methyl- | 614966 | 63157
1,3-Benzenediamine, N3-(1,1-dimethylethyl)-4-methyl- | 614958 | 63158
2,5-Pyrrolidinedione, 1-(1-acetyl-2,2,6,6-tetramethyl-4-piperidinyl)-3-dodecyl- | 614941 | 63159
2,5-Pyrrolidinedione, 3-dodecyl-1-(1,2,2,6,6-pentamethyl-4-piperidinyl)- | 614933 | 63160
Benzenesulfonic acid, 4-hydroxymethyl-, polymer with formaldehyde, 4-hydroxybenzenesulfonic acid and urea, ammonium sodium salt | 614925 | 63161
Benzenesulfonic acid, 2,2'-(1,2-ethenediyl)bis[5-[4-(sulfophenyl)-2H-1,2,3-triazol-2-yl]-, sodium salt (1:?) | 614917 | 63162
1,3-Benzenedicarboxylic acid, polymer with 2-ethyl-2-(hydroxymethyl)-1,3-propanediol and 2,2,4-trimethyl-1,3-pentanediol | 614909 | 63163
1,2-Ethanediamine, N1-(2-aminoethyl)-, polymer with aziridine | 614883 | 63164
Dodecanoic acid, 1,1'-[(1-methylethylidene)bis(4,1-phenyleneoxy-2,1-ethanediyloxy-2,1-ethanediyl)] ester | 614875 | 63165
1-Propanone, 2-hydroxy-1-[4-(2-hydroxyethoxy)phenyl]-2-methyl- | 614859 | 63166
Propanedinitrile, 2-[[4-[butyl(2-phenylethyl)amino]-2-methylphenyl]methylene]- | 614842 | 63167
Benzenamine, 4-isocyanato-N,N-bis(4-isocyanatophenyl)-2,5-dimethoxy- | 614834 | 63168
1,5-Naphthalenedisulfonic acid, 2-[2-[8-[[(2,3-dichloro-6-quinoxalinyl)carbonyl]amino]-1-hydroxy-3,6-disulfo-2-naphthalenyl]diazenyl]-, potassium sodium salt (1:?:?) | 614826 | 63169
2,7-Naphthalenedisulfonic acid, 5-[(4,6-dichloro-1,3,5-triazin-2-yl)amino]-4-hydroxy-3-(2-phenyldiazenyl)-, sodium salt (1:?) | 614818 | 63170
Neodecanoic acid, neodymium(3+) salt (3:1) | 614800 | 63171
1H-Pyrazole-3-carboxylic acid, 1-[3-[2-[6-(benzoylamino)-1-hydroxy-3-sulfo-2-naphthalenyl]diazenyl]phenyl]-4-[2-[2-ethoxy-4-[2-(3-sulfophenyl)diazenyl]phenyl]diazenyl]-4,5-dihydro-5-oxo-, sodium salt (1:3) | 614792 | 63172
1,3-Naphthalenedisulfonic acid, 7,7'-[carbonylbis[imino(5-methoxy-2-methyl-4,1-phenylene)-2,1-diazenediyl]]bis-, potassium sodium salt (1:?:?) | 614784 | 63173
2-Propenoic acid, 2-methyl-, polymer with butyl 2-methyl-2-propenoate, ethenylbenzene and octadecyl 2-methyl-2-propenoate | 614776 | 63174
1-Naphthalenepropanol, .alpha.-ethenyldecahydro-.alpha.,5,5,8a-tetramethyl-2-methylene- | 614768 | 63175
Urea, polymer with ethanedial, formaldehyde and propanal | 614750 | 63176
Benzaldehyde, hydroxy-, polymer with phenol | 614743 | 63177
Benzenesulfonic acid, 3,3'-(1,3,8,10-tetrahydro-1,3,8,10-tetraoxoanthra[2,1,9-def:6,5,10-d'e'f']diisoquinoline-2,9-diyl)bis[6-[(4-amino-6-chloro-1,3,5-triazin-2-yl)amino]-, sodium salt (1:2) | 614727 | 63178
Anthra[2,1,9-def:6,5,10-d'e'f']diisoquinoline-1,3,8,10(2H,9H)-tetrone, 5,6,12,13-tetrachloro-2,9-dimethyl- | 614719 | 63179
Nickel, aqua[2-[2-[4,5-dihydro-3-methyl-5-(oxo-.kappa.O)-1H-pyrazol-4-yl]diazenyl-.kappa.N1]benzoato(2-)-.kappa.O]- | 614701 | 63180
Oxirane, 2,2',2''-[methylidynetris(phenyleneoxymethylene)]tris-, polymer with 1,3-diisocyanatomethylbenzene | 614669 | 63181
Benzenamine, 4,4'-methylenebis[3-chloro-2,6-diethyl- | 614651 | 63182
2-Propanol, 1,1',1''-[methylidynetris(phenyleneoxy)]tris[3-chloro- | 614545 | 63183
Acetamide, 2,2'-[1,4-phenylenebis(imino-1H-isoindol-3-yl-1-ylidene)]bis[2-cyano-N-methyl- | 614529 | 63184
Ethanaminium, N-[4-[[4-(dimethylamino)phenyl]phenylmethylene]-2,5-cyclohexadien-1-ylidene]-N-ethyl-, acetate (1:1) | 614511 | 63185
Poly(oxy-1,2-ethanediyl), .alpha.-hydro-.omega.-hydroxy-, ether with 2-ethyl-2-(hydroxymethyl)-1,3-propanediol (3:1), di-2-propenoate, methyl ether | 614404 | 63186
Poly[oxy(methyl-1,2-ethanediyl)], .omega.-methoxy-.omega.'-[(1-oxo-2-propen-1-yl)oxy]-.alpha.,.alpha.'-(2,2-dimethyl-1,3-propanediyl)bis- | 614396 | 63187
1H-Indole-7-carboxylic acid, 3-[(8-carboxy-1-naphthalenyl)carbonyl]-, sodium salt (1:2) | 614388 | 63188
Carbamic chloride, N-[5-(1,1-dimethylethyl)-1,3,4-thiadiazol-2-yl]-N-methyl- | 614370 | 63189
Benzoic acid, 2-(2,7-dichloro-3,6-dihydroxy-9H-xanthen-9-yl)- | 614362 | 63190
Oxirane, 2-methyl-, polymer with oxirane, monobenzoate | 614354 | 63191
2-Propanol, 1-butoxy-3-(dimethylamino)- | 614347 | 63192
1,3-Benzenedicarboxylic acid, polymer with 1,4-benzenedicarboxylic acid and 1,3-propanediol | 614206 | 63193
Ethanol, 2-amino-, compd. with N-hydroxy-N-nitrosobenzenamine (1:1) | 614198 | 63194
1,3-Benzenedicarboxylic acid, polymer with 1,4-benzenedicarboxylic acid, butanedioic acid, 2,2-dimethyl-1,3-propanediol, 2-ethyl-2-(hydroxymethyl)-1,3-propanediol, hexanedioic acid, 1,3-isobenzofurandione and pentanedioic acid | 614180 | 63195
Phosphoric acid, polymer with 2-(chloromethyl)oxirane, ethenylbenzene, 4,4'-(1-methylethylidene)bis[phenol] and 2-propen-1-ol | 614172 | 63196
Tridecanoic acid, 1,1'-[(1-methylethylidene)bis(4,1-phenyleneoxy-2,1-ethanediyloxy-2,1-ethanediyl)] ester | 614164 | 63197
Poly[oxy(methyl-1,2-ethanediyl)], .alpha.,.alpha.'-(1,2-cyclohexanediyldicarbonyl)bis[.omega.-hydroxy- | 614156 | 63198
17,19-Dinoratis-15-ene-4,13,14-tricarboxylic acid, 16-(1-methylethyl)-, (4.alpha.,8.alpha.,12.alpha.,13R,14S)-, polymer with 1,2,3-propanetriol, ammonium salt | 614149 | 63199
Acetamide, N-[3-[[4-(diethylamino)-2-methylphenyl]imino]-4-methyl-6-oxo-1,4-cyclohexadien-1-yl]- | 614123 | 63200
Propanamide, N-[3-[[4-(diethylamino)phenyl]imino]-6-oxo-1,4-cyclohexadien-1-yl]-2-methyl- | 614107 | 63201
Ethanaminium, 2-hydroxy-N,N-bis(2-hydroxyethyl)-N-methyl-, octadecanoate (ester), methyl sulfate (salt) | 614099 | 63202
2-Propenoic acid, 2-methyl-, polymer with 1,3-butadiene, ethyl 2-propenoate and 2-[[3a,4,5,6,7,7a-hexahydro-4,7-methano-1H-inden-5(or 6)-yl]oxy]ethyl 2-propenoate | 614081 | 63203
2-Propenoic acid, 2-methyl-, 2-hydroxyethyl ester, polymer with ethyl 2-propenoate, methyl 2-methoxy-2-[(1-oxo-2-propen-1-yl)amino]acetate and methyl 2-methyl-2-propenoate | 614073 | 63204
Acetamide, N-[5-[bis(2-methoxyethyl)amino]-2-[2-(5-nitro-2,1-benzisothiazol-3-yl)diazenyl]phenyl]- | 614065 | 63205
4,7-Methanoisobenzofuran-3,5-dione, 4,5,6,7,8,8-hexachloro-3a,4,7,7a-tetrahydro-, polymer with 2,2'-[(1-methylethylidene)bis[(2,6-dibromo-4,1-phenylene)oxy]]bis[ethanol], 2,3-dibromopropyl ester | 614040 | 63206
Agarose, 2-oxoethyl ether | 614032 | 63207
1,3,5-Triazine-2,4,6(1H,3H,5H)-trione, 1,3,5-tri-2-propen-1-yl-, polymer with 1,3-butadiene | 614024 | 63208
1,5-Naphthalenedisulfonic acid, 3-[2-[4-[2-[4-[2-(6-amino-1-hydroxy-3-sulfo-2-naphthalenyl)diazenyl]-6(or 7)-sulfo-1-naphthalenyl]diazenyl]-1-naphthalenyl]diazenyl]-, sodium salt (1:4) | 614016 | 63209
Hexanoic acid, 6-(acetyloxy)-, ethyl ester | 614008 | 63210
1,3-Benzenediamine, 2-methyl-4,6-bis(methylthio)- | 613992 | 63211
2-Propenoic acid, 2-methyl-, 2-ethylhexyl ester, polymer with 1,3-butadiene and 1-ethenyl-4-methylbenzene | 613984 | 63212
2-Propenoic acid, 2-methyl-, butyl ester, polymer with dodecyl 2-methyl-2-propenoate, methyl 2-methyl-2-propenoate and tetradecyl 2-methyl-2-propenoate | 613943 | 63213
2-Propenoic acid, 2-methyl-, polymer with 2-methyl-2-propenamide, 2-propenenitrile and 2-propenoic acid, sodium salt | 613935 | 63214
Ferrate(1-), bis[4-[2-[5-chloro-2-(hydroxy-.kappa.O)phenyl]diazenyl-.kappa.N1]-3-(hydroxy-.kappa.O)-N-phenyl-2-naphthalenecarboxamidato(2-)]-, ammonium (1:1) | 613927 | 63215
Poly(oxy-1,2-ethanediyl), .alpha.-[3-[3-(2H-benzotriazol-2-yl)-5-(1,1-dimethylethyl)-4-hydroxyphenyl]-1-oxopropyl]-.omega.-hydroxy- | 613919 | 63216
Poly(oxy-1,2-ethanediyl), .alpha.-[3-[3-(2H-benzotriazol-2-yl)-5-(1,1-dimethylethyl)-4-hydroxyphenyl]-1-oxopropyl]-.omega.-[3-[3-(2H-benzotriazol-2-yl)-5-(1,1-dimethylethyl)-4-hydroxyphenyl]-1-oxopropoxy]- | 613901 | 63217
1,3-Benzenediamine, 4,4'-[1,3-phenylenebis(2,1-diazenediyl)]bis-, acetate (1:2) | 613851 | 63218
Benzoic acid, 2-[2-[1-[[[4'-[[2-[2-[4-(acetylamino)-2-carboxyphenyl]diazenyl]-1,3-dioxobutyl]amino]-3,3'-dimethyl[1,1'-biphenyl]-4-yl]amino]carbonyl]-2-oxopropyl]diazenyl]-5-[[[(4-sulfophenyl)amino]carbonyl]amino]-, sodium salt (1:3) | 613844 | 63219
2H-1-Benzothiopyran-2-one, 3-[3-(4'-bromo[1,1'-biphenyl]-4-yl)-1,2,3,4-tetrahydro-1-naphthalenyl]-4-hydroxy- | 613836 | 63220
Propanamide, N-[2-(hexylthio)ethyl]- | 613828 | 63221
Bicyclo[2.2.1]heptane-2-carbonitrile, 3,5-dimethyl- | 613810 | 63222
Bicyclo[2.2.1]heptane-2-carbonitrile, 1,3-dimethyl- | 613802 | 63223
2-Propenoic acid, 2-methyl-, 2-hydroxyethyl ester, polymer with 1,3-diisocyanatomethylbenzene, ethenylbenzene, 2-methyloxirane, oxirane and 2-propenenitrile | 613794 | 63224
3,6,9,12,15,18,21-Heptaoxatetratriacontanoic acid, sodium salt (1:1) | 613786 | 63225
Disiloxane, 1,3-di-5-hexen-1-yl-1,1,3,3-tetramethyl- | 613752 | 63226
1,3-Propanediamine, N1-(3-aminopropyl)-N1-methyl-, polymer with 1,2-dichloroethane | 613745 | 63227
Guanidine, N-cyano-, polymer with N1-(2-aminoethyl)-1,2-ethanediamine, sulfate | 613737 | 63228
2-Naphthalenesulfonamide, 6-amino-N-methyl- | 613729 | 63229
Formaldehyde, polymer with 1,3-benzenedimethanamine, 4-(1,1-dimethylethyl)phenol, nonylphenol and C,C,C-trimethyl-1,6-hexanediamine | 613711 | 63230
Ferrate(2-), [3-(hydroxy-.kappa.O)-4-[2-[2-(hydroxy-.kappa.O)-4-hydroxy-5-[2-[2-methyl-5-[(methylsulfonyl)amino]-4-[2-[4-(phenylamino)-3-sulfophenyl]diazenyl]phenyl]diazenyl]-3-(2-phenyldiazenyl)phenyl]azo-.kappa.N1]-7-nitro-1-naphthalenesulfonato(4-)]-, sodium hydrogen (1:1:1) | 613703 | 63231
Poly(oxy-1,2-ethanediyl), .alpha.,.alpha.'-[(1-methylethylidene)di-4,1-phenylene]bis[.omega.-[(2-ethyl-1-oxohexyl)oxy]- | 613695 | 63232
Formaldehyde, polymer with 4-nonylphenol and oxirane, benzoate hydrogen 2-sulfobutanedioate, sodium salt | 613661 | 63233
1,3,5-Triazine-2,4-diamine, 6,6'-tetrathiobis[N2,N2,N4-triethyl- | 613653 | 63234
Benzoic acid, 3,6-dichloro-2-methoxy-, compd. with 2-(2-aminoethoxy)ethanol (1:1) | 613646 | 63235
Phosphorus(1+), [P,P-diphenyl-P-(phenylmethyl)phosphine imidato-.kappa.N]diphenyl(phenylmethyl)-, chloride (1:1) | 613638 | 63236
2-Propenoic acid, 2-methyl-, telomer with butyl 2-propenoate, ethenylbenzene, methyl 3-mercaptopropanoate and methyl 2-methyl-2-propenoate | 613620 | 63237
2-Propenoic acid, 2-methyl-, telomer with ethenylbenzene, methyl 3-mercaptopropanoate and methyl 2-methyl-2-propenoate | 613612 | 63238
Butanedioic acid, 1-[2-[(1-oxo-2-propen-1-yl)oxy]ethyl] ester, polymer with butyl 2-propenoate, ethenylbenzene and methyl 2-methyl-2-propenoate | 613604 | 63239
Hexanedioic acid, polymer with 1,3-butanediol and 2,2-dimethyl-1,3-propanediol | 613596 | 63240
1,2-Propanediol, polymer with 1,1'-methylenebis[isocyanatobenzene], 2-methyloxirane and oxirane | 613588 | 63241
Propanol, [(1-methyl-1,2-ethanediyl)bis(oxy)]bis-, polymer with 1,1'-methylenebis[isocyanatobenzene] | 613570 | 63242
7-Oxabicyclo[2.2.1]heptan-2-ol, 1-methyl-4-(1-methylethyl)- | 613562 | 63243
1,3-Isobenzofurandione, polymer with 2-ethyl-2-(hydroxymethyl)-1,3-propanediol, benzoate 2-ethylhexanoate | 613513 | 63244
Carbonic acid, diphenyl ester, polymer with 1,6-hexanediol and 2-oxepanone | 613497 | 63245
Benzenepropanol, .beta.,.beta.,3-trimethyl- | 613489 | 63246
1,3-Propanediaminium, N1,N3-diethyl-N1-[3-(ethyldimethylammonio)propyl]-N1-(2-hydroxyhexadecyl)-N3,N3-dimethyl-, ethyl sulfate (1:3) | 613471 | 63247
Poly(oxy-1,2-ethanediyl), .alpha.-[2-[3,6-bis(diethylamino)xanthylium-9-yl]benzoyl]-.omega.-hydroxy-, [2,4-dihydro-4-[2-[2-(hydroxy-.kappa.O)-5-nitrophenyl]diazenyl-.kappa.N1]-5-methyl-2-phenyl-3H-pyrazol-3-onato(2-)-.kappa.O3][2-[2-[4,5-dihydro-3-methyl-5-(oxo-.kappa.O)-1-phenyl-1H-pyrazol-4-yl]diazenyl-.kappa.N1]benzoato(2-)-.kappa.O]chromate(1-) (1:1) | 613463 | 63248
Poly(oxy-1,2-ethanediyl), .alpha.-[2-[3,6-bis(diethylamino)xanthylium-9-yl]benzoyl]-.omega.-hydroxy-, bis[2-[2-[4,5-dihydro-3-methyl-5-(oxo-.kappa.O)-1-phenyl-1H-pyrazol-4-yl]diazenyl-.kappa.N1]benzoato(2-)-.kappa.O]chromate(1-) (1:1) | 613455 | 63249
Poly(oxy-1,2-ethanediyl), .alpha.-[2-[3,6-bis(diethylamino)xanthylium-9-yl]benzoyl]-.omega.-hydroxy-, bis[2,4-dihydro-4-[2-[2-(hydroxy-.kappa.O)-5-nitrophenyl]diazenyl-.kappa.N1]-5-methyl-2-phenyl-3H-pyrazol-3-onato(2-)-.kappa.O3]chromate(1-) (1:1) | 613448 | 63250
Carbonic dichloride, polymer with 4,4'-(1-methylethylidene)bis[phenol], 4-(1,1-dimethylethyl)phenyl ester | 613406 | 63251
1,3-Benzenediamine, 4,6-bis(1,1-dimethylethyl)-2-methyl- | 613398 | 63252
2,5-Furandione, polymer with 1,3-butadiene and ethenylbenzene, compd. with N-ethylethanamine | 613380 | 63253
2,7-Naphthalenedisulfonic acid, 4-amino-3-[2-[4'-[2-[2-amino-4-[(3-butoxy-2-hydroxypropyl)amino]phenyl]diazenyl]-3,3'-dimethyl[1,1'-biphenyl]-4-yl]diazenyl]-5-hydroxy-6-(2-phenyldiazenyl)-, sodium salt (1:2) | 613372 | 63254
1,3-Propanediol, 2-ethyl-2-(hydroxymethyl)-, polymer with 5-isocyanato-1-(isocyanatomethyl)-1,3,3-trimethylcyclohexane, 2-methyloxirane, oxirane and 1,2-propanediol | 613364 | 63255
Hexanedioic acid, polymer with 1,4-butanediol, 1,6-diisocyanatohexane, 2,2-dimethyl-1,3-propanediol, 2-ethyl-2-(hydroxymethyl)-1,3-propanediol, 1,6-hexanediol, 5-isocyanato-1-(isocyanatomethyl)-1,3,3-trimethylcyclohexane and 2-methyloxirane | 613356 | 63256
Hexanedioic acid, polymer with 2,2-dimethyl-1,3-propanediol, 1,2-ethanediol, 2-ethyl-2-(hydroxymethyl)-1,3-propanediol, 1,6-hexanediol, 1,3-isobenzofurandione and 5-isocyanato-1-(isocyanatomethyl)-1,3,3-trimethylcyclohexane | 613349 | 63257
2-Propenenitrile, polymer with ethenylbenzene, 2-ethyl-2-(hydroxymethyl)-1,3-propanediol, 2-methyloxirane and oxirane | 613323 | 63258
.alpha.-D-Glucopyranoside, .beta.-D-fructofuranosyl, polymer with 1,2-ethanediol and 2-methyloxirane | 613315 | 63259
2-Oxiranemethanamine, N,N'-[1,4-phenylenebis[(1-methylethylidene)-4,1-phenylene]]bis[N-(2-oxiranylmethyl)- | 613299 | 63260
Zirconium, bis[2,2-bis[(2-propen-1-yloxy)methyl]-1-butanolato-.kappa.O]bis[2-[(2-propen-1-yloxy-.kappa.O)methyl]-2-[(2-propen-1-yloxy)methyl]-1-butanolato-.kappa.O]- | 613281 | 63261
1,3-Benzenedicarboxylic acid, polymer with 1,4-benzenedicarboxylic acid, 1,3-dihydro-1,3-dioxo-5-isobenzofurancarboxylic acid, 2,2-dimethyl-1,3-propanediol, 1,2-ethanediol and hexanedioic acid | 613273 | 63262
2-Propenoic acid, 2-methyl-, telomer with 1-dodecanethiol and methyl 2-methyl-2-propenoate, ammonium salt | 613265 | 63263
1,3-Benzenedicarboxylic acid, polymer with 2,5-furandione, hexanedioic acid, .alpha.-hydro-.omega.-hydroxypoly(oxy-1,2-ethanediyl), 2,2'-oxybis[ethanol] and 3a,4,7,7a-tetrahydro-4,7-methano-1H-indene | 613257 | 63264
Xanthylium, 9-(2-carboxyphenyl)-3,6-bis(diethylamino)-, hydrogen bis[3-[2-[4,5-dihydro-3-methyl-5-(oxo-.kappa.O)-1-phenyl-1H-pyrazol-4-yl]diazenyl-.kappa.N1]-2-(hydroxy-.kappa.O)-5-nitrobenzenesulfonato(3-)]chromate(3-), compd. with 3-[(2-ethylhexyl)oxy]-1-propanamine (1:2:1:2) | 613216 | 63265
1,3-Isobenzofurandione, 5,5'-[2,2,2-trifluoro-1-(trifluoromethyl)ethylidene]bis-, polymer with 4,4'-oxybis[benzenamine] and 4,4'-sulfonylbis[benzenamine] | 613208 | 63266
1,2,3-Propanetriol, polymer with carbon dioxide and oxirane | 613190 | 63267
Benzenediazonium, 4-[ethyl(2-hydroxyethyl)amino]-, 5-sulfo-1,3-benzenedicarboxylate (1:1) | 613182 | 63268
2-Propanol, 1-[[4-[(4-aminophenyl)sulfonyl]phenyl]amino]-3-[[4-[[4-[bis(2-oxiranylmethyl)amino]phenyl]methyl]phenyl](2-oxiranylmethyl)amino]- | 613174 | 63269
Xanthylium, 3,6-bis(diethylamino)-9-[2-(methoxycarbonyl)phenyl]-, molybdatetungstatephosphate | 613166 | 63270
Titanate(3-), [P,P-bis(2-ethylhexyl) diphosphato(2-)-.kappa.O'']bis[P,P-bis(2-ethylhexyl) diphosphato(2-)-.kappa.O'',.kappa.O''''][2,2-bis[(2-propen-1-yloxy)methyl]-1-butanolato-.kappa.O]-, hydrogen (1:3) | 613158 | 63271
Titanium, [2,2-bis[(2-propenyloxy-.kappa.O)methyl]-1-butanolato-.kappa.O]tris(dodecylbenzenesulfonato-.kappa.O)- | 613141 | 63272
1,3-Benzenedicarboxylic acid, polymer with 1,4-benzenedicarboxylic acid, 1,2-ethanediol, 2,2'-oxybis[ethanol] and 1,2,3-propanetriol | 613133 | 63273
1-Docosanol, 1-benzoate | 613125 | 63274
11-Eicosen-1-ol, 2-(7-hexadecen-1-yl)- | 613117 | 63275
Zirconium, tris[2-[(2-aminoethyl)amino]ethanolato-.kappa.O][2,2-bis[(2-propen-1-yloxy-.kappa.O)methyl]-1-butanolato-.kappa.O]-, (OC-6-22)- | 613109 | 63276
Benzenediazonium, 5-chloro-2-(4-chlorophenoxy)-, ethanedioate (2:1) | 613091 | 63277
2-Naphthalenecarboxamide, N-(4-chloro-2,5-dimethoxyphenyl)-3-hydroxy-7-methoxy-, potassium salt (1:1) | 613083 | 63278
Hexanedioic acid, polymer with 1,4-butanediol, 1,1'-methylenebis[4-isocyanatobenzene] and 3-methyl-1,5-pentanediol | 613075 | 63279
Titanium, [2,2-bis[(2-propenyloxy-.kappa.O)methyl]-1-butanolato-.kappa.O]tris(neodecanoato-.kappa.O)- | 613067 | 63280
2,5-Furandione, polymer with 2,2-dimethyl-1,3-propanediol, 1,2-propanediol and 3a,4,7,7a-tetrahydro-4,7-methano-1H-indene | 613059 | 63281
2-Naphthalenesulfonic acid, 6-amino-5-[2-[5-chloro-2-(2-chlorophenoxy)phenyl]diazenyl]-4-hydroxy-, sodium salt (1:1) | 613042 | 63282
1,2-Benzenedicarboxylic acid, 4-[[2-(5-carboxypentyl)-2,3-dihydro-1,3-dioxo-1H-isoindol-5-yl]carbonyl]-, 1(or 2)-methyl ester, polymer with 1,6-hexanediamine and 4,4'-methylenebis[benzenamine] | 613000 | 63283
2-Propenoic acid, 2-methyl-, 1,1'-(1-methyl-1,3-propanediyl) ester, polymer with butyl 2-propenoate, methyl 2-methyl-2-propenoate and 2-propenoic acid | 612994 | 63284
Benzaldehyde, 4-[bis(phenylmethyl)amino]-2-methyl-, 2,2-diphenylhydrazone | 612903 | 63285
1,2-Ethanediamine, polymer with 1,3-diisocyanatomethylbenzene and 2-methyloxirane | 612853 | 63286
Hexanedioic acid, polymer with 1,6-hexanediamine, 4,4'-(1-methylethylidene)bis[cyclohexanol] and 1,2-propanediol | 612846 | 63287
1,3-Benzenedicarboxylic acid, polymer with butyl 2-propenoate, ethenylbenzene, 2-ethyl-2-(hydroxymethyl)-1,3-propanediol, hexanedioic acid, 1,6-hexanediol, 2-hydroxyethyl 2-propenoate, 1,3-isobenzofurandione and 2-propenoic acid | 612838 | 63288
Benzenesulfonic acid, hydroxy-, polymer with formaldehyde, phenol and urea, sodium salt | 612820 | 63289
Serine proteinase, Tritirachium album | 612812 | 63290
1H-Pyrrole-2,5-dione, 1,1'-(methylenedi-4,1-phenylene)bis-, polymer with 2,4-bis[(4-aminophenyl)methyl]benzenamine and 4,4'-methylenebis[benzenamine] | 612770 | 63291
Hexanedioic acid, compd. with 1-octadecanamine (1:2) | 612762 | 63292
2-Propenoic acid, 2-methyl-, 2-hydroxyethyl ester, telomer with butyl 2-propenoate, ethenylbenzene, 2-mercaptoethanol and 2-propenoic acid | 612739 | 63293
1,3-Benzenedicarboxylic acid, polymer with 1,4-benzenedicarboxylic acid, 1,2-ethanediol, 1,2-propanediol and 1,3,5-tris(2-hydroxyethyl)-1,3,5-triazine-2,4,6(1H,3H,5H)-trione | 612721 | 63294
5H-Tetrazole-5-thione, 1,2-dihydro-1-phenyl-, compd. with cyclohexanamine (1:1) | 612713 | 63295
Octane, 2-chloro-2,6-dimethyl- | 612507 | 63296
9,12-Octadecadienoic acid (9Z,12Z)-, dimer, polymer with N1-(2-aminoethyl)-1,2-ethanediamine, nonanoate (9Z,12Z)-9,12-octadecadienoate | 612499 | 63297
2-Propenamide, polymer with N,N-di-2-propen-1-ylcyclohexanamine, hydrochloride | 612481 | 63298
1,3-Benzenedicarboxylic acid, polymer with 1,4-diethyl 2-sulfobutanedioate sodium salt (1:1), 1,2-ethanediol and 2,2'-oxybis[ethanol] | 612473 | 63299
2-Propenamide, polymer with N,N-di-2-propen-1-ylcyclohexanamine and N-2-propen-1-ylcyclohexanamine, hydrochloride | 612465 | 63300
2,7-Naphthalenedisulfonic acid, 5-[(4-chloro-6-phenyl-1,3,5-triazin-2-yl)amino]-4-hydroxy-3-(2-phenyldiazenyl)-, sodium salt (1:?) | 612457 | 63301
Methanone, 1,1'-[4,6-dihydroxy-5-(2-propen-1-yl)-1,3-phenylene]bis[1-phenyl- | 612440 | 63302
Benzenemethanaminium, N,N,N-tributyl-, 4-hydroxy-1-naphthalenesulfonate (1:1) | 612432 | 63303
2-Propenoic acid, 1,1-dimethylethyl ester, polymer with ethenylbenzene, 2-ethylhexyl 2-propenoate, 1,2-propanediol mono-2-propenoate and 2-propenoic acid | 612424 | 63304
Cuprate(4-), [.mu.-[[3,3'-methylenebis[6-[2-[5-[2-(2,4-disulfophenyl)diazenyl]-2-(hydroxy-.kappa.O)-4-hydroxyphenyl]diazenyl-.kappa.N1]benzoato-.kappa.O]](8-)]]di-, sodium (1:4) | 612382 | 63305
Hexanedioic acid, polymer with 2,2-dimethyl-1,3-propanediol, 3-hydroxy-2-(hydroxymethyl)-2-methylpropanoic acid, 2-(hydroxymethyl)-2-methyl-1,3-propanediol and 1,3-isobenzofurandione, compd. with 2-(dimethylamino)ethanol | 612374 | 63306
Acetamide, N-[5-chloro-3-[[4-(diethylamino)-2-methylphenyl]imino]-4-methyl-6-oxo-1,4-cyclohexadien-1-yl]- | 612333 | 63307
Poly[oxy(methyl-1,2-ethanediyl)], .alpha.,.alpha.',.alpha.''-1,2,3-propanetriyltris[.omega.-hydroxy-, 1,2-cyclohexanedicarboxylate (2:1) | 612325 | 63308
Oxirane, 2-methyl-, polymer with .alpha.-(2-aminomethylethyl)-.omega.-(2-aminomethylethoxy)poly[oxy(methyl-1,2-ethanediyl)] | 612317 | 63309
Poly(oxy-1,2-ethanediyl), .alpha.,.alpha.'-[(1-methylethylidene)bis[4,1-phenyleneoxy(2-hydroxy-3,1-propanediyl)]]bis[.omega.-[2,4,6-tris(1-methylpropyl)phenoxy]- | 612309 | 63310
1,4-Benzenedicarboxylic acid, polymer with 1,3-dihydro-1,3-dioxo-5-isobenzofurancarboxylic acid, 1,2-ethanediol, 4,4'-methylenebis[benzenamine] and 2,2'-oxybis[ethanol] | 612275 | 63311
Bicyclo[3.1.1]heptanol, 2,6,6-trimethyl-, acetate | 612267 | 63312
1,4-Benzenedicarboxylic acid, polymer with 1,2-ethanediol, 1,3-isobenzofurandione, 2,2'-oxybis[ethanol] and 1,2,3-propanetriol | 612259 | 63313
Phenol, 4,4'-(1-methylethylidene)bis-, polymer with 2-(chloromethyl)oxirane, N1-(2-ethylhexyl)-1,3-propanediamine and .alpha.-(2-oxiranylmethyl)-.omega.-(2-oxiranylmethoxy)poly[oxy(methyl-1,2-ethanediyl)] | 612242 | 63314
Neodecanoic acid, 2-oxiranylmethyl ester, polymer with 2,2-dimethyl-1,3-propanediol | 612184 | 63315
Neodecanoic acid, 2-oxiranylmethyl ester, polymer with hexahydro-1,3-isobenzofurandione | 612176 | 63316
1,3-Propanediamine, N1-(3-aminopropyl)-N1-methyl-, polymer with 2-(chloromethyl)oxirane, acetate (salt) | 612168 | 63317
1,3-Benzenedicarboxylic acid, polymer with 1,3-diisocyanatomethylbenzene, 2,2-dimethyl-1,3-propanediol, 1,2-ethanediol, 2-oxepanone and 2,2'-oxybis[ethanol] | 612077 | 63318
1,3-Benzenedicarboxylic acid, polymer with 1,3-dihydro-1,3-dioxo-5-isobenzofurancarboxylic acid, 1,2-ethanediol, 1,1'-methylenebis[4-isocyanatobenzene] and 1,3,5-tris(2-hydroxyethyl)-1,3,5-triazine-2,4,6(1H,3H,5H)-trione | 612069 | 63319
4,7-Methano-1H-indene, 3a,4,5,6,7,7a-hexahydro-6-methoxy-3,6-dimethyl- | 612051 | 63320
Spiro[isobenzofuran-1(3H),9'-[9H]xanthen]-3-one, 6'-[ethyl[(tetrahydro-2-furanyl)methyl]amino]-3'-methyl-2'-(phenylamino)- | 612044 | 63321
Benzamide, 4-[2-[4-[2-[5-cyano-2,6-bis(2-methoxyethyl)-4-methyl-3-pyridinyl]diazenyl]-2,5-dimethylphenyl]diazenyl]-N-[3-(2-phenoxyethoxy)propyl]- | 612036 | 63322
1,3-Benzenediamine, 4-methyl-2,6-bis(methylthio)- | 612028 | 63323
1,3-Isobenzofurandione, hexahydro-5-methyl(tetrahydro-2,5-dioxo-3-furanyl)-, didehydro deriv. | 612010 | 63324
2-Propenoic acid, ammonium salt (1:1), polymer with 2-propenamide and 2-propenenitrile | 612002 | 63325
2-Propenoic acid, 2-methyl-, methyl ester, polymer with diethenylbenzene, ethenylbenzene and 2-methyl-2-propenamide | 611996 | 63326
1,3-Isobenzofurandione, polymer with 2,2'-oxybis[ethanol] and 2,2,4-trimethyl-1,3-pentanediol, 2-ethylhexyl ester | 611988 | 63327
Hexanedioic acid, polymer with 1,2-ethanediol, 2-ethyl-2-(hydroxymethyl)-1,3-propanediol, 1,1'-methylenebis[4-isocyanatobenzene], 2-methyloxirane and oxirane | 611970 | 63328
Starch, tetrahydrogen triphosphate, 2-hydroxy-3-(trimethylammonio)propyl ether, chloride, sodium salt | 611962 | 63329
3-Pyridinecarboxylic acid, 2-[4,5-dihydro-4-methyl-4-(1-methylethyl)-5-oxo-1H-imidazol-2-yl]-5-ethyl-, monoammonium salt | 611954 | 63330
3-Acridinecarboxylic acid, 9,10-dihydro-9-oxo-2-(phenylamino)- | 611947 | 63331
Phenol, 6-amino-2,4-dichloro-3-ethyl-, hydrochloride (1:1) | 611939 | 63332
Cyanic acid, C,C'-(thiodi-4,1-phenylene) ester | 611913 | 63333
Cyanic acid, C,C'-[methylenebis(2,6-dimethyl-4,1-phenylene)] ester, homopolymer | 611905 | 63334
Cyanic acid, C,C'-[methylenebis(2,6-dimethyl-4,1-phenylene)] ester | 611897 | 63335
Benzene, (1-methylpropyl)(phenylmethyl)- | 611889 | 63336
Benzene, (1-methylpropyl)(1-phenylethyl)- | 611871 | 63337
2-Propenoic acid, polymer with N-(1,1-dimethylethyl)-2-propenamide | 611863 | 63338
2-Naphthalenecarboxamide, 3-hydroxy-7-methoxy-N-(2-methylphenyl)-, potassium salt (1:1) | 611830 | 63339
2-Naphthalenecarboxamide, 3-hydroxy-7-methoxy-N-phenyl-, potassium salt (1:1) | 611822 | 63340
2-Naphthalenecarboxamide, N-(2,4-dimethoxyphenyl)-3-hydroxy-, potassium salt (1:1) | 611814 | 63341
1,2,3,4-Butanetetracarboxylic acid, polymer with 2,2-bis(hydroxymethyl)-1,3-propanediol and 3-hydroxy-2,2-dimethylpropanal, 2,2,6,6-tetramethyl-4-piperidinyl ester | 611707 | 63342
1,2,3,4-Butanetetracarboxylic acid, polymer with 2,2-bis(hydroxymethyl)-1,3-propanediol and 3-hydroxy-2,2-dimethylpropanal, 1,2,2,6,6-pentamethyl-4-piperidinyl ester | 611699 | 63343
Carbonic acid, dimethyl ester, polymer with 1,6-hexanediol | 611681 | 63344
1,3-Benzenedicarboxylic acid, polymer with 2-ethyl-2-(hydroxymethyl)-1,3-propanediol and 1,3-isobenzofurandione | 611657 | 63345
Thianthrenium, chloro-5-phenyl-, (OC-6-11)-hexafluoroantimonate(1-) (1:1) | 611632 | 63346
Thianthrenium, chloro-5-phenyl-, hexafluorophosphate(1-) (1:1) | 611624 | 63347
1,6-Hexanediamine, polymer with 2,2'-[(1-methylethylidene)bis(4,1-phenyleneoxymethylene)]bis[oxirane] and 1,2-propanediamine | 611616 | 63348
Sulfonium, diphenyl[4-(phenylthio)phenyl]-, monochloro deriv., hexafluorophosphate(1-) (1:1) | 611608 | 63349
Sulfonium, diphenyl[4-(phenylthio)phenyl]-, monochloro deriv., (OC-6-11)-hexafluoroantimonate(1-) (1:1) | 611590 | 63350
1,3-Propanediaminium, N1,N3-bis(3-chloro-2-hydroxypropyl)-2-hydroxy-N1,N1,N3,N3-tetramethyl-, chloride (1:2), polymer with N1-(2-aminoethyl)-1,2-ethanediamine and 2-(chloromethyl)oxirane | 611582 | 63351
Thianthrenium, 5-[4-(phenylthio)phenyl]-, hexafluorophosphate(1-) (1:1) | 611574 | 63352
Sulfonium, phenylbis[4-(phenylthio)phenyl]-, hexafluorophosphate(1-) (1:1) | 611566 | 63353
Sulfonium, diphenyl[4-[[4-(phenylthio)phenyl]thio]phenyl]-, (OC-6-11)-hexafluoroantimonate(1-) (1:1) | 611558 | 63354
Sulfonium, phenylbis[4-(phenylthio)phenyl]-, (OC-6-11)-hexafluoroantimonate(1-) (1:1) | 611541 | 63355
Thianthrenium, 5-phenyl-, (OC-6-11)-hexafluoroantimonate(1-) (1:1) | 611533 | 63356
Thianthrenium, 5-[4-(phenylthio)phenyl]-, (OC-6-11)-hexafluoroantimonate(1-) (1:1) | 611525 | 63357
Sulfonium, diphenyl[4-[[4-(phenylthio)phenyl]thio]phenyl]-, hexafluorophosphate(1-) (1:1) | 611517 | 63358
Pyridine, 2-[3-(3-chlorophenyl)propyl]- | 611509 | 63359
Ethanone, 1-[1,2-dimethyl-4-(1-methylethyl)bicyclo[2.2.2]oct-5-en-2-yl]- | 611491 | 63360
Benzoic acid, 2-[2-[2-amino-5-hydroxy-6-[2-[4'-[2-(2-hydroxy-6-sulfo-1-naphthalenyl)diazenyl]-3,3'-dimethoxy[1,1'-biphenyl]-4-yl]diazenyl]-7-sulfo-1-naphthalenyl]diazenyl]-5-nitro-, sodium salt (1:2) | 611483 | 63361
Benzoic acid, 2-[[[[(4-methoxy-6-methyl-1,3,5-triazin-2-yl)methylamino]carbonyl]amino]sulfonyl]-, methyl ester | 611475 | 63362
1,3-Benzenedicarboxylic acid, polymer with 1,4-butanediol, 4,4'-diisocyanato-3,3'-dimethyl-1,1'-biphenyl, 1,6-hexanediol, .alpha.-hydro-.omega.-hydroxypoly(oxy-1,4-butanediyl), nonanedioic acid and 2,2'-[1,4-phenylenebis(oxy)]bis[ethanol] | 611327 | 63363
2-Butenedioic acid (2E)-, polymer with 2,5-furandione, 2,2'-oxybis[ethanol] and 3a,4,7,7a-tetrahydro-4,7-methano-1H-indene | 611319 | 63364
1-Tridecyn-3-ol, 3-methyl- | 611301 | 63365
Octanoic acid, 2,2-dimethyl-, strontium salt (2:1) | 611293 | 63366
Benzoic acid, 4-(1,1-dimethylethyl)-, strontium salt (2:1) | 611285 | 63367
Phenol, 4-nonyl-, strontium salt (2:1) | 611277 | 63368
Phenol, 4-nonyl-, calcium salt (2:1) | 611269 | 63369
Isocyanic acid, polymethylenepolyphenylene ester, polymer with 1,3-diisocyanatomethylbenzene, .alpha.-hydro-.omega.-hydroxypoly[oxy(methyl-1,2-ethanediyl)] ether with methyl .beta.-D-glucopyranoside (4:1), .alpha.,.alpha.'-[oxybis(butoxyphosphinylidene)]bis[.omega.-hydroxypoly[oxy(methyl-1,2-ethanediyl)]] and .alpha.,.alpha.',.alpha.''-1,2,3-propanetriyltris[.omega.-hydroxypoly[oxy(methyl-1,2-ethanediyl)]] | 611061 | 63370
Neodecanoic acid, 2-oxiranylmethyl ester, polymer with 3-hydroxy-2-(hydroxymethyl)-2-methylpropanoic acid | 611053 | 63371
2-Propenoic acid, polymer with ethene, compd. with morpholine | 611046 | 63372
Ethanol, 2,2',2''-nitrilotris-, compd. with 1,2,3-propanetriol phosphate | 611038 | 63373
1H-Benzimidazole, 2-[(4-bromophenyl)methyl]- | 611020 | 63374
[1,1'-Biphenyl]-4-carboxylic acid, 4'-pentyl-, 4-(2-methylbutyl)phenyl ester | 611012 | 63375
Benzoic acid, 4-nonyl-, 4-(2-methylbutyl)phenyl ester | 611004 | 63376
Benzoic acid, 4-heptyl-, 4-(2-methylbutyl)phenyl ester | 610998 | 63377
Benzoic acid, 4-pentyl-, 4-(2-methylbutyl)phenyl ester | 610980 | 63378
Benzoic acid, 4-propyl-, 4-(2-methylbutyl)phenyl ester | 610972 | 63379
Benzoic acid, 4-(dodecyloxy)-, 4-(2-methylbutyl)phenyl ester | 610964 | 63380
Benzoic acid, 4-(decyloxy)-, 4-(2-methylbutyl)phenyl ester | 610956 | 63381
Benzoic acid, 4-(tetradecyloxy)-, 4-(2-methylbutyl)phenyl ester | 610949 | 63382
.beta.-Alanine, N-(2-aminoethyl)-, sodium salt (1:1), polymer with 1,4-butanediol, 1,6-diisocyanatohexane, 1,3-diisocyanatomethylbenzene, 2,2-dimethyl-1,3-propanediol, hexanedioic acid and 1,6-hexanediol | 610931 | 63383
1-Decanamine, N-decyl-N-methyl-, N-oxide | 610923 | 63384
2-Propenoic acid, telomer with 2-hydroxypropyl 2-propenoate and sodium sulfite (1:1), ammonium salt | 610915 | 63385
1,1'-Bi-1H-imidazole, 2,2',4-tris(2-chlorophenyl)-5-(3,4-dimethoxyphenyl)-4',5'-diphenyl- | 610907 | 63386
.beta.-Alanine, N-(2-aminoethyl)-, polymer with 1,4-butanediol, 1,6-diisocyanatohexane, 1,3-diisocyanatomethylbenzene, 2,2-dimethyl-1,3-propanediol, hexanedioic acid and 1,6-hexanediol | 610899 | 63387
Neodecanoic acid, 3-[[3-[(2-ethylhexyl)amino]propyl]amino]-2-hydroxypropyl ester | 610881 | 63388
Benzene, [(methylphenyl)methyl](phenylmethyl)- | 610840 | 63389
1,3-Isobenzofurandione, polymer with [(1-methyl-1,2-ethanediyl)bis(oxy)]bis[propanol], 2,2'-oxybis[ethanol] and oxybis[propanol] | 610808 | 63390
Iron(1+), (.eta.5-2,4-cyclopentadien-1-yl)[(1,2,3,4,5,6-.eta.)-(1-methylethyl)benzene]-, (OC-6-11)-hexafluoroantimonate(1-) (1:1) | 610782 | 63391
1,3-Isobenzofurandione, 5,5'-carbonylbis-, polymer with 1,3-benzenediamine and 4,4'-oxybis[benzenamine], 2-[(2-methyl-1-oxo-2-propen-1-yl)oxy]ethyl ester | 610691 | 63392
2-Propenoic acid, 2-methyl-, polymer with butyl 2-propenoate, (1-methylethenyl)benzene and methyl 2-methyl-2-propenoate | 604280 | 63393
2-Propenoic acid, 2-methyl-, polymer with ethyl 2-propenoate, (1-methylethenyl)benzene and methyl 2-methyl-2-propenoate | 604272 | 63394
2-Oxepanone, polymer with 1,3-butanediol and 1,1'-methylenebis[4-isocyanatocyclohexane] | 604264 | 63395
Propanamide, N-[[3-(aminomethyl)phenyl]methyl]-3-[(9Z)-9-octadecen-1-ylamino]- | 604140 | 63396
Pyridine, 2-[3-(2-chlorophenyl)propyl]- | 604124 | 63397
2-Anthracenesulfonic acid, 1-amino-4-[[3-[[(3,6-dichloro-4-pyridazinyl)carbonyl]amino]-2,4,6-trimethyl-5-sulfophenyl]amino]-9,10-dihydro-9,10-dioxo-, sodium salt (1:2) | 604116 | 63398
Cobaltate(1-), [4-(hydroxy-.kappa.O)-3-[2-[2-(hydroxy-.kappa.O)-1-naphthalenyl]diazenyl-.kappa.N1]-N-(1-methylethyl)benzenesulfonamidato(2-)][4-(hydroxy-.kappa.O)-3-[2-[2-(hydroxy-.kappa.O)-1-naphthalenyl]diazenyl-.kappa.N1]-N-phenylbenzenesulfonamidato(2-)]-, sodium (1:1) | 604108 | 63399
Cyclohexaneacetaldehyde, 4-(1-methylethyl)- | 604090 | 63400
Carbonic acid, ethyl 2,3,6-trimethylcyclohexyl ester | 604082 | 63401
2-Butenedioic acid (2Z)-, 1-methyl ester, polymer with ethenylbenzene, 2,5-furandione and 1-(2-methylpropyl) hydrogen (2Z)-2-butenedioate, ammonium salt | 604074 | 63402
Cuprate(4-), [.mu.-[[3,3'-[[3,3'-di(hydroxy-.kappa.O)[1,1'-biphenyl]-4,4'-diyl]bis(diazenyl-.kappa.N1)]bis[4-(hydroxy-.kappa.O)-2,7-naphthalenedisulfonato]](6-)]]di-, sodium (1:4) | 604066 | 63403
2-Oxepanone, polymer with 1,1'-methylenebis[4-isocyanatocyclohexane], 2,2'-oxybis[ethanol] and 1,2-propanediamine | 604058 | 63404
Hexanedioic acid, polymer with 2,2-dimethyl-1,3-propanediol, 1,2-ethanediamine, 1,6-hexanediol, 1,1'-methylenebis[4-isocyanatocyclohexane], 2-oxepanone and 2,2'-oxybis[ethanol] | 604041 | 63405
Hexanedioic acid, polymer with 2,2-dimethyl-1,3-propanediol, 1,6-hexanediol, 1,1'-methylenebis[4-isocyanatocyclohexane], 2-oxepanone and 2,2'-oxybis[ethanol] | 604033 | 63406
2-Naphthalenecarboxamide, N-(4-chloro-2-methoxy-5-methylphenyl)-3-hydroxy-, sodium salt (1:1) | 604017 | 63407
Ethanol, 2,2'-iminobis-, polymer with .alpha.-hydro-.omega.-hydroxypoly[oxy(methyl-1,2-ethanediyl)] and 1,1'-methylenebis[4-isocyanatocyclohexane] | 604009 | 63408
1-Cyclohexene-1-acetic acid, 1-methylethyl ester | 603993 | 63409
Benzenesulfonic acid, 4-[4,5-dihydro-4-[[5-hydroxy-3-methyl-1-(4-sulfophenyl)-1H-pyrazol-4-yl]methylene]-3-methyl-5-oxo-1H-pyrazol-1-yl]-, potassium salt (1:3) | 603985 | 63410
2,7-Naphthalenedisulfonic acid, 3,3'-[(1-oxido-1,2-diazenediyl)bis[(2-methoxy-4,1-phenylene)-2,1-diazenediyl]]bis[4,5-dihydroxy- | 603977 | 63411
2,7-Naphthalenedisulfonic acid, 4-hydroxy-5-[2-(2-hydroxy-1-naphthalenyl)diazenyl]-3-[2-(2-hydroxy-3-nitro-5-sulfophenyl)diazenyl]-, sodium salt (1:?) | 603969 | 63412
5,8-Methano-2H-1-benzopyran, 6-ethylideneoctahydro- | 603951 | 63413
Isooctadecanoic acid, compd. with 1,1'-iminobis[2-propanol] (1:1) | 603860 | 63414
Isooctadecanoic acid, compd. with 1,1',1''-nitrilotris[2-propanol] (1:1) | 603852 | 63415
2,5-Furandione, polymer with 2,2'-oxybis[ethanol], benzoate | 603787 | 63416
Phenol, 4-nonyl-, cadmium salt (2:1) | 603779 | 63417
Carbamodithioic acid, N-ethyl-N-phenyl-, lead(2+) salt (2:1) | 603761 | 63418
1-Penten-3-ol, 1-(2,6,6-trimethyl-1-cyclohexen-1-yl)- | 603753 | 63419
Benzenamine, 4-(methylthio)-N-[5-[[4-(methylthio)phenyl]amino]-2,4-pentadien-1-ylidene]-, hydrochloride (1:1) | 603746 | 63420
1-Butanol, titanium(4+) salt (4:1), polymer with diethoxydimethylsilane | 603738 | 63421
[1,1'-Biphenyl]-4-carboxylic acid, 4'-octyl-, 4-(2-methylbutyl)phenyl ester | 603704 | 63422
2-Cyclohexene-1-octanoic acid, 5(or 6)-carboxy-4-hexyl-, compd. with 2,2'-iminobis[ethanol] (1:1) | 596650 | 63423
Benzene, 1,4-bis[2-(ethenyloxy)ethoxy]- | 596643 | 63424
Isocyanic acid, polymethylenepolyphenylene ester, polymer with .alpha.-hydro-.omega.-hydroxypoly[oxy(methyl-1,2-ethanediyl)] and 2-methyloxirane polymer with oxirane ether with 1,2,3-propanetriol (3:1) | 596635 | 63425
2-Propenoic acid, butyl ester, polymer with ethenyl acetate and N-(1,1,3,3-tetramethylbutyl)-2-propenamide | 596627 | 63426
Zinc, bis[O,O-bis[(1-methylhexyl)phenyl] phosphorodithioato-.kappa.S,.kappa.S']- | 596619 | 63427
1-Pentanol, 2-methyl-, 1,1'-(hydrogen phosphorodithioate) | 596593 | 63428
Isononanoic acid, sodium salt (1:1) | 596569 | 63429
Benzoic acid, 4-[(octadecylamino)carbonyl]-, lithium salt (1:1) | 596544 | 63430
1,5-Pentanediol, 2,4-bis(dimethoxymethyl)-2,4-bis(hydroxymethyl)- | 596536 | 63431
3H-Indolium, 2-[2-[4-(dimethylamino)phenyl]ethenyl]-1,3,3-trimethyl-, sulfate (1:1) | 596528 | 63432
Benzenesulfonic acid, 4-[4,5-dihydro-4-[[5-hydroxy-3-methyl-1-(4-sulfophenyl)-1H-pyrazol-4-yl]methylene]-3-methyl-5-oxo-1H-pyrazol-1-yl]-, sodium salt (1:2) | 596510 | 63433
1,3-Benzenediamine, 4-methyl-6-(2-phenyldiazenyl)-, acetate (1:1) | 596502 | 63434
Hexanedioic acid, polymer with 2,4-diisocyanato-1-methylbenzene, formaldehyde, 2,2'-oxybis[ethanol] and 1,3,5-triazine-2,4,6-triamine | 596478 | 63435
Cellulose, acetate butanoate, polymer with 2,4-diisocyanato-1-methylbenzene, formaldehyde, hexanedioic acid, 2,2'-oxybis[ethanol] and 1,3,5-triazine-2,4,6-triamine | 596460 | 63436
1,3-Benzenedicarboxylic acid, polymer with 2,4-diisocyanato-1-methylbenzene, hexanedioic acid, 1,6-hexanediol, 2,2'-(methylimino)bis[ethanol] and 2,2',2''-nitrilotris[ethanol] | 596452 | 63437
Hexanedioic acid, polymer with 5-amino-1,3,3-trimethylcyclohexanemethanamine, 2,4-diisocyanato-1-methylbenzene and 1,2-ethanediol | 596445 | 63438
Hexanedioic acid, polymer with 2,3-dibromo-2-butene-1,4-diol, 1,1'-methylenebis[4-isocyanatobenzene] and 2,2'-oxybis[ethanol] | 596437 | 63439
Hexanedioic acid, polymer with 2,2-dimethyl-1,3-propanediol, 1,1'-methylenebis[4-isocyanatobenzene], 2,2'-oxybis[ethanol] and 1,2,3-propanetriol | 596429 | 63440
Hexanedioic acid, polymer with 5-amino-1,3,3-trimethylcyclohexanemethanamine, 1,4-butanediol, 2,2-dimethyl-1,3-propanediol, 1,6-hexanediol and 1,1'-methylenebis[4-isocyanatocyclohexane] | 596411 | 63441
1,3-Benzenedicarboxylic acid, polymer with 2,4-diisocyanato-1-methylbenzene, hexanedioic acid and 1,6-hexanediol | 596403 | 63442
tert-Decanoic acid, zinc salt (2:1) | 596395 | 63443
2-Nonynoic acid, 2-methylpropyl ester | 596387 | 63444
Benzenepropanoic acid, 3-(2H-benzotriazol-2-yl)-5-(1,1-dimethylethyl)-4-hydroxy-, 1,1'-(1,6-hexanediyl) ester | 596361 | 63445
Benzenamine, 4,4'-carbonimidoylbis[N,N-dimethyl-, nitrate (1:1) | 596353 | 63446
Benzoic acid, 4-(octyloxy)-, 4-(2-methylbutyl)phenyl ester | 596338 | 63447
2-Cyclohexene-1-octanoic acid, 5(or 6)-carboxy-4-hexyl-, compd. with 2,2',2''-nitrilotris[ethanol] (1:?) | 596320 | 63448
Benzoic acid, 2-[2-[1-[4-[2-[4-[[4-[[4-[2-[4-[4-[2-(2-carboxyphenyl)diazenyl]-4,5-dihydro-3-methyl-5-oxo-1H-pyrazol-1-yl]-2-sulfophenyl]ethenyl]-3-sulfophenyl]amino]-6-(phenylamino)-1,3,5-triazin-2-yl]amino]-2-sulfophenyl]ethenyl]-3-sulfophenyl]-4,5-dihydro-3-methyl-5-oxo-1H-pyrazol-4-yl]diazenyl]-5-sulfo-, sodium salt (1:5) | 596312 | 63449
Ethanesulfonic acid, 1,1',1''-nitrilotris-, potassium salt (1:3) | 596296 | 63450
Poly[oxy(methyl-1,2-ethanediyl)], .alpha.,.alpha.'-(2,2-dimethyl-1,3-propanediyl)bis[.omega.-[(1-oxo-2-propen-1-yl)oxy]- | 596288 | 63451
Poly[oxy(methyl-1,2-ethanediyl)], .alpha.,.alpha.'-1,6-hexanediylbis[.omega.-[(1-oxo-2-propen-1-yl)oxy]- | 596270 | 63452
Poly(oxy-1,2-ethanediyl), .alpha.,.alpha.'-1,6-hexanediylbis[.omega.-[(1-oxo-2-propen-1-yl)oxy]- | 596262 | 63453
8-Quinolinecarboxylic acid, 3,7-dichloro- | 596247 | 63454
1,3-Benzenedicarboxylic acid, polymer with 2,5-furandione, oxybis[propanol], 1,2-propanediol and 3a,4,7,7a-tetrahydro-4,7-methano-1H-indene | 596239 | 63455
Phenol, 4-[2-[4-(phenylamino)phenyl]diazenyl]- | 596213 | 63456
Cuprate(3-), [5-(acetylamino)-4-(hydroxy-.kappa.O)-3-[2-[2-(hydroxy-.kappa.O)-5-methyl-4-[[2-(sulfooxy)ethyl]sulfonyl]phenyl]diazenyl-.kappa.N1]-2,7-naphthalenedisulfonato(5-)]-, sodium (1:3) | 596205 | 63457
Propanoic acid, zirconium salt (1:?) | 596197 | 63458
5-Thiazoleethanol, 2,5-dihydro-4-methyl- | 596189 | 63459
1-Octene, 3-(1-ethoxyethoxy)-3,7-dimethyl- | 596171 | 63460
Pullulan, cyanoethyl ether | 589341 | 63461
2-Propenoic acid, 2-methyl-, polymer with N-(1,1-dimethyl-3-oxobutyl)-2-propenamide | 589333 | 63462
1,5-Naphthalenedisulfonic acid, 2-[2-[8-[[4-chloro-6-[[3-[[2-(sulfooxy)ethyl]sulfonyl]phenyl]amino]-1,3,5-triazin-2-yl]amino]-1-hydroxy-3,6-disulfo-2-naphthalenyl]diazenyl]-, sodium salt (1:5) | 589325 | 63463
1,3-Isobenzofurandione, polymer with 2-(chloromethyl)oxirane, 4,4'-(1-methylethylidene)bis[phenol] and .alpha.,.alpha.'-[(octadecylimino)di-2,1-ethanediyl]bis[.omega.-hydroxypoly(oxy-1,2-ethanediyl)] | 589317 | 63464
1H-Indole, 2,3-dihydro-2-[[2-(2-methoxyphenyl)diazenyl]methylene]-1,3,3-trimethyl- | 589309 | 63465
2-Butanone, 2,2'-[O,O'-[methylenebis(4,1-phenyleneiminocarbonyl)]dioxime] | 589283 | 63466
1,3-Cyclopentadiene, trichloro- | 589275 | 63467
Ethanol, 2,2'-(methylimino)bis-, 1,1'-bis(N-phenylcarbamate) | 589267 | 63468
Chromate(2-), [2-[2-[4,5-dihydro-3-methyl-5-oxo-1-(4-sulfophenyl)-1H-pyrazol-4-yl]diazenyl]benzoato(3-)][1-[2-(2-hydroxy-4-nitrophenyl)diazenyl]-2-naphthalenolato(2-)]-, hydrogen, compd. with 2-aminoethanol (1:2:2) | 589259 | 63469
Benzenesulfonic acid, 4-methyl-, iron(3+) salt (3:1) | 589242 | 63470
Butanoic acid, 2-amino-4-(hydroxymethylphosphinyl)-, monoammonium salt | 589234 | 63471
1,3-Benzenedicarboxylic acid, polymer with .alpha.-(2-aminomethylethyl)-.omega.-(2-aminomethylethoxy)poly[oxy(methyl-1,2-ethanediyl)], hexanedioic acid, 1,6-hexanediol, 1,1'-methylenebis[4-isocyanatocyclohexane] and 1,2,3-propanetriol | 589226 | 63472
1,3-Benzenedicarboxylic acid, polymer with .alpha.-(2-aminomethylethyl)-.omega.-(2-aminomethylethoxy)poly[oxy(methyl-1,2-ethanediyl)], 1,6-hexanediamine, hexanedioic acid, 1,6-hexanediol and 1,1'-methylenebis[4-isocyanatocyclohexane] | 589218 | 63473
Hexanedioic acid, polymer with .alpha.-(2-aminomethylethyl)-.omega.-(2-aminomethylethoxy)poly[oxy(methyl-1,2-ethanediyl)], 1,3-diisocyanatomethylbenzene, 1,6-hexanediamine and 1,6-hexanediol | 589200 | 63474
1,6-Hexanediamine, polymer with .alpha.-(2-aminomethylethyl)-.omega.-(2-aminomethylethoxy)poly[oxy(methyl-1,2-ethanediyl)], 1,3-diisocyanatomethylbenzene and .alpha.-hydro-.omega.-hydroxypoly[oxy(methyl-1,2-ethanediyl)] | 589192 | 63475
1,3-Benzenedicarboxylic acid, polymer with .alpha.-(2-aminomethylethyl)-.omega.-(2-aminomethylethoxy)poly[oxy(methyl-1,2-ethanediyl)], hexanedioic acid, 1,6-hexanediol and 5-isocyanato-1-(isocyanatomethyl)-1,3,3-trimethylcyclohexane | 589184 | 63476
1,3-Benzenedicarboxylic acid, polymer with .alpha.-(2-aminomethylethyl)-.omega.-(2-aminomethylethoxy)poly[oxy(methyl-1,2-ethanediyl)], hexanedioic acid, 1,6-hexanediol and 1,1'-methylenebis[4-isocyanatocyclohexane] | 589176 | 63477
Hexanedioic acid, polymer with .alpha.-(2-aminomethylethyl)-.omega.-(2-aminomethylethoxy)poly[oxy(methyl-1,2-ethanediyl)], 1,3-diisocyanatomethylbenzene and 1,6-hexanediol | 589168 | 63478
1,3-Benzenedicarboxylic acid, polymer with .alpha.-(2-aminomethylethyl)-.omega.-(2-aminomethylethoxy)poly[oxy(methyl-1,2-ethanediyl)], 1,3-diisocyanatomethylbenzene, 1,6-hexanediamine, hexanedioic acid and 2,2'-oxybis[ethanol] | 589150 | 63479
Hexanedioic acid, polymer with .alpha.-(2-aminomethylethyl)-.omega.-(2-aminomethylethoxy)poly[oxy(methyl-1,2-ethanediyl)], 1,3-diisocyanatomethylbenzene, 1,6-hexanediamine and 2,2'-oxybis[ethanol] | 589143 | 63480
1H-Benz[de]isoquinoline-1,3(2H)-dione, 5,5'-[1,3,4-oxadiazole-2,5-diylbis(4,1-phenylene-2,1-diazenediyl)]bis[6-hydroxy-2-methyl- | 589036 | 63481
1H-Imidazolium, 2-[2-[4-(dimethylamino)phenyl]diazenyl]-1,3-dimethyl-, chloride (1:1) | 589028 | 63482
Poly[oxy(methyl-1,2-ethanediyl)], .alpha.-hydro-.omega.-hydroxy-, ether with [[bis(2-hydroxymethylethyl)amino]methyl]methylphenol (3:1) | 589010 | 63483
Poly(oxy-1,2-ethanediyl), .alpha.-hydro-.omega.-hydroxy-, ether with [[bis(2-hydroxymethylethyl)amino]methyl]methylphenol (3:1) | 589002 | 63484
Poly(oxy-1,4-butanediyl), .alpha.-(4-propylphenyl)-.omega.-hydroxy- | 588996 | 63485
Poly(oxy-1,2-ethanediyl), .alpha.-(4-ethylphenyl)-.omega.-hydroxy- | 588988 | 63486
Poly(oxy-1,2-ethanediyl), .alpha.-(4-propylphenyl)-.omega.-hydroxy- | 588970 | 63487
Poly(oxy-1,4-butanediyl), .alpha.-(4-methylphenyl)-.omega.-hydroxy- | 588962 | 63488
Poly(oxy-1,8-octanediyl), .alpha.-(4-propylphenyl)-.omega.-hydroxy- | 588954 | 63489
Poly(oxy-1,4-butanediyl), .alpha.-(4-ethylphenyl)-.omega.-hydroxy- | 588947 | 63490
Poly(oxy-1,8-octanediyl), .alpha.-(4-ethylphenyl)-.omega.-hydroxy- | 588939 | 63491
Poly(oxy-1,8-octanediyl), .alpha.-(4-methylphenyl)-.omega.-hydroxy- | 588921 | 63492
2-Propenoic acid, 2-methyl-, 2-(dimethylamino)ethyl ester, polymer with dodecyl 2-methyl-2-propenoate and tridecyl 2-methyl-2-propenoate, compd. with dimethyl sulfate | 588913 | 63493
Ethanaminium, N-[4-[[4-(diethylamino)phenyl]phenylmethylene]-2,5-cyclohexadien-1-ylidene]-N-ethyl-, acetate (1:1) | 588905 | 63494
3,5,7-Triaza-1-azoniatricyclo[3.3.1.13,7]decane, 1-methyl-, chloride | 588897 | 63495
Eicosenoic acid, methyl ester, (Z)- | 588889 | 63496
1,4-Piperazinediethanesulfonic acid, sodium salt (1:2) | 588871 | 63497
1H-1,2,4-Triazole-1-ethanol, .beta.-[(4-chlorophenyl)methyl]-.alpha.-(1,1-dimethylethyl)-, (.alpha.R,.beta.R)-rel- | 588822 | 63498
Cobaltate(1-), bis[2-[2-[2-(hydroxy-.kappa.O)-5-nitrophenyl]diazenyl-.kappa.N1]-3-(oxo-.kappa.O)-N-phenylbutanamidato(2-)]-, hydrogen, compd. with 1-butanamine (1:1:1) | 565739 | 63499
Chromate(5-), bis[7-amino-4-(hydroxy-.kappa.O)-3-[2-[2-(hydroxy-.kappa.O)-5-nitro-3-sulfophenyl]diazenyl-.kappa.N1]-2-naphthalenesulfonato(4-)]-, hydrogen, compd. with 2,2'-iminobis[ethanol] (1:5:5) | 565721 | 63500
Chromate(5-), bis[7-amino-4-(hydroxy-.kappa.O)-3-[2-[2-(hydroxy-.kappa.O)-5-nitro-3-sulfophenyl]diazenyl-.kappa.N1]-2-naphthalenesulfonato(4-)]-, hydrogen (1:5) | 565713 | 63501
Chromate(2-), [4-[4,5-dihydro-4-[2-[2-(hydroxy-.kappa.O)-4-nitrophenyl]diazenyl-.kappa.N1]-3-methyl-5-(oxo-.kappa.O)-1H-pyrazol-1-yl]benzenesulfonato(3-)][1-[2-[2-(hydroxy-.kappa.O)-4-nitrophenyl]diazenyl-.kappa.N1]-2-naphthalenolato(2-)-.kappa.O]-, hydrogen, compd. with 2,2'-iminobis[ethanol] (1:2:2) | 565705 | 63502
Chromate(2-), [4-[4,5-dihydro-4-[2-[2-(hydroxy-.kappa.O)-4-nitrophenyl]diazenyl-.kappa.N1]-3-methyl-5-(oxo-.kappa.O)-1H-pyrazol-1-yl]benzenesulfonato(3-)][1-[2-[2-(hydroxy-.kappa.O)-4-nitrophenyl]diazenyl-.kappa.N1]-2-naphthalenolato(2-)-.kappa.O]-, hydrogen (1:2) | 565697 | 63503
Cobaltate(3-), bis[3-(hydroxy-.kappa.O)-4-[2-[2-(hydroxy-.kappa.O)-1-naphthalenyl]diazenyl-.kappa.N1]-7-nitro-1-naphthalenesulfonato(3-)]-, hydrogen, compd. with 2,2'-iminobis[ethanol] (1:3:3) | 565689 | 63504
Cobaltate(3-), bis[3-(hydroxy-.kappa.O)-4-[2-[2-(hydroxy-.kappa.O)-1-naphthalenyl]diazenyl-.kappa.N1]-7-nitro-1-naphthalenesulfonato(3-)]-, hydrogen (1:3) | 565671 | 63505
Chromate(1-), bis[4-[2-[5-(2,2-dimethylpropyl)-2-(hydroxy-.kappa.O)-3-nitrophenyl]diazenyl-.kappa.N1]-2,4-dihydro-5-methyl-2-phenyl-3H-pyrazol-3-onato(2-)-.kappa.O3]-, hydrogen, compd. with 3-[(2-ethylhexyl)oxy]-1-propanamine (1:1:1) | 565663 | 63506
Chromate(1-), bis[4-[2-[5-(2,2-dimethylpropyl)-2-(hydroxy-.kappa.O)-3-nitrophenyl]diazenyl-.kappa.N1]-2,4-dihydro-5-methyl-2-phenyl-3H-pyrazol-3-onato(2-)-.kappa.O3]-, hydrogen (1:1) | 565655 | 63507
Chromate(2-), [2,4-dihydro-4-[2-[2-(hydroxy-.kappa.O)-4-nitrophenyl]diazenyl-.kappa.N1]-5-methyl-2-phenyl-3H-pyrazol-3-onato(2-)-.kappa.O3][3-[2-[4,5-dihydro-3-methyl-5-(oxo-.kappa.O)-1-phenyl-1H-pyrazol-4-yl]diazenyl-.kappa.N1]-2-(hydroxy-.kappa.O)-5-nitrobenzenesulfonato(3-)]-, hydrogen, compd. with 2,2'-iminobis[ethanol] (1:2:2) | 565648 | 63508
Chromate(2-), [2,4-dihydro-4-[2-[2-(hydroxy-.kappa.O)-4-nitrophenyl]diazenyl-.kappa.N1]-5-methyl-2-phenyl-3H-pyrazol-3-onato(2-)-.kappa.O3][3-[2-[4,5-dihydro-3-methyl-5-(oxo-.kappa.O)-1-phenyl-1H-pyrazol-4-yl]diazenyl-.kappa.N1]-2-(hydroxy-.kappa.O)-5-nitrobenzenesulfonato(3-)]-, hydrogen (1:2) | 565630 | 63509
Chromate(1-), bis[1-[2-[2-(hydroxy-.kappa.O)-4-nitrophenyl]diazenyl-.kappa.N1]-2-naphthalenolato(2-)-.kappa.O]-, hydrogen (1:1) | 565622 | 63510
Chromate(3-), bis[4-[4,5-dihydro-4-[2-[2-(hydroxy-.kappa.O)-5-nitrophenyl]diazenyl-.kappa.N1]-3-methyl-5-(oxo-.kappa.O)-1H-pyrazol-1-yl]benzenesulfonato(3-)]-, sodium (1:3) | 565614 | 63511
Chromate(3-), bis[5-[2-[5-chloro-2-(hydroxy-.kappa.O)phenyl]diazenyl-.kappa.N1]-6-(hydroxy-.kappa.O)-2-naphthalenesulfonato(3-)]-, hydrogen, compd. with 2,2'-iminobis[ethanol] (1:3:3) | 565606 | 63512
Chromate(5-), bis[3-(hydroxy-.kappa.O)-4-[2-[1-(hydroxy-.kappa.O)-8-sulfo-2-naphthalenyl]diazenyl-.kappa.N1]-7-nitro-1-naphthalenesulfonato(4-)]-, hydrogen (1:5) | 565598 | 63513
Chromate(3-), bis[2-(hydroxy-.kappa.O)-5-nitro-3-[2-[2-(oxo-.kappa.O)-1-[(phenylamino)carbonyl]propyl]diazenyl-.kappa.N1]benzenesulfonato(3-)]-, hydrogen (1:3) | 565580 | 63514
Chromate(5-), bis[3-(hydroxy-.kappa.O)-4-[2-[2-(hydroxy-.kappa.O)-8-sulfo-1-naphthalenyl]diazenyl-.kappa.N1]-1-naphthalenesulfonato(4-)]-, hydrogen (1:5) | 565572 | 63515
2-Propenoic acid, 2-methyl-, monoester with 1,2-propanediol, polymer with ethenylbenzene, 2-ethylhexyl 2-propenoate, 2-methyl-2-propenamide and 2-oxiranylmethyl 2-methyl-2-propenoate | 565564 | 63516
Octadecanoic acid, 12-hydroxy-, polymer with ethenylbenzene, ethenylmethylbenzene and 2-oxiranylmethyl 2-methyl-2-propenoate | 565556 | 63517
Butanedioic acid, 2-sulfo-, 1(or 4)-decyl 4(or 1)-(3-methylbutyl) ester, sodium salt (1:1) | 565549 | 63518
Ethanesulfonic acid, 2-amino-, potassium salt (1:1), polymer with 1,3-bis(ethenylsulfonyl)-2,2-bis[(ethenylsulfonyl)methyl]propane | 565531 | 63519
Benzenesulfonic acid, 4-[4-[5-[1,5-dihydro-3-methyl-5-oxo-1-(4-sulfophenyl)-4H-pyrazol-4-ylidene]-1,3-pentadien-1-yl]-4,5-dihydro-3-methyl-5-oxo-1H-pyrazol-1-yl]-, potassium salt (1:2) | 565523 | 63520
2,7-Naphthalenedisulfonic acid, 4-hydroxy-3-[2-(4-methoxyphenyl)diazenyl]-5-[[(4-methylphenyl)sulfonyl]amino]-, sodium salt (1:2) | 565507 | 63521
Phosphonium, (4-nitrophenyl)triphenyl-, chloride (1:1) | 565499 | 63522
Ethanaminium, 2,2'-[[1,1'-biphenyl]-4,4'-diylbis(2,1-ethenediyl-2,1-phenyleneoxy)]bis[N,N-diethyl-N-methyl-, methyl sulfate (1:2) | 565473 | 63523
2-Furanethanol, tetrahydro-.alpha.-pentyl-, 2-acetate | 565465 | 63524
8-Cyclopentadecen-1-one | 565440 | 63525
1,4-Dioxacycloheptadecane-5,17-dione, 7-methyl- | 565432 | 63526
5-Cyclohexadecen-1-one, 3-methyl- | 565424 | 63527
Propanoic acid, 2-methyl-, 3-methoxybutyl ester | 565416 | 63528
2-Octanol, 2-methyl-6-methylene-, 2-formate | 565408 | 63529
Benzonitrile, 4-[5-(trans-4-ethylcyclohexyl)-2-pyrimidinyl]- | 565390 | 63530
Benzonitrile, 4-[5-(trans-4-heptylcyclohexyl)-2-pyrimidinyl]- | 565382 | 63531
Benzonitrile, 4-[5-(trans-4-pentylcyclohexyl)-2-pyrimidinyl]- | 565374 | 63532
1-Propanesulfonic acid, 3-[[3-(dimethylamino)propyl][(1,1,2,2,3,3,4,4,5,5,6,6,7,7,8,8,8-heptadecafluorooctyl)sulfonyl]amino]- | 565366 | 63533
2-Propenoic acid, 2-methyl-, 2-(dimethylamino)ethyl ester, polymer with 2-ethylhexyl 2-propenoate and methyl 2-methyl-2-propenoate | 565358 | 63534
Ferrate(5-), bis[4-[2-[2-(hydroxy-.kappa.O)-4-hydroxy-5-[2-(2-methoxyphenyl)diazenyl]-3-[2-[4-(phenylamino)-3-sulfophenyl]diazenyl]phenyl]diazenyl-.kappa.N1]-3-(hydroxy-.kappa.O)-7-nitro-1-naphthalenesulfonato(4-)]-, hydrogen (1:5) | 565341 | 63535
Sulfonium, (chlorophenyl)diphenyl-, chloride (1:1) | 565333 | 63536
Sulfonium, (chlorophenyl)[4-[(chlorophenyl)thio]phenyl]phenyl-, chloride (1:1) | 565325 | 63537
Hexanedioic acid, ethyl-, 1,6-dimethyl ester | 565317 | 63538
Octanedioic acid, ethyl-, 1,8-dimethyl ester | 565309 | 63539
2-Butenoic acid, 3-methyl-, 3-methyl-2-buten-1-yl ester | 565291 | 63540
Carbamic acid, N-[4-methyl-3-[[(2-methyl-1-aziridinyl)carbonyl]amino]phenyl]-, 2-[[3,3,4,4,5,5,6,6,7,8,8,8-dodecafluoro-7-(trifluoromethyl)octyl]thio]-1-[[[3,3,4,4,5,5,6,6,7,8,8,8-dodecafluoro-7-(trifluoromethyl)octyl]thio]methyl]ethyl ester | 565283 | 63541
Carbamic acid, N-[4-methyl-3-[[(2-methyl-1-aziridinyl)carbonyl]amino]phenyl]-, 2-[[3,3,4,4,5,5,6,6,7,7,8,8,9,9,10,10,11,12,12,12-eicosafluoro-11-(trifluoromethyl)dodecyl]thio]-1-[[[3,3,4,4,5,5,6,6,7,7,8,8,9,9,10,10,11,12,12,12-eicosafluoro-11-(trifluoromethyl)dodecyl]thio]methyl]ethyl ester | 565275 | 63542
1,4-Benzenedicarboxylic acid, polymer with 1,4-cyclohexanedimethanol, 1,4-dimethyl 1,4-benzenedicarboxylate, 2,2-dimethyl-1,3-propanediol, 2-ethyl-2-(hydroxymethyl)-1,3-propanediol and 1,6-hexanediol | 565267 | 63543
Benzenesulfonic acid, 2-[2-(2-hydroxy-1-naphthalenyl)diazenyl]-, barium salt (2:1) | 565259 | 63544
1,4-Benzenedisulfonic acid, 2-[2-(2-hydroxy-1-naphthalenyl)diazenyl]-, barium salt (1:1) | 565242 | 63545
Ethanaminium, N-(carboxymethyl)-N,N-dimethyl-2-[(2-methyl-1-oxo-2-propen-1-yl)oxy]-, inner salt, polymer with 2-hydroxyethyl 2-methyl-2-propenoate and methyl 2-methyl-2-propenoate | 565234 | 63546
Ethanaminium, N-(carboxymethyl)-N,N-dimethyl-2-[(2-methyl-1-oxo-2-propen-1-yl)oxy]-, inner salt, polymer with cyclohexyl 2-methyl-2-propenoate, ethyl 2-methyl-2-propenoate and octadecyl 2-methyl-2-propenoate | 565226 | 63547
1,3-Benzenedicarboxylic acid, 5-sulfo-, sodium salt (1:1), polymer with 1,3-benzenedicarboxylic acid, 1,4-benzenedicarboxylic acid, 2,2-dimethyl-1,3-propanediol, 1,2-ethanediol and hexanedioic acid | 565218 | 63548
1,2,4-Benzenetricarboxylic acid, polymer with 1,3-benzenedicarboxylic acid, 1,4-benzenedicarboxylic acid, 1,2-ethanediol and 1,6-hexanediol | 565200 | 63549
1,3'-Bipyridinium, 1',2'-dihydro-6'-hydroxy-4'-methyl-2'-oxo-5'-[2-[4-(2-phenyldiazenyl)phenyl]diazenyl]-, 2-hydroxybutanedioate (1:1) | 565192 | 63550
Benzenesulfonic acid, 3-[2-[4-[2-(4-ethoxyphenyl)diazenyl]-1-naphthalenyl]diazenyl]-, sodium salt (1:1) | 565184 | 63551
Sulfuric acid, diethyl ester, compd. with N-(2-hydroxyethyl)-N-[2-[(1-oxooctadecyl)amino]ethyl]octadecanamide (1:1) | 565176 | 63552
2-Cyclopenten-1-one, 2-hydroxy-5-methylene-3-(1-piperidinyl)- | 565168 | 63553
Propanoic acid, 3-hydroxy-2-(hydroxymethyl)-2-methyl-, polymer with .alpha.-hydro-.omega.-hydroxypoly(oxy-1,4-butanediyl) and 5-isocyanato-1-(isocyanatomethyl)-1,3,3-trimethylcyclohexane | 565150 | 63554
Hexanedioic acid, polymer with 3-hydroxy-2-(hydroxymethyl)-2-methylpropanoic acid, 1,1'-methylenebis[4-isocyanatocyclohexane] and 2,2'-oxybis[ethanol] | 565143 | 63555
Chromate(7-), bis[4-(hydroxy-.kappa.O)-3-[2-[2-(hydroxy-.kappa.O)-5-nitro-3-sulfophenyl]diazenyl-.kappa.N1]-6-[(3-sulfophenyl)amino]-2-naphthalenesulfonato(5-)]-, sodium (1:7) | 565135 | 63556
Chromate(5-), bis[6-amino-4-(hydroxy-.kappa.O)-3-[2-[2-(hydroxy-.kappa.O)-5-nitro-3-sulfophenyl]diazenyl-.kappa.N1]-2-naphthalenesulfonato(4-)]-, sodium (1:5) | 565127 | 63557
2,7-Naphthalenedisulfonic acid, 5-[2-[2,4-dihydroxy-3,5-bis[2-(2-hydroxy-3,5-dinitrophenyl)diazenyl]phenyl]diazenyl]-4-hydroxy-3-[2-(4-nitrophenyl)diazenyl]-, sodium salt (1:2) | 565119 | 63558
Benzenesulfonic acid, [(9,10-dihydro-9,10-dioxo-1,4-anthracenediyl)diimino]bis[(1,1-dimethylethyl)-, sodium salt (1:?) | 565101 | 63559
Benzenesulfonic acid, [(9,10-dihydro-9,10-dioxo-1,4-anthracenediyl)bis[imino[3-(2-methylpropyl)-3,1-propanediyl]]]bis-, sodium salt (1:2) | 565093 | 63560
2H-Azepin-2-one, hexahydro-, polymer with 2-(2-ethoxyethoxy)ethanol, 2-ethyl-2-(hydroxymethyl)-1,3-propanediol and 1,1'-methylenebis[4-isocyanatobenzene] | 558205 | 63561
2-Propenoic acid, 2-methyl-, hydroxymethyl ester, polymer with butyl 2-propenoate, methyl 2-methyl-2-propenoate and 2-propenoic acid | 558197 | 63562
Poly(oxy-1,2-ethanediyl), .alpha.,.alpha.',.alpha.''-(nitrilotri-2,1-ethanediyl)tris[.omega.-hydroxy-, benzoate (1:1) | 558189 | 63563
9-Octadecenoic acid (9Z)-, 2-[(2-hydroxyethyl)thio]ethyl ester | 558171 | 63564
Benzoic acid, 3,3'-[(2-sulfo-1,4-phenylene)bis(2,1-diazenediyl)]bis[6-hydroxy-, sodium salt (1:3) | 558163 | 63565
2,2'-Bipyridine, 4,4'-bis(1-butylpentyl)- | 558155 | 63566
Propanoic acid, 2-methyl-, 1-ethynylcyclohexyl ester | 558148 | 63567
2H-Pyran, 5,6-dihydro-4-methyl-2-(1-methyl-1-buten-1-yl)- | 558130 | 63568
2-Oxabicyclo[2.2.2]octane, 3-butyl-1,5-dimethyl- | 558122 | 63569
2(3H)-Furanone, 4-butyl-4-ethyldihydro- | 558114 | 63570
2-Propenoic acid, 2-methyl-, butyl ester, telomer with tert-dodecanethiol, dodecyl 2-methyl-2-propenoate, pentadecyl 2-methyl-2-propenoate, tetradecyl 2-methyl-2-propenoate and tridecyl 2-methyl-2-propenoate | 558106 | 63571
Oxirane, 2-(chloromethyl)-, polymer with 2-methyloxirane, ether with 2,2',2''-nitrilotris[ethanol] (3:1) | 557843 | 63572
Oxirane, 2-methyl-, polymer with oxirane, monooctadecanoate, methyl ether | 557835 | 63573
Nickelate(3-), [C-[[[3-[(4-amino-6-chloro-1,3,5-triazin-2-yl)amino]phenyl]amino]sulfonyl]-C,C,C-tris(aminosulfonyl)-29H,31H-phthalocyanine-C,C,C-trisulfonato(5-)-.kappa.N29,.kappa.N30,.kappa.N31,.kappa.N32]-, sodium (1:3) | 557827 | 63574
2-Propenenitrile, 3-[2(or 5)-methyl-5(or 2)-(1-methylethyl)cyclohexyl]- | 557819 | 63575
2-Propenenitrile, 3-(3,7,7-trimethylbicyclo[4.1.0]heptyl)- | 557801 | 63576
Hexanedioic acid, polymer with butanediol, 1,3-diisocyanatomethylbenzene, 1,2-ethanediamine and 3-hydroxy-2-(hydroxymethyl)-2-methylpropanoic acid | 557793 | 63577
Hexanedioic acid, polymer with butanediol, 1,2-ethanediamine, 3-hydroxy-2-(hydroxymethyl)-2-methylpropanoic acid and 1,1'-methylenebis[4-isocyanatobenzene] | 557785 | 63578
Propanoic acid, 3-hydroxy-2-(hydroxymethyl)-2-methyl-, polymer with 1,3-diisocyanatomethylbenzene, 1,2-ethanediamine and 2-oxepanone | 557777 | 63579
Hexanedioic acid, polymer with 1,3-diisocyanatomethylbenzene, 1,2-ethanediamine, 1,6-hexanediol and 3-hydroxy-2-(hydroxymethyl)-2-methylpropanoic acid | 557769 | 63580
2-Propenenitrile, 3-(2,6,6-trimethyl-1-cyclohexen-1-yl)- | 557751 | 63581
2,5-Heptadien-4-ol, 2,6-dimethyl-, 4-acetate | 557744 | 63582
Propanoic acid, 3-hydroxy-2-(hydroxymethyl)-2-methyl-, polymer with 1,2-ethanediamine, 1,1'-methylenebis[4-isocyanatobenzene] and 2-oxepanone | 557736 | 63583
Hexanedioic acid, polymer with 1,2-ethanediamine, 1,6-hexanediol, 3-hydroxy-2-(hydroxymethyl)-2-methylpropanoic acid and 1,1'-methylenebis[4-isocyanatobenzene] | 557728 | 63584
2-Propenoic acid, 2-methyl-, telomer with butyl 2-propenoate, 1-dodecanethiol, ethenylbenzene, 2-hydroxyethyl 2-methyl-2-propenoate and methyl 2-methyl-2-propenoate | 557710 | 63585
1-Propanaminium, 3-chloro-2-hydroxy-N,N-dimethyl-N-[2-[(2-methyl-1-oxo-2-propen-1-yl)oxy]ethyl]-, nitrate (1:1), polymer with ethyl 2-propenoate, 2-hydroxy-N,N-dimethyl-N-[2-[(2-methyl-1-oxo-2-propen-1-yl)oxy]ethyl]-1-propanaminium nitrate (1:1) and 2-propenenitrile | 557702 | 63586
Benzenemethanaminium, N,N'-[(9,10-dihydro-9,10-dioxo-1,4-anthracenediyl)bis(imino-3,1-propanediyl)]bis[N,N-dimethyl-, chloride (1:2) | 557694 | 63587
Cyclopentanol, 2-[2-(2,2,3-trimethyl-3-cyclopenten-1-yl)ethylidene]- | 550483 | 63588
Cyclohexanone, 3,5-dimethyl-4-(3-methyl-2-buten-1-yl)- | 550475 | 63589
Cyclohexanone, 2,6-dimethyl-4-(3-methylbutyl)- | 550467 | 63590
Cyclohexanol, 2,6-dimethyl-4-(3-methylbutyl)- | 550459 | 63591
1-Penten-3-ol, 3-methyl-1-phenyl-, (1Z)- | 550442 | 63592
3(2H)-Furanone, dihydro-2-methyl-5-pentyl- | 550434 | 63593
Heptanoic acid, ester with 2,2-bis(hydroxymethyl)-1,3-propanediol dibutyl phosphate | 550319 | 63594
1,4-Benzenediamine, N1,N1-diethyl-, ethanedioate (1:?) | 550301 | 63595
2-Butenedioic acid (2Z)-, 1-methyl ester, polymer with butyl 2-propenoate and ethenyl acetate, ammonium sodium salt | 550293 | 63596
2-Butenedioic acid (2Z)-, 1-methyl ester, polymer with butyl 2-propenoate and ethenyl acetate | 550285 | 63597
2-Propenoic acid, 2-methyl-, polymer with butyl 2-propenoate, ethyl 2-propenoate, methyl 2-methyl-2-propenoate and 2-propenoic acid, ammonium salt | 550277 | 63598
2-Propenoic acid, 2-methyl-, polymer with butyl 2-propenoate, ethyl 2-propenoate, methyl 2-methyl-2-propenoate and 2-propenoic acid | 550269 | 63599
Silane, [3-(2,4-cyclopentadien-1-yl)propyl]trimethoxy- | 550251 | 63600
10-Oxa-2,5-diaza-9-silaundecanoic acid, 2,5-dicarboxy-9,9-dimethoxy-, sodium salt (1:3) | 550244 | 63601
1,4,7,10-Tetrasiladecane, 1,1,1,10,10,10-hexachloro-4,4,7,7-tetrakis[2-(trichlorosilyl)ethyl]- | 550236 | 63602
Silane, methoxydimethyloctadecyl- | 550228 | 63603
Oxirane, 2-[[3-[(3-chloropropyl)dimethoxysilyl]propoxy]methyl]- | 550210 | 63604
2,5,7,10-Tetraoxaundecane, 6-propyl- | 550202 | 63605
2,5,7,10-Tetraoxaundecane, 6-(2-methylpropyl)- | 550194 | 63606
Butanoic acid, 1,1'-(1-methyl-2-oxopropylidene) ester | 550186 | 63607
2-Butanone, 3,3-bis(2-methoxyethoxy)- | 550178 | 63608
2,5,7,10-Tetraoxaundecane, 6-(1-methylethyl)- | 550160 | 63609
2,7-Naphthalenedisulfonic acid, 4-hydroxy-5-[2-[4-[[[[5-hydroxy-7-sulfo-6-[2-[2-sulfo-4-[2-(4-sulfophenyl)diazenyl]phenyl]diazenyl]-2-naphthalenyl]amino]carbonyl]amino]-5-methoxy-2-methylphenyl]diazenyl]-, sodium salt (1:5) | 573311 | 63610
4H-1,2,4-Triazolium, 5-[2-[4-[[2-(benzoyloxy)ethyl]ethylamino]phenyl]diazenyl]-1,4-dimethyl-, methyl sulfate (1:1) | 573303 | 63611
4H-1,2,4-Triazolium, 3-[2-[4-[[2-(benzoyloxy)ethyl]ethylamino]phenyl]diazenyl]-1,4-dimethyl-, methyl sulfate (1:1) | 573295 | 63612
2-Naphthalenesulfonic acid, 6-[2-(2,4-diaminophenyl)diazenyl]-3-[2-[4-[[4-[2-[7-[2-(2,4-diamino-5-sulfophenyl)diazenyl]-1-hydroxy-3-sulfo-2-naphthalenyl]diazenyl]phenyl]amino]-3-sulfophenyl]diazenyl]-4-hydroxy-, sodium salt (1:4) | 573287 | 63613
1,4-Benzenedisulfonic acid, 2-[[4-[[4-[(4-amino-9,10-dihydro-9,10-dioxo-3-sulfo-1-anthracenyl)amino]cyclohexyl]amino]-1,6-dihydro-6-oxo-1,3,5-triazin-2-yl]amino]-, potassium sodium salt (1:?:?) | 573279 | 63614
1,4-Benzenedisulfonic acid, 2-[[4-[[4-[(4-amino-9,10-dihydro-9,10-dioxo-3-sulfo-1-anthracenyl)amino]cyclohexyl]amino]-6-fluoro-1,3,5-triazin-2-yl]amino]-, potassium sodium salt (1:?:?) | 573261 | 63615
Chromate(3-), [3-(hydroxy-.kappa.O)-4-[2-[1-(hydroxy-.kappa.O)-8-sulfo-2-naphthalenyl]diazenyl-.kappa.N1]-1-naphthalenesulfonato(4-)][1-[2-[2-(hydroxy-.kappa.O)-4-nitrophenyl]diazenyl-.kappa.N1]-2-naphthalenolato(2-)-.kappa.O]-, hydrogen, compd. with 2,2'-iminobis[ethanol] (1:3:3) | 573253 | 63616
Chromate(3-), [3-(hydroxy-.kappa.O)-4-[2-[1-(hydroxy-.kappa.O)-8-sulfo-2-naphthalenyl]diazenyl-.kappa.N1]-7-nitro-1-naphthalenesulfonato(4-)][1-[2-[2-(hydroxy-.kappa.O)-4-nitrophenyl]diazenyl-.kappa.N1]-2-naphthalenolato(2-)-.kappa.O]-, hydrogen, compd. with 2,2'-iminobis[ethanol] (1:3:3) | 573246 | 63617
Chromate(3-), [3-(hydroxy-.kappa.O)-4-[2-[1-(hydroxy-.kappa.O)-8-sulfo-2-naphthalenyl]diazenyl-.kappa.N1]-7-nitro-1-naphthalenesulfonato(4-)][1-[2-[2-(hydroxy-.kappa.O)-4-nitrophenyl]diazenyl-.kappa.N1]-2-naphthalenolato(2-)-.kappa.O]-, hydrogen (1:3) | 573238 | 63618
Chromate(2-), [3-(hydroxy-.kappa.O)-4-[2-[2-(hydroxy-.kappa.O)-1-naphthalenyl]diazenyl-.kappa.N1]-7-nitro-1-naphthalenesulfonato(3-)][1-[2-[2-(hydroxy-.kappa.O)-4-nitrophenyl]diazenyl-.kappa.N1]-2-naphthalenolato(2-)-.kappa.O]-, hydrogen, compd. with 2,2'-iminobis[ethanol] (1:2:2) | 573220 | 63619
Chromate(2-), [3-(hydroxy-.kappa.O)-4-[2-[2-(hydroxy-.kappa.O)-1-naphthalenyl]diazenyl-.kappa.N1]-7-nitro-1-naphthalenesulfonato(3-)][1-[2-[2-(hydroxy-.kappa.O)-5-nitrophenyl]diazenyl-.kappa.N1]-2-naphthalenolato(2-)-.kappa.O]-, hydrogen, compd. with 2,2'-iminobis[ethanol] (1:2:2) | 573212 | 63620
Cobaltate(2-), [2,4-dihydro-4-[2-[2-(hydroxy-.kappa.O)-5-nitrophenyl]diazenyl-.kappa.N1]-5-methyl-2-phenyl-3H-pyrazol-3-onato(2-)-.kappa.O3][3-(hydroxy-.kappa.O)-4-[2-[2-(hydroxy-.kappa.O)-1-naphthalenyl]diazenyl-.kappa.N1]-7-nitro-1-naphthalenesulfonato(3-)]-, hydrogen, compd. with 2,2'-iminobis[ethanol] (1:2:2) | 573204 | 63621
Cobaltate(2-), [2,4-dihydro-4-[2-[2-(hydroxy-.kappa.O)-5-nitrophenyl]diazenyl-.kappa.N1]-5-methyl-2-phenyl-3H-pyrazol-3-onato(2-)-.kappa.O3][3-(hydroxy-.kappa.O)-4-[2-[2-(hydroxy-.kappa.O)-1-naphthalenyl]diazenyl-.kappa.N1]-7-nitro-1-naphthalenesulfonato(3-)]-, hydrogen (1:2) | 573196 | 63622
Chromate(3-), [8-[2-[5-chloro-2-(hydroxy-.kappa.O)phenyl]diazenyl-.kappa.N1]-7-(hydroxy-.kappa.O)-1,3-naphthalenedisulfonato(4-)][1-[2-[2-(hydroxy-.kappa.O)-4-nitrophenyl]diazenyl-.kappa.N1]-2-naphthalenolato(2-)-.kappa.O]-, hydrogen, compd. with 2,2'-iminobis[ethanol] (1:3:3) | 573188 | 63623
Chromate(3-), [8-[2-[5-chloro-2-(hydroxy-.kappa.O)phenyl]diazenyl-.kappa.N1]-7-(hydroxy-.kappa.O)-1,3-naphthalenedisulfonato(4-)][1-[2-[2-(hydroxy-.kappa.O)-4-nitrophenyl]diazenyl-.kappa.N1]-2-naphthalenolato(2-)-.kappa.O]-, hydrogen (1:3) | 573170 | 63624
Chromate(2-), [2-[2-[4,5-dihydro-3-methyl-5-(oxo-.kappa.O)-1-phenyl-1H-pyrazol-4-yl]diazenyl-.kappa.N1]benzoato(2-)-.kappa.O][2-[2-[4,5-dihydro-3-methyl-5-(oxo-.kappa.O)-1-phenyl-1H-pyrazol-4-yl]diazenyl-.kappa.N1]-4-sulfobenzoato(3-)-.kappa.O]-, hydrogen, compd. with 2,2'-iminobis[ethanol] (1:2:2) | 573162 | 63625
Chromate(2-), [2-[2-[4,5-dihydro-3-methyl-5-(oxo-.kappa.O)-1-phenyl-1H-pyrazol-4-yl]diazenyl-.kappa.N1]benzoato(2-)-.kappa.O][2-[2-[4,5-dihydro-3-methyl-5-(oxo-.kappa.O)-1-phenyl-1H-pyrazol-4-yl]diazenyl-.kappa.N1]-4-sulfobenzoato(3-)-.kappa.O]-, hydrogen (1:2) | 573154 | 63626
Chromate(2-), [2-[2-[4,5-dihydro-3-methyl-5-(oxo-.kappa.O)-1-phenyl-1H-pyrazol-4-yl]diazenyl-.kappa.N1]benzoato(2-)-.kappa.O][2-(hydroxy-.kappa.O)-3-[2-[2-(hydroxy-.kappa.O)-1-naphthalenyl]diazenyl-.kappa.N1]-5-nitrobenzenesulfonato(3-)]-, hydrogen, compd. with 2,2'-iminobis[ethanol] (1:2:2) | 573147 | 63627
Chromate(2-), [2-[2-[4,5-dihydro-3-methyl-5-(oxo-.kappa.O)-1-phenyl-1H-pyrazol-4-yl]diazenyl-.kappa.N1]benzoato(2-)-.kappa.O][2-(hydroxy-.kappa.O)-3-[2-[2-(hydroxy-.kappa.O)-1-naphthalenyl]diazenyl-.kappa.N1]-5-nitrobenzenesulfonato(3-)]-, hydrogen (1:2) | 573139 | 63628
Chromate(3-), [3-(hydroxy-.kappa.O)-4-[2-[2-(hydroxy-.kappa.O)-8-sulfo-1-naphthalenyl]diazenyl-.kappa.N1]-1-naphthalenesulfonato(4-)][1-[2-[2-(hydroxy-.kappa.O)-4-nitrophenyl]diazenyl-.kappa.N1]-2-naphthalenolato(2-)-.kappa.O]-, hydrogen, compd. with 2,2'-iminobis[ethanol] (1:3:3) | 573121 | 63629
Chromate(3-), [3-(hydroxy-.kappa.O)-4-[2-[2-(hydroxy-.kappa.O)-8-sulfo-1-naphthalenyl]diazenyl-.kappa.N1]-1-naphthalenesulfonato(4-)][1-[2-[2-(hydroxy-.kappa.O)-4-nitrophenyl]diazenyl-.kappa.N1]-2-naphthalenolato(2-)-.kappa.O]-, hydrogen (1:3) | 573113 | 63630
Chromate(2-), [5-chloro-3-[2-[4,5-dihydro-3-methyl-5-(oxo-.kappa.O)-1-phenyl-1H-pyrazol-4-yl]diazenyl-.kappa.N1]-2-(hydroxy-.kappa.O)benzenesulfonato(3-)][2,4-dihydro-4-[2-[2-(hydroxy-.kappa.O)-5-nitrophenyl]diazenyl-.kappa.N1]-5-methyl-2-phenyl-3H-pyrazol-3-onato(2-)-.kappa.O3]-, hydrogen, compd. with 2,2'-iminobis[ethanol] (1:2:2) | 573105 | 63631
Chromate(2-), [5-chloro-3-[2-[4,5-dihydro-3-methyl-5-(oxo-.kappa.O)-1-phenyl-1H-pyrazol-4-yl]diazenyl-.kappa.N1]-2-(hydroxy-.kappa.O)benzenesulfonato(3-)][2,4-dihydro-4-[2-[2-(hydroxy-.kappa.O)-5-nitrophenyl]diazenyl-.kappa.N1]-5-methyl-2-phenyl-3H-pyrazol-3-onato(2-)-.kappa.O3]-, hydrogen (1:2) | 573097 | 63632
Chromate(2-), [2-[2-[4,5-dihydro-3-methyl-5-(oxo-.kappa.O)-1-phenyl-1H-pyrazol-4-yl]diazenyl-.kappa.N1]benzoato(2-)-.kappa.O][3-[2-[4,5-dihydro-3-methyl-5-(oxo-.kappa.O)-1-phenyl-1H-pyrazol-4-yl]diazenyl-.kappa.N1]-2-(hydroxy-.kappa.O)-5-nitrobenzenesulfonato(3-)]-, hydrogen, compd. with 2,2'-iminobis[ethanol] (1:2:2) | 573089 | 63633
Chromate(2-), [2-[2-[4,5-dihydro-3-methyl-5-(oxo-.kappa.O)-1-phenyl-1H-pyrazol-4-yl]diazenyl-.kappa.N1]benzoato(2-)-.kappa.O][3-[2-[4,5-dihydro-3-methyl-5-(oxo-.kappa.O)-1-phenyl-1H-pyrazol-4-yl]diazenyl-.kappa.N1]-2-(hydroxy-.kappa.O)-5-nitrobenzenesulfonato(3-)]-, hydrogen (1:2) | 573071 | 63634
Chromate(3-), bis[4-[2-[4,5-dihydro-3-methyl-5-(oxo-.kappa.O)-1-phenyl-1H-pyrazol-4-yl]diazenyl-.kappa.N1]-3-(hydroxy-.kappa.O)-7-nitro-1-naphthalenesulfonato(3-)]-, hydrogen, compd. with 2,2'-iminobis[ethanol] (1:3:3) | 573063 | 63635
Chromate(5-), bis[3-[2-[5-chloro-2-(hydroxy-.kappa.O)phenyl]diazenyl-.kappa.N1]-4-(hydroxy-.kappa.O)-5-hydroxy-2,7-naphthalenedisulfonato(4-)]-, hydrogen, compd. with 2,2'-iminobis[ethanol] (1:5:5) | 573055 | 63636
Chromate(5-), bis[3-(hydroxy-.kappa.O)-4-[2-[1-(hydroxy-.kappa.O)-8-sulfo-2-naphthalenyl]diazenyl-.kappa.N1]-1-naphthalenesulfonato(4-)]-, hydrogen, compd. with 2,2'-iminobis[ethanol] (1:5:5) | 573048 | 63637
Chromate(3-), bis[3-(hydroxy-.kappa.O)-4-[2-[2-(hydroxy-.kappa.O)-1-naphthalenyl]diazenyl-.kappa.N1]-7-nitro-1-naphthalenesulfonato(3-)]-, hydrogen, compd. with 2,2'-iminobis[ethanol] (1:3:3) | 573030 | 63638
Chromate(3-), bis[4-[2-[4,5-dihydro-3-methyl-5-(oxo-.kappa.O)-1-phenyl-1H-pyrazol-4-yl]diazenyl-.kappa.N1]-3-(hydroxy-.kappa.O)-1-naphthalenesulfonato(3-)]-, hydrogen, compd. with 2,2'-iminobis[ethanol] (1:3:3) | 573022 | 63639
Chromate(3-), bis[7-amino-4-(hydroxy-.kappa.O)-3-[2-[2-(hydroxy-.kappa.O)-4-nitrophenyl]diazenyl-.kappa.N1]-2-naphthalenesulfonato(3-)]-, hydrogen, compd. with 2,2'-iminobis[ethanol] (1:3:3) | 573014 | 63640
Chromate(3-), bis[2-(amino-.kappa.N)-4-amino-5-[2-[2-(hydroxy-.kappa.O)-5-nitrophenyl]diazenyl-.kappa.N1]benzenesulfonato(3-)]-, hydrogen, compd. with 2,2'-iminobis[ethanol] (1:3:3) | 573006 | 63641
Chromate(3-), bis[2-(amino-.kappa.N)-4-amino-5-[2-[2-(hydroxy-.kappa.O)-5-nitrophenyl]diazenyl-.kappa.N1]benzenesulfonato(3-)]-, hydrogen (1:3) | 572990 | 63642
Chromate(5-), bis[5-amino-4-(hydroxy-.kappa.O)-3-[2-[2-(hydroxy-.kappa.O)-5-nitrophenyl]diazenyl-.kappa.N1]-2,7-naphthalenedisulfonato(4-)]-, hydrogen, compd. with 2,2'-iminobis[ethanol] (1:5:5) | 572982 | 63643
Chromate(3-), bis[5-chloro-2-(hydroxy-.kappa.O)-3-[2-[2-(hydroxy-.kappa.O)-1-naphthalenyl]diazenyl-.kappa.N1]benzenesulfonato(3-)]-, hydrogen, compd. with 2,2'-iminobis[ethanol] (1:3:3) | 572974 | 63644
Chromate(2-), [5-chloro-2-(hydroxy-.kappa.O)-3-[2-[1-(hydroxy-.kappa.O)-5-hydroxy-2-naphthalenyl]diazenyl-.kappa.N1]benzenesulfonato(3-)][1-[2-[2-(hydroxy-.kappa.O)-4-nitrophenyl]diazenyl-.kappa.N1]-2-naphthalenolato(2-)-.kappa.O]-, hydrogen, compd. with 2,2'-iminobis[ethanol] (1:2:2) | 572966 | 63645
Chromate(2-), [5-chloro-2-(hydroxy-.kappa.O)-3-[2-[1-(hydroxy-.kappa.O)-5-hydroxy-2-naphthalenyl]diazenyl-.kappa.N1]benzenesulfonato(3-)][1-[2-[2-(hydroxy-.kappa.O)-4-nitrophenyl]diazenyl-.kappa.N1]-2-naphthalenolato(2-)-.kappa.O]-, hydrogen (1:2) | 572958 | 63646
Chromate(3-), [3-[2-[5-chloro-2-(hydroxy-.kappa.O)phenyl]diazenyl-.kappa.N1]-4-(hydroxy-.kappa.O)-5-hydroxy-2,7-naphthalenedisulfonato(4-)][1-[2-[2-(hydroxy-.kappa.O)-4-nitrophenyl]diazenyl-.kappa.N1]-2-naphthalenolato(2-)-.kappa.O]-, hydrogen, compd. with 2,2'-iminobis[ethanol] (1:3:3) | 572941 | 63647
Chromate(2-), [7-amino-4-(hydroxy-.kappa.O)-3-[2-[2-(hydroxy-.kappa.O)-4-nitrophenyl]diazenyl-.kappa.N1]-2-naphthalenesulfonato(3-)][1-[2-[2-(hydroxy-.kappa.O)-4-nitrophenyl]diazenyl-.kappa.N1]-2-naphthalenolato(2-)-.kappa.O]-, hydrogen, compd. with 2,2'-iminobis[ethanol] (1:2:2) | 572933 | 63648
Chromate(2-), [7-amino-4-(hydroxy-.kappa.O)-3-[2-[2-(hydroxy-.kappa.O)-4-nitrophenyl]diazenyl-.kappa.N1]-2-naphthalenesulfonato(3-)][1-[2-[2-(hydroxy-.kappa.O)-4-nitrophenyl]diazenyl-.kappa.N1]-2-naphthalenolato(2-)-.kappa.O]-, hydrogen (1:2) | 572925 | 63649
Chromate(2-), [7-amino-4-(hydroxy-.kappa.O)-3-[2-[2-(hydroxy-.kappa.O)-4-nitrophenyl]diazenyl-.kappa.N1]-2-naphthalenesulfonato(3-)][1-[2-[2-(hydroxy-.kappa.O)-5-nitrophenyl]diazenyl-.kappa.N1]-2-naphthalenolato(2-)-.kappa.O]-, hydrogen, compd. with 2,2'-iminobis[ethanol] (1:2:2) | 572917 | 63650
Chromate(2-), [7-amino-4-(hydroxy-.kappa.O)-3-[2-[2-(hydroxy-.kappa.O)-4-nitrophenyl]diazenyl-.kappa.N1]-2-naphthalenesulfonato(3-)][1-[2-[2-(hydroxy-.kappa.O)-5-nitrophenyl]diazenyl-.kappa.N1]-2-naphthalenolato(2-)-.kappa.O]-, hydrogen (1:2) | 572909 | 63651
Chromate(2-), [2-(amino-.kappa.N)-4-amino-5-[2-[2-(hydroxy-.kappa.O)-5-nitrophenyl]diazenyl-.kappa.N1]benzenesulfonato(3-)][2-[2-[4,5-dihydro-3-methyl-5-(oxo-.kappa.O)-1-phenyl-1H-pyrazol-4-yl]diazenyl-.kappa.N1]benzoato(2-)-.kappa.O]-, hydrogen, compd. with 2,2'-iminobis[ethanol] (1:2:2) | 572891 | 63652
Chromate(2-), [2-(amino-.kappa.N)-4-amino-5-[2-[2-(hydroxy-.kappa.O)-5-nitrophenyl]diazenyl-.kappa.N1]benzenesulfonato(3-)][2-[2-[4,5-dihydro-3-methyl-5-(oxo-.kappa.O)-1-phenyl-1H-pyrazol-4-yl]diazenyl-.kappa.N1]benzoato(2-)-.kappa.O]-, hydrogen (1:2) | 572883 | 63653
Chromate(2-), [2,4-dihydro-4-[2-[2-(hydroxy-.kappa.O)-4-nitrophenyl]diazenyl-.kappa.N1]-5-methyl-2-phenyl-3H-pyrazol-3-onato(2-)-.kappa.O3][4-(hydroxy-.kappa.O)-3-[2-[2-(hydroxy-.kappa.O)-1-naphthalenyl]diazenyl-.kappa.N1]benzenesulfonato(3-)]-, hydrogen, compd. with 2,2'-iminobis[ethanol] (1:2:2) | 572875 | 63654
Chromate(2-), [2,4-dihydro-4-[2-[2-(hydroxy-.kappa.O)-5-nitrophenyl]diazenyl-.kappa.N1]-5-methyl-2-phenyl-3H-pyrazol-3-onato(2-)-.kappa.O3][4-(hydroxy-.kappa.O)-3-[2-[2-(hydroxy-.kappa.O)-1-naphthalenyl]diazenyl-.kappa.N1]benzenesulfonato(3-)]-, hydrogen, compd. with 2,2'-iminobis[ethanol] (1:2:2) | 572867 | 63655
Chromate(2-), [5-[2-[5-chloro-2-(hydroxy-.kappa.O)phenyl]diazenyl-.kappa.N1]-6-(hydroxy-.kappa.O)-2-naphthalenesulfonato(3-)][1-[2-[2-(hydroxy-.kappa.O)-4-nitrophenyl]diazenyl-.kappa.N1]-2-naphthalenolato(2-)-.kappa.O]-, hydrogen, compd. with 2,2'-iminobis[ethanol] (1:2:2) | 572859 | 63656
Chromate(2-), [5-[2-[5-chloro-2-(hydroxy-.kappa.O)phenyl]diazenyl-.kappa.N1]-6-(hydroxy-.kappa.O)-2-naphthalenesulfonato(3-)][1-[2-[2-(hydroxy-.kappa.O)-5-nitrophenyl]diazenyl-.kappa.N1]-2-naphthalenolato(2-)-.kappa.O]-, hydrogen, compd. with 2,2'-iminobis[ethanol] (1:2:2) | 572842 | 63657
Chromate(2-), [5-chloro-2-(hydroxy-.kappa.O)-3-[2-[2-(hydroxy-.kappa.O)-1-naphthalenyl]diazenyl-.kappa.N1]benzenesulfonato(3-)][1-[2-[2-(hydroxy-.kappa.O)-4-nitrophenyl]diazenyl-.kappa.N1]-2-naphthalenolato(2-)-.kappa.O]-, hydrogen, compd. with 2,2'-iminobis[ethanol] (1:2:2) | 572834 | 63658
Chromate(2-), [5-chloro-2-(hydroxy-.kappa.O)-3-[2-[2-(hydroxy-.kappa.O)-1-naphthalenyl]diazenyl-.kappa.N1]benzenesulfonato(3-)][1-[2-[2-(hydroxy-.kappa.O)-5-nitrophenyl]diazenyl-.kappa.N1]-2-naphthalenolato(2-)-.kappa.O]-, hydrogen, compd. with 2,2'-iminobis[ethanol] (1:2:2) | 572826 | 63659
Chromate(2-), [5-[2-[5-chloro-2-(hydroxy-.kappa.O)phenyl]diazenyl-.kappa.N1]-4-hydroxy-6-(hydroxy-.kappa.O)-2-naphthalenesulfonato(3-)][1-[2-[2-(hydroxy-.kappa.O)-5-nitrophenyl]diazenyl-.kappa.N1]-2-naphthalenolato(2-)-.kappa.O]-, hydrogen, compd. with 2,2'-iminobis[ethanol] (1:2:2) | 572818 | 63660
2-Naphthalenesulfonic acid, 8-[2-[4-[(4-nitro-2-sulfophenyl)amino]phenyl]diazenyl]-5-[2-[4-[(phenylsulfonyl)oxy]phenyl]diazenyl]-, sodium salt (1:2) | 572800 | 63661
2-Naphthalenesulfonic acid, 5-[2-[4-[(4-nitro-2-sulfophenyl)amino]phenyl]diazenyl]-8-[2-[4-[(phenylsulfonyl)oxy]phenyl]diazenyl]-, sodium salt (1:2) | 572792 | 63662
2-Propenoic acid, 2-methyl-, polymer with butyl 2-propenoate, ethyl 2-propenoate, methyl 2-methyl-2-propenoate, octadecyl 2-methyl-2-propenoate and 2-propenoic acid | 572784 | 63663
2-Propenoic acid, 2-methyl-, dodecyl ester, polymer with ethenylbenzene, hexadecyl 2-methyl-2-propenoate, methyl 2-methyl-2-propenoate, octadecyl 2-methyl-2-propenoate, pentadecyl 2-methyl-2-propenoate and undecyl 2-methyl-2-propenoate | 572776 | 63664
2-Propenoic acid, 2-methyl-, 2-ethylhexyl ester, polymer with methyl 2-methyl-2-propenoate and 2-propenenitrile | 572768 | 63665
2-Propenoic acid, 2-methyl-, butyl ester, polymer with 2-(dimethylamino)ethyl 2-methyl-2-propenoate, methyl 2-methyl-2-propenoate and 2-propenenitrile | 572750 | 63666
2-Propenoic acid, 2-methyl-, 2-(dimethylamino)ethyl ester, polymer with ethyl 2-propenoate, methyl 2-methyl-2-propenoate and 2-propenenitrile | 572743 | 63667
Benzene, 1,1'-sulfonylbis[4-chloro-, polymer with 1,4-dichlorobenzene and sodium sulfide (Na2S) | 572735 | 63668
[1,1'-Biphenyl]-4,4'-dicarboxylic acid, polymer with 1,4-benzenedicarboxylic acid and 1,2-ethanediol | 572727 | 63669
1,3-Benzenedicarbonyl dichloride, polymer with 1,4-benzenedicarbonyl dichloride, 2-chloro-1,4-benzenediamine hydrochloride (1:2) and 4,4'-sulfonylbis[benzenamine] | 572719 | 63670
1,3-Benzenedicarbonyl dichloride, polymer with 1,4-benzenedicarbonyl dichloride and 2-chloro-1,4-benzenediamine hydrochloride (1:2) | 572701 | 63671
1,4-Benzenedicarbonyl dichloride, polymer with 2-chloro-1,4-benzenediamine hydrochloride (1:2) | 572693 | 63672
1,3-Benzenedicarboxylic acid, polymer with 12-aminododecanoic acid, 1,4-benzenedicarboxylic acid and 1,4-butanediol | 572685 | 63673
Xanthylium, 9-[2-(ethoxycarbonyl)phenyl]-3,6-bis(ethylamino)-2,7-dimethyl-, bis[2-(hydroxy-.kappa.O)-5-nitro-3-[2-[2-(oxo-.kappa.O)-1-[(phenylamino)carbonyl]propyl]diazenyl-.kappa.N1]benzenesulfonato(3-)]chromate(3-) (3:1) | 572677 | 63674
Imidazo[4,5-d]imidazole-2,5(1H,3H)-dione, diacetyltetrahydro- | 565085 | 63675
2-Naphthalenesulfonic acid, 7,7'-(carbonyldiimino)bis[4-hydroxy-3-[2-(2-methoxyphenyl)diazenyl]-, sodium salt (1:2) | 565077 | 63676
2-Naphthalenesulfonic acid, 7,7'-(carbonyldiimino)bis[4-hydroxy-3-[2-(2-methylphenyl)diazenyl]-, sodium salt (1:2) | 565069 | 63677
2,7-Naphthalenedisulfonic acid, 5-[2-[2,4-dihydroxy-5-[2-(2-hydroxy-3,5-dinitrophenyl)diazenyl]-3-[2-(4-nitrophenyl)diazenyl]phenyl]diazenyl]-4-hydroxy-3-[2-(4-nitrophenyl)diazenyl]-, sodium salt (1:2) | 565051 | 63678
Benzoic acid, 3,3'-(carbonyldiimino)bis[6-[2-[2-oxo-1-[[(4-sulfophenyl)amino]carbonyl]propyl]diazenyl]-, sodium salt (1:4) | 565044 | 63679
2,7-Naphthalenedisulfonic acid, 5-(benzoylamino)-3-[2-[4-[2-[4-(benzoylamino)-2-sulfophenyl]diazenyl]-2-ethoxy-6-sulfo-1-naphthalenyl]diazenyl]-4-hydroxy-, sodium salt (1:4) | 565036 | 63680
Benzoic acid, 3,3'-(carbonyldiimino)bis[6-[2-[1-[[(2-methoxy-5-sulfophenyl)amino]carbonyl]-2-oxopropyl]diazenyl]-, sodium salt (1:4) | 565028 | 63681
Benzenesulfonic acid, 3,3'-[(9,10-dihydro-5,8-dihydroxy-9,10-dioxo-1,4-anthracenediyl)diimino]bis[2,4-diethyl-6-methyl-, sodium salt (1:2) | 565010 | 63682
Benzenesulfonic acid, 5-[2-[2,4-dihydroxy-5-[2-(4-sulfophenyl)diazenyl]phenyl]diazenyl]-2,4-dimethyl-, sodium salt (1:2) | 565002 | 63683
Benzo[a]phenazinium, 9-amino-7-phenyl-5-(phenylamino)-4,10-disulfo-, inner salt, sodium salt (1:2) | 564997 | 63684
Benzenesulfonic acid, 3,3'-[(9,10-dihydro-9,10-dioxo-1,4-anthracenediyl)diimino]bis[2,4-diethyl-6-methyl-, sodium salt (1:2) | 564989 | 63685
2-Anthracenesulfonic acid, 1-amino-9,10-dihydro-4-[[4-[(2-naphthalenylsulfonyl)amino]cyclohexyl]amino]-9,10-dioxo-, sodium salt (1:1) | 564971 | 63686
Benzenesulfonic acid, 4,4'-[(9,10-dihydro-9,10-dioxo-1,4-anthracenediyl)diimino]bis[3-ethyl-5-methyl-, sodium salt (1:2) | 564963 | 63687
2,7-Naphthalenedisulfonic acid, 5-[2-[2,4-dihydroxy-5-[2-(4-nitrophenyl)diazenyl]phenyl]diazenyl]-4-hydroxy-3-[2-[6-sulfo-4-[2-(4-sulfo-1-naphthalenyl)diazenyl]-1-naphthalenyl]diazenyl]-, sodium salt (1:4) | 564955 | 63688
4H-1,2,4-Triazolium, 1-[7-(4-ethyl-5-methyl-2H-1,2,3-triazol-2-yl)-2-oxo-2H-1-benzopyran-3-yl]-4-methyl-, chloride (1:1) | 564948 | 63689
4H-1,2,4-Triazolium, 1-[7-(4-ethyl-5-methyl-2H-1,2,3-triazol-2-yl)-2-oxo-2H-1-benzopyran-3-yl]-4-methyl-, sulfate (1:1) | 564930 | 63690
Ethanaminium, 2-[ethyl[4-[2-(3-phenyl-1,2,4-thiadiazol-5-yl)diazenyl]phenyl]amino]-N,N,N-trimethyl-, sulfate (1:1) | 564922 | 63691
4H-1,2,4-Triazolium, 1-[7-(4-ethyl-5-methyl-2H-1,2,3-triazol-2-yl)-2-oxo-2H-1-benzopyran-3-yl]-4-methyl-, sulfate (2:1) | 564914 | 63692
Benzenesulfonic acid, 2,2'-(1,2-ethenediyl)bis[5-(4-phenyl-2H-1,2,3-triazol-2-yl)-, compd. with 2,2'-iminobis[ethanol] (1:?) | 564906 | 63693
4H-1,2,4-Triazolium, 3-[2-[4-[[2-(benzoyloxy)ethyl]ethylamino]phenyl]diazenyl]-1,4-dimethyl-, sulfate (1:1) | 564898 | 63694
4H-1,2,4-Triazolium, 5-[2-[4-[[2-(benzoyloxy)ethyl]ethylamino]phenyl]diazenyl]-1,4-dimethyl-, sulfate (2:1) | 564880 | 63695
Urea, N,N-bis(hydroxymethyl)-N'-octadecyl- | 564872 | 63696
2,7-Naphthalenedisulfonic acid, 4-hydroxy-3-[2-[4-methoxy-3-[[2-(sulfooxy)ethyl]sulfonyl]phenyl]diazenyl]- | 564864 | 63697
Phosphonic acid, P-(hydroxymethyl)-, 2-[(aminocarbonyl)oxy]ethyl ethyl ester | 564856 | 63698
Thiosulfuric acid (H2S2O3), S-[4-[2-(4,5-dihydro-3-methyl-5-oxo-1-phenyl-1H-pyrazol-4-yl)diazenyl]-3-methoxyphenyl] ester, sodium salt (1:1) | 564849 | 63699
Hexanedioic acid, polymer with 1,3-diisocyanatomethylbenzene, 2,2'-[(1-methylethylidene)bis[(2,6-dibromo-4,1-phenylene)oxy]]bis[ethanol] and 2,2'-oxybis[ethanol] | 564708 | 63700
Hexanedioic acid, polymer with 5-amino-1,3,3-trimethylcyclohexanemethanamine, 1,3-diisocyanatomethylbenzene, 1,2-ethanediol and 2,2'-[(1-methylethylidene)bis[(2,6-dibromo-4,1-phenylene)oxy]]bis[ethanol] | 564690 | 63701
Hexanedioic acid, polymer with 5-amino-1,3,3-trimethylcyclohexanemethanamine, 1,3-diisocyanatomethylbenzene, 2,2'-[(1-methylethylidene)bis[(2,6-dibromo-4,1-phenylene)oxy]]bis[ethanol] and 2,2'-oxybis[ethanol] | 564682 | 63702
1,4-Benzenedisulfonic acid, 2,2'-[1,2-ethenediylbis[(3-sulfo-4,1-phenylene)imino[6-[(2-cyanoethyl)methylamino]-1,3,5-triazine-4,2-diyl]imino]]bis-, sodium salt (1:6) | 564674 | 63703
2H-Pyran, 2-(3-hexen-1-yloxy)tetrahydro- | 564666 | 63704
Butanoic acid, 4-(3-oxobutyl)phenyl ester | 564641 | 63705
Oxirane, 2-[(2,4-dibromo-5-methylphenoxy)methyl]- | 564633 | 63706
3-Buten-2-one, 4-bicyclo[2.2.1]hept-2-yl-3-methyl- | 564617 | 63707
Bicyclo[2.2.1]heptane-2-propanal, .alpha.-methyl-, oxime | 564609 | 63708
Cyclohexane, (1-ethoxy-1-methylethyl)- | 564583 | 63709
10-Undecenoic acid, 2-phenylethyl ester | 564575 | 63710
Benzenepropanol, .alpha.,.beta.,.beta.-trimethyl-, 1-acetate | 564567 | 63711
2-Propanol, 1-(cyclohexyloxy)-, 2-acetate | 564559 | 63712
Cyclohexanepropanol, .alpha.,.beta.,.beta.-trimethyl- | 564542 | 63713
Benzene, (3,3-dimethoxy-2,2-dimethylpropyl)- | 564534 | 63714
1,3-Dioxolane-2-acetic acid, 2-methyl-.alpha.-pentyl-, ethyl ester | 564526 | 63715
3-Cyclohexene-1-carboxylic acid, 1-methyl-3-(4-methyl-3-penten-1-yl)-, 2-methylpropyl ester | 564518 | 63716
3-Cyclohexene-1-carboxylic acid, 1-methyl-4-(4-methyl-3-penten-1-yl)-, 2-methylpropyl ester | 564500 | 63717
Sulfuric acid, polymer with phenol, ammonium salt, compd. with 2-aminoethanol | 564492 | 63718
Chromate(1-), bis[3-[2-[1-(2,5-dichlorophenyl)-4,5-dihydro-3-methyl-5-(oxo-.kappa.O)-1H-pyrazol-4-yl]diazenyl-.kappa.N1]-4-(hydroxy-.kappa.O)benzenesulfonamidato(2-)]- | 564484 | 63719
Benzenesulfonic acid, 4-[(1,3-dioxobutyl)amino]-5-methoxy-2-methyl-, ammonium salt (1:1) | 564476 | 63720
Phenol, 2,2'-ethylidenebis[6-(1,1-dimethylethyl)-4-(1-methylpropyl)- | 564468 | 63721
Phenol, 2,2'-methylenebis[6-(1,1-dimethylethyl)-4-(1-methylpropyl)- | 564450 | 63722
Hexanedioic acid, polymer with 1,4-dichlorobutene, 1,3-diisocyanatomethylbenzene, 1,2-ethanediol, 1,3-isobenzofurandione, 2,2'-(methylimino)bis[ethanol] and phosphoric acid | 564443 | 63723
3H-Indolium, 2-[2-[4-(dimethylamino)phenyl]ethenyl]-1,3,3-trimethyl-, phosphate (1:1) | 557686 | 63724
5,7-Octadien-2-ol, 2,6-dimethyl-, 2-acetate | 557678 | 63725
Acetamide, N-[4-chloro-2-[2-(2-cyano-4-nitrophenyl)diazenyl]-5-[(2-hydroxypropyl)amino]phenyl]- | 557660 | 63726
Benzenesulfonic acid, 2,5-dichloro-4-[4-[2-[5-[[4-chloro-6-(2-ethoxyethoxy)-1,3,5-triazin-2-yl]amino]-2-sulfophenyl]diazenyl]-4,5-dihydro-3-methyl-5-oxo-1H-pyrazol-1-yl]-, sodium salt (1:2) | 557652 | 63727
2-Anthracenesulfonic acid, 1-amino-4-[[3-[[4-chloro-6-[(sulfophenyl)amino]-1,3,5-triazin-2-yl]amino]-2,4,6-trimethyl-5-sulfophenyl]amino]-9,10-dihydro-9,10-dioxo-, sodium salt (1:3) | 557645 | 63728
Cuprate(2-), [C-[[[3-[(4-amino-6-chloro-1,3,5-triazin-2-yl)amino]phenyl]amino]sulfonyl]-C-(aminosulfonyl)-29H,31H-phthalocyanine-C,C-disulfonato(4-)-.kappa.N29,.kappa.N30,.kappa.N31,.kappa.N32]-, sodium (1:2) | 557637 | 63729
9,12-Octadecadienoic acid (9Z,12Z)-, polymer with 2-hydroxyethyl 2-methyl-2-propenoate, 2-mercaptoethanol and methyl 2-methyl-2-propenoate | 557629 | 63730
3H-Indolium, 2-[2-[4-(diethylamino)-2-methylphenyl]ethenyl]-1,3,3-trimethyl-, phosphate (1:1) | 557611 | 63731
Phenoxazin-5-ium, 3-[(2-cyanoethyl)methylamino]-7-(diethylamino)-, (T-4)-tetrachlorozincate(2-) (2:1) | 557603 | 63732
2-Naphthalenesulfonic acid, 7-amino-4-hydroxy-3-[2-[2-methoxy-4-[2-(3-sulfophenyl)diazenyl]phenyl]diazenyl]-, compd. with 2,2',2''-nitrilotris[ethanol] (1:2) | 557595 | 63733
1,3-Naphthalenedisulfonic acid, 7-hydroxy-8-[2-[4-(2-phenyldiazenyl)phenyl]diazenyl]-, compd. with N,N'-bis(2-methylphenyl)guanidine (1:2) | 557587 | 63734
1,3-Naphthalenedisulfonic acid, 7,7'-[(4,6-dihydroxy-1,3-phenylene)bis(2,1-diazenediyl)]bis-, compd. with N,N'-bis(2-methylphenyl)guanidine (1:4) | 557579 | 63735
Benzenesulfonic acid, 3,3'-[(4,6-dihydroxy-1,3-phenylene)bis(2,1-diazenediyl)]bis-, compd. with N,N'-bis(2-methylphenyl)guanidine (1:2) | 557561 | 63736
Benzeneethanaminium, 4-[2-[3-chloro-4-[(2-cyanoethyl)amino]phenyl]diazenyl]-N,N,N-trimethyl-.beta.-oxo-, chloride (1:1) | 557553 | 63737
1-Propanaminium, 3-[(4-amino-3-bromo-9,10-dihydro-9,10-dioxo-1-anthracenyl)amino]-N,N,N-trimethyl-, methyl sulfate (1:1) | 557546 | 63738
1H-Indene-5-carboxylic acid, 2,3-dihydro-2-[6-(6-methyl-7-sulfo-2-benzothiazolyl)-2-quinolinyl]-1,3-dioxo-, compd. with 2,2',2''-nitrilotris[ethanol] (1:2) | 557538 | 63739
3H-Indolium, 2-[2-[4-[(2-cyanoethyl)methylamino]phenyl]ethenyl]-1,3,3-trimethyl-, phosphate (1:1) | 557520 | 63740
3H-Indolium, 2-[2-[4-[(2-cyanoethyl)ethylamino]-2-methylphenyl]ethenyl]-1,3,3-trimethyl-, phosphate (1:1) | 557512 | 63741
2-Hexen-1-ol, 4(or 6)-methyl-2-propyl- | 557504 | 63742
2-Hexen-1-ol, 4(or 6)-methyl-2-propyl-, 1-acetate | 557496 | 63743
2-Hexenal, 4(or 6)-methyl-2-propyl- | 557488 | 63744
Benzenesulfonic acid, 2,5-dichloro-4-[4-[2-[[(ethylphenylamino)sulfonyl]methylphenyl]diazenyl]-4,5-dihydro-3-methyl-5-oxo-1H-pyrazol-1-yl]-, sodium salt (1:1) | 557470 | 63745
Cobaltate(2-), bis[3-[2-[4,5-dihydro-3-methyl-5-(oxo-.kappa.O)-1-phenyl-1H-pyrazol-4-yl]diazenyl-.kappa.N1]-4-hydroxybenzenesulfonamidato(2-)]-, sodium (1:2), (OC-6-22')- | 557462 | 63746
Cuprate(5-), [4-amino-3-[2-(2,5-disulfophenyl)diazenyl]-5-(hydroxy-.kappa.O)-6-[2-[2-(hydroxy-.kappa.O)-5-[[2-(sulfooxy)ethyl]sulfonyl]phenyl]diazenyl-.kappa.N1]-2,7-naphthalenedisulfonato(7-)]-, hydrogen (1:5) | 557454 | 63747
2-Propenoic acid, polymer with ethenylbenzene, N-(ethoxymethyl)-2-propenamide and ethyl 2-propenoate, ammonium salt | 557447 | 63748
Sulfuric acid, compd. with graphite and nitric acid (1:?:?) | 557439 | 63749
Naphtho[1,2-d]thiazolium, 2-[3-(7-chloro-1-ethyl-4(1H)-quinolinylidene)-1-propen-1-yl]-1-ethyl-, 4-methylbenzenesulfonate (1:1) | 557421 | 63750
1H-1,2,4-Triazolium, 2,3-dihydro-1,2,4-trimethyl-5-[2-[4-[methyl(phenylmethyl)amino]phenyl]diazenyl]-, (T-4)-tetrachlorozincate(2-) (2:1) | 557413 | 63751
2-Naphthalenesulfonic acid, 6-amino-5-[2-[2-[ethyl(phenylsulfonyl)amino]phenyl]diazenyl]-4-hydroxy-, sodium salt (1:1) | 557405 | 63752
Benzenesulfonic acid, 3-[2-[4-[2-[4-[ethyl[(4-sulfophenyl)methyl]amino]phenyl]diazenyl]-1-naphthalenyl]diazenyl]-, sodium salt (1:2) | 557397 | 63753
2-Naphthalenesulfonic acid, 6-amino-5-[2-[2-(trifluoromethyl)phenyl]diazenyl]-, sodium salt (1:1) | 557389 | 63754
Benzenamine, N,N-diethyl-4-[2-[3-methyl-4-[2-(3-methylphenyl)diazenyl]phenyl]diazenyl]- | 557371 | 63755
Benzoic acid, 3-[2-[4-[2-(7-amino-1-hydroxy-3-sulfo-2-naphthalenyl)diazenyl]-1-naphthalenyl]diazenyl]-2,6-dihydroxy-, sodium salt (1:2) | 557363 | 63756
Benzaldehyde, 4-(acetyloxy)-3-ethoxy- | 557355 | 63757
Tetradecanoic acid, compd. with 1-amino-2-propanol, 1,1'-iminobis[2-propanol] and 1,1',1''-nitrilotris[2-propanol] (1:?:?:?) | 557348 | 63758
2-Propenoic acid, 2-methyl-, dodecyl ester, polymer with ethyl 2-propenoate, 2-hydroxyethyl 2-propenoate, 5-isocyanato-1-(isocyanatomethyl)-1,3,3-trimethylcyclohexane and methyl 2-methyl-2-propenoate | 549873 | 63759
Phenol, 4,4'-(1-methylethylidene)bis-, polymer with N1-(2-aminoethyl)-1,2-ethanediamine, 2-(chloromethyl)oxirane, 2-[(decyloxy)methyl]oxirane and 2-[(octyloxy)methyl]oxirane | 549865 | 63760
2-Propenoic acid, ethyl ester, polymer with N-(hydroxymethyl)-2-propenamide and N-[(2-methylpropoxy)methyl]-2-propenamide | 549857 | 63761
9,10-Anthracenedione, 1,5-diamino-2-(4-ethoxyphenyl)-4,8-dihydroxy- | 549840 | 63762
2,7-Naphthalenedisulfonic acid, 4-[2-[2,4-dihydroxy-5-[2-(2-hydroxy-3,5-dinitrophenyl)diazenyl]-3-[2-(4-nitrophenyl)diazenyl]phenyl]diazenyl]-5-hydroxy- | 549832 | 63763
Spiro[isobenzofuran-1(3H),9'-[9H]xanthene]-6-carboxylic acid, 6'-(diethylamino)-3-oxo-2'-(phenylamino)-, ethyl ester | 549824 | 63764
Spiro[isobenzofuran-1(3H),9'-[9H]xanthene]-5-carboxylic acid, 6'-(diethylamino)-3-oxo-2'-(phenylamino)- | 549816 | 63765
Spiro[isobenzofuran-1(3H),9'-[9H]xanthene]-6-carboxylic acid, 6'-(diethylamino)-3-oxo-2'-(phenylamino)- | 549808 | 63766
5-Isobenzofurancarboxylic acid, 1-[4-(diethylamino)-2-hydroxyphenyl]-1-[2-ethoxy-5-(phenylamino)phenyl]-1,3-dihydro-3-oxo- | 549790 | 63767
5-Isobenzofurancarboxylic acid, 3-[4-(diethylamino)-2-hydroxyphenyl]-3-[2-ethoxy-5-(phenylamino)phenyl]-1,3-dihydro-1-oxo- | 549782 | 63768
Zinc, [N-[2-(oxo-.kappa.O)-5-oxo-4-imidazolidinyl]ureato](10-undecenoato-.kappa.O)- | 549774 | 63769
Yttrium zirconium oxide (Y0.06-0.11Zr0.94-0.97O2.03-2.06) | 549766 | 63770
Starch, polymer with 2-aminoethanol compd. with starch carboxymethyl ether | 549535 | 63771
Starch, polymer with 2-aminoethanol compd. with starch carboxymethyl ether and starch carboxymethyl ether sodium salt | 549527 | 63772
2,5-Furandione, polymer with ethene, compd. with 2-aminoethanol | 549519 | 63773
Starch, polymer with starch carboxymethyl ether sodium salt | 549501 | 63774
Carob gum, polymer with carob gum carboxymethyl ether, sodium salt | 549493 | 63775
Iodonium, bis(4-dodecylphenyl)-, (OC-6-11)-hexafluoroantimonate(1-) (1:1) | 549485 | 63776
Phosphonic acid, P-octadecyl-, dimethyl ester, compd. with (9Z)-9-octadecen-1-amine (1:?) | 549477 | 63777
Ethanone, 1-(3-hydroxyphenyl)-2-[methyl(phenylmethyl)amino]-, hydrochloride (1:1) | 549469 | 63778
Benzamide, N-[5-[[(5-cyano-1,2-dihydro-6-hydroxy-4-methyl-2-oxo-3-pyridinyl)methylene]amino]-9,10-dihydro-9,10-dioxo-1-anthracenyl]- | 549451 | 63779
3-Pyridinecarbonitrile, 5-[[(9,10-dihydro-9,10-dioxo-1-anthracenyl)imino]methyl]-1,6-dihydro-2-hydroxy-4-methyl-6-oxo- | 549444 | 63780
Boric acid (H3BO3), compd. with N1-(9Z)-9-octadecen-1-yl-1,3-propanediamine (1:?) | 549436 | 63781
Starch, carboxymethyl ether, compd. with 2-aminoethanol | 549428 | 63782
Zinc, bis[O,O-di[(9Z)-9-octadecen-1-yl] phosphorodithioato-.kappa.S,.kappa.S']-, (T-4)- | 549410 | 63783
1,2-Benzenedicarboxylic acid, 4,4'-carbonylbis-, diisodecyl ester | 549402 | 63784
2-Propanol, 2,2'-oxybis-, polymer with 1,3-diisocyanatomethylbenzene, 1,1-dimethylhydrazine and 2-methyl-2-propanamine | 572669 | 63785
Nickel, [N,N',N'',N'''-tetrakis[4-(4,5-dihydro-3-methyl-5-oxo-1H-pyrazol-1-yl)phenyl]-29H,31H-phthalocyanine-C,C,C,C-tetrasulfonamidato(2-)-.kappa.N29,.kappa.N30,.kappa.N31,.kappa.N32]- | 572651 | 63786
21H,23H-Porphine-7-propanoic acid, 3-carboxy-5-(carboxymethyl)-13-ethenyl-18-ethyl-7,8-dihydro-2,8,12,17-tetramethyl-, potassium salt (1:3), (7S,8S)- | 572560 | 63787
21H,23H-Porphine-7-propanoic acid, 3-carboxy-5-(carboxymethyl)-13-ethenyl-18-ethyl-7,8-dihydro-2,8,12,17-tetramethyl-, sodium salt (1:3), (7S,8S)- | 572552 | 63788
3-Phorbinepropanoic acid, 21-carboxy-9-ethenyl-14-ethyl-13-formyl-4,8,18-trimethyl-20-oxo-, potassium salt (1:2), (3S,4S,21R)- | 572545 | 63789
3-Phorbinepropanoic acid, 21-carboxy-9-ethenyl-14-ethyl-13-formyl-4,8,18-trimethyl-20-oxo-, sodium salt (1:2), (3S,4S,21R)- | 572537 | 63790
3-Phorbinepropanoic acid, 21-carboxy-9-ethenyl-14-ethyl-4,8,13,18-tetramethyl-20-oxo-, sodium salt (1:2), (3S,4S,21R)- | 572529 | 63791
Cuprate(2-), [(3S,4S,21R)-21-carboxy-9-ethenyl-14-ethyl-4,8,13,18-tetramethyl-20-oxo-3-phorbinepropanoato(4-)-.kappa.N23,.kappa.N24,.kappa.N25,.kappa.N26]-, potassium (1:2), (SP-4-2)- | 572511 | 63792
Cuprate(3-), [(7S,8S)-3-carboxy-5-(carboxymethyl)-13-ethenyl-18-ethyl-17-formyl-7,8-dihydro-2,8,12-trimethyl-21H,23H-porphine-7-propanoato(5-)-.kappa.N21,.kappa.N22,.kappa.N23,.kappa.N24]-, potassium (1:3), (SP-4-2)- | 572503 | 63793
Cuprate(3-), [(7S,8S)-3-carboxy-5-(carboxymethyl)-13-ethenyl-18-ethyl-7,8-dihydro-2,8,12,17-tetramethyl-21H,23H-porphine-7-propanoato(5-)-.kappa.N21,.kappa.N22,.kappa.N23,.kappa.N24]-, potassium (1:3), (SP-4-2)- | 572495 | 63794
Benzoic acid, 4-(trans-4-pentylcyclohexyl)-, trans-4-propylcyclohexyl ester | 572487 | 63795
Benzoic acid, 4-(trans-4-propylcyclohexyl)-, trans-4-propylcyclohexyl ester | 572479 | 63796
2-Cyclohexene-1-acetaldehyde, 2-methyl-5-(1-methylethenyl)- | 572461 | 63797
Methanesulfonamide, N-[2-[2-(2,6-dicyano-4-methylphenyl)diazenyl]-5-(dipropylamino)phenyl]- | 572453 | 63798
2-Naphthalenesulfonic acid, 8-[2-[4-[[(4-methylphenyl)sulfonyl]oxy]phenyl]diazenyl]-5-[2-[4-[(4-nitro-2-sulfophenyl)amino]phenyl]diazenyl]-, sodium salt (1:2) | 572446 | 63799
2-Naphthalenesulfonic acid, 5-[2-[4-[[(4-methylphenyl)sulfonyl]oxy]phenyl]diazenyl]-8-[2-[4-[(4-nitro-2-sulfophenyl)amino]phenyl]diazenyl]-, sodium salt (1:2) | 572438 | 63800
Benzenesulfonic acid, 2-[[[4-(phenylamino)phenyl]imino]methyl]- | 572420 | 63801
2,8,10-Trioxa-5-azaundecanoic acid, 5-[4-[2-(2-cyano-4-nitrophenyl)diazenyl]-3-methylphenyl]-9-oxo-, methyl ester | 572412 | 63802
Benzo[a]phenazinium, 9-[(2-methoxyphenyl)amino]-7-phenyl-5-(phenylamino)-4,10-disulfo-, inner salt, sodium salt (1:1) | 572404 | 63803
Benzo[a]phenazinium, 9-[(2-methoxyphenyl)amino]-7-phenyl-5-(phenylamino)-4,10-disulfo-, inner salt, sodium salt (1:2) | 572396 | 63804
Ethanesulfonic acid, 2-[[[2,5-dichloro-4-[2-(2-phenyl-1H-indol-3-yl)diazenyl]phenyl]sulfonyl]amino]-, sodium salt (1:1) | 572388 | 63805
Benzenesulfonic acid, 3-[[[4-[2-(2-benzothiazolyl)diazenyl]-3-methylphenyl]ethylamino]methyl]-, sodium salt (1:1) | 572370 | 63806
2-Anthracenesulfonic acid, 1-amino-4-[(2,6-diethyl-4-methylphenyl)amino]-9,10-dihydro-9,10-dioxo-, sodium salt (1:1) | 572362 | 63807
Benzenesulfonic acid, 4-[4-[2-[3-[(ethylphenylamino)sulfonyl]-4-methylphenyl]diazenyl]-4,5-dihydro-3-methyl-5-oxo-1H-pyrazol-1-yl]-, sodium salt (1:1) | 572354 | 63808
2-Thiophenecarboxylic acid, 4-cyano-5-[2-[5-cyano-2,6-bis[(3-methoxypropyl)amino]-4-methyl-3-pyridinyl]diazenyl]-3-methyl-, methyl ester | 572347 | 63809
Dodecanedioic acid, compd. with 1,11-undecanediamine (1:1) | 572339 | 63810
Benzoic acid, 2-(ethylideneamino)-, hexyl ester | 572321 | 63811
Benzonitrile, 4-chloro-2-[2-[4-[(2-hydroxyethyl)amino]-2-methylphenyl]diazenyl]- | 572313 | 63812
5-Isobenzofurancarboxylic acid, 1,3-dihydro-1,3-dioxo-, polymer with 4,4'-oxybis[benzenamine] and 3,3'-[sulfonylbis(4,1-phenyleneoxy)]bis[benzenamine] | 572305 | 63813
5-Isobenzofurancarboxylic acid, 1,3-dihydro-1,3-dioxo-, polymer with 4,4'-oxybis[benzenamine] and 4,4'-[sulfonylbis(4,1-phenyleneoxy)]bis[benzenamine] | 572297 | 63814
1,3-Isobenzofurandione, polymer with 2,2-bis(hydroxymethyl)-1,3-propanediol and oxirane | 572289 | 63815
2-Propenoic acid, 2-hydroxyethyl ester, polymer with .alpha.-hydro-.omega.-hydroxypoly(oxy-1,4-butanediyl), .alpha.-hydro-.omega.-hydroxypoly[oxy(methyl-1,2-ethanediyl)] and 5-isocyanato-1-(isocyanatomethyl)-1,3,3-trimethylcyclohexane | 572271 | 63816
2-Propenoic acid, 2-hydroxyethyl ester, polymer with 5-isocyanato-1-(isocyanatomethyl)-1,3,3-trimethylcyclohexane, 2,2'-oxybis[ethanol] and 3a,4,7,7a-tetrahydro-1,3-isobenzofurandione | 572263 | 63817
2-Butanone, oxime, polymer with 1,6-diisocyanatohexane and 2-ethyl-2-(hydroxymethyl)-1,3-propanediol | 572255 | 63818
2-Propenoic acid, 2-methyl-, methyl ester, polymer with 1,3-butadiene, butyl 2-propenoate, ethenylbenzene and 2-propenoic acid | 572248 | 63819
2-Butenedioic acid (2E)-, 1,4-dibutyl ester, polymer with N-(butoxymethyl)-2-propenamide, ethenylbenzene, ethyl 2-propenoate and 2-oxiranylmethyl 2-methyl-2-propenoate | 572230 | 63820
Hexanedioic acid, polymer with 1,3-butanediol, 2,5-furandione and 2,2,4-trimethyl-1,3-pentanediol | 572222 | 63821
Magnesate(2-), [[N,N'-1,2-cyclohexanediylbis[N-[(carboxy-.kappa.O)methyl]glycinato-.kappa.N,.kappa.O]](4-)]-, sodium (1:2), (OC-6-21)- | 572214 | 63822
1,3-Benzenedicarboxylic acid, polymer with 1,4-benzenedicarboxylic acid, 1,3(or 2,3)-bis(2-oxiranylmethoxy)propanol, 2-(chloromethyl)oxirane, 2,2-dimethyl-1,3-propanediol, 1,2-ethanediol, hexanedioic acid, 1,6-hexanediol and 4,4'-(1-methylethylidene)bis[phenol] | 572206 | 63823
1,3-Benzenedicarboxylic acid, polymer with 1,4-benzenedicarboxylic acid, 1,3(or 2,3)-bis(2-oxiranylmethoxy)propanol, 2,2-dimethyl-1,3-propanediol, 2,2'-[(2,2-dimethyl-1,3-propanediyl)bis(oxymethylene)]bis[oxirane], 1,2-ethanediol and hexanedioic acid | 572198 | 63824
Poly[oxy(methyl-1,2-ethanediyl)], .alpha.-hydro-.omega.-hydroxy-, ether with 2,2-bis(hydroxymethyl)-1,3-propanediol (4:1), polymer with 1,1'-methylenebis[4-isocyanatocyclohexane] | 572180 | 63825
1,4-Benzenedicarboxylic acid, polymer with 1,2-ethanediol, 2,2'-[1,2-ethanediylbis(oxy)]bis[ethanol] and .alpha.,.alpha.'-[(1-methylethylidene)di-4,1-phenylene]bis[.omega.-hydroxypoly(oxy-1,2-ethanediyl)] | 572172 | 63826
Phenol, dimethyl(1,7,7-trimethylbicyclo[2.2.1]hept-2-yl)- | 572164 | 63827
2-Anthracenesulfonic acid, 1-amino-4-[[3-[[(5-chloro-2,6-difluoro-4-pyrimidinyl)methylamino]methyl]-2,6-dimethylsulfophenyl]amino]-9,10-dihydro-9,10-dioxo-, sodium salt (1:2) | 564435 | 63828
Benzenesulfonic acid, 2(or 5)-(1,1-dimethylethyl)-5(or 2)-[[4-[[4-(1,1-dimethylethyl)phenyl]amino]-9,10-dihydro-9,10-dioxo-1-anthracenyl]amino]-, sodium salt (1:?) | 564427 | 63829
2-Naphthalenecarboxamide, 4,4'-[1,2-ethanediylbis[iminosulfonyl(6-methoxy-3,1-phenylene)-2,1-diazenediyl]]bis[N-(4-ethoxyphenyl)-3-hydroxy- | 564419 | 63830
1,7-Naphthalenedisulfonic acid, 4-[[5-chloro-6-methyl-2-(methylsulfonyl)-4-pyrimidinyl]amino]-5-hydroxy-6-[2-(2-sulfophenyl)diazenyl]-, sodium salt (1:3) | 564401 | 63831
Benzenesulfonic acid, 3-[2-[2-hydroxy-3-[[(2-methylphenyl)amino]carbonyl]-1-naphthalenyl]diazenyl]-4-methoxy-, 4-nitrophenyl ester | 564385 | 63832
Benzoic acid, 2-[2-[1-(2-chlorophenyl)-4,5-dihydro-3-methyl-5-oxo-1H-pyrazol-4-yl]diazenyl]-, sodium salt (1:1) | 564377 | 63833
1,4-Benzenedisulfonic acid, 2-[2-[4-[2-[4-[[(2,3-dichloro-6-quinoxalinyl)carbonyl]amino]-5-sulfo-1-naphthalenyl]diazenyl]-7-sulfo-1-naphthalenyl]diazenyl]-, sodium salt (1:4) | 564369 | 63834
2,7-Naphthalenedisulfonic acid, 5-[[5-chloro-6-methyl-2-(methylsulfonyl)-4-pyrimidinyl]amino]-4-hydroxy-3-[2-(2-sulfophenyl)diazenyl]-, potassium sodium salt (1:?:?) | 564351 | 63835
1H-Pyrazole-1-propanoic acid, 3-carboxy-4-[2-[2-(ethylsulfonyl)-6-benzothiazolyl]diazenyl]-4,5-dihydro-5-oxo-, sodium salt (1:?) | 564344 | 63836
1,3-Benzenedisulfonic acid, 4-[(4-amino-9,10-dihydro-9,10-dioxo-3-sulfo-1-anthracenyl)amino]-6-[[(2,3-dichloro-6-quinoxalinyl)carbonyl]amino]-, sodium salt (1:3) | 564336 | 63837
1,3-Benzenedisulfonic acid, 4-[(4-amino-9,10-dihydro-9,10-dioxo-3-sulfo-1-anthracenyl)amino]-6-[[5-chloro-6-methyl-2-(methylsulfonyl)-4-pyrimidinyl]amino]-, potassium salt (1:3) | 564328 | 63838
1,3,5-Naphthalenetrisulfonic acid, 6-[2-[6-[[5-chloro-6-methyl-2-(methylsulfonyl)-4-pyrimidinyl]amino]-1-hydroxy-3-sulfo-2-naphthalenyl]diazenyl]-, sodium salt (1:4) | 564310 | 63839
1,5-Naphthalenedisulfonic acid, 2-[2-[8-[[(2,3-dichloro-6-quinoxalinyl)carbonyl]amino]-1-hydroxy-3,6-disulfo-2-naphthalenyl]diazenyl]-, sodium salt (1:4) | 564302 | 63840
1H-Pyrazole-1-acetic acid, 4-[2-[4-[[(2,3-dichloro-6-quinoxalinyl)carbonyl]amino]-2-sulfophenyl]diazenyl]-4,5-dihydro-3-methyl-5-oxo-, sodium salt (1:2) | 564294 | 63841
1,3,5-Naphthalenetrisulfonic acid, 7-[2-[4-[[(2,3-dichloro-6-quinoxalinyl)carbonyl]amino]-5-sulfo-1-naphthalenyl]diazenyl]-, sodium salt (1:4) | 564286 | 63842
2-Naphthalenecarboxamide, 3-hydroxy-N-(2-methoxyphenyl)-4-[2-(1,2,3,4-tetrahydro-2,4-dioxo-6-quinazolinyl)diazenyl]- | 564278 | 63843
Benz[cd]indolium, 1-ethyl-2-[1,2,3,4-tetrahydro-1-(2-hydroxyethyl)-2,2,4-trimethyl-6-quinolinyl]-, acetate (1:1) | 564260 | 63844
1H-Pyrazole-3-carboxylic acid, 4-[2-[5-[[5-chloro-6-methyl-2-(methylsulfonyl)-4-pyrimidinyl]amino]-2-sulfophenyl]diazenyl]-4,5-dihydro-1-(2-methyl-4-sulfophenyl)-5-oxo-, sodium salt (1:?) | 564252 | 63845
1,3,5-Naphthalenetrisulfonic acid, 7-[2-[4-amino-2-[[5-chloro-6-methyl-2-(methylsulfonyl)-4-pyrimidinyl]amino]-5-sulfophenyl]diazenyl]-, sodium salt (1:?) | 564245 | 63846
2,7-Naphthalenedisulfonic acid, 4-amino-6-[2-[5-[(5-chloro-2-fluoro-6-methyl-4-pyrimidinyl)amino]-2-sulfophenyl]diazenyl]-3-[2-(2,5-disulfophenyl)diazenyl]-5-hydroxy- | 564237 | 63847
Benzenesulfonic acid, 2,2'-(1,2-ethenediyl)bis[5-[[4-[bis(2-hydroxyethyl)amino]-6-[(4-sulfophenyl)amino]-1,3,5-triazin-2-yl]amino]-, potassium sodium salt (1:?:?) | 556936 | 63848
Pyridine, 2-[2-(phenylmethoxy)ethyl]- | 556928 | 63849
Benzamide, N,N'-(5,13,14,15,20,28,29,30-octahydro-5,13,15,20,28,30-hexaoxodinaphtho[2,3-i:2',3'-i']dibenz[3,4:7,8]anthra[1,9-ab:5,10-a'b']dicarbazole-6,21-diyl)bis- | 556910 | 63850
2,7-Naphthalenedisulfonic acid, 4-hydroxy-3-[2-[4-[[2-(sulfooxy)ethyl]sulfonyl]phenyl]diazenyl]-, potassium salt (1:3) | 556902 | 63851
1H-Pyrazole-3-carboxylic acid, 4,5-dihydro-5-oxo-4-[2-[4-[[[3-[[2-(sulfooxy)ethyl]sulfonyl]phenyl]amino]carbonyl]phenyl]diazenyl]-1-(4-sulfophenyl)-, sodium salt (1:3) | 556894 | 63852
2-Anthracenesulfonic acid, 1-amino-4-[[3-[[(3,6-dichloro-4-pyridazinyl)carbonyl]amino]-2-methyl-5-sulfophenyl]amino]-9,10-dihydro-9,10-dioxo- | 556886 | 63853
2-Propanol, 1-[1-methyl-2-(methylthio)ethoxy]- | 556878 | 63854
Carbonodithioic acid, O-(2-methylbutyl) ester, sodium salt (1:1) | 556860 | 63855
4,7,10,13,16,19-Hexaoxa-22-thiatricosan-2-ol, 5,8,11,14,17,20-hexamethyl- | 556852 | 63856
4,7,10,13-Tetraoxa-16-thiaheptadecan-2-ol, 5,8,11,14-tetramethyl- | 556845 | 63857
4,7,10,13,16-Pentaoxa-19-thiaeicosan-2-ol, 5,8,11,14,17-pentamethyl- | 556837 | 63858
4,7,10-Trioxa-13-thiatetradecan-2-ol, 5,8,11-trimethyl- | 556829 | 63859
5,8,11,14,17,20,23-Heptaoxatetracosan-3-ol, 6,9,12,15,18,21-hexamethyl- | 556811 | 63860
2-Pyridinemethanamine, N-(2-pyridinylmethyl)-, sulfate (1:?) | 556803 | 63861
2-Propanol, 1-[1-methyl-2-[1-methyl-2-(methylthio)ethoxy]ethoxy]- | 556795 | 63862
5,8,11,14,17,20-Hexaoxaheneicosan-3-ol, 6,9,12,15,18-pentamethyl- | 556787 | 63863
5H-Inden-5-one, 7-butyl-1,2,3,6,7,7a-hexahydro- | 556779 | 63864
Propanedioic acid, 2-(3-hexyl-2-oxo-3-cyclopenten-1-yl)-, 1,3-dimethyl ester | 556761 | 63865
Isocyanic acid, polymethylenepolyphenylene ester, polymer with .alpha.-hydro-.omega.-hydroxypoly[oxy(methyl-1,2-ethanediyl)] ether with .beta.-D-fructofuranosyl .alpha.-D-glucopyranoside and 1,2,3-propanetriol | 556753 | 63866
Benzenesulfonic acid, 3(or 4)-[[6,7-dichloro-4-[(2,6-dimethylsulfophenyl)amino]-9,10-dihydro-9,10-dioxo-1-anthracenyl]amino]-2,4(or 3,5)-dimethyl-, sodium salt (1:2) | 556746 | 63867
2,?-Anthracenedisulfonic acid, 1-amino-4-(cyclohexylamino)-9,10-dihydro-9,10-dioxo-, sodium salt (1:2) | 556738 | 63868
Benzenesulfonic acid, 2(or 5)-[[1-benzoyl-2,7-dihydro-2,7-dioxo-6-[(sulfophenyl)amino]-3H-naphtho[1,2,3-de]quinolin-4-yl]oxy]-5(or 2)-(1,1-dimethylpropyl)-, sodium salt (1:2) | 556720 | 63869
Naphthalenesulfonic acid, [(9,10-dihydro-9,10-dioxo-1,4-anthracenediyl)diimino]bis[1,2,3,4-tetrahydro-, sodium salt (1:2) | 556712 | 63870
Ferrate(4-), [3-[2-[2-amino-5-(hydroxy-.kappa.O)-6-[2-[2-(hydroxy-.kappa.O)-5-nitro-3-sulfophenyl]diazenyl-.kappa.N1]-7-sulfo-1-naphthalenyl]diazenyl]-2-hydroxy-5-sulfobenzoato(6-)]-, sodium (1:4) | 556704 | 63871
Oxirane, 2-[(decyloxy)methyl]-, polymer with 2-methyloxirane, 2-[(octyloxy)methyl]oxirane and oxirane, hexyl ether | 556696 | 63872
Poly(oxy-1,2-ethanediyl), .alpha.-(nonylphenyl)-.omega.-hydroxy-, N-[3-(dimethylamino)propyl]phosphoramidate, aluminum salt | 556688 | 63873
Cyclohexanol, 1-methyl-2-(1-methylpropyl)-, 1-acetate | 556670 | 63874
Benzamide, 5-[2-chloro-4-(trifluoromethyl)phenoxy]-N-(methylsulfonyl)-2-nitro- | 556662 | 63875
Poly(oxy-1,2-ethanediyl), .alpha.-hydro-.omega.-hydroxy-, ether with methyl D-glucopyranoside, octadecanoate (8:2:3) | 556654 | 63876
8-Quinolinol, 7-(4-ethyl-1-methyleneoctyl)- | 556647 | 63877
1,2-Benzenedicarboxylic acid, 1-phenyl ester, sodium salt (1:1) | 556639 | 63878
2-Butenedioic acid (2Z)-, 1-phenyl ester, sodium salt (1:1) | 556621 | 63879
Urea, polymer with 1,3-benzenediol, formaldehyde and 2-furanmethanol | 556613 | 63880
2-Oxiranecarboxylic acid, 3-bicyclo[2.2.1]hept-5-en-2-yl-3-methyl-, methyl ester | 556605 | 63881
Octadecanamide, N-[2-[(2-aminoethyl)amino]ethyl]-, acetate (1:1) | 556597 | 63882
Hexanedioic acid, 1,6-dimethyl ester, polymer with N1,N2-bis(2-aminoethyl)-1,2-ethanediamine and 1,5-dimethyl pentanedioate | 556589 | 63883
Hexanedioic acid, 1,6-dimethyl ester, polymer with N1-(2-aminoethyl)-N2-[2-[(2-aminoethyl)amino]ethyl]-1,2-ethanediamine and 1,5-dimethyl pentanedioate | 556571 | 63884
Hexanedioic acid, 1,6-dimethyl ester, polymer with N1,N2-bis(2-aminoethyl)-1,2-ethanediamine, 1,4-dimethyl butanedioate and 1,5-dimethyl pentanedioate | 556563 | 63885
Hexanedioic acid, 1,6-dimethyl ester, polymer with N1-(2-aminoethyl)-N2-[2-[(2-aminoethyl)amino]ethyl]-1,2-ethanediamine, 1,4-dimethyl butanedioate and 1,5-dimethyl pentanedioate | 556555 | 63886
2-Naphthalenesulfonic acid, 7,7'-iminobis[4-hydroxy-, sodium salt (1:2) | 549196 | 63887
2-Naphthalenesulfonic acid, 5-[2-[6-amino-1-hydroxy-3-sulfo-5-[2-(3-sulfophenyl)diazenyl]-2-naphthalenyl]diazenyl]-6-methoxy-8-[2-[7-sulfo-4-[2-(3-sulfophenyl)diazenyl]-1-naphthalenyl]diazenyl]-, sodium salt (1:5) | 549188 | 63888
Chromate(1-), bis[3-[2-[8-[[(dimethylamino)sulfonyl]amino]-2-(hydroxy-.kappa.O)-1-naphthalenyl]diazenyl-.kappa.N1]-4-(hydroxy-.kappa.O)benzenesulfonamidato(2-)]-, sodium (1:1) | 549170 | 63889
Benzenamine, 4,4'-(1,2-diazenediyl)bis[N-[[4-(diethylamino)phenyl]methylene]- | 549162 | 63890
Poly(oxy-1,2-ethanediyl), .alpha.,.alpha.'-[[(9Z)-ethyl-9-octadecen-1-yliminio]di-2,1-ethanediyl]bis[.omega.-hydroxy-, ethyl sulfate (1:1) | 549154 | 63891
Avermectin B1 | 549147 | 63892
Butanamide, 2-[2-[5-(aminosulfonyl)-2-hydroxyphenyl]diazenyl]-N-(2-ethylhexyl)-3-oxo-, ion(1-), sodium (1:1) | 549139 | 63893
1,4-Benzenedisulfonic acid, 2-[4,5-dihydro-3-methyl-4-[2-[4-[[4-[2-[2-methyl-4-[(2,5,6-trichloro-4-pyrimidinyl)amino]phenyl]diazenyl]benzoyl]amino]-2-sulfophenyl]diazenyl]-5-oxo-1H-pyrazol-1-yl]- | 549121 | 63894
C.I. Pigment Brown 39 | 549113 | 63895
Sorbitan, monododecanoate, poly(oxy-1,2-ethanediyl) derivs., 2-hydroxy-1,2,3-propanetricarboxylate | 548982 | 63896
Sorbitan, monododecanoate, poly(oxy-1,2-ethanediyl) derivs., butanedioate | 548974 | 63897
Cyclododecadien-1-ol, trimethyl- | 548958 | 63898
1,5-Cyclododecadienecarbonitrile, trimethyl- | 548941 | 63899
1,5-Cyclododecadienemethanol, trimethyl- | 548925 | 63900
Ethanone, 1-[methyl-1,5,9(or 2,6,10)-cyclododecatrien-1-yl]- | 548909 | 63901
2-Buten-1-one, 1-[methyl-1,5,9(or 2,6,10)-cyclododecatrien-1-yl]- | 548891 | 63902
13-Oxabicyclo[10.1.0]trideca-4,8-diene, trimethyl- | 548883 | 63903
Ethanone, 1-[dimethyl-1,5,9(or 2,6,10)-cyclododecatrien-1-yl]- | 548867 | 63904
2-Butenedioic acid (2E)-, 1,4-dibutyl ester, polymer with butyl 2-propenoate, methyl 2-methyl-2-propenoate and 2-propenoic acid | 548859 | 63905
2-Naphthalenesulfonic acid, 7-[(4-chloro-6-methoxy-1,3,5-triazin-2-yl)methylamino]-4-hydroxy-3-[2-(2-sulfophenyl)diazenyl]-, sodium salt (1:2) | 548842 | 63906
2-Furanol, tetrahydro-5-methyl-5-(4-methyl-3-penten-1-yl)- | 548826 | 63907
3-Cyclohexene-1-propanal, 1,3-dimethyl- | 548818 | 63908
1,3-Isobenzofurandione, polymer with 2,2'-[1,2-ethanediylbis(oxy)]bis[ethanol], 3,5,5-trimethylhexyl ester | 571828 | 63909
Hexanedioic acid, polymer with 1,6-hexanediol and 1,1'-methylenebis[isocyanatobenzene] | 571810 | 63910
Cuprate(2-), [(3S,4S,21R)-21-carboxy-9-ethenyl-14-ethyl-13-formyl-4,8,18-trimethyl-20-oxo-3-phorbinepropanoato(4-)-.kappa.N23,.kappa.N24,.kappa.N25,.kappa.N26]-, potassium (1:2), (SP-4-2)- | 571802 | 63911
Cuprate(3-), [29H,31H-phthalocyanine-C,C,C-trisulfonato(5-)-.kappa.N29,.kappa.N30,.kappa.N31,.kappa.N32]-, hydrogen, compd. with N,N'-diphenylguanidine (1:3:3) | 571794 | 63912
1,3-Benzenedicarboxylic acid, polymer with .alpha.-(2-aminoethyl)-.omega.-(2-aminoethoxy)poly(oxy-1,2-ethanediyl), 6-aminohexanoic acid, 1,6-hexanediamine and hexanedioic acid | 571786 | 63913
9,10-Anthracenedione, 1-amino-2-[2-(bromophenoxy)ethoxy]-4-hydroxy- | 571778 | 63914
Poly[oxy(methyl-1,2-ethanediyl)], .alpha.-hydro-.omega.-[(1-oxooctyl)oxy]-, ether with 2-ethyl-2-(hydroxymethyl)-1,3-propanediol (3:1) | 571752 | 63915
Benzonitrile, 2-chloro-4-[2-(2-methyl-1H-indol-3-yl)diazenyl]- | 571745 | 63916
1H-Indole, 1,1'-(3-phenyl-2-propen-1-ylidene)bis[3-methyl- | 571737 | 63917
Benzenamine, N,N'-(1,4-phenylenedimethylidyne)bis[3-ethynyl- | 571729 | 63918
3-Phorbinepropanoic acid, 21-carboxy-9-ethenyl-14-ethyl-13-formyl-4,8,18-trimethyl-20-oxo-, (3S,4S,21R)- | 571711 | 63919
3-Phorbinepropanoic acid, 21-carboxy-9-ethenyl-14-ethyl-4,8,13,18-tetramethyl-20-oxo-, (3S,4S,21R)- | 571703 | 63920
Butanoic acid, 3,5,5-trimethylhexyl ester | 571695 | 63921
3-Pyridinecarbonitrile, 6-amino-5-[2-(2-chloro-4-nitrophenyl)diazenyl]-2-[[3-(4-hydroxybutoxy)propyl]amino]-4-methyl- | 571687 | 63922
Ethanol, 2-amino-, compd. with 1-hydroxy-1H-benzotriazole (1:1) | 571679 | 63923
1,2,4-Triazolo[4,3-b]pyridazin-8-ol, 6-methyl-, compd. with 2-aminoethanol (1:1) | 571661 | 63924
1,2,4-Triazolo[4,3-b]pyridazin-8-ol, 6-methyl-, sodium salt (1:1) | 571653 | 63925
2-Nonynoic acid, 2-propen-1-yl ester | 571646 | 63926
Poly(oxy-1,2-ethanediyl), .alpha.-hydro-.omega.-hydroxy-, ether with 2-ethyl-2-(hydroxymethyl)-1,3-propanediol (3:1), didodecanoate octadecanoate | 571638 | 63927
Poly(oxy-1,2-ethanediyl), .alpha.-(1-oxooctyl)-.omega.-(dodecyloxy)- | 571620 | 63928
Poly(oxy-1,2-ethanediyl), .alpha.-[2-[[3-(dodecyloxy)propyl]amino]ethyl]-.omega.-hydroxy-, acetate (1:1) | 571612 | 63929
Chromate(3-), [3-[2-[2-amino-5-(hydroxy-.kappa.O)-6-[2-[2-(hydroxy-.kappa.O)-5-nitro-3-sulfophenyl]diazenyl-.kappa.N1]-7-sulfo-1-naphthalenyl]diazenyl]-2-hydroxy-5-sulfobenzoato(6-)]-, sodium hydrogen (1:2:1) | 571604 | 63930
Chromate(1-), [2-[2-[5-(aminosulfonyl)-2-(hydroxy-.kappa.O)phenyl]diazenyl-.kappa.N1]-3-(oxo-.kappa.O)-N-phenylbutanamidato(2-)][2-[2-[4,5-dihydro-3-methyl-5-(oxo-.kappa.O)-1-phenyl-1H-pyrazol-4-yl]diazenyl-.kappa.N1]benzoato(2-)-.kappa.O]-, hydrogen (1:1) | 571596 | 63931
Chromate(1-), [2,4-dihydro-4-[2-[2-(hydroxy-.kappa.O)-5-nitrophenyl]diazenyl-.kappa.N1]-5-methyl-2-phenyl-3H-pyrazol-3-onato(2-)-.kappa.O3][3-[2-[4,5-dihydro-3-methyl-5-(oxo-.kappa.O)-1-phenyl-1H-pyrazol-4-yl]diazenyl-.kappa.N1]-4-(hydroxy-.kappa.O)benzenesulfonamidato(2-)]-, hydrogen (1:1) | 571588 | 63932
Cuprate(4-), [.mu.-[[7,7'-[[3,3'-di(hydroxy-.kappa.O)[1,1'-biphenyl]-4,4'-diyl]bis(2,1-diazenediyl-.kappa.N1)]bis[8-(hydroxy-.kappa.O)-1,6-naphthalenedisulfonato]](8-)]]di-, sodium (1:4) | 571570 | 63933
[1,1'-Biphenyl]-3,3'-dicarboxylic acid, 4,4'-bis[2-[5-[2-[5-(aminosulfonyl)-2-hydroxyphenyl]diazenyl]-1-hydroxy-6-(phenylamino)-3-sulfo-2-naphthalenyl]diazenyl]-, sodium salt (1:2) | 571562 | 63934
3-Cyclohexene-1-carboxaldehyde, 2-(2-hydroxy-2-methylpropylidene)- | 571554 | 63935
2,7-Naphthalenedisulfonic acid, 4-amino-3-[2-(4-aminophenyl)diazenyl]-6-[2-[4-[[4-[2-(2,4-diaminophenyl)diazenyl]phenyl]amino]-3-sulfophenyl]diazenyl]-5-hydroxy- | 571547 | 63936
[1,1'-Biphenyl]-2,2'-disulfonic acid, 4,4'-bis[2-(4,5-dihydro-3-methyl-5-oxo-1-phenyl-1H-pyrazol-4-yl)diazenyl]-, compd. with 4,4'-carbonimidoylbis[N,N-dimethylbenzenamine] (1:2) | 571539 | 63937
4-Heptene-2,3,6-trione, 5-methyl- | 571521 | 63938
Formaldehyde, polymer with 4-(1,1-dimethylethyl)phenol, 2-methyloxirane and oxirane, 2,4-didodecylbenzenesulfonate | 563882 | 63939
Oxirane, 2-methyl-, polymer with oxirane, hydrogen phosphate (2:1), bis(2-ethylhexyl) ether | 563874 | 63940
Oxirane, 2-methyl-, polymer with oxirane, mono(dihydrogen phosphate), 2-ethylhexyl ether | 563866 | 63941
Hexanedioic acid, polymer with .alpha.-(3-aminopropyl)-.omega.-(3-aminopropoxy)poly(oxy-1,2-ethanediyl) and hexahydro-2H-azepin-2-one | 563858 | 63942
2-Propenamide, N-(3-aminopropyl)-2-methyl-, hydrochloride (1:1) | 563841 | 63943
.beta.-Alanine, N-[3-(acetylamino)-4-[2-(2-cyano-4-nitrophenyl)diazenyl]phenyl]-N-ethyl-, methyl ester | 563833 | 63944
Chromate(5-), bis[5-amino-4-(hydroxy-.kappa.O)-3-[2-[2-(hydroxy-.kappa.O)-4-nitrophenyl]diazenyl-.kappa.N1]-2,7-naphthalenedisulfonato(4-)]-, hydrogen (1:5) | 563825 | 63945
1-Oxaspiro[4.5]decan-6-ol, 2,6,10,10-tetramethyl-, 6-acetate | 563817 | 63946
Chromate(1-), [3-[4-[2-[5-chloro-2-(hydroxy-.kappa.O)phenyl]diazenyl-.kappa.N1]-4,5-dihydro-3-methyl-5-(oxo-.kappa.O)-1H-pyrazol-1-yl]benzenesulfonamidato(2-)][4-[2-[5-chloro-2-(hydroxy-.kappa.O)phenyl]diazenyl-.kappa.N1]-2,4-dihydro-5-methyl-2-phenyl-3H-pyrazol-3-onato(2-)-.kappa.O3]-, hydrogen (1:1) | 563809 | 63947
Acetic acid, 1,1'-anhydride, telomer with 1-octene, ester with 2-ethyl-2-(hydroxymethyl)-1,3-propanediol dodecanoate | 563783 | 63948
1,3-Isobenzofurandione, polymer with 2,5-furandione, 1,2,3-propanetriol and (1R,4aR,4bS,10aR)-tetradecahydro-1,4a-dimethyl-7-(1-methylethyl)-1-phenanthrenemethanol | 563775 | 63949
Benzoic acid, 2-hydroxy-, polymer with [1,1'-biphenyl]-4-ol, 4-(1,1-dimethylethyl)phenol, formaldehyde and 4,4'-thiobis[phenol], potassium salt | 563767 | 63950
Phenol, 4,4'-(1-methylethylidene)bis-, polymer with 2-(chloromethyl)oxirane, N1,N1-dimethyl-1,3-propanediamine and 2-tetradecyloxirane | 563759 | 63951
Naphthalenesulfonic acid, 5-[2-[2,4-dihydroxy-5-[2-[4-[(4-nitro-2-sulfophenyl)amino]phenyl]diazenyl]phenyl]diazenyl]-8-[2-[4-[(4-nitro-2-sulfophenyl)amino]phenyl]diazenyl]-, sodium salt (1:3) | 563734 | 63952
1H-Naphth[1,2-d]imidazole-7-sulfonic acid, 8-[2-[5-[(2-bromo-1-oxo-2-propen-1-yl)amino]-2-sulfophenyl]diazenyl]-1-[(2-chlorophenyl)amino]-9-hydroxy-2-methyl-, sodium salt (1:2) | 563726 | 63953
Chromium, [2-[2-[4,5-dihydro-3-methyl-5-(oxo-.kappa.O)-1-(4-sulfophenyl)-1H-pyrazol-4-yl]diazenyl-.kappa.N1]benzoato(3-)-.kappa.O]- | 563718 | 63954
Cobaltate(1-), bis[2-[2-[5-(aminosulfonyl)-2-(hydroxy-.kappa.O)phenyl]diazenyl-.kappa.N1]-3-(oxo-.kappa.O)-N-phenylbutanamidato(2-)]-, sodium (1:1) | 563700 | 63955
Ferrate(1-), bis[3-[4,5-dihydro-4-[2-[2-(hydroxy-.kappa.O)-5-nitrophenyl]diazenyl-.kappa.N1]-3-methyl-5-(oxo-.kappa.O)-1H-pyrazol-1-yl]benzenesulfonamidato(2-)]-, sodium (1:1) | 563692 | 63956
Ferrate(2-), [3-[4,5-dihydro-4-[2-[2-(hydroxy-.kappa.O)-5-nitrophenyl]diazenyl-.kappa.N1]-3-methyl-5-(oxo-.kappa.O)-1H-pyrazol-1-yl]benzenesulfonamidato(2-)][4-[4,5-dihydro-4-[2-[2-(hydroxy-.kappa.O)-5-nitrophenyl]diazenyl-.kappa.N1]-3-methyl-5-(oxo-.kappa.O)-1H-pyrazol-1-yl]benzenesulfonato(3-)]-, sodium (1:2) | 563684 | 63957
Phenol, 2(or 4)-cyclohexyl- | 563676 | 63958
Hexanamide, 2-[2,4-bis(1,1-dimethylpropyl)phenoxy]-N-[3-hydroxy-4-[(2,2,3,3,4,4,5,5-octafluoro-1-oxopentyl)amino]phenyl]- | 563668 | 63959
Carbamic acid, [2-(4-phenoxyphenoxy)ethyl]-, ethyl ester | 563650 | 63960
2-Cyclohexen-1-one, 2(or 4)-chloro-3,5,5-trimethyl- | 556548 | 63961
Oxirane, 2-methyl-, polymer with oxirane, mono(1,3-dimethylbutyl) ether | 556530 | 63962
2,7-Naphthalenedisulfonic acid, 5-(acetylamino)-3-[2-[2-[4-(1,1-dimethylpropyl)phenoxy]phenyl]diazenyl]-4-hydroxy-, sodium salt (1:2) | 556522 | 63963
Naphth[2,3-c]acridine-5,8,14(13H)-trione, 6-[(2-[1,1'-biphenyl]-4-yl-6,11-dihydro-6,11-dioxonaphtho[2,3-g]quinazolin-4-yl)amino]- | 556514 | 63964
1,4-Cyclohexanedicarboxylic acid, 1,4-dimethyl ester, polymer with 2,5-furandione, oxybis[propanol] and 1,2-propanediol | 556506 | 63965
1-Naphthalenediazonium, 4-(2-phenyldiazenyl)-6(or 7)-sulfo-, sulfate (2:1) | 556498 | 63966
2H-Pyran, tetrahydro-2,4-dimethyl-6-(3-methylbicyclo[2.2.1]hept-5-en-2-yl)-, didehydro deriv. | 556480 | 63967
2H-Pyran, 2-bicyclo[2.2.1]hept-5-en-2-yltetrahydro-4,6-dimethyl-, didehydro deriv. | 556472 | 63968
2H-Pyran, tetrahydro-2,4-dimethyl-6-(1-methyl-1-buten-1-yl)-, didehydro deriv. | 556464 | 63969
Propanenitrile, 3-[[3-(isodecyloxy)propyl]amino]- | 556456 | 63970
1,3-Propanediamine, N-[3-(isodecyloxy)propyl]- | 556449 | 63971
Zinc(2+), bis(1,2-ethanediamine-.kappa.N1,.kappa.N2)-, (T-4)-, acetate (1:2) | 556431 | 63972
2-Propenoic acid, 2-methyl-, polymer with 1,3-butadiene, butyl 2-propenoate, ethenylbenzene, methyl 2-methyl-2-propenoate and .alpha.-(2-methyl-1-oxo-2-propen-1-yl)-.omega.-hydroxypoly(oxy-1,2-ethanediyl) | 556423 | 63973
Hexanedioic acid, polymer with 1,3-butanediol and 2,2'-oxybis[ethanol] | 556415 | 63974
Hexanedioic acid, polymer with 1,3-butanediol, 2-hydroxyethyl 2-propenoate, 4-hydroxy-N-(2-hydroxyethyl)-N-methylbutanamide, 1,1'-methylenebis[4-isocyanatocyclohexane] and 2,2'-oxybis[ethanol] | 556407 | 63975
Hexanedioic acid, polymer with 1,3-butanediol, 2-hydroxyethyl 2-propenoate, 1,1'-methylenebis[4-isocyanatocyclohexane] and 2,2'-oxybis[ethanol] | 556399 | 63976
Hexanedioic acid, polymer with .alpha.-hydro-.omega.-hydroxypoly(oxy-1,2-ethanediyl), 2-hydroxyethyl 2-propenoate, 4-hydroxy-N-(2-hydroxyethyl)-N-methylbutanamide and 1,1'-methylenebis[4-isocyanatocyclohexane] | 556381 | 63977
2-Propenoic acid, 2-hydroxyethyl ester, polymer with 5-isocyanato-1-(isocyanatomethyl)-1,3,3-trimethylcyclohexane, 2-oxepanone and 2,2'-oxybis[ethanol] | 556373 | 63978
2-Propenoic acid, 2-methyl-, 2-hydroxyethyl ester, polymer with 1,3-isobenzofurandione and 2-(phenoxymethyl)oxirane | 556365 | 63979
Hexanedioic acid, polymer with 2-(chloromethyl)oxirane, 2,2-dimethyl-1,3-propanediol, 3-mercaptopropanoic acid and 4,4'-(1-methylethylidene)bis[cyclohexanol] | 556357 | 63980
2-Propenoic acid, polymer with ethenylbenzene and N-(ethoxymethyl)-2-propenamide, ammonium salt | 556340 | 63981
Hexanedioic acid, polymer with 1,6-hexanediol and 3-hydroxy-2-(hydroxymethyl)-2-methylpropanoic acid | 556332 | 63982
Silicic acid, barium magnesium zinc salt | 556092 | 63983
Carbamic acid, N-[(5-isocyanato-1,3,3-trimethylcyclohexyl)methyl]-, 2-butoxyethyl ester | 556084 | 63984
Benzenesulfonic acid, 4-[2-[4-[2-(4-hydroxyphenyl)diazenyl]-3-methoxyphenyl]diazenyl]-, sodium salt (1:2) | 556068 | 63985
Benzenesulfonic acid, 4-[2-[3-methoxy-4-[2-(4-methoxyphenyl)diazenyl]phenyl]diazenyl]-, sodium salt (1:1) | 556050 | 63986
1-Naphthalenediazonium, 4-[2-[4-[2-(3-carboxy-4-hydroxyphenyl)diazenyl]phenyl]diazenyl]-6-sulfo-, inner salt | 556043 | 63987
Benzoic acid, 5-[2-[4-[2-[4-[2-(6-amino-1-hydroxy-3-sulfo-2-naphthalenyl)diazenyl]-7-sulfo-1-naphthalenyl]diazenyl]phenyl]diazenyl]-2-hydroxy-, sodium salt (1:3) | 556035 | 63988
Benzenesulfonic acid, 4-[2-[5-cyano-1,6-dihydro-2-hydroxy-1-(3-methoxypropyl)-4-methyl-6-oxo-3-pyridinyl]diazenyl]-, phenyl ester | 556019 | 63989
3H-Pyrazol-3-one, 2-(4-chlorophenyl)-2,4-dihydro-5-methyl-4-[2-[4-(2-phenyldiazenyl)phenyl]diazenyl]- | 555995 | 63990
1,3-Cyclohexadiene-1-carbonitrile, 2,6,6-trimethyl- | 555979 | 63991
5H-Inden-5-one, 7-butyloctahydro- | 555961 | 63992
Benzene, 1-(2,2-dimethoxyethoxy)-4-ethyl- | 555953 | 63993
Benzeneacetic acid, 2-methyl-5-(1-methylethenyl)-2-cyclohexen-1-yl ester | 555946 | 63994
Cyclohexene, 6-(bromomethyl)-1,5,5-trimethyl- | 555938 | 63995
3-Heptene, 5,7,7-triethoxy- | 555920 | 63996
Pentanoyl chloride, 2-mercapto-2-methyl-4-oxo- | 548792 | 63997
Ethanol, 2-[(2-pyridinylmethyl)amino]-, sulfate (1:?) | 548784 | 63998
5,8,11,14-Tetraoxapentadecan-3-ol, 6,9,12-trimethyl- | 548776 | 63999
5,8,11,14,17-Pentaoxaoctadecan-3-ol, 6,9,12,15-tetramethyl- | 548768 | 64000
Cuprate(4-), [8-(hydroxy-.kappa.O)-7-[2-[2-(hydroxy-.kappa.O)-4-[2-[2-methoxy-3-(4-pyrimidinylamino)-3-sulfophenyl]diazenyl]phenyl]diazenyl-.kappa.N1]-1,3,6-naphthalenetrisulfonato(6-)]-, sodium (1:4) | 548750 | 64001
Cuprate(4-), [2-[2-[[2-[2-(hydroxy-.kappa.O)-3,5-disulfophenyl]diazenyl-.kappa.N2][3-[2-[4-[(2,5,6-trichloro-4-pyrimidinyl)amino]phenyl]diazenyl]phenyl]methyl]diazenyl-.kappa.N1]-5-sulfobenzoato(6-)-.kappa.O]-, sodium (1:4) | 548743 | 64002
Cuprate(4-), [5-[(5-chloro-2,6-difluoro-4-pyrimidinyl)amino]-2-[2-[[2-[2-(hydroxy-.kappa.O)-3,5-disulfophenyl]diazenyl-.kappa.N2](2-sulfophenyl)methyl]diazenyl-.kappa.N1]benzoato(6-)-.kappa.O]-, sodium (1:4) | 548735 | 64003
Cobaltate(1-), bis[4-(hydroxy-.kappa.O)-3-[2-[2-(hydroxy-.kappa.O)-1-naphthalenyl]diazenyl-.kappa.N1]-N-(3-methoxypropyl)benzenesulfonamidato(2-)]-, sodium (1:1) | 548727 | 64004
Cuprate(4-), [7-[(5-chloro-2,6-difluoro-4-pyrimidinyl)amino]-4-(hydroxy-.kappa.O)-3-[2-[2-(hydroxy-.kappa.O)-4,7-disulfo-1-naphthalenyl]diazenyl-.kappa.N1]-1,5-naphthalenedisulfonato(6-)]-, potassium (1:4) | 548719 | 64005
Cobaltate(1-), bis[N-[2-(hydroxy-.kappa.O)-3-[2-[2-(hydroxy-.kappa.O)-5-nitrophenyl]diazenyl-.kappa.N1]-5-methylphenyl]acetamidato(2-)]-, sodium (1:1) | 548701 | 64006
Cuprate(3-), [4-(hydroxy-.kappa.O)-3-[2-[2-(hydroxy-.kappa.O)-5-sulfophenyl]diazenyl-.kappa.N1]-5-[(2,5,6-trichloro-4-pyrimidinyl)amino]-2,7-naphthalenedisulfonato(5-)]-, hydrogen (1:3) | 548693 | 64007
Cuprate(2-), [.mu.-[2-[2-[6-[[[[6-[2-[5-(aminosulfonyl)-2-(hydroxy-.kappa.O)phenyl]diazenyl-.kappa.N1]-5-(hydroxy-.kappa.O)-7-sulfo-2-naphthalenyl]amino]carbonyl]amino]-1-(hydroxy-.kappa.O)-3-sulfo-2-naphthalenyl]diazenyl-.kappa.N1]benzoato(6-)-.kappa.O]]di-, hydrogen (1:2) | 548685 | 64008
Chromate(1-), bis[3-[4-[2-[5-chloro-2-(hydroxy-.kappa.O)-3-nitrophenyl]diazenyl-.kappa.N1]-4,5-dihydro-3-methyl-5-(oxo-.kappa.O)-1H-pyrazol-1-yl]-N-(2-hydroxyethyl)benzenesulfonamidato(2-)]-, sodium (1:1) | 548677 | 64009
Cuprate(4-), [.mu.3-[7-[2-[6-[2-[4'-[2-[4,5-dihydro-3-methyl-5-(oxo-.kappa.O)-1-phenyl-1H-pyrazol-4-yl]diazenyl-.kappa.N1]-3,3'-di(hydroxy-.kappa.O)[1,1'-biphenyl]-4-yl]diazenyl-.kappa.N1]-1,5-di(hydroxy-.kappa.O)-7-sulfo-2-naphthalenyl]diazenyl-.kappa.N1]-8-(hydroxy-.kappa.O)-1,3,6-naphthalenetrisulfonato(10-)]]tri-, hydrogen (1:4) | 548669 | 64010
Cuprate(5-), [.mu.3-[3-[2-[6-[2-[3,3'-di(hydroxy-.kappa.O)-4'-[2-[1-(hydroxy-.kappa.O)-3,6-disulfo-2-naphthalenyl]diazenyl-.kappa.N1][1,1'-biphenyl]-4-yl]diazenyl-.kappa.N1]-1,5-di(hydroxy-.kappa.O)-7-sulfo-2-naphthalenyl]diazenyl-.kappa.N1]-4-(hydroxy-.kappa.O)-2,7-naphthalenedisulfonato(11-)]]tri-, sodium (1:5) | 548651 | 64011
Cobaltate(1-), bis[4-(hydroxy-.kappa.O)-3-[[2-(hydroxy-.kappa.O)-1-naphthalenyl]amino-.kappa.N]-N-(3-methoxypropyl)benzenesulfonamidato(2-)]-, sodium (1:1) | 548644 | 64012
[1,1'-Biphenyl]-2,2'-disulfonic acid, 4-[2-[4-[(2-chloroacetyl)amino]phenyl]diazenyl]-4'-[2-(1-hydroxy-4-sulfo-2-naphthalenyl)diazenyl]-5,5'-dimethyl-, sodium salt (1:3) | 548628 | 64013
Benzenesulfonic acid, 2,5-dichloro-4-[4-[2-[5-[(2,6-dichloro-4-pyrimidinyl)amino]-2-sulfophenyl]diazenyl]-4,5-dihydro-3-methyl-5-oxo-1H-pyrazol-1-yl]-, sodium salt (1:2) | 548610 | 64014
1,3,5-Naphthalenetrisulfonic acid, 7-[2-[4-[(2,6-dichloro-4-pyrimidinyl)amino]phenyl]diazenyl]-, sodium salt (1:3) | 548602 | 64015
1,3,6-Naphthalenetrisulfonic acid, 7-[2-[6-[(5-chloro-2,6-difluoro-4-pyrimidinyl)amino]-1-hydroxy-3-sulfo-2-naphthalenyl]diazenyl]-, sodium salt (1:4) | 548594 | 64016
1,3-Naphthalenedisulfonic acid, 7-hydroxy-8-[2-[2-sulfo-5-[(2,5,6-trichloro-4-pyrimidinyl)amino]phenyl]diazenyl]-, sodium salt (1:3) | 548586 | 64017
2-Naphthalenesulfonic acid, 5-[2-[4-(4-cyclohexylphenoxy)-2-sulfophenyl]diazenyl]-6-[(2,6-dimethylphenyl)amino]-4-hydroxy-, sodium salt (1:2) | 548578 | 64018
2-Naphthalenesulfonic acid, 6-amino-5-[2-[4'-[[(decyloxy)carbonyl]amino]-2,2'-dimethyl-5-sulfo[1,1'-biphenyl]-4-yl]diazenyl]-4-hydroxy-, sodium salt (1:2) | 548560 | 64019
.beta.-Alanine, N-(9,10-dihydro-4-hydroxy-9,10-dioxo-1-anthracenyl)-, methyl ester | 548552 | 64020
1,3,5-Naphthalenetrisulfonic acid, 7-[2-[4-[2-[4-[(5-chloro-2,6-difluoro-4-pyrimidinyl)amino]phenyl]diazenyl]phenyl]diazenyl]-, potassium salt (1:3) | 548545 | 64021
[1,1'-Biphenyl]-4-carboxamide, 4',4'''-(1,2-diazenediyl)bis[N-[9,10-bis(sulfooxy)-1-anthracenyl]-, sodium salt (1:4) | 548537 | 64022
Benzenesulfonic acid, [(9,10-dihydro-9,10-dioxo-1,4-anthracenediyl)diimino]bis[(4-chlorophenoxy)-, sodium salt (1:2) | 548529 | 64023
11,13-Hexadecadien-1-ol, (11Z,13Z)- | 548511 | 64024
Butanedioic acid, 2-methylene-, 1,4-butyl ester, polymer with butyl 2-propenoate, ethenylbenzene and methyl 2-methyl-2-propenoate | 548503 | 64025
2H-Naphtho[1,2-d]triazole-6,8-disulfonic acid, 2,2'-[2,3-oxadiaziridinediylbis[(2-sulfo-4,1-phenylene)-2,1-ethenediyl(3-sulfo-4,1-phenylene)-3,2-oxadiaziridinediyl-4,1-phenylene]]bis-, sodium salt (1:8) | 548495 | 64026
9,10-Anthracenedione, 1-amino-2-[4-(1,1,3,3-tetramethylbutyl)phenoxy]-4-[(2,4,6-trimethylphenyl)amino]- | 548487 | 64027
2-Propenenitrile, 3-[4-[ethyl[2-[[(phenylamino)carbonyl]oxy]ethyl]amino]-2-methylphenyl]-2-[(4-methylphenyl)sulfonyl]- | 548479 | 64028
2-Naphthalenesulfonic acid, 4-hydroxy-3-[2-[4-[2-(sulfooxy)ethoxy]phenyl]diazenyl]-7-[(2,5,6-trichloro-4-pyrimidinyl)amino]-, sodium salt (1:2) | 548461 | 64029
2,7-Naphthalenedisulfonic acid, 3-[2-[3,3'-dimethyl-4'-[2-[4-[(phenylsulfonyl)oxy]phenyl]diazenyl][1,1'-biphenyl]-4-yl]diazenyl]-4-hydroxy-, sodium salt (1:2) | 548453 | 64030
Propanamide, N-[2-[2-(2-bromo-4,6-dinitrophenyl)diazenyl]-5-[[2-(2-cyanoethoxy)ethyl](2-hydroxyethyl)amino]-4-methoxyphenyl]- | 548446 | 64031
Benzenesulfonic acid, 3-[2-[4-[2-(4-ethoxyphenyl)diazenyl]-3-methylphenyl]diazenyl]-, sodium salt (1:1) | 548438 | 64032
Benzoic acid, 2-[[[3-[2-(4,5-dihydro-3-methyl-5-oxo-1-phenyl-1H-pyrazol-4-yl)diazenyl]-4-hydroxyphenyl]sulfonyl]amino]-, sodium salt (1:1) | 548420 | 64033
Benzamide, N-[4-[2-(2-hydroxy-5-methylphenyl)diazenyl]phenyl]- | 548412 | 64034
Benzamide, N-[4-[2-[5-(1,1-dimethylethyl)-2-hydroxyphenyl]diazenyl]phenyl]- | 548404 | 64035
Benzamide, N-[4-[2-[5-(1,1-dimethylpropyl)-2-hydroxyphenyl]diazenyl]phenyl]- | 548396 | 64036
1H-Pyrazole-3-carboxylic acid, 1-[3-[2-[6-[(4-aminobenzoyl)amino]-1-hydroxy-3-sulfo-2-naphthalenyl]diazenyl]phenyl]-4,5-dihydro-4-[2-[2-methoxy-4-[2-(3-sulfophenyl)diazenyl]phenyl]diazenyl]-5-oxo-, sodium salt (1:3) | 548388 | 64037
1,2,3-Propanetriol, polymer with 1,3-diisocyanatomethylbenzene and 2,2'-[(1-methylethylidene)bis(4,1-phenyleneoxymethylene)]bis[oxirane] | 548370 | 64038
Spiro[isobenzofuran-1(3H),9'-[9H]xanthen]-3-one, 3',6'-dihydroxy-, potassium sodium salt (1:1:1) | 548362 | 64039
Benzenemethanaminium, N-ethyl-N-[4-[[4-[ethyl[(3-sulfophenyl)methyl]amino]phenyl](2-sulfophenyl)methylene]-2,5-cyclohexadien-1-ylidene]-3-sulfo-, inner salt, potassium sodium salt (1:1:1) | 548354 | 64040
Benzenemethanaminium, N-ethyl-N-[4-[[4-[ethyl[(3-sulfophenyl)methyl]amino]phenyl](2-sulfophenyl)methylene]-2,5-cyclohexadien-1-ylidene]-3-sulfo-, inner salt, potassium salt (1:2) | 548347 | 64041
Benzamide, 4-[2-(2-hydroxy-1-naphthalenyl)diazenyl]-N-[4-[2-(2-hydroxy-1-naphthalenyl)diazenyl]phenyl]-, tetrakis[(formylamino)methyl] deriv. | 548339 | 64042
Chromate(1-), bis[4-[2-[1-(3-cyanophenyl)-4,5-dihydro-3-methyl-5-(oxo-.kappa.O)-1H-pyrazol-4-yl]diazenyl-.kappa.N1]-3-(hydroxy-.kappa.O)-N-methylbenzenesulfonamidato(2-)]-, sodium (1:1) | 548321 | 64043
Chromate(1-), bis[2-[2-[4,5-dihydro-3-methyl-5-(oxo-.kappa.O)-1-phenyl-1H-pyrazol-4-yl]diazenyl-.kappa.N1]benzoato(2-)-.kappa.O]-, hydrogen, compd. with 2-ethyl-1-hexanamine (1:1:1) | 548313 | 64044
Cobaltate(1-), bis[3-[2-[1-(3-chlorophenyl)-4,5-dihydro-3-methyl-5-(oxo-.kappa.O)-1H-pyrazol-4-yl]diazenyl-.kappa.N1]-4-(hydroxy-.kappa.O)-N-methylbenzenesulfonamidato(2-)]-, sodium (1:1) | 548305 | 64045
Chromate(1-), bis[2-[2-[1-(3-chlorophenyl)-4,5-dihydro-3-methyl-5-(oxo-.kappa.O)-1H-pyrazol-4-yl]diazenyl-.kappa.N1]benzoato(2-)-.kappa.O]-, sodium (1:1) | 548297 | 64046
Chromate(1-), [N-[7-(hydroxy-.kappa.O)-8-[2-[2-(hydroxy-.kappa.O)-5-nitrophenyl]diazenyl-.kappa.N1]-1-naphthalenyl]acetamidato(2-)][1-[2-[2-(hydroxy-.kappa.O)-5-nitrophenyl]diazenyl-.kappa.N1]-2-naphthalenolato(2-)-.kappa.O]-, hydrogen, compd. with N-cyclohexylcyclohexanamine (1:1:1) | 548289 | 64047
7-Hexadecene, 16,16-diethoxy-, (7Z)- | 548271 | 64048
3,5-Dodecadiene, 12-chloro-, (3Z,5Z)- | 548263 | 64049
Butanoic acid, 4-[[2-[(carboxymethyl)[2-[(carboxymethyl)decylamino]ethyl]amino]ethyl]amino]-4-oxo-2-sulfo-, sodium salt (1:4) | 548255 | 64050
Butanoic acid, 4-[[2-[[2-(dodecylamino)ethyl]amino]ethyl]amino]-4-oxo-2-sulfo-, sodium salt (1:2) | 548248 | 64051
1,3,5-Triazine-2,4,6(1H,3H,5H)-trione, 1,3,5-tris(2-hydroxyethyl)-, polymer with 2-furanmethanol | 548230 | 64052
2-Propanol, 1,1'-[[3-(isodecyloxy)propyl]imino]bis- | 548222 | 64053
Hexanedioic acid, polymer with 1,4-butanediol, 2-ethyl-2-(hydroxymethyl)-1,3-propanediol and 4-hydroxy-.gamma.-(4-hydroxyphenyl)-.gamma.-methylbenzenebutanoic acid | 548214 | 64054
9-Octadecenoic acid, 12-hydroxy-, 1-methylethyl ester, (9Z,12R)- | 548206 | 64055
2H-Pyran, 2-(11,13-hexadecadiyn-1-yloxy)tetrahydro- | 548180 | 64056
3,5-Hexadecadiyne, 16,16-diethoxy- | 548164 | 64057
Benzoic acid, 2-[(1,3-benzodioxol-5-ylmethylene)amino]-, methyl ester | 571513 | 64058
Benzene, [2-(9-decen-1-yloxy)-2-methoxyethyl]- | 571505 | 64059
Acetic acid, 2-chloro-, 1-phenylethyl ester | 571497 | 64060
1H-Indole, 1,1'-[2-(phenylmethylene)octylidene]bis- | 571489 | 64061
Octadecanoic acid, 12-hydroxy-, 2-[[bis(2-methyl-1-aziridinyl)phosphinyl]amino]propyl ester | 571471 | 64062
Propanoic acid, 2-methyl-, 2,2,2-trichloro-1-phenylethyl ester | 571463 | 64063
Formaldehyde, polymer with 5-(1-propen-1-yl)-1,3-benzodioxole | 571455 | 64064
2-Propenoic acid, 2-methyl-, 2-(dimethylamino)ethyl ester, polymer with 2-hydroxyethyl 2-methyl-2-propenoate and octadecyl 2-methyl-2-propenoate | 571448 | 64065
2H-Azepin-2-one, 3-(dimethylamino)hexahydro-, homopolymer | 571430 | 64066
1,3-Benzenedicarboxylic acid, 5-sulfo-, sodium salt (1:1), polymer with 1,3-benzenedicarboxylic acid, 1,4-benzenedicarboxylic acid, 1,2-ethanediol, hexanedioic acid and 2,2'-oxybis[ethanol] | 571422 | 64067
1,4-Cyclohexanedicarboxylic acid, polymer with 1,6-hexanediamine and 1,11-undecanediamine | 571414 | 64068
1,4-Cyclohexanedicarboxylic acid, polymer with 1,11-undecanediamine | 571406 | 64069
Dodecanedioic acid, polymer with 1,11-undecanediamine | 571398 | 64070
Poly(oxy-1,2-ethanediyl), .alpha.-acetyl-.omega.-[[(9Z)-1-oxo-9-octadecen-1-yl]oxy]- | 571380 | 64071
Anthra[9,1,2-cde]benzo[rst]pentaphene-5,10-diol, dibromo-16,17-dimethoxy-, 5,10-bis(hydrogen sulfate), potassium salt (1:2) | 571372 | 64072
Cobaltate(1-), bis[2-[2-[5-(aminosulfonyl)-2-(hydroxy-.kappa.O)phenyl]diazenyl-.kappa.N1]-3-(oxo-.kappa.O)-N-phenylbutanamidato(2-)]-, hydrogen (1:1) | 571364 | 64073
Chromate(1-), bis[2-[2-[5-(aminosulfonyl)-2-(hydroxy-.kappa.O)phenyl]diazenyl-.kappa.N1]-3-(oxo-.kappa.O)-N-phenylbutanamidato(2-)]-, hydrogen (1:1) | 571356 | 64074
Chromate(3-), bis[6-(hydroxy-.kappa.O)-5-[2-[2-(hydroxy-.kappa.O)-4-nitrophenyl]diazenyl-.kappa.N1]-2-naphthalenesulfonato(3-)]-, hydrogen (1:3) | 571349 | 64075
Chromate(1-), bis[5-(1,1-dimethylethyl)-2-(hydroxy-.kappa.O)benzoato(2-)-.kappa.O]-, hydrogen (1:1) | 571331 | 64076
Chromate(1-), [2,4-dihydro-4-[2-[2-(hydroxy-.kappa.O)-5-methyl-3-nitrophenyl]diazenyl-.kappa.N1]-5-methyl-2-phenyl-3H-pyrazol-3-onato(2-)-.kappa.O3][3-[4-[2-[5-(2,2-dimethylpropyl)-2-(hydroxy-.kappa.O)-3-nitrophenyl]diazenyl-.kappa.N1]-4,5-dihydro-3-methyl-5-(oxo-.kappa.O)-1H-pyrazol-1-yl]benzenesulfonamidato(2-)]-, hydrogen (1:1) | 571323 | 64077
Chromate(1-), bis[3-[4-[2-[5-(2,2-dimethylpropyl)-2-(hydroxy-.kappa.O)-3-nitrophenyl]diazenyl-.kappa.N1]-4,5-dihydro-3-methyl-5-(oxo-.kappa.O)-1H-pyrazol-1-yl]benzenesulfonamidato(2-)]-, hydrogen (1:1) | 571315 | 64078
Chromate(1-), bis[2,4-dihydro-4-[2-[2-(hydroxy-.kappa.O)-5-methyl-3-nitrophenyl]diazenyl-.kappa.N1]-5-methyl-2-phenyl-3H-pyrazol-3-onato(2-)-.kappa.O3]-, hydrogen (1:1) | 571307 | 64079
Chromate(1-), [1-[2-[2-(hydroxy-.kappa.O)-5-methyl-3-nitrophenyl]diazenyl-.kappa.N1]-2-naphthalenolato(2-)-.kappa.O][1-[2-[2-(hydroxy-.kappa.O)-4-nitrophenyl]diazenyl-.kappa.N1]-2-naphthalenolato(2-)-.kappa.O]-, hydrogen (1:1) | 571299 | 64080
Chromate(1-), [1-[2-[2-(hydroxy-.kappa.O)-5-methyl-3-nitrophenyl]diazenyl-.kappa.N1]-2-naphthalenolato(2-)-.kappa.O][1-[2-[2-(hydroxy-.kappa.O)-5-nitrophenyl]diazenyl-.kappa.N1]-2-naphthalenolato(2-)-.kappa.O]-, hydrogen (1:1) | 571281 | 64081
Chromate(1-), bis[1-[2-[2-(hydroxy-.kappa.O)-5-methyl-3-nitrophenyl]diazenyl-.kappa.N1]-2-naphthalenolato(2-)-.kappa.O]-, hydrogen (1:1) | 571273 | 64082
Chromate(1-), [2,4-dihydro-4-[2-[2-(hydroxy-.kappa.O)-4-nitrophenyl]diazenyl-.kappa.N1]-5-methyl-2-phenyl-3H-pyrazol-3-onato(2-)-.kappa.O3][2,4-dihydro-4-[2-[2-(hydroxy-.kappa.O)-5-nitrophenyl]diazenyl-.kappa.N1]-5-methyl-2-phenyl-3H-pyrazol-3-onato(2-)-.kappa.O3]-, hydrogen (1:1) | 571265 | 64083
Chromate(1-), [1-[2-[5-chloro-2-(hydroxy-.kappa.O)phenyl]diazenyl-.kappa.N1]-2-naphthalenolato(2-)-.kappa.O][2,4-dihydro-4-[2-[2-(hydroxy-.kappa.O)-4-nitrophenyl]diazenyl-.kappa.N1]-5-methyl-2-phenyl-3H-pyrazol-3-onato(2-)-.kappa.O3]-, hydrogen (1:1) | 571257 | 64084
Chromate(1-), [4-(hydroxy-.kappa.O)-3-[2-[2-(hydroxy-.kappa.O)-1-naphthalenyl]diazenyl-.kappa.N1]benzenesulfonamidato(2-)][1-[2-[2-(hydroxy-.kappa.O)-4-nitrophenyl]diazenyl-.kappa.N1]-2-naphthalenolato(2-)-.kappa.O]-, hydrogen (1:1) | 571240 | 64085
Chromate(1-), [4-(hydroxy-.kappa.O)-3-[2-[2-(hydroxy-.kappa.O)-1-naphthalenyl]diazenyl-.kappa.N1]benzenesulfonamidato(2-)][1-[2-[2-(hydroxy-.kappa.O)-5-nitrophenyl]diazenyl-.kappa.N1]-2-naphthalenolato(2-)-.kappa.O]-, hydrogen (1:1) | 571232 | 64086
Cobaltate(1-), [3-[2-[4,5-dihydro-3-methyl-5-(oxo-.kappa.O)-1-phenyl-1H-pyrazol-4-yl]diazenyl-.kappa.N1]-4-(hydroxy-.kappa.O)benzenesulfonamidato(2-)][1-[2-[2-(hydroxy-.kappa.O)-4-nitrophenyl]diazenyl-.kappa.N1]-2-naphthalenolato(2-)-.kappa.O]-, hydrogen (1:1) | 571224 | 64087
Cobaltate(1-), [3-[2-[4,5-dihydro-3-methyl-5-(oxo-.kappa.O)-1-phenyl-1H-pyrazol-4-yl]diazenyl-.kappa.N1]-4-(hydroxy-.kappa.O)benzenesulfonamidato(2-)][1-[2-[2-(hydroxy-.kappa.O)-5-nitrophenyl]diazenyl-.kappa.N1]-2-naphthalenolato(2-)-.kappa.O]-, hydrogen (1:1) | 571216 | 64088
Chromate(1-), [2,4-dihydro-4-[2-[2-(hydroxy-.kappa.O)-4-nitrophenyl]diazenyl-.kappa.N1]-5-methyl-2-phenyl-3H-pyrazol-3-onato(2-)-.kappa.O3][3-[2-[4,5-dihydro-3-methyl-5-(oxo-.kappa.O)-1-phenyl-1H-pyrazol-4-yl]diazenyl-.kappa.N1]-4-(hydroxy-.kappa.O)benzenesulfonato(2-)]-, hydrogen (1:1) | 571208 | 64089
Xanthylium, 9-(2-carboxyphenyl)-3,6-bis(diethylamino)-, bis[2-(hydroxy-.kappa.O)-5-nitro-3-[2-[2-(oxo-.kappa.O)-1-[(phenylamino)carbonyl]propyl]diazenyl-.kappa.N1]benzenesulfonato(3-)]chromate(3-) (3:1) | 571190 | 64090
Chromate(5-), bis[5-[(4-amino-6-chloro-1,3,5-triazin-2-yl)amino]-2-[2-[1-(hydroxy-.kappa.O)-3-sulfo-7-[(3-sulfophenyl)amino]-2-naphthalenyl]diazenyl-.kappa.N1]benzoato(4-)-.kappa.O]-, sodium (1:5) | 571182 | 64091
Cuprate(3-), [.mu.-[7-[2-[3,3'-di(hydroxy-.kappa.O)-4'-[2-[2-(hydroxy-.kappa.O)-6-sulfo-1-naphthalenyl]diazenyl-.kappa.N1][1,1'-biphenyl]-4-yl]diazenyl-.kappa.N1]-8-(hydroxy-.kappa.O)-1,6-naphthalenedisulfonato(7-)]]di-, sodium (1:3) | 571174 | 64092
[1,1'-Biphenyl]sulfonic acid, 4-hydroxy-, polymer with formaldehyde, sodium salt | 571166 | 64093
Hexanedioic acid, polymer with .alpha.-(3-aminopropyl)-.omega.-(3-aminopropoxy)poly(oxy-1,2-ethanediyl), hexahydro-2H-azepin-2-one and 1,6-hexanediamine hexanedioate (1:1) | 571158 | 64094
2-Oxepanone, polymer with .alpha.-hydro-.omega.-hydroxypoly(oxy-1,4-butanediyl), 4,4'-methylenebis[benzenamine], 1,1'-methylenebis[4-isocyanatobenzene] and 1,1'-methylenebis[4-isocyanatocyclohexane] | 571141 | 64095
2-Oxepanone, polymer with .alpha.-hydro-.omega.-hydroxypoly(oxy-1,4-butanediyl), 4,4'-methylenebis[cyclohexanamine] and 1,1'-methylenebis[4-isocyanatocyclohexane] | 571133 | 64096
2-Oxepanone, polymer with 1,2-ethanediol, .alpha.-hydro-.omega.-hydroxypoly(oxy-1,4-butanediyl) and 1,1'-methylenebis[4-isocyanatobenzene] | 571125 | 64097
Cellulose, 2-hydroxyethyl ether, polymer with .alpha.-(2-methyl-1-oxo-2-propen-1-yl)-.omega.-hydroxypoly(oxy-1,2-ethanediyl) | 571117 | 64098
Ethanaminium, N-[4-[[4-(diethylamino)phenyl][4-(ethylamino)-1-naphthalenyl]methylene]-2,5-cyclohexadien-1-ylidene]-N-ethyl-, [29H,31H-phthalocyanine-C,C,C-trisulfonato(5-)-.kappa.N29,.kappa.N30,.kappa.N31,.kappa.N32]cuprate(3-) (3:1) | 571109 | 64099
Cuprate(3-), [29H,31H-phthalocyanine-C,C,C-trisulfonato(5-)-.kappa.N29,.kappa.N30,.kappa.N31,.kappa.N32]-, hydrogen, compd. with N,N'-bis(2-methylphenyl)guanidine (1:3:3) | 571091 | 64100
Heptene, 1,1-dimethoxy- | 571083 | 64101
2-Propenoic acid, 2-methyl-, 1,1'-[phenylenebis[methylenenitrilobis(2-hydroxy-3,1-propanediyl)]] ester | 571075 | 64102
Cyclohexene, 4-(diethoxymethyl)dimethyl- | 571067 | 64103
Benzoic acid, 4-(trans-4-pentylcyclohexyl)-, 4-cyanophenyl ester | 571042 | 64104
Benzonitrile, 4-(trans-4-ethylcyclohexyl)- | 571034 | 64105
Bicyclo[3.1.1]hept-2-ene-2-methanol, 6,6-dimethyl-, 2-formate | 571018 | 64106
Acetaldehyde, 2-[4-(1,1-dimethylethyl)phenoxy]- | 570994 | 64107
1-Cyclohexene-1-ethanol, 4-(formyloxy)-4-(1-methylethyl)-, 1-formate | 570986 | 64108
2,4-Octadienoic acid, 4-ethyl- | 570960 | 64109
Benzoic acid, 2-[[2-(phenylmethylene)octylidene]amino]-, 1-ethenyl-1,5-dimethyl-4-hexen-1-yl ester | 570945 | 64110
2-Naphthalenemethanol, 1,2,3,4,5,6,7,8-octahydro-2,8,8-trimethyl- | 570937 | 64111
2-Propenoic acid, 1,1'-[(1-methyl-1,2-ethanediyl)bis[oxy(2-hydroxy-3,1-propanediyl)]] ester | 570911 | 64112
1-Decene, 10-methoxy- | 570903 | 64113
Benzeneacetic acid, 2-propyn-1-yl ester | 570887 | 64114
Acetic acid, 2-hydroxy-, 2-phenylethyl ester | 570879 | 64115
Butanoic acid, 3-oxo-, 3-hexen-1-yl ester | 570853 | 64116
2-Butenoic acid, 3-methyl-, 3-methyl-3-buten-1-yl ester | 570846 | 64117
3,5-Nonadiene, 7,9,9-triethoxy- | 555912 | 64118
4-Undecene, 1,1,3-triethoxy- | 555904 | 64119
4-Nonene, 1,1,3-triethoxy- | 555896 | 64120
4-Decene, 1,1,3-triethoxy- | 555888 | 64121
Pentane, 1,1,3-triethoxy-3-methyl- | 555870 | 64122
Benzene, 1-(2,2-dimethoxyethoxy)-4-(1,1-dimethylethyl)- | 555862 | 64123
2,6-Octadiene, 1-methoxy-3,7-dimethyl- | 555854 | 64124
Cuprate(2-), [6-(hydroxy-.kappa.O)-5-[2-[2-(hydroxy-.kappa.O)-5-sulfophenyl]diazenyl-.kappa.N1]-2-naphthalenesulfonato(4-)]-, sodium (1:2) | 555847 | 64125
Cuprate(3-), [5-[4,5-dihydro-4-[2-[2-(hydroxy-.kappa.O)-3,5-disulfophenyl]diazenyl-.kappa.N1]-3-methyl-5-(oxo-.kappa.O)-1H-pyrazol-1-yl]-2-hydroxybenzoato(5-)]-, sodium (1:3) | 555839 | 64126
Cuprate(2-), [4-(hydroxy-.kappa.O)-5-[2-[2-(oxo-.kappa.O)-1-[(phenylamino)carbonyl]propyl]diazenyl-.kappa.N1]-1,3-benzenedisulfonato(4-)]-, sodium (1:2) | 555821 | 64127
Cuprate(4-), [5-[[[7-[2-[5-chloro-2-(hydroxy-.kappa.O)-3-sulfophenyl]diazenyl-.kappa.N1]-8-(hydroxy-.kappa.O)-3,6-disulfo-1-naphthalenyl]amino]sulfonyl]-2-hydroxybenzoato(6-)]-, sodium hydrogen (1:3:1) | 555813 | 64128
Benzoic acid, 5-[2-[4-[[4-[2-[6-[(4-amino-3-methylbenzoyl)amino]-1-hydroxy-3-sulfo-2-naphthalenyl]diazenyl]-3-methylbenzoyl]amino]phenyl]diazenyl]-2-hydroxy-, sodium salt (1:2) | 555805 | 64129
2,7-Naphthalenedisulfonic acid, 5-[2-[2,4-dihydroxy-5-[2-[4-(6-methyl-4-sulfo-2-benzothiazolyl)phenyl]diazenyl]phenyl]diazenyl]-4-hydroxy-3-[2-(4-nitrophenyl)diazenyl]- | 555797 | 64130
2,7-Naphthalenedisulfonic acid, 5-[2-[2,4-dihydroxy-5-[2-[4-(6-methyl-2-benzothiazolyl)-3-sulfophenyl]diazenyl]phenyl]diazenyl]-4-hydroxy-3-[2-[3-sulfo-4-[2-(4-sulfophenyl)diazenyl]phenyl]diazenyl]-, sodium salt (1:5) | 555789 | 64131
Benzoic acid, 5-[2-[4-[2-[6-[[6-[2-(5-chloro-2-hydroxy-4-nitrophenyl)diazenyl]-5-hydroxy-7-sulfo-2-naphthalenyl]amino]-1-hydroxy-3-sulfo-2-naphthalenyl]diazenyl]-5-methoxy-2-methylphenyl]diazenyl]-2-hydroxy-, sodium salt (1:3) | 555771 | 64132
2-Naphthalenesulfonic acid, 7,7'-[[6-(phenylamino)-1,3,5-triazine-2,4-diyl]diimino]bis[4-hydroxy-3-[2-[2-hydroxy-5-(methylsulfonyl)phenyl]diazenyl]-, sodium salt (1:2) | 555763 | 64133
Benzenesulfonic acid, 3-[[4-amino-9,10-dihydro-3-[2-hydroxy-3-(sulfooxy)propoxy]-9,10-dioxo-1-anthracenyl]amino]-2,4,6-trimethyl-, sodium salt (1:2) | 555755 | 64134
2-Anthracenesulfonic acid, 1-amino-4-[(3,5-dibromo-2,4,6-trimethylphenyl)amino]-9,10-dihydro-9,10-dioxo-, sodium salt (1:1) | 555748 | 64135
Benzenesulfonic acid, 3,3'-[(9,10-dihydro-9,10-dioxo-1,4-anthracenediyl)diimino]bis[5-bromo-4,6-diethyl-2-methyl-, sodium salt (1:2) | 555730 | 64136
Benzoic acid, 2,4-dihydroxy-5-[2-(2-hydroxy-3-nitro-5-sulfophenyl)diazenyl]-, sodium salt (1:2) | 555722 | 64137
2,7-Naphthalenedisulfonic acid, 5-[2-(4,5-dihydro-3-methyl-5-oxo-1-phenyl-1H-pyrazol-4-yl)diazenyl]-4-hydroxy-3-[2-(2-hydroxy-3-nitro-5-sulfophenyl)diazenyl]-, sodium salt (1:3) | 555714 | 64138
Benzoic acid, 5-[4,5-dihydro-4-[2-(2-hydroxy-3,5-disulfophenyl)diazenyl]-5-oxo-1H-pyrazol-1-yl]-2-hydroxy-, sodium salt (1:3) | 555706 | 64139
Benzoic acid, 5-[[[7-[2-[5-[2-(3-carboxy-4-hydroxyphenyl)diazenyl]-2-sulfophenyl]diazenyl]-8-hydroxy-3,6-disulfo-1-naphthalenyl]amino]sulfonyl]-2-hydroxy-, sodium salt (1:5) | 555698 | 64140
Cuprate(4-), [29H,31H-phthalocyanine-1,8,15,23-tetrasulfonato(6-)-.kappa.N29,.kappa.N30,.kappa.N31,.kappa.N32]-, hydrogen (1:4), (SP-4-2)- | 555680 | 64141
2-Anthracenesulfonic acid, 4-[[4-(acetylmethylamino)-2-sulfophenyl]amino]-1-amino-9,10-dihydro-9,10-dioxo-, sodium salt (1:2) | 555672 | 64142
Benzoic acid, 2,2'-[(1,4-dioxo-2-butene-1,4-diyl)bis[imino(2-sulfo-4,1-phenylene)-2,1-ethenediyl(3-sulfo-4,1-phenylene)(4,5-dihydro-3-methyl-5-oxo-1H-pyrazole-1,4-diyl)-2,1-diazenediyl]]bis[5-[(methylamino)sulfonyl]-, sodium salt (1:6) | 555664 | 64143
Benzoic acid, 2-[2-[6-[[4-[2-[6-[(3-amino-4-methylbenzoyl)amino]-1-hydroxy-3-sulfo-2-naphthalenyl]diazenyl]-3-methylbenzoyl]amino]-1-hydroxy-3-sulfo-2-naphthalenyl]diazenyl]-, sodium salt (1:3) | 555656 | 64144
1-Naphthalenesulfonic acid, 6-amino-5-[2-[5-[[5-[(5-chloro-2,6-difluoro-4-pyrimidinyl)amino]-2-sulfophenyl]amino]-2-sulfophenyl]diazenyl]-, sodium salt (1:3) | 555649 | 64145
Benzoic acid, 2-[2-[6-[[4-[2-[6-(benzoylamino)-1-hydroxy-3-sulfo-2-naphthalenyl]diazenyl]-3-methylbenzoyl]amino]-1-hydroxy-3-sulfo-2-naphthalenyl]diazenyl]-, sodium salt (1:3) | 555631 | 64146
2,7-Naphthalenedisulfonic acid, 5-[[4-[(5-chloro-2,6-difluoro-4-pyrimidinyl)amino]benzoyl]amino]-4-hydroxy-3-[2-(2-sulfophenyl)diazenyl]-, sodium salt (1:3) | 555623 | 64147
Benzenesulfonic acid, 2-[(1-benzoyl-2,7-dihydro-4-methyl-2,7-dioxo-3H-naphtho[1,2,3-de]quinolin-6-yl)amino]-5-methyl-, sodium salt (1:1) | 555615 | 64148
Cuprate(3-), [2-[4,5-dihydro-4-[2-[2-(hydroxy-.kappa.O)-5-sulfo-3-[(2,5,6-trichloro-4-pyrimidinyl)amino]phenyl]diazenyl-.kappa.N1]-3-methyl-5-(oxo-.kappa.O)-1H-pyrazol-1-yl]-1,4-benzenedisulfonato(5-)]-, sodium (1:3) | 555607 | 64149
Cuprate(2-), [3-[(5-chloro-2,6-difluoro-4-pyrimidinyl)amino]-5-[2-[1-(2-chloro-5-sulfophenyl)-4,5-dihydro-3-methyl-5-(oxo-.kappa.O)-1H-pyrazol-4-yl]diazenyl-.kappa.N1]-4-(hydroxy-.kappa.O)benzenesulfonato(4-)]-, sodium (1:2) | 555599 | 64150
Nickelate(6-), [22-[[[3-[2-[4,5-dihydro-3-methyl-5-oxo-1-[3-sulfo-4-[2-[2-sulfo-4-[(2,5,6-trichloro-4-pyrimidinyl)amino]phenyl]ethenyl]phenyl]-1H-pyrazol-4-yl]diazenyl]-4-sulfophenyl]amino]sulfonyl]-29H,31H-phthalocyanine-1,8,15-trisulfonato(8-)-.kappa.N29,.kappa.N30,.kappa.N31,.kappa.N32]-, sodium (1:6), (SP-4-2)- | 555581 | 64151
Benzenediazonium, 5-methoxy-4-methyl-2-[2-[2-(methylsulfonyl)-4-nitrophenyl]diazenyl]-, sulfate (1:1) | 555573 | 64152
Platinum, dichlorobis(4-methylpyridine)- | 555565 | 64153
Benzenemethanamine, N,N-dimethyl-, compd. with 1-(chloromethyl)-3(or 4)-ethenylbenzene polymer with 1,4-diethenylbenzene and ethenylbenzene | 555557 | 64154
2-Propenoic acid, 1,1'-[oxybis(2,1-ethanediyloxy-2,1-ethanediyl)] ester, polymer with .alpha.-(2-aminomethylethyl)-.omega.-(2-aminomethylethoxy)poly[oxy(methyl-1,2-ethanediyl)] and 4-methoxyphenol | 555540 | 64155
2-Naphthalenesulfonic acid, 5-(or 8)-amino-8(or 5)-(2-phenyldiazenyl)- | 555532 | 64156
1-Naphthalenediazonium, 4-(2-phenyldiazenyl)-6(or 7)-sulfo-, sulfate (1:1) | 555524 | 64157
[1,1'-Biphenyl]-3-sulfonic acid, 4-[2-[4,5-dihydro-3-methyl-5-oxo-1-(4-sulfophenyl)-1H-pyrazol-4-yl]diazenyl]-4'-[(2,5,6-trichloro-4-pyrimidinyl)amino]-, sodium salt (1:2) | 555516 | 64158
1,4-Benzenedisulfonic acid, 2-[4-[2-[4-[(5-chloro-2,6-difluoro-4-pyrimidinyl)amino]phenyl]diazenyl]-4,5-dihydro-3-methyl-5-oxo-1H-pyrazol-1-yl]-, sodium salt (1:2) | 555508 | 64159
Benzoic acid, 3,3'-[(1,4-dioxo-2-butene-1,4-diyl)bis(imino-4,1-phenylene-2,1-diazenediyl)]bis[6-hydroxy-, sodium salt (1:2) | 555490 | 64160
Benzoic acid, 2-[2-[1-[4-[2-[4-[[4-[[4-[2-(3-carboxy-4-hydroxyphenyl)diazenyl]phenyl]amino]-1,4-dioxo-2-buten-1-yl]amino]-2-sulfophenyl]ethenyl]-3-sulfophenyl]-4,5-dihydro-3-methyl-5-oxo-1H-pyrazol-4-yl]diazenyl]-5-[(methylamino)sulfonyl]-, sodium salt (1:4) | 555482 | 64161
[1,1'-Biphenyl]-3,3'-dicarboxylic acid, 4,4'-bis[2-[5-[2-[5-(aminosulfonyl)-2-hydroxyphenyl]diazenyl]-1-hydroxy-6-(phenylamino)-3-sulfo-2-naphthalenyl]diazenyl]-, sodium salt (1:4) | 555474 | 64162
2-Naphthalenesulfonic acid, 3-[2-(4-chloro-2-sulfophenyl)diazenyl]-4-hydroxy-7-[(2,5,6-trichloro-4-pyrimidinyl)amino]-, sodium salt (1:2) | 555466 | 64163
2-Anthracenesulfonic acid, 1-amino-4-[[3-[(5-chloro-2,6-difluoro-4-pyrimidinyl)amino]-2-methyl-5-sulfophenyl]amino]-9,10-dihydro-9,10-dioxo-, sodium salt (1:2) | 555458 | 64164
1,3-Benzenedisulfonic acid, 4-[(4-amino-9,10-dihydro-9,10-dioxo-3-sulfo-1-anthracenyl)amino]-6-[(2,5,6-trichloro-4-pyrimidinyl)amino]-, sodium salt (1:3) | 555441 | 64165
2,7-Naphthalenedisulfonic acid, 4-hydroxy-5-[[4-(methylamino)-6-[[3-[(2,5,6-trichloro-4-pyrimidinyl)amino]phenyl]amino]-1,3,5-triazin-2-yl]amino]-3-[2-(2-sulfophenyl)diazenyl]-, sodium salt (1:3) | 555433 | 64166
1H-Pyrazole-3-carboxylic acid, 4-[2-[5-[[(2,3-dichloro-6-quinoxalinyl)carbonyl]amino]-2-sulfophenyl]diazenyl]-4,5-dihydro-1-(2-methyl-4-sulfophenyl)-5-oxo-, sodium salt (1:3) | 555425 | 64167
2,7-Naphthalenedisulfonic acid, 5-[[3-[(5-chloro-2,6-difluoro-4-pyrimidinyl)amino]benzoyl]amino]-3-[2-(2,5-disulfophenyl)diazenyl]-4-hydroxy-, sodium salt (1:4) | 555417 | 64168
2-Anthracenesulfonic acid, 1-amino-9,10-dihydro-9,10-dioxo-4-[[3-sulfo-4-[(2,5,6-trichloro-4-pyrimidinyl)amino]phenyl]amino]-, sodium salt (1:2) | 555409 | 64169
Cuprate(4-), [.mu.-[3-[2-[2,5-di(hydroxy-.kappa.O)-6-[2-[2-(hydroxy-.kappa.O)-5-sulfo-3-[(2,5,6-trichloro-4-pyrimidinyl)amino]phenyl]diazenyl-.kappa.N1]-8-sulfo-1-naphthalenyl]diazenyl-.kappa.N1]-4-(hydroxy-.kappa.O)-1,7-naphthalenedisulfonato(8-)]]di-, sodium (1:4) | 555391 | 64170
Cuprate(4-), [7-[(5-chloro-2,6-difluoro-4-pyrimidinyl)amino]-3-[2-[2-(hydroxy-.kappa.O)-8-hydroxy-4,6-disulfo-1-naphthalenyl]diazenyl-.kappa.N1]-4-(hydroxy-.kappa.O)-1,5-naphthalenedisulfonato(6-)]-, sodium (1:4) | 555383 | 64171
Cuprate(2-), [4-(hydroxy-.kappa.O)-5-[2-[1,2,3,4-tetrahydro-2-oxo-4-(oxo-.kappa.O)-3-quinolinyl]diazenyl-.kappa.N1]-1,3-benzenedisulfonato(4-)]-, sodium (1:2) | 555375 | 64172
Nickelate(8-), bis[3-[2-[2-(amino-.kappa.N)-8-hydroxy-6-sulfo-1-naphthalenyl]diazenyl-.kappa.N1]-2-(hydroxy-.kappa.O)-5-sulfobenzoato(5-)]-, sodium hydrogen (1:6:2) | 555367 | 64173
Chromate(7-), bis[3-[2-[2-amino-5-hydroxy-7-[2-(2-hydroxy-5-nitro-3-sulfophenyl)diazenyl]-1-naphthalenyl]diazenyl]-2-hydroxy-5-sulfobenzoato(5-)]-, sodium hydrogen (1:6:1) | 555359 | 64174
Cuprate(2-), [4-(hydroxy-.kappa.O)-5-[2-[2-(hydroxy-.kappa.O)-5-methylphenyl]diazenyl-.kappa.N1]-1,3-benzenedisulfonato(4-)]-, sodium (1:2) | 555342 | 64175
Benzenediazonium, 5-(aminocarbonyl)-2-methoxy-, trichlorozincate(1-) (1:1) | 555334 | 64176
Benzenesulfonic acid, [[6'-[(2,4-dimethylphenyl)amino]-1,1-dioxidospiro[3H-2,1-benzoxathiole-3,9'-[9H]xanthen]-3'-yl]amino]dimethyl-, sodium salt (1:1) | 555326 | 64177
Benzenesulfonic acid, 2,2'-[[4-hydroxy-6-[[3-hydroxy-4-[2-[4-[(4-nitro-2-sulfophenyl)amino]phenyl]diazenyl]phenyl]amino]-1,3-phenylene]bis(2,1-diazenediyl-4,1-phenyleneimino)]bis[5-nitro- | 555300 | 64178
2,7-Naphthalenedisulfonic acid, 3-[2-(2-chloro-4-nitrophenyl)diazenyl]-5-[2-[2,4-dihydroxy-5-[2-[4-[(4-nitro-2-sulfophenyl)amino]phenyl]diazenyl]phenyl]diazenyl]-4-hydroxy- | 555292 | 64179
2-Naphthalenesulfonic acid, 3-[2-(2-chloro-4-nitrophenyl)diazenyl]-4-hydroxy-7-[2-[2-hydroxy-4-[[3-hydroxy-4-[2-[4-[(4-nitro-2-sulfophenyl)amino]phenyl]diazenyl]phenyl]amino]phenyl]diazenyl]- | 555284 | 64180
2,7-Naphthalenedisulfonic acid, 5-[2-[2,4-dihydroxy-5-[2-[4-(phenylamino)-3-sulfophenyl]diazenyl]phenyl]diazenyl]-4-hydroxy-3-[2-(4-nitrophenyl)diazenyl]- | 555276 | 64181
Anthra[2,1,9-mna]naphth[2,3-h]acridine-5,10,15(16H)-trione, 11-[(9,10-dihydro-9,10-dioxo-1-anthracenyl)amino]- | 555250 | 64182
3,5-Dodecadiyne, 12-chloro- | 548156 | 64183
5-Decene, 1-chloro-, (5Z)- | 548131 | 64184
1-Hexene, 2,5,6-tribromo- | 548123 | 64185
2H-Pyran, tetrahydro-2-(3,13-octadecadiyn-1-yloxy)- | 548107 | 64186
5-Dodecene, 1-chloro-, (5Z)- | 548099 | 64187
7-Hexadecene, 1,1-diethoxy-, (7Z)- | 548073 | 64188
Butanamide, 2,4-dihydroxy-N-(3-hydroxypropyl)-3,3-dimethyl-, compd. with N-(2,5-dioxo-4-imidazolidinyl)urea (1:1) | 548065 | 64189
Quinoline, 1-[2-(2-ethoxyethoxy)ethyl]-1,2,3,4-tetrahydro-2,2,4-trimethyl-7-nitro- | 548040 | 64190
Ethanesulfonic acid, 2-[ethyl(3-methylphenyl)amino]-, potassium salt (1:1) | 548024 | 64191
Ethanesulfonic acid, 2-(ethylphenylamino)-, potassium salt (1:1) | 548016 | 64192
9,10-Anthracenedione, 1,5-bis[[1-(2-hydroxyethyl)-1H-1,2,4-triazol-3-yl]thio]- | 548008 | 64193
7-Quinolinamine, 1-[2-(2-ethoxyethoxy)ethyl]-1,2,3,4-tetrahydro-2,2,4-trimethyl- | 547992 | 64194
Acetamide, N-[6-[2-(2-cyano-4,6-dinitrophenyl)diazenyl]-1-[2-(2-ethoxyethoxy)ethyl]-1,2,3,4-tetrahydro-2,2,4-trimethyl-7-quinolinyl]- | 547976 | 64195
Benzaldehyde, 4-[(2,3-dihydroxypropyl)ethylamino]-2-methyl-, sulfate (1:1) | 547968 | 64196
Ethanol, 2-[[4-[2-[2-chloro-4-(methylsulfonyl)phenyl]diazenyl]-3-methylphenyl]ethylamino]-, 1-(hydrogen sulfate), potassium salt (1:1) | 547950 | 64197
Benzamide, N-[3-(dipropylamino)phenyl]- | 547943 | 64198
Ethanesulfonic acid, 2-[ethyl[4-[2-(6-methyl-2-benzothiazolyl)diazenyl]phenyl]amino]-, potassium salt (1:1) | 547935 | 64199
Ethanesulfonic acid, 2-[ethyl[3-methyl-4-[2-(6-methyl-2-benzothiazolyl)diazenyl]phenyl]amino]-, potassium salt (1:1) | 547927 | 64200
1(2H)-Quinolineethanol, 6-[2-[5-(ethylthio)-1,3,4-thiadiazol-2-yl]diazenyl]-3,4-dihydro-2,2,4,7-tetramethyl-, 1-(hydrogen sulfate), sodium salt (1:1) | 547919 | 64201
9,10-Anthracenedione, 1,4-bis[[[4-(hydroxymethyl)cyclohexyl]methyl]amino]- | 547901 | 64202
Acetamide, N-[1-[2-(2-ethoxyethoxy)ethyl]-1,2,3,4-tetrahydro-2,2,4-trimethyl-7-quinolinyl]- | 547893 | 64203
1(2H)-Quinolineethanol, 3,4-dihydro-2,2,4,7-tetramethyl-, 1-(hydrogen sulfate) | 547885 | 64204
2-Butenoic acid, 4-[[2-[[2-(decylamino)ethyl]amino]ethyl]amino]-4-oxo-, (2Z)- | 547877 | 64205
Butanoic acid, 4-[[2-[[2-(decylamino)ethyl]amino]ethyl]amino]-4-oxo-2-sulfo-, sodium salt (1:2) | 547869 | 64206
Butanoic acid, 4-[[2-[(carboxymethyl)[2-[(carboxymethyl)dodecylamino]ethyl]amino]ethyl]amino]-4-oxo-2-sulfo-, sodium salt (1:4) | 547851 | 64207
2-Hexadecanamine, N,N-dimethyl-, N-oxide | 547844 | 64208
2-Octadecanamine, N,N-dimethyl- | 547836 | 64209
Docosane, 2-chloro- | 547828 | 64210
Octadecane, 2-chloro- | 547810 | 64211
2-Octadecanamine, N,N-dimethyl-, N-oxide | 547802 | 64212
2-Propanol, 1,1',1''-nitrilotris-, compd. with 1,4-dichloro-2-butene polymer with N1,N1,N4,N4-tetramethyl-2-butene-1,4-diamine | 547794 | 64213
Methanamine, polymer with .alpha.-(2-chloroethyl)-.omega.-(2-chloroethoxy)poly(oxy-1,2-ethanediyl) | 547786 | 64214
Butanedioic acid, 2-methylene-, polymer with 1,3-butadiene, ethenylbenzene and (1-methylethenyl)benzene | 547778 | 64215
2-Propenoic acid, 2-carboxyethyl ester, polymer with 1,3-butadiene, ethenylbenzene and (1-methylethenyl)benzene | 547760 | 64216
Formaldehyde, polymer with benzenamine and 1,6-hexanediamine, hydrochloride | 547752 | 64217
2-Oxepanone, polymer with 2-ethyl-2-(hydroxymethyl)-1,3-propanediol, bis[hydrogen (2Z)-2-butenedioate] | 547679 | 64218
Oxirane, 2-methyl-, polymer with oxirane, monobutyl ether, phosphate | 547661 | 64219
Cellulose, 2-carboxyethyl 2-hydroxyethyl ether | 547653 | 64220
Cellulose, 3-amino-3-oxopropyl 2-carboxyethyl 2-hydroxyethyl ether | 547646 | 64221
2H-Pyran, tetrahydro-2-[(3E,13Z)-3,13-octadecadien-1-yloxy]- | 547638 | 64222
Chromate(1-), bis[2-chloro-4-[2-[4,5-dihydro-3-methyl-5-(oxo-.kappa.O)-1-phenyl-1H-pyrazol-4-yl]diazenyl-.kappa.N1]-5-(hydroxy-.kappa.O)benzenesulfonamidato(2-)]-, hydrogen (1:1) | 547620 | 64223
3-Hepten-2-one, 5-ethyl- | 547612 | 64224
C.I. Pigment Black 30 | 547588 | 64225
Butane, 3-methyl-1,1-bis(methylthio)- | 570820 | 64226
Butanoic acid, 4-(trans-4-propylcyclohexyl)phenyl ester | 570812 | 64227
[1,1'-Biphenyl]-4-carboxylic acid, 4'-heptyl-, 4'-cyano[1,1'-biphenyl]-4-yl ester | 570796 | 64228
2-Cyclohexene-1-acetaldehyde, .alpha.,2-dimethyl-5-(1-methylethenyl)- | 570770 | 64229
Bicyclo[3.2.0]heptan-2-one, 6-ethoxy-7-methyl-1-pentyl- | 570754 | 64230
Butanoic acid, 2-methyl-, 3-(4-methyl-3-cyclohexen-1-yl)-3-buten-1-yl ester | 570747 | 64231
Ethanone, 1-[4-methyl-5-(3-methyl-2-buten-1-yl)-3-cyclohexen-1-yl]- | 570721 | 64232
3-Cyclohexene-1-carbonitrile, 3-methyl-2-(3-methyl-2-buten-1-yl)- | 570713 | 64233
Propanoic acid, 3-[2-[2-(9Z)-9-octadecen-1-yl-1H-imidazol-1-yl]ethoxy]-, sodium salt (1:1) | 570705 | 64234
Phosphoric acid, monododecyl ester, compd. with 2-aminoethanol (1:2) | 570697 | 64235
1-Octadecanaminium, 18-(ethylamino)-N,N,N-tris(2-hydroxyethyl)-18-oxo-, nitrate (1:1) | 570689 | 64236
Acetaldehyde, 2-[(3a,4,5,6,7,7a-hexahydro-4,7-methano-1H-inden-5-yl)oxy]- | 570663 | 64237
2(1H)-Naphthalenone, 3,4,5,6,7,8-hexahydro-3,3,5,5-tetramethyl- | 570648 | 64238
1H-Indole-1-heptanol, .alpha.,.alpha.,.epsilon.,3-tetramethyl-.eta.-(3-methyl-1H-indol-1-yl)- | 570630 | 64239
Ethanone, 1-(4-butylphenyl)-, 2-[1-(4-butylphenyl)ethylidene]hydrazone | 570622 | 64240
2-Naphthalenecarboxamide, 4-[2-(4-chloro-2-methylphenyl)diazenyl]-N-(2,4-dimethylphenyl)-3-hydroxy- | 570614 | 64241
1H-Benzimidazole, 6-nitro-, hydrochloride (1:1) | 570606 | 64242
Propanamide, N,N'-(ethoxymethylsilylene)bis[N-methyl- | 570598 | 64243
2-Butenenitrile, 3-bicyclo[2.2.1]hept-2-yl- | 570580 | 64244
Bicyclo[2.2.1]heptane-2-propanenitrile, .beta.-methylene- | 570572 | 64245
Butanenitrile, 3-bicyclo[2.2.1]hept-2-ylidene- | 570564 | 64246
Cyclohexene, 4-[3-(1-ethoxyethoxy)-1-methylenepropyl]-1-methyl- | 570556 | 64247
Benzoic acid, 4-(trans-4-ethylcyclohexyl)-, trans-4-propylcyclohexyl ester | 570549 | 64248
Benzoic acid, 4-(trans-4-propylcyclohexyl)-, 4-propylphenyl ester | 570531 | 64249
3-Cyclohexene-1-carbonitrile, 4-methyl-5-(3-methyl-2-buten-1-yl)- | 570523 | 64250
4,9-Decadienal, 2,4,8-trimethyl- | 570515 | 64251
2-Anthracenesulfonic acid, 1-amino-4-[[3-[[4-chloro-6-[(3-sulfophenyl)amino]-1,3,5-triazin-2-yl]amino]-2,4,6-trimethyl-5-sulfophenyl]amino]-9,10-dihydro-9,10-dioxo-, sodium salt (1:3) | 570507 | 64252
Benzoic acid, 5-[2-[4-[[4-[[4-[(4-amino-9,10-dihydro-9,10-dioxo-3-sulfo-1-anthracenyl)amino]-2-sulfophenyl]amino]-6-(4-morpholinyl)-1,3,5-triazin-2-yl]amino]phenyl]diazenyl]-2-hydroxy-, sodium salt (1:2) | 570499 | 64253
3-Cyclohexene-1-carboxaldehyde, 5-(2-hydroxy-2-methylpropylidene)- | 570481 | 64254
2-Anthracenesulfonic acid, 1-amino-9,10-dihydro-9,10-dioxo-4-[(2,4,6-trimethylphenyl)amino]-, lithium salt (1:1) | 570473 | 64255
1,3,5-Naphthalenetrisulfonic acid, 7-[2-[4-[(2,5,6-trichloro-4-pyrimidinyl)amino]phenyl]diazenyl]-, sodium salt (1:3) | 570465 | 64256
2-Anthracenesulfonic acid, 1-amino-4-[[3-[[4-chloro-6-[(4-sulfophenyl)amino]-1,3,5-triazin-2-yl]amino]-2,4,6-trimethyl-5-sulfophenyl]amino]-9,10-dihydro-9,10-dioxo-, sodium salt (1:3) | 570440 | 64257
2,7-Naphthalenedisulfonic acid, 5-[[4-chloro-6-(4-morpholinyl)-1,3,5-triazin-2-yl]amino]-4-hydroxy-3-[2-(4-methyl-2-sulfophenyl)diazenyl]-, sodium salt (1:3) | 570432 | 64258
1,4-Benzenedisulfonic acid, 2-[[4-chloro-6-[[2-methoxy-4-[2-(3-sulfophenyl)diazenyl]phenyl]amino]-1,3,5-triazin-2-yl]amino]-, sodium salt (1:3) | 570424 | 64259
Benzoic acid, 5-[(3-carboxy-5-methyl-4-oxo-2,5-cyclohexadien-1-ylidene)[2-chloro-4-(dimethylamino)phenyl]methyl]-2-hydroxy-3-methyl-, sodium salt (1:2) | 570416 | 64260
2(1H)-Naphthalenone, 3,4,4a,5,6,7-hexahydro-3,3,5,5-tetramethyl- | 570408 | 64261
2(1H)-Naphthalenone, octahydro-3,3,5,5-tetramethyl- | 570390 | 64262
Cyclohexanone, 2-octylidene- | 570374 | 64263
Benzoic acid, 2-[[(4-hydroxy-3-methoxyphenyl)methylene]amino]-, methyl ester | 570358 | 64264
1H-Indene-5-methanol, 2,3-dihydro-.alpha.,.alpha.,1,1,2,3,3-heptamethyl- | 570341 | 64265
2,6-Octadiene, 3,7-dimethyl-1-(methylthio)-, (2E)- | 570325 | 64266
Benzeneacetaldehyde, 3-methyl- | 570317 | 64267
Benzenesulfonic acid, 3-[2-(2,4-diamino-5-chlorophenyl)diazenyl]-2-hydroxy-5-nitro- | 570309 | 64268
Methanaminium, N-[4-[bis[4-(dimethylamino)phenyl]methylene]-2,5-cyclohexadien-1-ylidene]-N-methyl-, 4,4'-bis[2-(4,5-dihydro-3-methyl-5-oxo-1-phenyl-1H-pyrazol-4-yl)diazenyl][1,1'-biphenyl]-2,2'-disulfonate (2:1) | 570291 | 64269
Xanthylium, 9-[2-(ethoxycarbonyl)phenyl]-3,6-bis(ethylamino)-2,7-dimethyl-, 4,4'-bis[2-(4,5-dihydro-3-methyl-5-oxo-1-phenyl-1H-pyrazol-4-yl)diazenyl][1,1'-biphenyl]-2,2'-disulfonate (2:1) | 570283 | 64270
[1,1'-Biphenyl]-2,2'-disulfonic acid, 4,4'-bis[2-(4,5-dihydro-3-methyl-5-oxo-1-phenyl-1H-pyrazol-4-yl)diazenyl]-, compd. with N,N'-diphenylguanidine (1:2) | 570275 | 64271
2,7-Naphthalenedisulfonic acid, 4-amino-3,6-bis[2-[4-[2-(2,4-diamino-5-sulfophenyl)diazenyl]phenyl]diazenyl]-5-hydroxy-, sodium salt (1:4) | 570267 | 64272
Cuprate(4-), [.mu.-[7-[2-[3,3'-di(hydroxy-.kappa.O)-4'-[2-[1-(hydroxy-.kappa.O)-6-(phenylamino)-3-sulfo-2-naphthalenyl]diazenyl-.kappa.N1][1,1'-biphenyl]-4-yl]diazenyl-.kappa.N1]-8-hydroxy-1,3,6-naphthalenetrisulfonato(8-)]]di-, sodium (1:4) | 570242 | 64273
2-Naphthalenol, 1,1'-[(phenylmethylene)bis[(2-ethoxy-4,1-phenylene)-2,1-diazenediyl]]bis- | 570234 | 64274
[1,1'-Biphenyl]-2,2'-disulfonic acid, 4,4'-bis[2-[4,5-dihydro-3-methyl-5-oxo-1-(4-sulfophenyl)-1H-pyrazol-4-yl]diazenyl]-, sodium salt (1:4) | 570226 | 64275
Ethanol, 2,2'-iminobis-, compd. with .alpha.-(2-ethylhexyl)-.omega.-hydroxypoly(oxy-1,2-ethanediyl) phosphate | 570218 | 64276
2-Anthracenesulfonic acid, 9,10-dihydro-1,5-dihydroxy-4,8-bis(methylamino)-9,10-dioxo-, ammonium sodium salt (1:?:?) | 570200 | 64277
1(4H)-Naphthalenone, 8-amino-2,3,6,7-tetrabromo-5-hydroxy-4-imino- | 570184 | 64278
2,7-Naphthalenedisulfonic acid, 4-amino-3-[2-[4-[2-(2,4-diaminophenyl)diazenyl]phenyl]diazenyl]-6-[2-[4-[2-(2,4-diamino-5-sulfophenyl)diazenyl]phenyl]diazenyl]-5-hydroxy-, sodium salt (1:3) | 570176 | 64279
9,10-Anthracenedione, 2,3-dichloro-1,4-bis(methylamino)- | 570168 | 64280
Dibenzofuran, 1,2,3,7,8,9-hexachloro- | 570150 | 64281
2-Furanmethanol, tetrahydro-, phosphate, potassium salt | 562843 | 64282
Oxirane, 2-methyl-, polymer with oxirane, mono[2-(triethylammonio)ethyl] ether, ethyl sulfate (1:1) | 562835 | 64283
2-Furanmethanol, tetrahydro-, phosphate, sodium salt | 562827 | 64284
Iron, [4-[4,5-dihydro-4-[2-[2-(hydroxy-.kappa.O)-5-nitrophenyl]diazenyl-.kappa.N1]-3-methyl-5-(oxo-.kappa.O)-1H-pyrazol-1-yl]benzenesulfonato(3-)]- | 562819 | 64285
Cobaltate(1-), bis[3-[2-[4,5-dihydro-3-methyl-5-(oxo-.kappa.O)-1-phenyl-1H-pyrazol-4-yl]diazenyl-.kappa.N1]-4-(hydroxy-.kappa.O)-N-[3-(1-methylethoxy)propyl]benzenesulfonamidato(2-)]-, sodium (1:1) | 562801 | 64286
Cuprate(2-), [3-[2-[2-(hydroxy-.kappa.O)-4-hydroxy-5-[2-(4-nitrophenyl)diazenyl]-3-[2-[4-[(4-nitro-2-sulfophenyl)amino]phenyl]diazenyl]phenyl]diazenyl-.kappa.N1]-4-(hydroxy-.kappa.O)-5-nitrobenzenesulfonato(4-)]-, sodium (1:2) | 562793 | 64287
Chromate(3-), [2-(hydroxy-.kappa.O)-3-[2-[2-(hydroxy-.kappa.O)-1-naphthalenyl]diazenyl-.kappa.N1]-5-nitrobenzenesulfonato(3-)][4-(hydroxy-.kappa.O)-3-[[[2-(hydroxy-.kappa.N)-5-[2-[4-(2-phenyldiazenyl)phenyl]diazenyl]phenyl]methylene]amino-.kappa.N]benzenesulfonato(3-)]-, sodium (1:3) | 562785 | 64288
Ferrate(3-), bis[4-[4,5-dihydro-4-[2-[2-(hydroxy-.kappa.O)-5-nitrophenyl]diazenyl-.kappa.N1]-3-methyl-5-(oxo-.kappa.O)-1H-pyrazol-1-yl]benzenesulfonato(3-)]-, sodium (1:3) | 562777 | 64289
Chromate(3-), [3-(hydroxy-.kappa.O)-4-[2-[2-(hydroxy-.kappa.O)-1-naphthalenyl]diazenyl-.kappa.N1]-7-nitro-1-naphthalenesulfonato(3-)][4-(hydroxy-.kappa.O)-3-[[[2-(hydroxy-.kappa.O)-5-[2-[4-(2-phenyldiazenyl)phenyl]diazenyl]phenyl]methylene]amino-.kappa.N]benzenesulfonato(3-)]-, sodium (1:3) | 562769 | 64290
Benzenesulfonic acid, 4-chloro-3-[4-[2-[5-chloro-2-(2-chlorophenoxy)phenyl]diazenyl]-4,5-dihydro-3-methyl-5-oxo-1H-pyrazol-1-yl]-, sodium salt (1:1) | 562751 | 64291
Chromate(1-), bis[2-[2-[1-(3-chlorophenyl)-4,5-dihydro-3-methyl-5-(oxo-.kappa.O)-1H-pyrazol-4-yl]diazenyl-.kappa.N1]-3-[(methylamino)sulfonyl]benzoato(2-)-.kappa.O]-, hydrogen (1:1) | 562744 | 64292
Chromate(1-), bis[N-[2-(hydroxy-.kappa.O)-3-[2-[2-(hydroxy-.kappa.O)-5-nitrophenyl]diazenyl-.kappa.N1]-5-methylphenyl]acetamidato(2-)]-, sodium (1:1) | 562736 | 64293
2,7-Naphthalenedisulfonic acid, 5-amino-3-[2-[4-[2-[4-[2-(7-amino-1-hydroxy-3-sulfo-2-naphthalenyl)diazenyl]-2-sulfophenyl]ethenyl]-3-sulfophenyl]diazenyl]-4-hydroxy-, lithium salt (1:5) | 562728 | 64294
3H-Naphtho[1,2,3-de]quinoline-2,7-dione, 1-benzoyl-4-[4-(1,1-dimethylpropyl)phenoxy]-6-(phenylamino)- | 562710 | 64295
1,3,4-Thiadiazolidine-2,5-dithione, 3-[1-(dodecyloxy)butyl]- | 562702 | 64296
Heptanamide, N-[4-[bis(1-methylpropyl)amino]phenyl]- | 562694 | 64297
Nickelate(6-), [C-[[[3-[2-[4,5-dihydro-3-methyl-5-oxo-1-[3-sulfo-4-[2-[2-sulfo-4-[(2,5,6-trichloro-4-pyrimidinyl)amino]phenyl]ethenyl]phenyl]-1H-pyrazol-4-yl]diazenyl]-4-sulfophenyl]amino]sulfonyl]-29H,31H-phthalocyanine-C,C,C-trisulfonato(8-)-.kappa.N29,.kappa.N30,.kappa.N31,.kappa.N32]-, sodium (1:6) | 562686 | 64298
Hexanedioic acid, polymer with 2,2-dimethyl-1,3-propanediol, 1,2-ethanediol and 1,1'-methylenebis[4-isocyanatobenzene] | 562678 | 64299
Formaldehyde, polymer with 2-furanmethanol, methylphenol and phenol | 562660 | 64300
1,3,5-Triazine-2,4,6(1H,3H,5H)-trione, compd. with 6,6',6''-(1,3,6-hexanetriyl)tris[1,3,5-triazine-2,4-diamine] (1:1) | 562652 | 64301
Chromate(5-), bis[3-[2-[5-chloro-2-(hydroxy-.kappa.O)phenyl]diazenyl-.kappa.N1]-4-(hydroxy-.kappa.O)-5-[(2,5,6-trichloro-4-pyrimidinyl)amino]-2,7-naphthalenedisulfonato(4-)]-, sodium (1:5) | 562645 | 64302
Chromate(5-), bis[5-chloro-3-[2-[4,5-dihydro-3-methyl-5-(oxo-.kappa.O)-1-(4-sulfophenyl)-1H-pyrazol-4-yl]diazenyl-.kappa.N1]-2-(hydroxy-.kappa.O)benzenesulfonato(4-)]-, hydrogen (1:5) | 562637 | 64303
9,12-Octadecadienoic acid (9Z,12Z)-, dimer, polymer with 2-(butoxymethyl)oxirane, 2-(chloromethyl)oxirane and 4,4'-(1-methylethylidene)bis[phenol] | 562629 | 64304
Carbonic dichloride, polymer with (1,1-dimethylethyl)phenol, 4,4'-(1-methylethylidene)bis[2,6-dichlorophenol], 4,4'-(1-methylethylidene)bis[phenol] and P-phenylphosphonic dichloride | 562611 | 64305
1H-2-Benzopyran, 3,4,4a,5,8,8a(or 3,4,4a,7,8,8a)-hexahydro-3,3,6,7-tetramethyl- | 562603 | 64306
Acetic acid ethenyl ester, polymer with bis(2-chloroethyl) P-ethenylphosphonate, chloroethene and (1-methylethenyl)benzene | 562595 | 64307
Silicic acid, 2-ethylhexyl ester | 562587 | 64308
Cyclopentanepropanoic acid, .beta.-butyl-2-oxo-, methyl ester | 562579 | 64309
Benzenamine, N-(3,7-dimethyl-2,6-octadien-1-ylidene)- | 562561 | 64310
2-Naphthalenesulfonic acid, 6-(acetylamino)-4-hydroxy-3-[2-[4-methoxy-3-[[2-(sulfooxy)ethyl]sulfonyl]phenyl]diazenyl]-, sodium salt (1:2) | 562553 | 64311
5-Isobenzofurancarboxylic acid, 1,3-dihydro-1,3-dioxo-, polymer with 2,2-bis[(2-propen-1-yloxy)methyl]-1-butanol, 1,4-cyclohexanedimethanol, 2,5-furandione, 2-methyloxirane and 3a,4,7,7a-tetrahydro-4,7-methano-1H-indene | 562546 | 64312
Benzoic acid, 2-hydroxy-, polymer with formaldehyde and nonylphenol, cerium(4+) salt | 562538 | 64313
Cuprate(1-), [C-[[(2-ethylhexyl)amino]sulfonyl]-C-[[(3-methoxypropyl)amino]sulfonyl]-29H,31H-phthalocyanine-C-sulfonato(3-)-.kappa.N29,.kappa.N30,.kappa.N31,.kappa.N32]-, hydrogen, compd. with N,N'-bis(2-methylphenyl)guanidine (1:1:1) | 562520 | 64314
Cuprate(4-), [[4,4',4''-[(C-sulfo-29H,31H-phthalocyanine-C,C,C-triyl-.kappa.N29,.kappa.N30,.kappa.N31,.kappa.N32)tris(sulfonyloxy)]tris[2-hydroxybenzoato]](6-)]-, sodium (1:4) | 562512 | 64315
3-Cyclohexene-1-methanol, 3(or 4)-(4-methyl-3-penten-1-yl)- | 562504 | 64316
3-Cyclohexene-1-methanol, 3(or 4)-(4-methyl-3-penten-1-yl)-, 1-acetate | 562496 | 64317
Chromate(2-), [N-(2-chlorophenyl)-2-[2-[2-(hydroxy-.kappa.O)-5-nitrophenyl]diazenyl-.kappa.N1]-3-(oxo-.kappa.O)butanamidato(2-)][3-(hydroxy-.kappa.O)-4-[2-[2-(hydroxy-.kappa.O)-1-naphthalenyl]diazenyl-.kappa.N1]-7-nitro-1-naphthalenesulfonato(3-)]-, sodium (1:2) | 562488 | 64318
Chromate(5-), bis[4-[2-[6-[[4-chloro-6-(2-ethoxyethoxy)-1,3,5-triazin-2-yl]amino]-1-(hydroxy-.kappa.O)-3-sulfo-2-naphthalenyl]diazenyl-.kappa.N1]-3-(hydroxy-.kappa.O)-7-nitro-1-naphthalenesulfonato(4-)]-, sodium (1:5) | 562470 | 64319
3-Trisiloxanol, 1,1,1,3,5,5,5-heptamethyl-, 3-acetate | 562462 | 64320
4,7-Methano-1H-indene, 3a,4,5,6,7,7a-hexahydro-6-isothiocyanato-, (3aR,4R,6S,7R,7aS)-rel- | 562454 | 64321
4,7-Methano-1H-indene, octahydro-5-isothiocyanato-, (3aR,4S,5R,7S,7aR)-rel- | 562447 | 64322
Thiourea, N,N-dimethyl-N'-[(3aR,4S,5R,7S,7aR)-octahydro-4,7-methano-1H-inden-5-yl]-, rel- | 562439 | 64323
Butanedioic acid, 2-methylene-, polymer with 6-(3-buten-1-yl)-1,3,5-triazine-2,4-diamine, butyl 2-propenoate and ethyl 2-propenoate | 562421 | 64324
2-Propenoic acid, 2-methyl-, polymer with 6-(3-buten-1-yl)-1,3,5-triazine-2,4-diamine and ethyl 2-propenoate | 562413 | 64325
2-Propenoic acid, polymer with 6-(3-butenyl)-1,3,5-triazine-2,4-diamine and ethyl 2-propenoate | 562405 | 64326
2-Propenoic acid, polymer with 6-(3-buten-1-yl)-1,3,5-triazine-2,4-diamine and butyl 2-propenoate | 562397 | 64327
1,3-Benzenedicarboxylic acid, polymer with 2,2-dimethyl-1,3-propanediol, 1,2-ethanediol, ethenylbenzene, 2,5-furandione and 1,2-propanediol | 562389 | 64328
2-Propenoic acid, 2-methyl-, polymer with 2-(chloromethyl)oxirane, 2-(dimethylamino)ethanol, ethenylbenzene and 4,4'-(1-methylethylidene)bis[phenol] | 562371 | 64329
1,3-Isobenzofurandione, 3a,4,7,7a-tetrahydro-, polymer with 1,3-butanediol and oxybis[propanol] | 562363 | 64330
1-Butanol, 2,2-bis[(2-propen-1-yloxy)methyl]-, polymer with 2-methyloxirane | 562355 | 64331
2-Propenoic acid, 2-methyl-, methyl ester, polymer with butyl 2-propenoate, 2-(chloromethyl)oxirane, 4,4'-(1-methylethylidene)bis[phenol], 2-oxiranylmethyl 2-methyl-2-propenoate and 2-propenoic acid | 562348 | 64332
2-Propenoic acid, 2-hydroxyethyl ester, polymer with 1,3-diisocyanatomethylbenzene, 2-ethyl-2-(hydroxymethyl)-1,3-propanediol and 2-methyloxirane | 562330 | 64333
Benzoic acid, 2-hydroxy-, polymer with formaldehyde and nonylphenol, lithium salt | 562322 | 64334
Benzoic acid, 2-hydroxy-, polymer with [1,1'-biphenyl]-4-ol, 4-(1,1-dimethylethyl)phenol, formaldehyde and 4,4'-thiobis[phenol], sodium salt | 562314 | 64335
Benzamide, N-(9,10,15,18,20,21-hexahydro-5,10,15,18,21-pentaoxo-5H-naphtho[2,3-h]naphth[2',3':6,7]indolo[2,3-b]acridin-4-yl)- | 555243 | 64336
1H-Indene-5-carboxamide, N-[3-(dimethylamino)propyl]-2,3-dihydro-2-(3-hydroxy-2-quinolinyl)-1,3-dioxo-, hydrochloride (1:1) | 555235 | 64337
Benzenesulfonic acid, 3-[(5-chloro-2,6-difluoro-4-pyrimidinyl)amino]-5-[2-[4,5-dihydro-3-methyl-5-oxo-1-(4-sulfophenyl)-1H-pyrazol-4-yl]diazenyl]-4-methyl-, sodium salt (1:2) | 555227 | 64338
Phenol, 4-[(2,4-dinitrophenyl)amino]-, sodium salt (1:1) | 555219 | 64339
Benzene, 2-(2,2-dimethoxyethoxy)-1,3-dimethyl- | 555201 | 64340
Methanaminium, N,N,N-trimethyl-, (2E,4E)-2,4-hexadienoate (1:1) | 555193 | 64341
1-Butanaminium, N,N,N-tributyl-, (2E,4E)-2,4-hexadienoate (1:1) | 555185 | 64342
Benzoic acid, 4-methyl-, 3-[3-(benzoyloxy)propoxy]propyl ester | 555169 | 64343
Benzenesulfonic acid, 3-[2-[4-[2-(4-ethoxyphenyl)diazenyl]-5-methoxy-2-methylphenyl]diazenyl]-, sodium salt (1:1) | 555151 | 64344
Phosphorochloridic acid, bis[(1,1-dimethylethyl)phenyl] ester | 555144 | 64345
Hexanedioic acid, polymer with 1,3-diisocyanatomethylbenzene, 2,2-dimethyl-1,3-propanediol, 1,1'-(1,6-hexanediyl) di-2-propenoate and 2-hydroxyethyl 2-propenoate | 555136 | 64346
Dodecanedioic acid, polymer with N1-butyl-1,6-hexanediamine and N1,N6-dibutyl-1,6-hexanediamine, octadecanoate | 555052 | 64347
2-Propenoic acid, 2-hydroxyethyl ester, polymer with 1,3-diisocyanatomethylbenzene, 2-oxepanone and 1,2,3-propanetriol | 555045 | 64348
2-Propenoic acid, 2-methyl-, methyl ester, polymer with butyl 2-propenoate, methyl 2-propenoate and 2,4,6-tris(2-propen-1-yloxy)-1,3,5-triazine | 555037 | 64349
Hexanedioic acid, polymer with 2-hydroxyethyl 2-propenoate, 5-isocyanato-1-(isocyanatomethyl)-1,3,3-trimethylcyclohexane and 2,2'-oxybis[ethanol] | 555029 | 64350
Hexanedioic acid, polymer with 2,2-dimethyl-1,3-propanediol, ethanedioic acid, 2,5-furandione, 1,3-isobenzofurandione and 1,2-propanediol | 555011 | 64351
1,3-Benzenedicarboxylic acid, polymer with dihydro-2,5-furandione, 2-ethyl-2-(hydroxymethyl)-1,3-propanediol and 2,2'-[(1-methylethylidene)bis(4,1-phenyleneoxy)]bis[2-propanol] | 555003 | 64352
Hexanedioic acid, polymer with N1-(2-aminoethyl)-1,2-ethanediamine, formate | 554998 | 64353
Octadecanamide, N,N'-[1,2-ethanediylbis(imino-2,1-ethanediyl)]bis-, polymer with 2-(chloromethyl)oxirane | 554980 | 64354
D-Glucopyranuronic acid, polymer with 6-deoxy-L-mannose, D-glucose and D-mannose, calcium potassium sodium salt | 554972 | 64355
Octadecanamide, N,N'-[iminobis(2,1-ethanediylimino-2,1-ethanediyl)]bis-, polymer with 2-(chloromethyl)oxirane | 554964 | 64356
Benzothiazolium, 2-[2-[4-[(2-hydroxyethyl)methylamino]phenyl]diazenyl]-6-methoxy-3-methyl-, chloride (1:1) | 554956 | 64357
1-Hexen-5-yne, 2-bromo- | 554949 | 64358
Phosphoric acid, bis(2,5-dimethylphenyl) phenyl ester | 554931 | 64359
Phosphoro(dithioperoxo)thioic acid, O,O-dibutyl SS-(trichloromethyl) ester | 554923 | 64360
Benzenesulfonic acid, 4-[4,5-dihydro-4-[2-[4-methoxy-3-[[2-(sulfooxy)ethyl]sulfonyl]phenyl]diazenyl]-3-methyl-5-oxo-1H-pyrazol-1-yl]-, sodium salt (1:2) | 554915 | 64361
2-Thiophenecarboxylic acid, 4-cyano-5-[2-(4,6-diamino-2-pyridinyl)diazenyl]-3-methyl-, methyl ester | 554907 | 64362
Ethanol, 2-chloro-, 1,1',1''-phosphate, polymer with isocyanatobenzene | 554899 | 64363
Poly[oxy(methyl-1,2-ethanediyl)], .alpha.,.alpha.'-(butoxyphosphinylidene)bis[.omega.-hydroxy- | 554881 | 64364
3H-Naphtho[1,2,3-de]quinoline-1-carboxylic acid, 6-[(4-chloro-2-sulfophenyl)amino]-2,7-dihydro-4(or 5)-methyl-2,7-dioxo-, 1-ethyl ester | 554873 | 64365
Phosphorochloridic acid, bis[(1-methylethyl)phenyl] ester | 554865 | 64366
Formaldehyde, polymer with 2,2'-iminobis[ethanol], 4,4'-(1-methylethylidene)bis[phenol], nonylphenol and 1,3,5-triazine-2,4,6-triamine | 554857 | 64367
Hexanedioic acid, polymer with 2-ethyl-2-(hydroxymethyl)-1,3-propanediol, 1,6-hexanediol, 3-hydroxy-2,2-dimethylpropyl 3-hydroxy-2,2-dimethylpropanoate, 3-hydroxy-2-(hydroxymethyl)-2-methylpropanoic acid, 1,1'-methylenebis[4-isocyanatocyclohexane], 2-oxepanone and 2,2'-oxybis[ethanol], compd. with 2-(dimethylamino)ethanol | 554840 | 64368
Benzenesulfonic acid, 3,3'-[(9,10-dihydro-9,10-dioxo-1,4-anthracenediyl)diimino]bis[2(or 4)-bromo-6-butyl-4(or 2)-methyl-, disodium salt (1:2) | 554832 | 64369
Butanedioic acid, 2-sulfo-, 4-[2-[(2-hydroxyethyl)(1-oxoisooctadecyl)amino]ethyl] ester, ammonium sodium salt (1:1:1) | 554824 | 64370
2-Naphthalenecarboxylic acid, 4-[2-(2,3-dichlorophenyl)diazenyl]-3-hydroxy- | 554816 | 64371
4,7-Methano-1H-indene-5,?-dicarboxylic acid, octahydro- | 554808 | 64372
1-Penten-3-one, 2-methyl-1-(2,6,6-trimethyl-2-cyclohexen-1-yl)- | 554790 | 64373
2H-1-Benzopyran-2-one, 7-(diethylamino)-3-(6-ethoxy-2-benzothiazolyl)-4-methyl- | 554782 | 64374
2H-1-Benzopyran-2-one, 3-(2-benzothiazolyl)-7-(diethylamino)-4-methyl- | 554774 | 64375
1H,5H,11H,15H-Xantheno[2,3,4-ij:5,6,7-i'j']diquinolizin-18-ium, 9-(2-carboxyphenyl)-2,3,6,7,12,13,16,17-octahydro-, perchlorate (1:1) | 554766 | 64376
Acetaldehyde, 2-(2,6-dimethylphenoxy)- | 554758 | 64377
Piperazinium, 4-(ethoxycarbonyl)-1-(3,5,5-trimethyl-2-cyclohexen-1-ylidene)-, tetrafluoroborate(1-) (1:1) | 554741 | 64378
Benzenesulfonic acid, 4-[2-[3-methoxy-4-[[[[2-methoxy-5-methyl-4-[2-(4-sulfophenyl)diazenyl]phenyl]amino]carbonyl]amino]phenyl]diazenyl]-, compd. with 2,2',2''-nitrilotris[ethanol] (1:2) | 554733 | 64379
2,4,6(1H,3H,5H)-Pyrimidinetrione, 5-[2-(2,3-dihydro-6-methyl-2-oxo-1H-benzimidazol-5-yl)diazenyl]- | 554725 | 64380
Benzenesulfonic acid, 4,4'-[carbonylbis[imino(5-methoxy-2-methyl-4,1-phenylene)-2,1-diazenediyl]]bis-, compd. with 2,2',2''-nitrilotris[ethanol] (1:2) | 554717 | 64381
Benzenesulfonic acid, 4,4'-[carbonylbis[imino(3-methoxy-4,1-phenylene)-2,1-diazenediyl]]bis-, compd. with 2,2',2''-nitrilotris[ethanol] (1:2) | 554709 | 64382
1-Naphthalenesulfonic acid, 4-amino-3-[2-(4-aminophenyl)diazenyl]-, sodium salt (1:1) | 554683 | 64383
2H-Naphtho[1,2-d]triazole-5-sulfonic acid, 2-(4-nitrophenyl)-, sodium salt (1:1) | 554675 | 64384
2H-Naphtho[1,2-d]triazole-5-sulfonic acid, 2-(4-aminophenyl)-, sodium salt (1:1) | 554667 | 64385
Benzenesulfonic acid, 3-[5-amino-4-[2-[2-[O-(2-chlorophenyl)-2-sulfo]phenyl]diazenyl]-3-methyl-1H-pyrazol-1-yl]-4-chloro-, sodium salt (1:1) | 547331 | 64386
Cuprate(3-), [.mu.-[5-[2-[4-[2-[6-[4-[2-[2-(carboxy-.kappa.O)phenyl]diazenyl-.kappa.N1]-4,5-dihydro-3-methyl-5-(oxo-.kappa.O)-1H-pyrazol-1-yl]-2-(hydroxy-.kappa.O)-4-sulfo-1-naphthalenyl]diazenyl-.kappa.N1]-3-(hydroxy-.kappa.O)-7-sulfo-1-naphthalenyl]diazenyl]-2-hydroxybenzoato(7-)]]di-, sodium (1:3) | 547323 | 64387
Sorbitan, dihexadecanoate | 547315 | 64388
Cuprate(5-), [4-amino-5-hydroxy-6-[2-[5-(hydroxy-.kappa.O)-6-[2-[2-(hydroxy-.kappa.O)-3-sulfo-5-[[2-(sulfooxy)ethyl]sulfonyl]phenyl]diazenyl-.kappa.N1]-7-sulfo-2-naphthalenyl]diazenyl]-1,3-naphthalenedisulfonato(7-)]-, potassium (1:5) | 547307 | 64389
Copper, [29H,31H-phthalocyanine-C,C,C-trisulfonamidato(2-)-.kappa.N29,.kappa.N30,.kappa.N31,.kappa.N32]-, lithium salt (1:3) | 547232 | 64390
1H-Naphth[2,3-f]isoindole-1,3,5,10(2H)-tetrone, 4,11-diamino-2-(3-propoxypropyl)- | 547224 | 64391
Acetamide, N-[4-chloro-2-[2-(2-chloro-4-nitrophenyl)diazenyl]-5-[(2-hydroxypropyl)amino]phenyl]- | 547216 | 64392
Benzeneethanol, .alpha.,.alpha.,4-trimethyl-, 1-acetate | 547208 | 64393
Hexanedioic acid, polymer with N1-(2-aminoethyl)-1,2-ethanediamine, octadecanoate | 547190 | 64394
1,2-Ethanediamine, N1-(2-aminoethyl)-, polymer with 2-[(dodecyloxy)methyl]oxirane and 2-[(tetradecyloxy)methyl]oxirane | 547182 | 64395
1,2-Ethanediamine, N1,N2-bis(2-aminoethyl)-, polymer with 2-[(dodecyloxy)methyl]oxirane and 2-[(tetradecyloxy)methyl]oxirane | 547174 | 64396
Benzenesulfonic acid, 4-hydroxy-, polymer with formaldehyde and urea, sodium salt | 547166 | 64397
Ethanol, 2,2',2''-nitrilotris-, compd. with 2-methyloxirane polymer with oxirane mono(hydrogen sulfate) 3,5-dinonylphenyl ether (1:1) | 547158 | 64398
Hexanedioic acid, polymer with N1-(2-aminoethyl)-1,2-ethanediamine and 2-octyloxirane | 547026 | 64399
Hexanedioic acid, polymer with N1-(2-aminoethyl)-1,2-ethanediamine and 2-(chloromethyl)oxirane, octadecanoate (salt) | 547018 | 64400
Guanidine, N-cyano-, polymer with N1-(2-aminoethyl)-1,2-ethanediamine and 2-decyloxirane | 546960 | 64401
Guanidine, N-cyano-, polymer with N1-(2-aminoethyl)-1,2-ethanediamine, 2-(chloromethyl)oxirane and 2-decyloxirane | 546952 | 64402
Cuprate(4-), [5-[[4-chloro-6-[(2-methyl-4-sulfophenyl)amino]-1,3,5-triazin-2-yl]amino]-4-(hydroxy-.kappa.O)-3-[2-[2-(hydroxy-.kappa.O)-4-sulfo-1-naphthalenyl]diazenyl-.kappa.N1]-2,7-naphthalenedisulfonato(6-)]-, sodium (1:4) | 570143 | 64403
Cuprate(3-), [.mu.-[4-[2-[3,3'-di(hydroxy-.kappa.O)-4'-[2-[2-(hydroxy-.kappa.O)-6-sulfo-1-naphthalenyl]diazenyl-.kappa.N1][1,1'-biphenyl]-4-yl]diazenyl-.kappa.N1]-3-(hydroxy-.kappa.O)-2,7-naphthalenedisulfonato(7-)]]di-, hydrogen, compd. with 2,2'-iminobis[ethanol] (1:3:3) | 570135 | 64404
Cuprate(3-), [.mu.-[4-[2-[3,3'-di(hydroxy-.kappa.O)-4'-[2-[2-(hydroxy-.kappa.O)-6-sulfo-1-naphthalenyl]diazenyl-.kappa.N1][1,1'-biphenyl]-4-yl]diazenyl-.kappa.N1]-3-(hydroxy-.kappa.O)-2,7-naphthalenedisulfonato(7-)]]di-, lithium (1:3) | 570127 | 64405
Cuprate(3-), [.mu.-[4-[2-[3,3'-di(hydroxy-.kappa.O)-4'-[2-[2-(hydroxy-.kappa.O)-6-sulfo-1-naphthalenyl]diazenyl-.kappa.N1][1,1'-biphenyl]-4-yl]diazenyl-.kappa.N1]-3-(hydroxy-.kappa.O)-2,7-naphthalenedisulfonato(7-)]]di-, sodium (1:3) | 570119 | 64406
Cuprate(3-), [.mu.-[4-[2-[3,3'-di(hydroxy-.kappa.O)-4'-[2-[2-(hydroxy-.kappa.O)-6-sulfo-1-naphthalenyl]diazenyl-.kappa.N1][1,1'-biphenyl]-4-yl]diazenyl-.kappa.N1]-3-(hydroxy-.kappa.O)-2,7-naphthalenedisulfonato(7-)]]di-, ammonium (1:3) | 570101 | 64407
Chromate(2-), [4-[4,5-dihydro-4-[2-[2-(hydroxy-.kappa.O)-4-nitrophenyl]diazenyl-.kappa.N1]-3-methyl-5-(oxo-.kappa.O)-1H-pyrazol-1-yl]benzenesulfonato(3-)][1-[2-[2-(hydroxy-.kappa.O)-5-nitrophenyl]diazenyl-.kappa.N1]-2-naphthalenolato(2-)-.kappa.O]-, hydrogen, compd. with 2,2'-iminobis[ethanol] (1:2:2) | 570093 | 64408
Chromate(3-), bis[2-(hydroxy-.kappa.O)-5-nitro-3-[2-[2-(oxo-.kappa.O)-1-[(phenylamino)carbonyl]propyl]diazenyl-.kappa.N1]benzenesulfonato(3-)]-, hydrogen, compd. with 4,4'-carbonimidoylbis[N,N-dimethylbenzenamine] (1:3:3) | 570085 | 64409
Benzenediazonium, 4-(ethylamino)-2-methyl-, trichlorozincate(1-) (1:1) | 570077 | 64410
Benzenesulfonic acid, 4,4'-[(phenylmethylene)bis[(2-methoxy-4,1-phenylene)-2,1-diazenediyl(4,5-dihydro-3-methyl-5-oxo-1H-pyrazole-4,1-diyl)]]bis-, compd. with N,N'-diphenylguanidine (1:2) | 570069 | 64411
[1,1'-Biphenyl]-2,2'-disulfonic acid, 4,4'-bis[2-(4,5-dihydro-3-methyl-5-oxo-1-phenyl-1H-pyrazol-4-yl)diazenyl]-, compd. with N,N'-bis(2-methylphenyl)guanidine (1:2) | 570051 | 64412
2,7-Naphthalenedisulfonic acid, 4-hydroxy-5-[[(4-methylphenyl)sulfonyl]amino]-3-(2-phenyldiazenyl)-, compd. with N,N'-bis(2-methylphenyl)guanidine (1:2) | 570044 | 64413
2-Naphthalenol, 1,1'-[[(4-methoxyphenyl)methylene]bis[2-(2-methyl-4,1-phenylene)-2,1-diazenediyl]]bis- | 570036 | 64414
3H-Pyrazol-3-one, 4,4'-[[(4-methoxyphenyl)methylene]bis[(2-methyl-4,1-phenylene)-2,1-diazenediyl]]bis[2,4-dihydro-5-methyl-2-phenyl- | 570028 | 64415
2,7-Naphthalenedisulfonic acid, 4-amino-3,6-bis[2-(4-aminophenyl)diazenyl]-5-hydroxy-, sodium salt (1:2) | 570010 | 64416
2,7-Naphthalenedisulfonic acid, 4-amino-3-[2-[4'-[2-(2,4-diaminophenyl)diazenyl]-3,3'-dimethyl[1,1'-biphenyl]-4-yl]diazenyl]-5-hydroxy-6-[2-(4-sulfophenyl)diazenyl]-, sodium salt (1:3) | 570002 | 64417
Butanedioic acid, 2-octadecyl-, 4-(1-methylethyl) ester | 569996 | 64418
Molybdenum oxide phosphate (Mo20O57(PO4)2) | 569988 | 64419
Glycine, N-methyl-N-(1-oxo-9-octadecen-1-yl)-, compd. with cyclohexanamine (1:1) | 569970 | 64420
Ethanaminium, 2-[ethyl[4-[2-(3-phenyl-1,2,4-thiadiazol-5-yl)diazenyl]phenyl]amino]-N,N,N-trimethyl-, phosphate (1:1) | 569962 | 64421
Ethanaminium, 2-[ethyl[4-[2-(3-phenyl-1,2,4-thiadiazol-5-yl)diazenyl]phenyl]amino]-N,N,N-trimethyl-, methyl sulfate (1:1) | 569954 | 64422
9H-Naphth[3,2,1-kl]acridinium, 2,5-dimethyl-8-[(4-methylphenyl)amino]-9-oxo-, methyl sulfate (1:1) | 569947 | 64423
4H-1,2,4-Triazolium, 3-[2-[4-[[2-(benzoyloxy)ethyl]ethylamino]phenyl]diazenyl]-1,4-dimethyl-, sulfate (2:1) | 569939 | 64424
Benzoic acid, 4,4'-[carbonylbis[imino(1-hydroxy-3-sulfo-6,2-naphthalenediyl)-2,1-diazenediyl]]bis-, compd. with 2,2'-iminobis[ethanol] (1:4) | 569921 | 64425
2-Naphthalenesulfonic acid, 7,7'-(carbonyldiimino)bis[4-hydroxy-3-[2-(2-methyl-4-sulfophenyl)diazenyl]-, compd. with 2,2'-iminobis[ethanol] (1:4) | 569913 | 64426
Benzoic acid, 4-[2-[1-hydroxy-6-[[[[5-hydroxy-6-[2-(2-methyl-4-sulfophenyl)diazenyl]-7-sulfo-2-naphthalenyl]amino]carbonyl]amino]-3-sulfo-2-naphthalenyl]diazenyl]-, compd. with 2,2'-iminobis[ethanol] (1:4) | 569905 | 64427
2,7-Naphthalenedisulfonic acid, 4-amino-3-[2-[4-[2-(2,4-diaminophenyl)diazenyl]phenyl]diazenyl]-5-hydroxy-6-[2-(4-sulfophenyl)diazenyl]-, potassium sodium salt (1:?:?) | 569897 | 64428
Phenol, 4,4'-[methylenebis(4,1-phenylenenitrilomethylidyne)]bis- | 569889 | 64429
Acetamide, N,N'-[1,2-ethanediylbis(imino-2,1-ethanediyl)]bis[2-cyano-, hydrochloride (1:2) | 569871 | 64430
Benzenesulfonic acid, 4,4'-[[(4-methoxyphenyl)methylene]bis[(2-methyl-4,1-phenylene)-2,1-diazenediyl(4,5-dihydro-3-methyl-5-oxo-1H-pyrazole-4,1-diyl)]]bis-, compd. with N,N'-bis(2-methylphenyl)guanidine (1:2) | 569863 | 64431
1H-Naphth[2,3-f]isoindole-1,3,5,10(2H)-tetrone, 4,11-diamino-2-(3-ethoxypropyl)- | 569855 | 64432
1,5-Naphthalenedisulfonic acid, 3,3'-[(4-methyl-1,2-phenylene)bis[imino(6-chloro-1,3,5-triazine-4,2-diyl)imino[2-(acetylamino)-5-methoxy-4,1-phenylene]-2,1-diazenediyl]]bis-, sodium salt (1:4) | 569848 | 64433
1,5-Naphthalenedisulfonic acid, 3,3'-[(3-methyl-1,2-phenylene)bis[imino(6-chloro-1,3,5-triazine-4,2-diyl)imino[2-(acetylamino)-5-methoxy-4,1-phenylene]-2,1-diazenediyl]]bis-, sodium salt (1:4) | 569830 | 64434
Xanthylium, 9-[2-(ethoxycarbonyl)phenyl]-3,6-bis(ethylamino)-2,7-dimethyl-, 2-hydroxy-5-[2-[4-[[[[2-methoxy-4-[2-(3-sulfophenyl)diazenyl]phenyl]amino]carbonyl]amino]phenyl]diazenyl]benzoate (1:1) | 569822 | 64435
2-Butenedioic acid (2E)-, polymer with 1,3-isobenzofurandione, 4,4'-(1-methylethylidene)bis[cyclohexanol], 1,1'-[(1-methylethylidene)bis(4,1-phenyleneoxy)]bis[2-propanol] and 2,2'-oxybis[ethanol] | 569814 | 64436
Benzenesulfonamide, 3(or 4)-[[4-[(2,6-dimethylphenyl)amino]-9,10-dihydro-9,10-dioxo-1-anthracenyl]amino]-2,4(or 3,5)-dimethyl-, tris[[[2-(sulfooxy)ethyl]amino]sulfonyl] deriv., potassium sodium salt (1:?:?) | 569806 | 64437
Cuprate(1-), [3-[2-[[2-(3-amino-4-nitrophenyl)diazenyl]-2-(hydroxy-.kappa.O)-4-hydroxyphenyl]diazenyl-.kappa.N1]-4-(hydroxy-.kappa.O)benzenesulfonato(3-)]-, sodium (1:1) | 569798 | 64438
3H-Indolium, 2-[[2-(4-methoxyphenyl)-2-methylhydrazinylidene]methyl]-1,3,3-trimethyl-5-nitro-, chloride (1:1) | 569780 | 64439
Benzenesulfonic acid, 2-[2-[2,4-dihydroxy-5-[2-(2-methoxy-5-sulfophenyl)diazenyl]phenyl]diazenyl]-5-nitro-, sodium salt (1:2) | 569772 | 64440
Benzamide, N-[2-[2-(2-chloro-4,6-dinitrophenyl)diazenyl]-5-(diethylamino)phenyl]- | 569764 | 64441
2,7-Naphthalenedisulfonic acid, 4-amino-3-[2-[4-[[4-[2-(2,4-diaminophenyl)diazenyl]phenyl]amino]-3-sulfophenyl]diazenyl]-5-hydroxy-6-(2-phenyldiazenyl)-, sodium salt (1:3) | 569756 | 64442
Ferrate(1-), [3-[2-[2-(hydroxy-.kappa.O)-4-hydroxyphenyl]diazenyl-.kappa.N1]-4-(hydroxy-.kappa.O)benzenesulfonato(3-)]-, sodium (1:1) | 569749 | 64443
Chromate(1-), bis[4-(hydroxy-.kappa.O)-3-[2-(2-methyl-4H-pyrazolo[1,5-a]benzimidazol-3-yl-.kappa.N4)diazenyl-.kappa.N1]benzenesulfonamidato(2-)]-, sodium (1:1) | 569731 | 64444
Benzoic acid, 2-hydroxy-, polymer with formaldehyde and nonylphenol, barium salt | 562306 | 64445
Benzoic acid, 2-hydroxy-, polymer with formaldehyde and nonylphenol, magnesium salt | 562298 | 64446
Benzoic acid, 2-hydroxy-, polymer with formaldehyde and nonylphenol, calcium salt | 562280 | 64447
Benzoic acid, 2-hydroxy-, polymer with formaldehyde and nonylphenol, aluminum salt | 562272 | 64448
Benzoic acid, 2-hydroxy-, polymer with formaldehyde and nonylphenol, titanium(4+) salt | 562264 | 64449
Benzoic acid, 2-hydroxy-, polymer with [1,1'-biphenyl]-4-ol, 4-(1,1-dimethylethyl)phenol, formaldehyde and 4,4'-thiobis[phenol], phosphate | 562256 | 64450
Cuprate(1-), [C,C-bis(aminosulfonyl)-C-[[[3-[(2,5,6-trichloro-4-pyrimidinyl)amino]phenyl]amino]sulfonyl]-29H,31H-phthalocyanine-C-sulfonato(3-)-.kappa.N29,.kappa.N30,.kappa.N31,.kappa.N32]-, sodium (1:1) | 562249 | 64451
Cuprate(4-), [[4,4',4'',4'''-[(29H,31H-phthalocyanine-C,C,C,C-tetrayl-.kappa.N29,.kappa.N30,.kappa.N31,.kappa.N32)tetrakis(sulfonyloxy)]tetrakis[2-hydroxybenzoato]](6-)]-, sodium (1:4) | 562231 | 64452
Cuprate(4-), [[4,4'-[(C,C-disulfo-29H,31H-phthalocyanine-C,C-diyl-.kappa.N29,.kappa.N30,.kappa.N31,.kappa.N32)bis(sulfonylimino-3,1-phenylene-2,1-diazenediyl)]bis[2-hydroxybenzoato]](6-)]-, sodium (1:4) | 562223 | 64453
1H-Imidazolium, 3,3'-(1,2-ethanediyl)bis[2-(8-heptadecen-1-yl)-4,5-dihydro-1-methyl-, methyl sulfate (1:2) | 562215 | 64454
Poly(oxy-1,2-ethanediyl), .alpha.,.alpha.'-[(2Z)-1,4-dioxo-2-butene-1,4-diyl]bis[.omega.-(4-nonylphenoxy)- | 562207 | 64455
Cobaltate(1-), bis[3-[4-[2-[5-chloro-2-(hydroxy-.kappa.O)phenyl]diazenyl-.kappa.N1]-4,5-dihydro-3-methyl-5-(oxo-.kappa.O)-1H-pyrazol-1-yl]benzenesulfonamidato(2-)]-, sodium (1:1) | 562199 | 64456
Cobaltate(1-), [3-[4-[2-[5-chloro-2-(hydroxy-.kappa.O)phenyl]diazenyl-.kappa.N1]-4,5-dihydro-3-methyl-5-(oxo-.kappa.O)-1H-pyrazol-1-yl]benzenesulfonamidato(2-)][4-(hydroxy-.kappa.O)-3-[2-[2-(hydroxy-.kappa.O)-1-naphthalenyl]diazenyl-.kappa.N1]benzenesulfonamidato(2-)]-, sodium (1:1) | 562181 | 64457
Cobaltate(1-), [4-(hydroxy-.kappa.O)-3-[2-[2-(hydroxy-.kappa.O)-1-naphthalenyl]diazenyl-.kappa.N1]benzenesulfonamidato(2-)][4-(hydroxy-.kappa.O)-3-[2-[2-(hydroxy-.kappa.O)-1-naphthalenyl]diazenyl-.kappa.N1]-N-(1-methylethyl)benzenesulfonamidato(2-)]-, sodium (1:1) | 562173 | 64458
Cobaltate(1-), bis[2-[2-[5-(aminosulfonyl)-2-(hydroxy-.kappa.O)phenyl]diazenyl-.kappa.N1]-N-(2-ethylhexyl)-3-oxobutanamidato(2-)-.kappa.O]-, sodium (1:1) | 562165 | 64459
Cuprate(4-), [2-[2-[4,5-dihydro-1-[4-[2-[3-(hydroxy-.kappa.O)-4-[2-[1-(hydroxy-.kappa.O)-6-(phenylamino)-3-sulfo-2-naphthalenyl]diazenyl-.kappa.N1]-7-sulfo-1-naphthalenyl]diazenyl]phenyl]-3-methyl-5-oxo-1H-pyrazol-4-yl]diazenyl]-5-sulfobenzoato(6-)]-, sodium (1:4) | 562157 | 64460
2-Propenoic acid, 2-methyl-, methyl ester, telomer with tert-dodecanethiol, ethenylbenzene, ethyl 2-propenoate, 2-(methylamino)ethanol and 2-oxiranylmethyl 2-methyl-2-propenoate, 2-hydroxypropanoate (salt) | 562140 | 64461
1,3-Isobenzofurandione, 5,5'-carbonylbis-, polymer with 3,3'-[(1,1,3,3-tetramethyl-1,3-disiloxanediyl)bis(4,1-butanediyloxy)]bis[benzenamine] | 562132 | 64462
Cyclopentanol, 1,2-dimethyl-3-(1-methylethenyl)- | 562124 | 64463
D-Glucopyranose, 1,2,3,4,6-pentakis[3,4-dihydroxy-5-[(3,4,5-trihydroxybenzoyl)oxy]benzoate] | 562116 | 64464
2-Propenoic acid, 2-methyl-, monoester with 1,2-propanediol, polymer with ethenylbenzene, (1-methylethenyl)benzene, 2-propenamide and 2-propenoic acid | 562108 | 64465
Phenol, 3-[1-methyl-2-(triethoxysilyl)ethoxy]- | 562090 | 64466
Benzenesulfonic acid, [[(2-chloroacetyl)amino]methyl][4-[[4-(cyclohexylamino)-9,10-dihydro-9,10-dioxo-1-anthracenyl]amino]phenoxy]methyl-, sodium salt (1:1) | 562082 | 64467
Benzenesulfonic acid, 2(or 5)-[[1-amino-4-[[3-[[(2-chloroacetyl)amino]methyl]-2,4,6-trimethylphenyl]amino]-9,10-dihydro-9,10-dioxo-2-anthracenyl]oxy]-5(or 2)-(1,1-dimethylethyl)-, sodium salt (1:1) | 562074 | 64468
Naphtho[1,2-d]thiazolium, 1-ethyl-2-[2-[(4-methylphenyl)amino]-1-propen-1-yl]-, iodide (1:1) | 562066 | 64469
Benzenesulfonic acid, 4-[2,4,4-trimethyl-1-(2-methylpropyl)pentyl]-, compd. with 2-aminoethanol (1:1) | 562058 | 64470
3H-Pyrazol-3-one, 4-[2-[4-[[4-[2-(4,5-dihydro-3-methyl-5-oxo-1-phenyl-1H-pyrazol-4-yl)diazenyl]-2,5-dimethylphenyl]phenylmethyl]-2-methylphenyl]diazenyl]-2,4-dihydro-5-methyl-2-phenyl- | 562041 | 64471
Benzenesulfonic acid, 2,2'-(1,2-ethenediyl)bis[5-[2-[4-[2-(4-sulfophenyl)diazenyl]phenyl]diazenyl]-, compd. with N,N'-bis(2,4-dimethylphenyl)guanidine (1:4) | 562033 | 64472
Poly(oxy-1,2-ethanediyl), .alpha.-[2-(phenoxycarbonyl)benzoyl]-.omega.-(4-nonylphenoxy)- | 562025 | 64473
Poly(oxy-1,2-ethanediyl), .alpha.-(2-carboxybenzoyl)-.omega.-(4-nonylphenoxy)-, sodium salt (1:1) | 562017 | 64474
Poly(oxy-1,2-ethanediyl), .alpha.,.alpha.'-(1,2-phenylenedicarbonyl)bis[.omega.-(4-nonylphenoxy)- | 562009 | 64475
Poly(oxy-1,2-ethanediyl), .alpha.-[(2Z)-3-carboxy-1-oxo-2-propen-1-yl]-.omega.-(4-nonylphenoxy)-, sodium salt (1:1) | 561993 | 64476
Poly(oxy-1,2-ethanediyl), .alpha.-[(2Z)-1,4-dioxo-4-phenoxy-2-buten-1-yl]-.omega.-(4-nonylphenoxy)- | 561985 | 64477
Cobaltate(1-), [3-[4-[2-[5-chloro-2-(hydroxy-.kappa.O)phenyl]diazenyl-.kappa.N1]-4,5-dihydro-3-methyl-5-(oxo-.kappa.O)-1H-pyrazol-1-yl]benzenesulfonamidato(2-)][4-(hydroxy-.kappa.O)-3-[2-[2-(hydroxy-.kappa.O)-1-naphthalenyl]diazenyl-.kappa.N1]-N-(1-methylethyl)benzenesulfonamidato(2-)]-, sodium (1:1) | 561977 | 64478
Cobaltate(1-), bis[4-(hydroxy-.kappa.O)-3-[2-[2-(hydroxy-.kappa.O)-1-naphthalenyl]diazenyl-.kappa.N1]-N-(1-methylethyl)benzenesulfonamidato(2-)]-, sodium (1:1) | 561969 | 64479
Cuprate(3-), [.mu.-[5-[2-[4-[2-[4-[2-[5-[2-[5-(aminosulfonyl)-2-(hydroxy-.kappa.O)phenyl]diazenyl-.kappa.N1]-1-(hydroxy-.kappa.O)-6-(phenylamino)-3-sulfo-2-naphthalenyl]diazenyl-.kappa.N1]-5-(hydroxy-.kappa.O)-2-methylphenyl]diazenyl]-7-sulfo-1-naphthalenyl]diazenyl]-1-naphthalenesulfonato(7-)]]di-, sodium (1:3) | 561951 | 64480
Cuprate(1-), [5-[2-[1-[3-(aminosulfonyl)phenyl]-4,5-dihydro-3-methyl-5-(oxo-.kappa.O)-1H-pyrazol-4-yl]diazenyl-.kappa.N1]-4-(hydroxy-.kappa.O)-1-naphthalenesulfonato(3-)]-, hydrogen (1:1) | 561944 | 64481
Spiro[isobenzofuran-1(3H),9'(8'aH)-xanthylium], 3',6'-bis(diethylamino)-3-oxo-, chloride, compd. with [4-[2-[4,5-dihydro-3-methyl-5-(oxo-.kappa.O)-1-phenyl-1H-pyrazol-4-yl]diazenyl-.kappa.N1]-3-(hydroxy-.kappa.O)-1-naphthalenesulfonato(3-)]chromium (1:1:1) | 561936 | 64482
Cuprate(4-), [2-[2-[4,5-dihydro-1-[4-[2-[3-(hydroxy-.kappa.O)-4-[2-[1-(hydroxy-.kappa.O)-6-(phenylamino)-3-sulfo-2-naphthalenyl]diazenyl-.kappa.N1]-7-sulfo-1-naphthalenyl]diazenyl]phenyl]-3-methyl-5-oxo-1H-pyrazol-4-yl]diazenyl]-5-sulfobenzoato(6-)]-, sodium hydrogen (1:3:1) | 561928 | 64483
Benzoic acid, 5-[[4-[2-[4-[2-[6-[(4-aminobenzoyl)amino]-1-hydroxy-3-sulfo-2-naphthalenyl]diazenyl]-2-methylphenyl]diazenyl]benzoyl]amino]-2-hydroxy-, sodium salt (1:2) | 561910 | 64484
1,5-Naphthalenedisulfonic acid, 3-[2-[1-(2,5-disulfophenyl)-4,5-dihydro-3-methyl-5-oxo-1H-pyrazol-4-yl]diazenyl]-7-[(2,5,6-trichloro-4-pyrimidinyl)amino]-, sodium salt (1:4) | 561902 | 64485
5H-Tetranaphtho[2,3-a:2',3'-a':2'',3''-i:2''',3'''-i']pyrrolo[2,3-c:5,4-c']dicarbazole-5,24,29,31(6H)-tetrone, 23,30-dihydro-7,12,17,22-tetrakis(sulfooxy)-, sodium salt (1:4) | 561894 | 64486
Benzamide, N-[16,17,22,23-tetrahydro-17,22-dioxo-5,10,15,24-tetrakis(sulfooxy)naphth[2',3':6,7]indolo[2,3-c]dinaphtho[2,3-a:2',3'-i]carbazol-18-yl]-, potassium salt (1:4) | 561886 | 64487
Benzenesulfonic acid, 5-chloro-2-hydroxy-3-[2-[2-hydroxy-4-[[(4-methylphenyl)sulfonyl]oxy]phenyl]diazenyl]-, sodium salt (1:1) | 561878 | 64488
Benzenesulfonic acid, 4-[2-[5-[2-(5-chloro-2-hydroxyphenyl)diazenyl]-2,4-dihydroxyphenyl]diazenyl]-, sodium salt (1:1) | 561860 | 64489
Benzoic acid, 5-[2-[4-[2-[8-[[(3-carboxy-4-hydroxyphenyl)sulfonyl]amino]-1-hydroxy-3,6-disulfo-2-naphthalenyl]diazenyl]-3-ethoxy-7-sulfo-1-naphthalenyl]diazenyl]-2-hydroxy-3-sulfo-, sodium salt (1:6) | 561852 | 64490
Benzoic acid, 5-[[[7-[2-[4-[2-(3-carboxy-4-hydroxyphenyl)diazenyl]-3-sulfophenyl]diazenyl]-8-hydroxy-3,6-disulfo-1-naphthalenyl]amino]sulfonyl]-2-hydroxy-, sodium salt (1:5) | 561845 | 64491
Benzoic acid, 3,3'-[(2,2'-disulfo[1,1'-biphenyl]-4,4'-diyl)bis(2,1-diazenediyl)]bis[6-hydroxy-4-methyl-, sodium salt (1:4) | 561837 | 64492
Benzoic acid, 5-[[[7-[2-(4-carboxyphenyl)diazenyl]-8-hydroxy-3,6-disulfo-1-naphthalenyl]amino]sulfonyl]-2-hydroxy-, sodium salt (1:4) | 561829 | 64493
Dibenzo[a,j]phenazinium, 7-phenyl-5,9-bis(phenylamino)-4,10-disulfo-, inner salt, sodium salt (1:1) | 561811 | 64494
Hydrazinium, 1-[2-[[4-[2-[2,6-dichloro-4-[(dimethylamino)sulfonyl]phenyl]diazenyl]phenyl]ethylamino]ethyl]-1,1-dimethyl-, chloride (1:1) | 561803 | 64495
Hydrazinium, 1-[2-[[4-[2-[2,5-dichloro-4-[(dimethylamino)sulfonyl]phenyl]diazenyl]phenyl]ethylamino]ethyl]-1,1-dimethyl-, acetate (1:1) | 561795 | 64496
Hydrazinium, 1-[2-[[4-[2-(2-chloro-4-nitrophenyl)diazenyl]phenyl]ethylamino]ethyl]-1,1-dimethyl-, acetate (1:1) | 561787 | 64497
Hydrazinium, 1-[2-[[4-[2-(2-bromo-4,6-dinitrophenyl)diazenyl]-3-methylphenyl]ethylamino]ethyl]-1,1-dimethyl-, chloride (1:1) | 561779 | 64498
2,7-Naphthalenedisulfonic acid, 4-amino-5-hydroxy-3-[2-[4'-[2-[2-hydroxy-4-[(2-methylphenyl)amino]phenyl]diazenyl][1,1'-biphenyl]-4-yl]diazenyl]-6-(2-phenyldiazenyl)- | 561761 | 64499
3H-Naphtho[1,2,3-de]quinoline-1-carboxylic acid, 6-[(4-chloro-2-sulfophenyl)amino]-2,7-dihydro-4-methyl-2-oxo-, ethyl ester, sodium salt (1:1) | 561753 | 64500
2-Naphthalenesulfonic acid, 6-amino-3-[2-[4-[(5-chloro-2,6-difluoro-4-pyrimidinyl)amino]-2-sulfophenyl]diazenyl]-4-hydroxy-, sodium salt (1:2) | 561746 | 64501
Benzenesulfonic acid, 2,5-dichloro-4-[4-[2-[5-[(2-chloroacetyl)amino]-2-sulfophenyl]diazenyl]-4,5-dihydro-3-methyl-5-oxo-1H-pyrazol-1-yl]-, sodium salt (1:2) | 561738 | 64502
Benzenesulfonic acid, 2,5-dichloro-4-[4-[2-[5-[(5-chloro-2,6-difluoro-4-pyrimidinyl)amino]-2-sulfophenyl]diazenyl]-4,5-dihydro-3-methyl-5-oxo-1H-pyrazol-1-yl]-, sodium salt (1:2) | 561720 | 64503
1,5-Naphthalenediol, 4,8-diamino-2,6-dibromo- | 561712 | 64504
Chromate(3-), [4-[4,5-dihydro-4-[2-[2-(hydroxy-.kappa.O)-5-nitrophenyl]diazenyl-.kappa.N1]-3-methyl-5-(oxo-.kappa.O)-1H-pyrazol-1-yl]benzenesulfonato(3-)][3-(hydroxy-.kappa.O)-4-[2-[2-(hydroxy-.kappa.O)-1-naphthalenyl]diazenyl-.kappa.N1]-7-nitro-1-naphthalenesulfonato(3-)]-, hydrogen (1:3) | 561704 | 64505
Chromate(3-), bis[4-(acetylamino)-5-(hydroxy-.kappa.O)-6-[2-[2,3,5-trichloro-6-(hydroxy-.kappa.O)phenyl]diazenyl-.kappa.N1]-1-naphthalenesulfonato(3-)]-, hydrogen (1:3) | 561696 | 64506
1H-1,2,4-Triazolium, 3-[2-[4-[ethyl(phenylmethyl)amino]phenyl]diazenyl]-1,2-dimethyl-, (T-4)-tetrachlorozincate(2-) (2:1) | 561688 | 64507
2,4-Heptadiene, 1,1-diethoxy- | 554659 | 64508
Benzoic acid, 3,3'-[(2,5-dimethyl-1,4-phenylene)bis[iminocarbonyl(2-hydroxy-3,1-naphthalenediyl)-2,1-diazenediyl]]bis[4-methyl-, 1,1'-bis[4-(propoxycarbonyl)phenyl] ester | 554642 | 64509
2-Propenoic acid, 1,1'-(1,6-hexanediyl) ester, polymer with 2-hydroxyethyl 2-propenoate, 5-isocyanato-1-(isocyanatomethyl)-1,3,3-trimethylcyclohexane, 2-methyloxirane and 1,2,3-propanetriol | 554634 | 64510
Ethanaminium, 2-[[[4,6-bis[[(eicosyloxy)methyl](methoxymethyl)amino]-1,3,5-triazin-2-yl](methoxymethyl)amino]methoxy]-N-ethyl-N,N-bis(2-hydroxyethyl)-, ethyl sulfate (1:1) | 554626 | 64511
Phosphonous acid, P-phenyl-, 2,6-bis(1,1-dimethylethyl)-4-methylphenyl 2,4-bis(1,1-dimethylethyl)phenyl ester | 554618 | 64512
Phosphonochloridous acid, P-phenyl-, 2,4-bis(1,1-dimethylethyl)phenyl ester | 554600 | 64513
1H-Pyrazole-3-carboxylic acid, 1-[3-[[4-chloro-6-[(3-sulfophenyl)amino]-1,3,5-triazin-2-yl]amino]-2-methyl-5-sulfophenyl]-4-[2-[5-[[4-chloro-6-[(3-sulfophenyl)amino]-1,3,5-triazin-2-yl]amino]-2-sulfophenyl]diazenyl]-4,5-dihydro-5-oxo-, sodium salt (1:4) | 554592 | 64514
2H-Inden-2-one, 1,3-bis[(4-azidophenyl)methylene]-1,3-dihydro- | 554584 | 64515
Methylium, bis[4-(dimethylamino)phenyl][4-(ethylamino)-3-methylphenyl]-, acetate (1:1) | 554576 | 64516
Methylium, bis[4-(dimethylamino)phenyl][4-(ethylamino)-3-methylphenyl]-, chloride (1:1) | 554568 | 64517
Benzenediazonium, 2,5-dimethoxy-4-[(methoxycarbonyl)amino]-, hexafluorophosphate(1-) (1:1) | 554550 | 64518
Benzenediazonium, 4-(acetylamino)-2,5-dimethoxy-, hexafluorophosphate(1-) (1:1) | 554543 | 64519
Methylium, (4-amino-3-methylphenyl)bis[4-(dimethylamino)phenyl]-, chloride (1:1) | 554535 | 64520
Methylium, (4-amino-3-methylphenyl)bis[4-(dimethylamino)phenyl]-, acetate (1:1) | 554527 | 64521
Methylium, [4-(dimethylamino)phenyl]bis[4-(ethylamino)-3-methylphenyl]-, chloride (1:1) | 554519 | 64522
Methylium, [4-(dimethylamino)phenyl]bis[4-(ethylamino)-3-methylphenyl]-, acetate (1:1) | 554501 | 64523
Zinc, dichloro(8-quinolinol-.kappa.N1,.kappa.O8)-, (T-4)- | 554493 | 64524
Cobaltate(2-), [2,4-dinitro-6-[2-[2-(phenylamino-.kappa.N)-1-naphthalenyl]diazenyl-.kappa.N1]phenolato(2-)-.kappa.O][3-(hydroxy-.kappa.O)-4-[2-[2-(hydroxy-.kappa.O)-1-naphthalenyl]diazenyl-.kappa.N1]-7-nitro-1-naphthalenesulfonato(3-)]-, sodium hydrogen (1:1:1) | 554485 | 64525
3H-Indolium, 2-[2-[4-(diethylamino)phenyl]ethenyl]-1,3,3-trimethyl-, trichlorozincate(1-) (1:1) | 554477 | 64526
1-Naphthalenediazonium, 4-(phenylazo)-6(or 7)-sulfo-, chloride | 554469 | 64527
Butanedioic acid, 2-sulfo-, 1,4-dioctyl ester, potassium salt (1:1) | 554451 | 64528
1,3-Isobenzofurandione, 4-[4-[1-[4-[(1,3-dihydro-1,3-dioxo-5-isobenzofuranyl)oxy]phenyl]-1-methylethyl]phenoxy]-, polymer with 1,3-benzenediamine, 4,4'-[(1-methylethylidene)bis(4,1-phenyleneoxy)]bis[1,3-isobenzofurandione] and 5,5'-[(1-methylethylidene)bis(4,1-phenyleneoxy)]bis[1,3-isobenzofurandione] | 554444 | 64529
Benzoic acid, 2-[2-[5-[2-(2,4-disulfophenyl)diazenyl]-2,4-dihydroxyphenyl]diazenyl]-5-[[4-[2-[5-[2-(2,4-disulfophenyl)diazenyl]-2,4-dihydroxyphenyl]diazenyl]phenyl]methyl]-, sodium salt (1:5) | 554246 | 64530
Benzothiazolium, 2-[2-[4-[(2-hydroxyethyl)methylamino]phenyl]diazenyl]-6-methoxy-3-methyl-, methyl sulfate (1:1) | 554238 | 64531
3H-Indolium, 1,3,3-trimethyl-2-[2-(2-methyl-1H-indol-3-yl)ethenyl]-, acetate (1:1) | 554220 | 64532
1-Naphthalenediazonium, 4-(2-phenyldiazenyl)-6-sulfo-, sulfate (1:1) | 554212 | 64533
3H-Indolium, 1,3,3-trimethyl-2-[2-(2-methyl-1H-indol-3-yl)ethenyl]-, sulfate (1:1) | 554204 | 64534
1-Naphthalenediazonium, 4-(2-phenyldiazenyl)-6-sulfo-, sulfite (2:1) | 554196 | 64535
1-Naphthalenediazonium, 4-(2-phenyldiazenyl)-6-sulfo-, chloride (1:1) | 554188 | 64536
Benzenamine, 4,4'-methylenebis[N-butylidene- | 554170 | 64537
Benzenedecanol, .kappa.-octyl-, 1-formate | 554162 | 64538
Benzeneoctadecanoic acid, sodium salt (1:1) | 554154 | 64539
3-Cyclopentene-1-butanol, .beta.,2,2,3-tetramethyl- | 554147 | 64540
1,4-Methanonaphthalen-5-ol, 1,4,4a,5,6,7,8,8a-octahydro-5-methyl-, 5-acetate | 554139 | 64541
Spiro[isobenzofuran-1(3H),9'-[9H]xanthen]-3-one, 3'-(diethylamino)-6'-methyl- | 554121 | 64542
2-Propenoic acid, compd. with 3-[2-(2-heptyl-4,5-dihydro-1H-imidazol-1-yl)ethoxy]propanoic acid (1:1) | 554113 | 64543
2-Propenoic acid, compd. with 3-[2-(4,5-dihydro-2-nonyl-1H-imidazol-1-yl)ethoxy]propanoic acid (1:1) | 554105 | 64544
2-Propenoic acid, polymer with N1-(2-aminoethyl)-N2-[2-[(2-aminoethyl)amino]ethyl]-1,2-ethanediamine and butyl 2-propenoate | 554097 | 64545
2-Propenoic acid, polymer with 5-amino-1,3,3-trimethylcyclohexanemethanamine and butyl 2-propenoate | 554089 | 64546
Ethanedial, polymer with .alpha.-(2-aminomethylethyl)-.omega.-(2-aminomethylethoxy)poly[oxy(methyl-1,2-ethanediyl)] | 554071 | 64547
2-Propenoic acid, polymer with butyl 2-propenoate and 1,2-cyclohexanediamine | 554063 | 64548
Propanoic acid, 3,3'-thiobis-, polymer with 2,2-dimethyl-1,3-propanediol, dodecyl ester | 554055 | 64549
1,3-Benzenedicarboxylic acid, polymer with 2,5-furandione, hexanedioic acid, 2,2'-oxybis[ethanol] and 1,2-propanediol, ester with hydroxypropyl 2-propenoate | 546838 | 64550
1,3-Benzenedicarboxylic acid, polymer with 2,5-furandione, hexanedioic acid, 2,2'-oxybis[ethanol] and 1,2-propanediol, ester with hydroxypropyl 2-methyl-2-propenoate | 546820 | 64551
1,3-Benzenedicarboxylic acid, polymer with (2E)-2-butenedioic acid, hexanedioic acid, 2,2'-oxybis[ethanol] and 1,2-propanediol, 2-hydroxy-3-[(2-methyl-1-oxo-2-propen-1-yl)oxy]propyl ester | 546812 | 64552
1,3-Benzenedicarboxylic acid, polymer with (2E)-2-butenedioic acid, hexanedioic acid, 2,2'-oxybis[ethanol] and 1,2-propanediol, 2-hydroxy-3-[(1-oxo-2-propen-1-yl)oxy]propyl ester | 546804 | 64553
2-Propenoic acid, 2-methyl-, polymer with 2-(chloromethyl)oxirane, ethenylbenzene and 4,4'-(1-methylethylidene)bis[phenol], benzoate | 546796 | 64554
2,5-Furandione, polymer with .alpha.-hydro-.omega.-hydroxypoly[oxy(methyl-1,2-ethanediyl)], 5-isocyanato-1-(isocyanatomethyl)-1,3,3-trimethylcyclohexane and oxybis[propanol], 2-ethylhexyl ester | 546788 | 64555
Benzenesulfonic acid, 2(or 5)-[(1-amino-9,10-dihydro-4-hydroxy-9,10-dioxo-2-anthracenyl)oxy]-5(or 2)-(1-methyl-1-phenylethyl)- | 546762 | 64556
Nickel, bis[N-hydroxy-3-(hydroxyimino-.kappa.N)-N'-(2-methoxyphenyl)butanimidamidato-.kappa.N']- | 546754 | 64557
Cuprate(2-), [4-(hydroxy-.kappa.O)-3-[2-[2-(hydroxy-.kappa.O)-5-sulfophenyl]diazenyl-.kappa.N1]-7-[(2,5,6-trichloro-4-pyrimidinyl)amino]-2-naphthalenesulfonato(4-)]-, sodium (1:2) | 546747 | 64558
Chromate(1-), bis[2-(3-chlorophenyl)-2,4-dihydro-4-[2-[2-(hydroxy-.kappa.O)-5-(methylsulfonyl)phenyl]diazenyl-.kappa.N1]-5-methyl-3H-pyrazol-3-onato(2-)-.kappa.O3]-, hydrogen (1:1) | 546739 | 64559
Chromate(1-), bis[methyl N-[7-(hydroxy-.kappa.O)-8-[2-[2-(hydroxy-.kappa.O)-5-(methylsulfonyl)phenyl]diazenyl-.kappa.N1]-1-naphthalenyl]carbamato(2-)]-, hydrogen (1:1) | 546721 | 64560
Chromate(1-), [2-(3-chlorophenyl)-2,4-dihydro-4-[2-[2-(hydroxy-.kappa.O)-5-(methylsulfonyl)phenyl]diazenyl-.kappa.N1]-5-methyl-3H-pyrazol-3-onato(2-)-.kappa.O3][N-[7-(hydroxy-.kappa.O)-8-[2-[2-(hydroxy-.kappa.O)-5-(methylsulfonyl)phenyl]diazenyl-.kappa.N1]-1-naphthalenyl]acetamidato(2-)]-, hydrogen (1:1) | 546713 | 64561
Chromate(1-), bis[2-[2-[1-(2-ethylphenyl)-4,5-dihydro-3-methyl-5-(oxo-.kappa.O)-1H-pyrazol-4-yl]diazenyl-.kappa.N1]benzoato(2-)-.kappa.O]-, hydrogen (1:1) | 546705 | 64562
Benzenediazonium, 3-methoxy-4-(1-pyrrolidinyl)-, trichlorozincate(1-) (1:1), polymer with formaldehyde | 546697 | 64563
Benzenesulfonic acid, 3,3'-[(3,10-diamino-7,14-dihydro-7,14-diphenylquinoxalino[2,3-b]phenazine-2,9-diyl)diimino]bis-, sodium salt (1:2) | 546689 | 64564
3-Tetradecyne, 14,14-diethoxy- | 546671 | 64565
Benzenediazonium, 2,5-diethoxy-4-(1-pyrrolidinyl)-, hexafluorophosphate(1-) (1:1) | 546663 | 64566
Chromate(1-), bis[3-[4,5-dihydro-4-[2-[2-(hydroxy-.kappa.O)-5-methyl-3-nitrophenyl]diazenyl-.kappa.N1]-3-methyl-5-(oxo-.kappa.O)-1H-pyrazol-1-yl]benzenesulfonamidato(2-)]-, sodium (1:1) | 546655 | 64567
1,4-Benzenedicarboxylic acid, polymer with 1,4-butanediol, .alpha.-hydro-.omega.-hydroxypoly(oxy-1,4-butanediyl) and (9Z,12Z)-9,12-octadecadienoic acid dimer | 546648 | 64568
Benzenesulfonic acid, 3-[2-[4-[ethyl(phenylmethyl)amino]phenyl]diazenyl]-4-[(4-methylphenyl)sulfonyl]-, sodium salt (1:1) | 546630 | 64569
1-Naphthalenesulfonic acid, 5-[2-(4-methylphenyl)diazenyl]-8-(phenylamino)-, sodium salt (1:1) | 546622 | 64570
3H-Indolium, 2-[2-[4-(dimethylamino)phenyl]ethenyl]-1,3,3-trimethyl-, acetate (1:1) | 546598 | 64571
5H-Dibenzo[2,3:10,11]piceno[12,13,14,1-bcdefgh]carbazole-5,10(16H)-dione | 546580 | 64572
1,3-Naphthalenedisulfonic acid, 7,7'-[carbonylbis(imino-4,1-phenylene-2,1-diazenediyl)]bis-, sodium salt (1:4) | 546572 | 64573
Thianthrenedicarboxamide, N,N'-bis[5-(benzoylamino)-9,10-dihydro-9,10-dioxo-1-anthracenyl]- | 546564 | 64574
Benzenediazonium, 2,5-dibutoxy-4-(1-pyrrolidinyl)-, hexafluorophosphate(1-) (1:1) | 546556 | 64575
2-Propenoic acid, 1,1',1'',1'''-[(2,4,6,8-tetramethylcyclotetrasiloxane-2,4,6,8-tetrayl)tetra-3,1-propanediyl] ester, polymer with 1,1,1,3,3,3-hexamethyldisiloxane and 2,2,4,4,6,6,8,8-octamethylcyclotetrasiloxane | 546549 | 64576
Hexanoic acid, 6,6'-(1,6-hexanediyldiimino)bis[6-oxo-, ammonium salt (1:2) | 546531 | 64577
Methanaminium, N-[4-[[4-(dimethylamino)phenyl]methylene]-2,5-cyclohexadien-1-ylidene]-N-methyl-, acetate (1:1) | 546523 | 64578
Phenoxazin-5-ium, 3-(ethylamino)-2-methyl-7-[(2-methylphenyl)amino]-, formate (1:1) | 546507 | 64579
Poly(oxy-1,2-ethanediyl), .alpha.-[3-(phenylmethyl)[1,1'-biphenyl]-2-yl]-.omega.-hydroxy- | 546499 | 64580
Benzaldehyde, 4-[(2-chloroethyl)ethylamino]-, polymer with 4-methylpyridine | 546481 | 64581
Hexanedioic acid, polymer with 1,6-hexanediol, 1,1'-methylenebis[4-isocyanatobenzene] and 2,2'-[(1-methylethylidene)bis[(2,6-dibromo-4,1-phenylene)oxy]]bis[ethanol] | 546473 | 64582
Hexanedioic acid, polymer with 1,4-butanediol and 1,4-diisocyanatocyclohexane | 546465 | 64583
1-Undecanol, 10,11-dichloro- | 546457 | 64584
1,5-Hexadiene, 2,5-dibromo- | 546440 | 64585
8-Hexadecene, 1,1-dimethoxy-14-methyl-, (8Z)- | 546424 | 64586
8-Hexadecyne, 1,1-diethoxy-14-methyl- | 546416 | 64587
8-Hexadecyne, 1,1-dimethoxy-14-methyl- | 546408 | 64588
1-Nonyne, 7-methyl- | 546390 | 64589
3-Tetradecene, 14,14-dimethoxy-, (3E)- | 546382 | 64590
3-Tetradecene, 14,14-dimethoxy-, (3Z)- | 546374 | 64591
7-Pentadecene, 15-chloro-, (7Z)- | 546366 | 64592
3-Tetradecyne, 14,14-dimethoxy- | 546358 | 64593
5-Pentadecyne, 15-chloro- | 546341 | 64594
6-Pentadecene, 1-chloro-, (6Z)- | 546333 | 64595
2H-Pyran, tetrahydro-2-[(3E)-3-tetradecen-13-yn-1-yloxy]- | 546325 | 64596
2H-Pyran, 2-[(9E)-9-dodecen-1-yloxy]tetrahydro- | 546317 | 64597
Benzenesulfonic acid, 4-chloro-3-[4,5-dihydro-3-methyl-5-oxo-4-(2-phenyldiazenyl)-1H-pyrazol-1-yl]-, compd. with 1-butanamine (1:1) | 546309 | 64598
Xanthylium, 9-(2-carboxyphenyl)-3,6-bis(diethylamino)-, bis[3-[2-[4,5-dihydro-3-methyl-5-(oxo-.kappa.O)-1-phenyl-1H-pyrazol-4-yl]diazenyl-.kappa.N1]-4-(hydroxy-.kappa.O)-N-[3-(1-methylethoxy)propyl]benzenesulfonamidato(2-)]cobaltate(1-) (1:1) | 546291 | 64599
Benzoic acid, 3,3'-[(2,5-dichloro-1,4-phenylene)bis[iminocarbonyl(2-hydroxy-3,1-naphthalenediyl)-2,1-diazenediyl]]bis[4-methyl-, 1,1'-bis(1-methylethyl) ester | 546283 | 64600
Octadecanoic acid, 2,3-dihydroxypropyl ester, ester with boric acid (H3BO3) | 569467 | 64601
Cobaltate(1-), bis[3-[2-[8-(hydroxy-.kappa.O)-5-quinolinyl-.kappa.N]diazenyl]benzenesulfonato(2-)]-, sodium (1:1) | 569459 | 64602
9-Octadecenamide, N-(9Z)-9-octadecen-1-yl-, (9Z)- | 569442 | 64603
Benzenesulfonamide, 3(or 4)-[[4-[(2,6-dimethylphenyl)amino]-9,10-dihydro-9,10-dioxo-1-anthracenyl]amino]-2,4(or 3,5)-dimethyl-, bis[[[2-(sulfooxy)ethyl]amino]sulfonyl] deriv., potassium sodium salt (1:?:?) | 569434 | 64604
Benzenesulfonamide, 3(or 4)-[[4-[(2,6-dimethylphenyl)amino]-9,10-dihydro-9,10-dioxo-1-anthracenyl]amino]-2,4(or 3,5)-dimethyl-, mono[[[2-(sulfooxy)ethyl]amino]sulfonyl] deriv., potassium sodium salt (1:?:?) | 569426 | 64605
2-Anthracenesulfonic acid, 1-amino-4-[[4-[[[(2,3-dichloro-6-quinoxalinyl)carbonyl]methylamino]methyl]-2-sulfophenyl]amino]-9,10-dihydro-9,10-dioxo-, sodium salt (1:?) | 569418 | 64606
2,7-Naphthalenedisulfonic acid, 5-[[5-chloro-6-methyl-2-(methylsulfonyl)-4-pyrimidinyl]amino]-4-hydroxy-3-(2-phenyldiazenyl)-, sodium salt (1:2) | 569400 | 64607
2,7-Naphthalenedisulfonic acid, 5-(benzoylamino)-3-[2-[5-[[(5-chloro-2,6-difluoro-4-pyrimidinyl)amino]methyl]-1-sulfo-2-naphthalenyl]diazenyl]-4-hydroxy-, sodium salt (1:3) | 569392 | 64608
1-Propanaminium, N-[2-[[4-[2-(2-chloro-4-nitrophenyl)diazenyl]phenyl]ethylamino]ethyl]-2-hydroxy-N,N-dimethyl-, sulfate (1:1) | 569384 | 64609
2,7-Naphthalenedisulfonic acid, 5-[[5-chloro-6-methyl-2-(methylsulfonyl)-4-pyrimidinyl]amino]-4-hydroxy-3-[2-(1-sulfo-2-naphthalenyl)diazenyl]-, sodium salt (1:3) | 569376 | 64610
2,7-Naphthalenedisulfonic acid, 5-[2-[2,4-dihydroxy-3,5-bis[2-(4-nitrophenyl)diazenyl]phenyl]diazenyl]-4-hydroxy-3-[2-(4-nitrophenyl)diazenyl]-, sodium salt (1:2) | 569368 | 64611
3H-Indolium, 2-[2-[4-[(4-ethoxyphenyl)methylamino]phenyl]ethenyl]-1,3,3-trimethyl-, chloride (1:1) | 569350 | 64612
2,7-Naphthalenedisulfonic acid, 4-[2-[3-[2-(3-amino-4-nitrophenyl)diazenyl]-2,4-dihydroxyphenyl]diazenyl]-5-hydroxy-, sodium salt (1:2) | 569343 | 64613
1H-Benz[de]isoquinoline-1,3(2H)-dione, 6-ethoxy-7-methoxy-2-(phenylmethyl)- | 569327 | 64614
Acetamide, N-[5-[bis[2-(2-propen-1-yloxy)ethyl]amino]-2-[2-(2-bromo-4,6-dinitrophenyl)diazenyl]-4-methoxyphenyl]- | 569319 | 64615
2,7-Naphthalenedisulfonic acid, 3-[2-[4-(acetylamino)phenyl]diazenyl]-5-amino-6-[2-[4-[[4-[2-(2,4-diaminophenyl)diazenyl]phenyl]amino]-3-sulfophenyl]diazenyl]-4-hydroxy-, sodium salt (1:3) | 569301 | 64616
2,7-Naphthalenedisulfonic acid, 4-amino-6-[2-(4-aminophenyl)diazenyl]-3-[2-[4-[[4-[2-(2,4-diaminophenyl)diazenyl]phenyl]amino]-3-sulfophenyl]diazenyl]-5-hydroxy-, sodium salt (1:3) | 569293 | 64617
1,3-Cyclopentanedicarboxylic acid, 1,2-dimethyl-4,5-dioxo-, 1,3-diethyl ester | 569285 | 64618
Propanedioic acid, 2-heptyl-, 1,3-dimethyl ester | 569277 | 64619
2,12-Tridecadienal | 569269 | 64620
10-Undecenal, 2-ethylidene- | 569251 | 64621
Hexane, 1,1-dimethoxy-3,5,5-trimethyl- | 569244 | 64622
Benzoic acid, 2-(nonylideneamino)-, methyl ester | 569236 | 64623
Acetic acid, 2-(3-methylbutoxy)-, 2-buten-1-yl ester | 569228 | 64624
Acetic acid, 2-(pentyloxy)-, 2-buten-1-yl ester | 569210 | 64625
Benzene, [2-[1-[(3,7-dimethyl-6-octen-1-yl)oxy]-2-phenylethoxy]ethyl]- | 569202 | 64626
2,6-Octadiene, 3,7-dimethyl-1-(methylthio)-, (2Z)- | 569194 | 64627
Acetaldehyde, 2-(decyloxy)- | 569186 | 64628
2,7-Naphthalenedisulfonic acid, 4-[2-[4'-[2-(2,4-diamino-5-sulfophenyl)diazenyl]-3,3'-dimethoxy[1,1'-biphenyl]-4-yl]diazenyl]-3-hydroxy-, sodium salt, compd. with .alpha.,.alpha.',.alpha.''-(nitrilotri-2,1-ethanediyl)tris[.omega.-hydroxypoly(oxy-1,2-ethanediyl)] (1:?:?) | 569178 | 64629
Cuprate(2-), [C-(aminosulfonyl)-29H,31H-phthalocyanine-C,C-disulfonato(4-)-.kappa.N29,.kappa.N30,.kappa.N31,.kappa.N32]-, sodium (1:2) | 569160 | 64630
Decenoic acid | 569145 | 64631
2-Naphthalenesulfonic acid, 7,7'-(carbonyldiimino)bis[4-hydroxy-3-[2-(6-sulfo-2-naphthalenyl)diazenyl]-, compd. with 2,2'-(methylimino)bis[ethanol] (1:4) | 569137 | 64632
2-Naphthalenesulfonic acid, 4-hydroxy-7-[[[[5-hydroxy-6-[2-(2-methoxyphenyl)diazenyl]-7-sulfo-2-naphthalenyl]amino]carbonyl]amino]-3-[2-(6-sulfo-2-naphthalenyl)diazenyl]-, compd. with 2,2'-(methylimino)bis[ethanol] (1:3) | 569129 | 64633
1,3-Benzenedicarboxylic acid, polymer with 1,4-benzenedicarboxylic acid, 1,3-dihydro-1,3-dioxo-5-isobenzofurancarboxylic acid, 2,2-dimethyl-1,3-propanediol and 3-hydroxy-2,2-dimethylpropyl 3-hydroxy-2,2-dimethylpropanoate | 569111 | 64634
1,4-Benzenedicarboxylic acid, polymer with 4-cyclohexene-1,2-dicarboxylic acid, 2,2-dimethyl-1,3-propanediol and 1,2-ethanediol | 569103 | 64635
1,4-Benzenedicarboxylic acid, polymer with 1,3-dihydro-1,3-dioxo-5-isobenzofurancarboxylic acid, 2,2-dimethyl-1,3-propanediol and 1,6-hexanediol | 569095 | 64636
Benzenesulfonic acid, 3,3'-[(3,3'-dimethoxy[1,1'-biphenyl]-4,4'-diyl)bis(2,1-diazenediyl)]bis[4,6-diamino-, sodium salt, compd. with .alpha.,.alpha.',.alpha.''-(nitrilotri-2,1-ethanediyl)tris[.omega.-hydroxypoly(oxy-1,2-ethanediyl)] (1:?:?) | 569087 | 64637
11,14-Dioxa-2,9-diazaheptadec-16-enoic acid, 4,4,6,16(or 4,6,6,16)-tetramethyl-10,15-dioxo-, 2-[(2-methyl-1-oxo-2-propen-1-yl)oxy]ethyl ester | 569079 | 64638
Chromate(1-), bis[3,5-bis(1,1-dimethylethyl)-2-(hydroxy-.kappa.O)benzoato(2-)-.kappa.O]-, hydrogen (1:1), (T-4)- | 569061 | 64639
Cuprate(8-), [.mu.-[[3,3'-(carbonyldiimino)bis[8-(hydroxy-.kappa.O)-7-[2-[2-(hydroxy-.kappa.O)-8-hydroxy-3,6-disulfo-1-naphthalenyl]diazenyl-.kappa.N1]-1,5-naphthalenedisulfonato]](12-)]]di-, sodium (1:8) | 569053 | 64640
1H-1,2,4-Triazolium, 5-[2-[4-[ethyl(phenylmethyl)amino]phenyl]diazenyl]-1,4-dimethyl-, (T-4)-tetrachlorozincate(2-) (2:1) | 561670 | 64641
Mercurate(1-), triiodo-, hydrogen, compd. with 3-methyl-2(3H)-benzothiazolimine (1:1:1) | 561662 | 64642
2-Propenoic acid, polymer with ethenylmethylbenzene, 2-ethylhexyl 2-propenoate and methyl 2-propenoate | 561654 | 64643
Benzenesulfonamide, 4-[(1-amino-9,10-dihydro-4-hydroxy-9,10-dioxo-2-anthracenyl)oxy]-N-(3-ethoxypropyl)- | 561282 | 64644
Benzamide, 4-[2-(5-cyano-1-hexyl-1,6-dihydro-2-hydroxy-4-methyl-6-oxo-3-pyridinyl)diazenyl]-N-2-propen-1-yl- | 561274 | 64645
Poly(oxy-1,2-ethanediyl), .alpha.-(4-sulfobutyl)-.omega.-(4-sulfobutoxy)-, sodium salt (1:2) | 561266 | 64646
Phenol, 4,4'-(1-methylethylidene)bis-, polymer with 5-amino-1,3,3-trimethylcyclohexanemethanamine, 2-(butoxymethyl)oxirane and 2-(chloromethyl)oxirane | 561258 | 64647
Sulfuric acid, monomethyl ester, compd. with 2,2',2''-nitrilotris[ethanol] homopolymer | 561241 | 64648
1,3-Benzenedicarboxylic acid, polymer with dihydro-2,5-furandione, 2-ethyl-2-(hydroxymethyl)-1,3-propanediol and 1,1'-[(1-methylethylidene)bis(4,1-phenyleneoxy)]bis[2-propanol] | 561225 | 64649
Ethanaminium, N,N,N-trimethyl-2-[(2-methyl-1-oxo-2-propen-1-yl)oxy]-, sulfate (2:1), polymer with 2-propenamide | 561217 | 64650
1,3-Isobenzofurandione, polymer with 4,4'-(1-methylethylidene)bis[phenol] and 3,3'-[(1,1,3,3-tetramethyl-1,3-disiloxanediyl)bis(4,1-butanediyloxy)]bis[benzenamine] | 561209 | 64651
1,3-Isobenzofurandione, polymer with 1,3-benzenediamine, 4,4'-(1-methylethylidene)bis[phenol] and 3,3'-[(1,1,3,3-tetramethyl-1,3-disiloxanediyl)bis(4,1-butanediyloxy)]bis[benzenamine] | 561191 | 64652
1,3-Isobenzofurandione, polymer with 4,4'-methylenebis[benzenamine], 4,4'-(1-methylethylidene)bis[phenol] and 3,3'-(1,1,3,3-tetramethyl-1,3-disiloxanediyl)bis[1-propanamine] | 561183 | 64653
Hexanoic acid, 6-[methyl(phenylsulfonyl)amino]-, compd. with cyclohexanamine (1:1) | 561175 | 64654
4-Piperidinecarboxylic acid, 4-hydroxy-2,2,6,6-tetramethyl-, methyl ester, hydrochloride (1:1) | 561167 | 64655
4-Piperidinecarboxylic acid, 4-hydroxy-2,2,6,6-tetramethyl-, methyl ester, sulfate (1:1) | 561159 | 64656
1,2-Propanediol, polymer with 1-isocyanato-2-[(4-isocyanatophenyl)methyl]benzene, 1,1'-methylenebis[4-isocyanatobenzene], 2-methyloxirane and oxirane | 554048 | 64657
Poly(oxy-1,4-butanediyl), .alpha.-(3-aminopropyl)-.omega.-(3-aminopropoxy)- | 554030 | 64658
Poly(oxy-1,2-ethanediyl), .alpha.-[2-(dibutylamino)ethyl]-.omega.-hydroxy- | 554022 | 64659
Spiro[isobenzofuran-1(3H),9'-[9H]xanthene]-ar-carboxylic acid, 3',6'-dihydroxy-3-oxo- | 554014 | 64660
2-Propenoic acid, 2-methyl-, polymer with butyl 2-propenoate, ethenylbenzene, 1,2-propanediol mono(2-methyl-2-propenoate) and 2-propenoic acid | 554006 | 64661
Ethanol, 2-ethoxy-, acetate, polymer with 1,3-diisocyanatomethylbenzene and .alpha.-hydro-.omega.-hydroxypoly[oxy(methyl-1,2-ethanediyl)] ether with 2-ethyl-2-(hydroxymethyl)-1,3-propanediol (3:1) | 553990 | 64662
2-Propenoic acid, 2-chloro-, 1,1-dimethylethyl ester, polymer with ethyl 2-chloro-2-propenoate | 553982 | 64663
2-Propenoic acid, 2-chloro-, butyl ester, polymer with methyl 2-chloro-2-propenoate | 553974 | 64664
1,3-Benzenedicarboxylic acid, polymer with 2,2-dimethyl-1,3-propanediol, 2,2-dimethylpropanoic acid and hexanedioic acid | 553966 | 64665
Poly(oxy-1,2-ethanediyl), .alpha.-[2,4-bis(2-phenyl-1-propen-1-yl)phenyl]-.omega.-hydroxy- | 553958 | 64666
2-Naphthalenecarboxamide, N-(2-ethylphenyl)-3-hydroxy-4-[2-(4-methoxy-2-nitrophenyl)diazenyl]- | 553941 | 64667
2-Propenoic acid, 2-chloro-, 1,1-dimethylethyl ester | 553925 | 64668
Benzenemethanamine, N-(phenylmethyl)-, acetate (1:1) | 553917 | 64669
2-Furanmethanamine, tetrahydro-, sulfate (2:1) | 553909 | 64670
Propanoic acid, 3-hydroxy-2-(hydroxymethyl)-2-methyl-, polymer with hydrazine, .alpha.-hydro-.omega.-hydroxypoly(oxy-1,4-butanediyl) and 5-isocyanato-1-(isocyanatomethyl)-1,3,3-trimethylcyclohexane | 553891 | 64671
Hexanedioic acid, polymer with 1,3-diisocyanatomethylbenzene, 1,6-hexanediol and 2-methyloxirane polymer with oxirane bis(2-aminopropyl) ether | 553883 | 64672
2-Cyclopenten-1-one, 2-hydroxy-5-methylene-3-(1-piperidinyl)-, hydrochloride (1:1) | 553867 | 64673
Quinoline, 6-methyl-2-(phenylthio)- | 553859 | 64674
Quinolinium, 1,6-dimethyl-, 4-methylbenzenesulfonate (1:1) | 553842 | 64675
1,3-Benzenedicarboxylic acid, 5-[(dithiocarboxy)amino]-, 1,3-dimethyl ester, compd. with N,N-diethylethanamine (1:1) | 553834 | 64676
1,3-Benzenedicarboxylic acid, 5-isothiocyanato-, 1,3-dimethyl ester | 553818 | 64677
4,6(1H,5H)-Pyrimidinedione, 5-[5-(1,3-diethylhexahydro-4,6-dioxo-2-thioxo-5-pyrimidinyl)-2,4-pentadien-1-ylidene]-1,3-diethyldihydro-2-thioxo-, compd. with N,N-diethylethanamine (1:1) | 553800 | 64678
2-Naphthalenesulfonic acid, 5-(acetylamino)-1-(acetyloxy)-, compd. with pyridine (1:1) | 553784 | 64679
Hexanoic acid, 2-[2,4-bis(1,1-dimethylpropyl)phenoxy]- | 553776 | 64680
Zinc, bis[2-(amino-.kappa.N)-4,5-dimethoxybenzenethiolato-.kappa.S]-, (T-4)- | 553768 | 64681
Aluminate(1-), butylethyldihydro-, sodium (1:1), (T-4)- | 553750 | 64682
Octadecanoic acid, compd. with 1,3,5-triazine-2,4,6-triamine (1:1) | 553743 | 64683
1,6-Hexanediamine, N1,N6-bis(2,2,6,6-tetramethyl-4-piperidinyl)-, polymer with N1,N3-bis(2,2,6,6-tetramethyl-4-piperidinyl)-1,3-propanediamine and N-butyl-2,2,6,6-tetramethyl-4-piperidinamine | 553735 | 64684
1,3-Isobenzofurandione, 4-[4-[1-[4-[(1,3-dihydro-1,3-dioxo-5-isobenzofuranyl)oxy]phenyl]-1-methylethyl]phenoxy]-, polymer with 1,3-benzenediamine and 5,5'-[(1-methylethylidene)bis(4,1-phenyleneoxy)]bis[1,3-isobenzofurandione] | 553727 | 64685
2-Propanol, 1,1',1'',1'''-[[(2-hydroxypropoxy)nonylphenylene]bis[methylenenitrilobis(2,1-ethanediyloxy)]]tetrakis- | 553719 | 64686
Benzenamine, 4,4'-[(1,1,3,3-tetramethyl-1,3-disiloxanediyl)bis(4,1-butanediyloxy)]bis- | 553693 | 64687
Disiloxane, 1,3-bis(4-chlorobutyl)-1,1,3,3-tetramethyl- | 553685 | 64688
2,7-Naphthalenedisulfonic acid, 4-amino-3-[2-[4-[[4-[2-(2-amino-4-hydroxyphenyl)diazenyl]phenyl]amino]-3-sulfophenyl]diazenyl]-5-hydroxy-6-(2-phenyldiazenyl)- | 553669 | 64689
Propanamide, N-[2-[2-(2-bromo-4,6-dinitrophenyl)diazenyl]-5-(ethylamino)-4-(2-methoxyethoxy)phenyl]- | 553651 | 64690
Acetamide, N-[2-[2-(2-bromo-4,6-dinitrophenyl)diazenyl]-5-(ethylamino)-4-(2-methoxyethoxy)phenyl]- | 553644 | 64691
Benzenamine, 2,3-dichloro-, sulfate (2:1) | 553636 | 64692
Propanamide, N-(3-aminophenyl)-, hydrochloride (1:1) | 553628 | 64693
Formic acid, compd. with 1,3,5-triazine-2,4,6-triamine (1:1) | 553610 | 64694
1,2-Benzenedicarboxylic acid, compd. with 1,3,5-triazine-2,4,6-triamine (1:?) | 553602 | 64695
1,2-Benzenedicarboxylic acid, 3,3'-[(1-methylethylidene)bis(4,1-phenyleneoxy)]bis-, sodium salt (1:4) | 553594 | 64696
1,2-Benzenedicarboxylic acid, 3-[4-[1-[4-(3,4-dicarboxyphenoxy)phenyl]-1-methylethyl]phenoxy]-, sodium salt (1:4) | 553586 | 64697
1,2-Benzenedicarboxylic acid, 3-[4-[1-[4-(3,4-dicarboxyphenoxy)phenyl]-1-methylethyl]phenoxy]- | 553578 | 64698
1,4-Benzenediamine, 2,5-dimethoxy-N1,N1-dimethyl- | 553560 | 64699
Benzoic acid, 4-[[[3-[2-[2-hydroxy-3-[[(2-methoxyphenyl)amino]carbonyl]-1-naphthalenyl]diazenyl]-4-methylphenyl]sulfonyl]oxy]-, methyl ester | 553552 | 64700
Bicyclo[2.2.1]hept-5-ene-2,3-dicarboxylic acid, 1,4,5,6,7,7-hexachloro-, 2-[2-[2-[2-(2-hydroxypropoxy)propoxy]ethoxy]ethyl] 3-(2-hydroxypropyl) ester | 553545 | 64701
2H-Pyran, tetrahydro-2-[2-methoxy-4-(2-propen-1-yl)phenoxy]- | 553537 | 64702
Formaldehyde, polymer with 2-methoxy-5-methylbenzenamine, hydrochloride | 553529 | 64703
1,3-Isobenzofurandione, 4-[4-[1-[4-[(1,3-dihydro-1,3-dioxo-5-isobenzofuranyl)oxy]phenyl]-1-methylethyl]phenoxy]-, polymer with 1,3-benzenediamine | 553511 | 64704
1,3-Isobenzofurandione, 4-[4-[1-[4-[(1,3-dihydro-1,3-dioxo-5-isobenzofuranyl)oxy]phenyl]-1-methylethyl]phenoxy]-, polymer with 1,3-benzenediamine and 4,4'-[(1-methylethylidene)bis(4,1-phenyleneoxy)]bis[1,3-isobenzofurandione] | 553503 | 64705
Cuprate(4-), [.mu.-[5-[2-[4'-[2-[8-[2-[2,4-dihydroxy-3-[2-(2-hydroxy-5-sulfophenyl)diazenyl]phenyl]diazenyl]-1-hydroxy-3,6-disulfo-2-naphthalenyl]diazenyl]-3'-hydroxy-3-methoxy[1,1'-biphenyl]-4-yl]diazenyl]-2-hydroxybenzoato(8-)]]di-, sodium (1:4) | 553438 | 64706
2,4-Dioxaspiro[5.5]undec-8-ene, 3-ethyl-8,11(or 9,11)-dimethyl- | 546275 | 64707
Dodecanal, 11(or 12)-methyl- | 546267 | 64708
2H-Pyran-2-one, tetrahydro-4,4,6(or 4,6,6)-trimethyl- | 546259 | 64709
Peroxide, 1-methyl-1-[(1-methylethyl)phenyl]ethyl 1-methyl-1-phenylethyl | 546242 | 64710
Isononanoic acid, 2-ethylhexyl ester | 546234 | 64711
Guar gum, 2-hydroxypropyl ether, polymer with antimonic acid (H4Sb2O7) potassium salt (1:4) | 546226 | 64712
Phenol, 4,4'-(1-methylethylidene)bis[2,6-dibromo-, polymer with 2-(chloromethyl)oxirane, 4,4'-(1-methylethylidene)bis[phenol] and oxirane | 546218 | 64713
Hexanedioic acid, polymer with 1,4-butanediol, 1,1'-methylenebis[4-isocyanatobenzene] and 2,2'-[(1-methylethylidene)bis[(2,6-dibromo-4,1-phenylene)oxy]]bis[ethanol] | 546200 | 64714
2-Propenoic acid, 2-methyl-, methyl ester, polymer with butyl 2-propenoate, 2-ethylhexyl 2-propenoate and 3-hydroxypropyl 2-propenoate | 546192 | 64715
2-Propenoic acid, 2-methyl-, 2-hydroxyethyl ester, polymer with 2-ethoxyethyl 2-propenoate and 3-hydroxypropyl 2-propenoate | 546184 | 64716
2H-Naphtho[1,2-d]triazole-6,8-disulfonic acid, 2-[4-[2-[4-[2-(4-nitro-2-sulfophenyl)ethenyl]-3-sulfophenyl]diazenyl]phenyl]-, sodium salt (1:4) | 546168 | 64717
Benzenediazonium, 4,4'-iminobis-, (T-4)-tetrachlorozincate(2-) (1:1), polymer with formaldehyde | 546143 | 64718
Cobaltate(1-), bis[3-[2-[1-(4-chlorophenyl)-4,5-dihydro-3-methyl-5-(oxo-.kappa.O)-1H-pyrazol-4-yl]diazenyl-.kappa.N1]-4-(hydroxy-.kappa.O)-N-methylbenzenesulfonamidato(2-)]-, sodium (1:1) | 546135 | 64719
Benzenediazonium, 2,4-dimethoxy-, (T-4)-tetrachlorozincate(2-) (2:1) | 546127 | 64720
Benzenediazonium, 2,5-dipropoxy-4-(1-pyrrolidinyl)-, (T-4)-tetrachlorozincate(2-) (2:1) | 546119 | 64721
Benzenediazonium, 2,5-diethoxy-4-(1-pyrrolidinyl)-, trichlorozincate(1-) (1:1) | 546101 | 64722
Benzenediazonium, 2,5-dipropoxy-4-(1-pyrrolidinyl)-, hexafluorophosphate(1-) (1:1) | 546093 | 64723
Cobaltate(1-), bis[2-[2-[2-(amino-.kappa.N)-1-naphthalenyl]diazenyl-.kappa.N1]-5-nitrophenolato(2-)-.kappa.O]-, hydrogen (1:1) | 546085 | 64724
Xanthylium, 9-(2-carboxyphenyl)-3,6-bis(diethylamino)-, [4-[2-[4,5-dihydro-3-methyl-5-(oxo-.kappa.O)-1-phenyl-1H-pyrazol-4-yl]diazenyl-.kappa.N1]-3-(hydroxy-.kappa.O)-1-naphthalenesulfonato(3-)]chromate(1-) (1:1) | 546077 | 64725
Chromate(1-), bis[4-(hydroxy-.kappa.O)-3-[2-[2-(hydroxy-.kappa.O)-1-naphthalenyl]diazenyl-.kappa.N1]-N-(1-methylethyl)benzenesulfonamidato(2-)]-, hydrogen, compd. with 2-propanamine (1:1:1) | 546069 | 64726
Chromate(1-), bis[3-[2-[4,5-dihydro-3-methyl-5-(oxo-.kappa.O)-1-phenyl-1H-pyrazol-4-yl]diazenyl-.kappa.N1]-4-(hydroxy-.kappa.O)-N-(1-methylethyl)benzenesulfonamidato(2-)]-, hydrogen, compd. with 2-propanamine (1:1:1) | 546051 | 64727
Cobaltate(1-), bis[2,4-dihydro-4-[2-[2-(hydroxy-.kappa.O)-5-nitrophenyl]diazenyl-.kappa.N1]-5-methyl-2-phenyl-3H-pyrazol-3-onato(2-)-.kappa.O3]-, hydrogen, compd. with cyclohexanamine (1:1:1) | 546044 | 64728
Cobaltate(1-), bis[2-[2-[2-(hydroxy-.kappa.O)-5-nitrophenyl]diazenyl-.kappa.N1]-3-(oxo-.kappa.O)-N-phenylbutanamidato(2-)]-, sodium (1:1) | 546036 | 64729
Copper, [N2,N16-dibutyl-N9,N23-bis(2-ethylhexyl)-29H,31H-phthalocyanine-2,9,16,23-tetrasulfonamidato(2-)-.kappa.N29,.kappa.N30,.kappa.N31,.kappa.N32]-, (SP-4-1)- | 546028 | 64730
Copper, [N2,N9,N16,N23-tetrakis[3-(1-methylethoxy)propyl]-29H,31H-phthalocyanine-2,9,16,23-tetrasulfonamidato(2-)-.kappa.N29,.kappa.N30,.kappa.N31,.kappa.N32]-, (SP-4-1)- | 546010 | 64731
Benzenediazonium, 4-(dimethylamino)-2,5-dimethoxy-, (T-4)-tetrachlorozincate(2-) (2:1) | 546002 | 64732
Cuprate(2-), [29H,31H-phthalocyanine-2,16-disulfonato(4-)-.kappa.N29,.kappa.N30,.kappa.N31,.kappa.N32]-, ammonium (1:2), (SP-4-1)- | 545996 | 64733
Cuprate(4-), [.mu.-[[3,3'-[[3,3'-di(hydroxy-.kappa.O)[1,1'-biphenyl]-4,4'-diyl]bis(2,1-diazenediyl-.kappa.N1)]bis[5-amino-4-(hydroxy-.kappa.O)-2,7-naphthalenedisulfonato]](8-)]]di-, hydrogen, compd. with 2,2'-iminobis[ethanol] (1:4:4) | 545988 | 64734
Cuprate(4-), [.mu.-[[3,3'-[[3,3'-di(hydroxy-.kappa.O)[1,1'-biphenyl]-4,4'-diyl]bis(2,1-diazenediyl-.kappa.N1)]bis[5-amino-4-(hydroxy-.kappa.O)-2,7-naphthalenedisulfonato]](8-)]]di-, ammonium (1:4) | 545970 | 64735
Titanium, dihydroxybis(2,4-pentanedionato-.kappa.O2,.kappa.O4)- | 545962 | 64736
2-Propenoic acid, 2-methyl-, methyl ester, polymer with 1,2-propanediol mono-2-propenoate and 2-propenenitrile | 545954 | 64737
Cobaltate(1-), bis[2-[2-[2-(hydroxy-.kappa.O)-5-[(phenylamino)sulfonyl]phenyl]diazenyl-.kappa.N1]-3-(oxo-.kappa.O)-N-phenylbutanamidato(2-)]-, sodium (1:1) | 545939 | 64738
2,4,6(1H,3H,5H)-Pyrimidinetrione, 1-methyl-, sodium salt (1:1) | 545921 | 64739
2-Quinazolineacetonitrile, .alpha.-[2,3-dihydro-3-(tetrahydro-2,4,6-trioxo-5(2H)-pyrimidinylidene)-1H-isoindol-1-ylidene]-3,4-dihydro-4-oxo- | 545913 | 64740
Hexanedioic acid, polymer with 1,3-isobenzofurandione and 1,2-propanediol, 2-ethylhexyl ester | 545905 | 64741
2,4-Imidazolidinedione, 5,5-dimethyl-3-[3-(trimethoxysilyl)propyl]- | 545889 | 64742
Silane, trimethoxy[3-[2-(1-propen-1-yl)phenoxy]propyl]- | 545871 | 64743
Benzenamine, 3-[3-(dimethoxymethylsilyl)propoxy]- | 545855 | 64744
2-Propenoic acid, 3-(dichloromethylsilyl)propyl ester | 545830 | 64745
Butanenitrile, 4-(dichloromethylsilyl)-2-methyl- | 545822 | 64746
2-Butenedioic acid (2Z)-, 1,1'-[2,2-dimethyl-1-(1-methylethyl)-1,3-propanediyl] ester | 545806 | 64747
Benzene, 1,1'-(1-methylethylidene)bis[4-(4-azidophenoxy)- | 545780 | 64748
Benzenediazonium, 2,5-dibutoxy-4-(1-pyrrolidinyl)-, tetrafluoroborate(1-) (1:1) | 545772 | 64749
Benzenamine, 2,5-dipropoxy-4-(1-pyrrolidinyl)- | 545756 | 64750
Benzenediazonium, 2,5-dipropoxy-4-(1-pyrrolidinyl)-, tetrafluoroborate(1-) (1:1) | 545749 | 64751
Benzenamine, 2,5-dimethoxy-N,N-dimethyl-4-nitro- | 545723 | 64752
Benzeneacetic acid, .alpha.-hydroxy-, (.alpha.S)-, compd. with (2R)-2-amino-1-butanol (1:1) | 545715 | 64753
Phosphinodithioic acid, P,P-dibutyl-, sodium salt (1:1) | 545707 | 64754
1,2-Benzenedicarboxylic acid, 4,4'-[2,2,2-trifluoro-1-(trifluoromethyl)ethylidene]bis-, diethyl ester | 545699 | 64755
Phenol, 4,4'-(1-methylethylidene)bis-, polymer with N1,N2-bis(2-aminoethyl)-1,2-ethanediamine, 2-(chloromethyl)oxirane, 2-[(dodecyloxy)methyl]oxirane and 2-[(tetradecyloxy)methyl]oxirane | 545681 | 64756
Benzenediazonium, 4-(phenylamino)-, phosphate (1:1), polymer with formaldehyde | 545673 | 64757
1,2-Benzenedicarboxylic acid, 1-butyl 2-phenylmethyl ester, polymer with 2-ethyl-2-(hydroxymethyl)-1,3-propanediol, hexanedioic acid and 1,6-hexanediol | 545665 | 64758
2-Propanol, 1,3-bis(dimethylamino)-, polymer with 2-(chloromethyl)oxirane, 3-chloro-1-propene, 1,4-dichloro-2-butene and piperazine | 545657 | 64759
Cyclotetrasiloxane-2,4,6,8-tetrabutanenitrile, .alpha.,.alpha.',.alpha.'',.alpha.''',2,4,6,8-octamethyl-, polymer with 2,2,4,4,6,6-hexamethyldisiloxane and 2,2,4,4,6,6,8,8-octamethylcyclotetrasiloxane | 545640 | 64760
Cyclotetrasiloxane-2,4,6,8-tetrabutanenitrile, .alpha.2,.alpha.4,.alpha.6,.alpha.8,2,4,6,8-octamethyl- | 545632 | 64761
Poly(oxy-1,2-ethanediyl), .alpha.,.alpha.'-[butylidenebis[2-(1,1-dimethylethyl)-5-methyl-4,1-phenylene]]bis[.omega.-hydroxy- | 545624 | 64762
2-Propenoic acid, 2-methyl-, butyl ester, polymer with 2-ethylhexyl 2-propenoate, 4-hydroxybutyl 2-propenoate, methyl 2-methyl-2-propenoate, 1,2-propanediol mono(2-methyl-2-propenoate) and 2-propenoic acid | 545616 | 64763
Benzenesulfonic acid, 2-[2-[4-[oxido-2-[4-[2-(4-sulfophenyl)diazenyl]phenyl]diazenyl]-2-sulfophenyl]ethenyl]-5-[2-[4-[2-(4-sulfophenyl)diazenyl]phenyl]diazenyl]-, sodium salt (1:4) | 568436 | 64764
2,5-Furandione, dihydro-, polymer with ethenylbenzene and 2-propen-1-ol, dodecanoate | 568428 | 64765
2-Propenoic acid, polymer with ethyl 2-propenoate, ammonium salt | 568410 | 64766
Heptanal, cyclic acetal with 1,2,3-propanetriol | 568402 | 64767
Cuprate(2-), [4-[[2-[2-[2-(hydroxy-.kappa.O)-5-[[2-(sulfooxy)ethyl]sulfonyl]phenyl]diazenyl-.kappa.N1]-1-oxo-3-(oxo-.kappa.O)butyl]amino]benzenesulfonato(4-)]-, hydrogen (1:2) | 568394 | 64768
Phenoxazin-5-ium, 3-amino-7-(diethylamino)-2-methyl-, trichlorozincate(1-) (1:1) | 568386 | 64769
Copper, [2,3,10,16,17,24-hexabromo-1,8,9,15,22,23-hexachloro-29H,31H-phthalocyaninato(2-)-.kappa.N29,.kappa.N30,.kappa.N31,.kappa.N32]-, (SP-4-1)- | 568378 | 64770
Chromate(1-), [2-[2-[1-[3-(aminosulfonyl)phenyl]-4,5-dihydro-3-methyl-5-(oxo-.kappa.O)-1H-pyrazol-4-yl]diazenyl-.kappa.N1]benzoato(2-)-.kappa.O][3-[4,5-dihydro-4-[2-[2-(hydroxy-.kappa.O)-4-nitrophenyl]diazenyl-.kappa.N1]-3-methyl-5-(oxo-.kappa.O)-1H-pyrazol-1-yl]benzenesulfonamidato(2-)]-, hydrogen (1:1) | 568360 | 64771
Chromate(2-), [4-[4,5-dihydro-4-[2-[2-(hydroxy-.kappa.O)-5-methyl-3-nitrophenyl]diazenyl-.kappa.N1]-3-methyl-5-(oxo-.kappa.O)-1H-pyrazol-1-yl]benzenesulfonato(3-)][2,4-dihydro-4-[2-[2-(hydroxy-.kappa.O)-5-nitrophenyl]diazenyl-.kappa.N1]-5-methyl-2-phenyl-3H-pyrazol-3-onato(2-)-.kappa.O3]-, hydrogen (1:2) | 568352 | 64772
Cuprate(2-), [5-[[5-chloro-6-methyl-2-(methylsulfonyl)-4-pyrimidinyl]amino]-4-(hydroxy-.kappa.O)-3-[2-[2-(hydroxy-.kappa.O)phenyl]diazenyl-.kappa.N1]-2,7-naphthalenedisulfonato(4-)]-, sodium (1:2) | 568345 | 64773
Chromate(1-), [2-[2-[1-[3-(aminosulfonyl)phenyl]-4,5-dihydro-3-methyl-5-(oxo-.kappa.O)-1H-pyrazol-4-yl]diazenyl-.kappa.N1]benzoato(2-)-.kappa.O][2,4-dihydro-4-[2-[2-(hydroxy-.kappa.O)-5-nitrophenyl]diazenyl-.kappa.N1]-5-methyl-2-phenyl-3H-pyrazol-3-onato(2-)-.kappa.O3]-, hydrogen (1:1) | 568337 | 64774
Chromate(1-), bis[3-[4,5-dihydro-4-[2-[2-(hydroxy-.kappa.O)-5-nitrophenyl]diazenyl-.kappa.N1]-3-methyl-5-(oxo-.kappa.O)-1H-pyrazol-1-yl]benzenesulfonato(2-)]-, hydrogen (1:1) | 568329 | 64775
Chromate(2-), [2-[2-[4,5-dihydro-3-methyl-5-(oxo-.kappa.O)-1-phenyl-1H-pyrazol-4-yl]diazenyl-.kappa.N1]benzoato(2-)-.kappa.O][2-[2-[4,5-dihydro-3-methyl-5-(oxo-.kappa.O)-1-(4-sulfophenyl)-1H-pyrazol-4-yl]diazenyl-.kappa.N1]benzoato(3-)-.kappa.O]-, hydrogen (1:2) | 568311 | 64776
Chromate(1-), [2-[2-[1-[3-(aminosulfonyl)phenyl]-4,5-dihydro-3-methyl-5-(oxo-.kappa.O)-1H-pyrazol-4-yl]diazenyl-.kappa.N1]benzoato(2-)-.kappa.O][2-[2-[4,5-dihydro-3-methyl-5-(oxo-.kappa.O)-1-phenyl-1H-pyrazol-4-yl]diazenyl-.kappa.N1]benzoato(2-)-.kappa.O]-, hydrogen (1:1) | 568303 | 64777
Chromate(1-), bis[2-[2-[1-[3-(aminosulfonyl)phenyl]-4,5-dihydro-3-methyl-5-(oxo-.kappa.O)-1H-pyrazol-4-yl]diazenyl-.kappa.N1]benzoato(2-)-.kappa.O]-, hydrogen (1:1) | 568295 | 64778
4-Piperidinecarbonitrile, 4-hydroxy-2,2,6,6-tetramethyl-, sulfate (1:1) | 561142 | 64779
4-Piperidinone, 2,2,6,6-tetramethyl-, sulfate (1:1) | 561134 | 64780
4-Morpholineethanethiol, 4-methylbenzenesulfonate (1:1) | 561126 | 64781
Bicyclo[3.1.1]heptane-3-thiol, 2,6,6-trimethyl- | 561100 | 64782
Pyridinium, 1-[2-[[4-[2-[2,5-dichloro-4-[(dimethylamino)sulfonyl]phenyl]diazenyl]phenyl]ethylamino]ethyl]-, chloride (1:1) | 561084 | 64783
Benzenesulfonic acid, 3-[2-[4-[2-[5-methyl-2-[[(4-methylphenyl)sulfonyl]oxy]phenyl]diazenyl]-1-naphthalenyl]diazenyl]-, sodium salt (1:1) | 561076 | 64784
1,2-Benzenediol, thiobis[4-(1,1-dimethylethyl)- | 561068 | 64785
1,2,4-Benzenetricarboxylic acid, 1,2,4-triisotridecyl ester | 561043 | 64786
1-Propanaminium, 3,3'-[[1,1'-biphenyl]-4,4'-diylbis(2,1-ethenediyl-2,1-phenyleneoxy)]bis[N,N,N-trimethyl-, methyl sulfate (1:2) | 561035 | 64787
Octadecanoic acid, tetraester with oxybis[propanediol] | 561027 | 64788
Dodecanoic acid, pentaester with triglycerol | 561019 | 64789
Nonanoic acid, pentaester with triglycerol | 561001 | 64790
Benzamide, 2-amino-5-(4-aminophenoxy)-, polymer with 1,4-benzenediamine, 1H,3H-benzo[1,2-c:4,5-c']difuran-1,3,5,7-tetrone and 5,5'-carbonylbis[1,3-isobenzofurandione] | 560995 | 64791
1,3-Benzenedicarboxylic acid, polymer with 2,2-dimethyl-1,3-propanediol and 2-ethyl-2-(hydroxymethyl)-1,3-propanediol, nonanoate | 560987 | 64792
1,3-Benzenedicarboxylic acid, polymer with 2,2-dimethyl-1,3-propanediol and 2-ethyl-2-(hydroxymethyl)-1,3-propanediol, 2-ethylhexanoate | 560979 | 64793
1H-Imidazolium, 2-(8-heptadecen-1-yl)-4,5-dihydro-1-(2-hydroxyethyl)-1-(2-hydroxy-3-sulfopropyl)-, inner salt | 560961 | 64794
2-Propenoic acid, 2-methyl-, butyl ester, polymer with ethenylbenzene, 2-ethylhexyl 2-propenoate, methyl 2-methyl-2-propenoate, 2-methyl-2-[(1-oxo-2-propen-1-yl)amino]-1-propanesulfonic acid, octadecyl 2-methyl-2-propenoate, 1,2-propanediol mono-2-propenoate and 2-propenoic acid, compd. with 4-ethylmorpholine | 560953 | 64795
Benzeneacetamide, .alpha.-(1,3-dioxobutyl)- | 560946 | 64796
Hexanamide, 2-amino-3,5-dioxo- | 560938 | 64797
Benzenediazonium, 2-chloro-5-(4-chlorophenoxy)-4-(diethylamino)-, (T-4)-tetrachlorozincate(2-) (2:1) | 560920 | 64798
Phosphonic acid, P,P',P''-[nitrilotris(methylene)]tris-, ammonium salt (1:3) | 560912 | 64799
2H-Pyran, 3,6-dihydro-4-methyl-2-(1-methyl-1-buten-1-yl)- | 560904 | 64800
Heptanal, 3,5,5-trimethyl- | 560896 | 64801
Guanidine, hydrochloride (1:1), polymer with 2-propenal | 560888 | 64802
Starch, polymer with starch carboxymethyl ether ammonium salt | 560870 | 64803
Propanal, 2-methyl-, polymer with 1-piperazineethanol | 560862 | 64804
Ethanol, 2,2',2''-nitrilotris-, compd. with 2-phenoxyethyl phosphate | 560854 | 64805
Oxirane, 2,2'-[(1-methylethylidene)bis[4,1-phenyleneoxy-3,1-propanediyloxy-4,1-phenylene(1-methylethylidene)-4,1-phenyleneoxymethylene]]bis- | 560847 | 64806
3H-Indolium, 5-chloro-2-[2-[4-[(2-cyanoethyl)ethylamino]phenyl]ethenyl]-1,3,3-trimethyl-, chloride (1:1) | 560839 | 64807
Benzenamine, 2,2'-thiobis-, hydrochloride (1:2) | 560821 | 64808
Benzenamine, 2-[(4-aminophenyl)thio]-, hydrochloride (1:2) | 560813 | 64809
2,7-Naphthalenedisulfonic acid, nickel(2+) salt (1:1) | 560805 | 64810
3H-Indolium, 2-[2-[4-[(2-cyanoethyl)methylamino]phenyl]ethenyl]-1,3,3-trimethyl-, sulfate (1:1) | 560797 | 64811
1,3-Propanediamine, N1,N1,N3,N3-tetramethyl-, hydrochloride (1:1), polymer with 2-(chloromethyl)oxirane | 560789 | 64812
2-Oxepanone, polymer with .alpha.-hydro-.omega.-hydroxypoly(oxy-1,2-ethanediyl), 1,1'-methylenebis[4-isocyanatobenzene] and 2,2'-[1,4-phenylenebis(oxy)]bis[ethanol] | 560771 | 64813
2-Oxepanone, polymer with 1,4-butanediol, .alpha.-hydro-.omega.-hydroxypoly(oxy-1,2-ethanediyl), 1,1'-methylenebis[4-isocyanatobenzene], 2-methyloxirane and oxirane | 560763 | 64814
2-Naphthalenecarboxamide, 4-[2-[4-chloro-3-(trifluoromethyl)phenyl]diazenyl]-3-hydroxy-N-(4-methylphenyl)- | 560755 | 64815
Benzene, (chloromethyl)ethenyl-, polymer with 2,3-dichloro-1,3-butadiene | 560748 | 64816
Ferrate(2-), bis[1-[2-[5-chloro-2-(hydroxy-.kappa.O)phenyl]diazenyl-.kappa.N1]-2-naphthalenolato(2-)-.kappa.O]-, hydrogen (1:2) | 560730 | 64817
2-Propenoic acid, 2-methyl-, 2-hydroxyethyl ester, polymer with butyl 2-propenoate, ethenylbenzene, methyl 2-methyl-2-propenoate and 2-propenoic acid, compd. with 2-(dimethylamino)ethanol | 553420 | 64818
Poly[oxy(methyl-1,2-ethanediyl)], .alpha.,.alpha.'-[[[3-(dimethylamino)propyl]imino]bis(methyl-2,1-ethanediyl)]bis[.omega.-hydroxy- | 553412 | 64819
Hexanedioic acid, polymer with 2,2-bis[(2-propen-1-yloxy)methyl]-1-butanol, 2,5-furandione, oxybis[propanol] and tetrahydro-2-furanmethanol | 553404 | 64820
L-Asparagine, N,N2-bis[3-[(9Z)-9-octadecen-1-ylamino]propyl]- | 553396 | 64821
1,3-Benzenedicarboxylic acid, polymer with 1,3-dihydro-1,3-dioxo-5-isobenzofurancarboxylic acid, 2,2-dimethyl-1,3-propanediol, hexanedioic acid and 4,4'-(1-methylethylidene)bis[cyclohexanol] | 553388 | 64822
2-Propenamide, telomer with 2-propanol | 553370 | 64823
Poly[oxy(methyl-1,2-ethanediyl)], .alpha.-(1-oxo-2-propen-1-yl)-.omega.-[4-(1-methyl-1-phenylethyl)phenoxy]- | 553362 | 64824
Hexanedioic acid, polymer with 1,3-bis(2-hydroxyethyl)-5,5-dimethyl-2,4-imidazolidinedione, 1,3-diisocyanatomethylbenzene and 1,2-propanediol | 553354 | 64825
Cyclopentene, hexachloro- | 553347 | 64826
Molybdenum, bis[O,O-bis(2-ethylhexyl) phosphorodithioato-.kappa.S,.kappa.S']dioxodi-.mu.-thioxodi-, (Mo-Mo) | 553339 | 64827
1-Eicosanol, 1-(hydrogen sulfate), calcium salt (2:1) | 553313 | 64828
1-Tridecanol, 1-(hydrogen sulfate), calcium salt (2:1) | 553305 | 64829
Sulfuric acid, monohexyl ester, magnesium salt (2:1) | 553297 | 64830
9-Octadecen-1-ol, 1-(hydrogen sulfate), calcium salt (2:1), (9Z)- | 553289 | 64831
1-Docosanol, 1-(hydrogen sulfate), calcium salt (2:1) | 553271 | 64832
Sulfuric acid, monohexyl ester, ammonium salt (1:1) | 553263 | 64833
1-Docosanol, 1-(hydrogen sulfate), magnesium salt (2:1) | 553255 | 64834
1-Eicosanol, 1-(hydrogen sulfate), magnesium salt (2:1) | 553248 | 64835
1-Eicosanol, 1-(hydrogen sulfate), ammonium salt (1:1) | 553230 | 64836
9-Octadecenoic acid (9Z)-, compd. with 1,1'-[[3-(dimethylamino)propyl]imino]bis[2-propanol] (1:1) | 553222 | 64837
9-Octadecenoic acid (9Z)-, compd. with 1,1'-[[3-(dimethylamino)propyl]imino]bis[2-propanol] (2:1) | 553214 | 64838
Octadecanoic acid, compd. with 1,1'-[[3-(dimethylamino)propyl]imino]bis[2-propanol] (1:1) | 553206 | 64839
Formaldehyde, polymer with .alpha.,.alpha.',.alpha.''-1,2,3-propanetriyltris[.omega.-hydroxypoly(oxy-1,2-ethanediyl)] | 553198 | 64840
2,5-Furandione, polymer with 2,2-dimethyl-1,3-propanediol and 3a,4,7,7a-tetrahydro-4,7-methano-1H-indene | 553180 | 64841
2-Propenoic acid, 2-methyl-, 2-hydroxyethyl ester, polymer with 2-hydroxyethyl 2-propenoate, methyl 2-methyl-2-propenoate and 2-propenoic acid | 553172 | 64842
2,5-Furandione, polymer with 2-ethyl-2-(hydroxymethyl)-1,3-propanediol and 3a,4,7,7a-tetrahydro-4,7-methano-1H-indene | 553164 | 64843
Ethenesulfonic acid, sodium salt (1:1), polymer with N-ethenylformamide | 553156 | 64844
Formamide, N-ethenyl-, homopolymer | 553149 | 64845
2-Oxepanone, polymer with 2,2,4-trimethyl-1,3-pentanediol | 553131 | 64846
Propanoic acid, 3-hydroxy-2-(hydroxymethyl)-2-methyl-, polymer with 2-oxepanone | 553123 | 64847
1,3,2-Dioxaphosphorinane, 5,5-dimethyl-2-(2,4,6-trimethylphenoxy)-, 2-oxide | 553115 | 64848
Benzenepropanol, 2,5-dimethoxy-, 1-(4-methylbenzenesulfonate) | 553099 | 64849
Benzenepropanoic acid, 2,5-dimethoxy-, ethyl ester | 553081 | 64850
L-Homoserine, O-[3,5-dihydroxy-4-[3-(3-hydroxy-4-methoxyphenyl)-1-oxopropyl]phenyl]-, hydrochloride (1:1) | 553073 | 64851
1,3,2-Dioxaphosphorinane, 2,2'-[butylidenebis[[2-(1,1-dimethylethyl)-5-methyl-4,1-phenylene]oxy]]bis[5,5-dimethyl- | 553057 | 64852
2-Propenoic acid, 2-methyl-, methyl ester, polymer with 1,2-dihydro-3H-1,2,4-triazole-3-thione, 2-ethylhexyl 2-propenoate and 2-oxiranylmethyl 2-methyl-2-propenoate | 553040 | 64853
1,3-Benzenedicarboxylic acid, polymer with 2,2-dimethyl-1,3-propanediol, hexanedioic acid and 2,2,4-trimethyl-1,3-pentanediol | 553032 | 64854
5-Isobenzofurancarboxylic acid, 1,3-dihydro-1,3-dioxo-, polymer with 2,2-dimethyl-1,3-propanediol, 2,5-furandione, 1,1'-[(1-methylethylidene)bis(4,1-phenyleneoxy)]bis[2-propanol] and 1,2-propanediol, ammonium salt | 553024 | 64855
Hexanedioic acid, polymer with 1,1'-[(1-methylethylidene)bis(4,1-phenyleneoxy)]bis[2-propanol] and 1,2-propanediol | 553016 | 64856
1,3-Isobenzofurandione, polymer with 2,2-bis[(2-propen-1-yloxy)methyl]-1-butanol and 2-methyloxirane | 553008 | 64857
Phenol, 4,4'-(1-methylethylidene)bis-, polymer with N1-(2-aminoethyl)-1,2-ethanediamine, 2-(chloromethyl)oxirane, 2-(methylamino)ethanol and .alpha.,.alpha.'-[(1-methylethylidene)di-4,1-phenylene]bis[.omega.-hydroxypoly(oxy-1,2-ethanediyl)], acetate (salt) | 552992 | 64858
Propanoic acid, 2-hydroxy-, compd. with N1-(2-aminoethyl)-1,2-ethanediamine polymer with 2-(chloromethyl)oxirane, .alpha.-hydro-.omega.-hydroxypoly(oxy-1,4-butanediyl), 3-mercaptopropanoic acid, 2-(methylamino)ethanol and 4,4'-(1-methylethylidene)bis[phenol] | 552984 | 64859
Propanoic acid, 3-mercapto-, polymer with N1-(2-aminoethyl)-1,2-ethanediamine, 2-(chloromethyl)oxirane, .alpha.-hydro-.omega.-hydroxypoly(oxy-1,4-butanediyl), 2-(methylamino)ethanol and 4,4'-(1-methylethylidene)bis[phenol], 2-hydroxyacetate (salt) | 552976 | 64860
2,7-Naphthalenedisulfonic acid, 5-amino-3-[2-[4-[2-[4-[2-(8-amino-1-hydroxy-3,6-disulfo-2-naphthalenyl)diazenyl]-3-methoxyphenyl]diazenyl]phenyl]diazenyl]-4-hydroxy-, sodium salt (1:4) | 552968 | 64861
Benzenamine, 4-[2-(4-aminophenyl)diazenyl]-2-methoxy- | 552950 | 64862
2,7-Naphthalenedisulfonic acid, 3,3'-[1,2-diazenediylbis(4,1-phenylene-2,1-diazenediyl)]bis[5-amino-4-hydroxy-, sodium salt (1:4) | 552943 | 64863
Hafnium, oxobis(thiocyanato-.kappa.S)- | 552935 | 64864
Zirconium, oxobis(thiocyanato-.kappa.S)- | 552927 | 64865
Benzenamine, 4-(1-methyl-1-phenylethyl)-N-phenyl- | 552919 | 64866
Chromate(2-), [4-[2-[5-chloro-2-(hydroxy-.kappa.O)-3-nitrophenyl]diazenyl-.kappa.N1]-2,4-dihydro-5-methyl-2-phenyl-3H-pyrazol-3-onato(2-)-.kappa.O3][3-[2-[1-(3-chlorophenyl)-4,5-dihydro-3-methyl-5-(oxo-.kappa.O)-1H-pyrazol-4-yl]diazenyl-.kappa.N1]-4-(hydroxy-.kappa.O)-5-nitrobenzenesulfonato(3-)]-, sodium (1:2) | 552901 | 64867
Acetamide, N-[5-[bis(2-butoxyethyl)amino]-2-[2-(5-nitro-2-thiazolyl)diazenyl]phenyl]- | 552893 | 64868
Benzaldehyde, 4-octyl-, 2-[(4-propylphenyl)methylene]hydrazone | 552885 | 64869
Benzaldehyde, 4-methyl-, 2-[(4-octylphenyl)methylene]hydrazone | 552877 | 64870
Benzaldehyde, 4-butyl-, 2-[(4-hexylphenyl)methylene]hydrazone | 552869 | 64871
Benzaldehyde, 4-pentyl-, 2-[(4-propylphenyl)methylene]hydrazone | 552851 | 64872
Benzenepropanol, .alpha.-ethyl-.alpha.-methyl-, 1-acetate | 552844 | 64873
5-Isobenzofurancarboxylic acid, 1,3-dihydro-1,3-dioxo-, monoester with 2-ethyl-1,3-hexanediol | 545608 | 64874
Ethanone, 1-(trimethylcyclododecatrien-1-yl)- | 545590 | 64875
1-Naphthalenesulfonic acid, 6-diazo-5,6-dihydro-5-oxo-, 2-(2-methoxyethoxy)ethyl ester | 545582 | 64876
Phosphonic acid, P-[1-chloro-1-(dimethylamino)ethyl]- | 545574 | 64877
Heptanoic acid, 1,1'-(5,10-dihydro-5,10-dioxoanthra[9,1,2-cde]benzo[rst]pentaphene-16,17-diyl) ester | 545566 | 64878
Anthra[9,1,2-cde]benzo[rst]pentaphene-5,10-dione, 16,17-bis(decyloxy)- | 545558 | 64879
12-Tricosanamine, N,N-dimethyl- | 545541 | 64880
Benzenemethanamine, N-(1-undecyldodecyl)- | 545533 | 64881
1,3-Naphthalenedisulfonic acid, 8,8'-[1,2-ethenediylbis[(3-sulfo-4,1-phenylene)-2,1-diazenediyl]]bis[4-amino-5-hydroxy-, sodium salt (1:6) | 545525 | 64882
1H-Pyrazole-3-carboxylic acid, 1-(3-aminophenyl)-4-[2-[3-[[4-[2-[1-(3-aminophenyl)-3-carboxy-4,5-dihydro-5-oxo-1H-pyrazol-4-yl]diazenyl]benzoyl]amino]phenyl]diazenyl]-4,5-dihydro-5-oxo-, sodium salt (1:2) | 545517 | 64883
2-Naphthalenesulfonic acid, 7,7'-(carbonyldiimino)bis[4-hydroxy-, sodium salt (1:1) | 545509 | 64884
1H-Pyrazole-3-carboxylic acid, 4-[2-[3-[[4-[2-[3-carboxy-4,5-dihydro-1-(3-nitrophenyl)-5-oxo-1H-pyrazol-4-yl]diazenyl]benzoyl]amino]phenyl]diazenyl]-4,5-dihydro-1-(3-nitrophenyl)-5-oxo-, sodium salt (1:2) | 545491 | 64885
L-Aspartic acid, N,N-bis(phosphonomethyl)-, sodium salt (1:?) | 545483 | 64886
Ethanaminium, 2-[[2-cyano-3-[4-[ethyl(phenylmethyl)amino]-2-methylphenyl]-1-oxo-2-propen-1-yl]oxy]-N,N,N-trimethyl-, chloride (1:1) | 545475 | 64887
Ethanaminium, 2-[[2-cyano-3-[4-[ethyl(phenylmethyl)amino]phenyl]-1-oxo-2-propen-1-yl]oxy]-N,N,N-trimethyl-, chloride (1:1) | 545467 | 64888
Benzenesulfonic acid, 4-[[[4-[2-[4-[ethyl(phenylmethyl)amino]phenyl]diazenyl]phenyl]sulfonyl]amino]-, sodium salt (1:1) | 545459 | 64889
2,7-Naphthalenedisulfonic acid, 3,3'-[(3,3'-dimethoxy[1,1'-biphenyl]-4,4'-diyl)bis(2,1-diazenediyl)]bis[5-amino-4-hydroxy-, lithium salt (1:4) | 545442 | 64890
Benzenesulfonic acid, 3,3'-[carbonylbis[imino(3-methoxy-4,1-phenylene)-2,1-diazenediyl]]bis-, compd. with 2,2'-iminobis[ethanol] (1:2) | 545434 | 64891
Benzoic acid, 2-(2-chloro-5-methylbenzoyl)- | 545426 | 64892
2-Anthracenesulfonic acid, 1-amino-4-[(2,5-dimethylphenyl)amino]-9,10-dihydro-9,10-dioxo-, sodium salt (1:1) | 545418 | 64893
2-Anthracenesulfonic acid, 1-amino-4-[(3,4-dimethylphenyl)amino]-9,10-dihydro-9,10-dioxo-, sodium salt (1:1) | 545400 | 64894
Poly(difluoromethylene), .alpha.,.alpha.'-[1,2-phenylenebis[carbonyloxy[2-(chloromethyl)-2,1-ethanediyl]]]bis[.omega.-fluoro- | 545392 | 64895
Poly(difluoromethylene), .alpha.,.alpha.',.alpha.''-[(2-hydroxy-1,2,3-propanetriyl)tris[carbonyloxy(2-iodo-3,1-propanediyl)]]tris[.omega.-fluoro- | 545384 | 64896
Poly(difluoromethylene), .alpha.,.alpha.'-[1,2-phenylenebis[carbonyloxy(2-iodo-3,1-propanediyl)]]bis[.omega.-fluoro- | 545376 | 64897
1,3-Benzenedicarboxylic acid, polymer with 2,2-dimethyl-1,3-propanediol, hexanedioic acid, 3-hydroxy-2,2-dimethylpropyl 3-hydroxy-2,2-dimethylpropanoate and 1,3-isobenzofurandione | 545368 | 64898
2-Propenoic acid, polymer with P,P'-[(2-propen-1-ylimino)bis(methylene)]bis[phosphonic acid] | 545350 | 64899
2-Propen-1-amine, hydrochloride (1:1), homopolymer | 545343 | 64900
Phosphonic acid, P,P'-[(2-propen-1-ylimino)bis(methylene)]bis-, homopolymer | 545335 | 64901
Poly(oxy-1,2-ethanediyl), .alpha.,.alpha.'-(1,4-piperazinediyldi-2,1-ethanediyl)bis[.omega.-hydroxy-, homopolymer, hydrochloride, compd. with chloromethane | 545327 | 64902
Poly(oxy-1,2-ethanediyl), .alpha.,.alpha.'-(1,4-piperazinediyldi-2,1-ethanediyl)bis[.omega.-hydroxy-, homopolymer, compd. with chloromethane | 545319 | 64903
Poly(oxy-1,2-ethanediyl), .alpha.,.alpha.'-(1,4-piperazinediyldi-2,1-ethanediyl)bis[.omega.-hydroxy-, homopolymer | 545301 | 64904
Poly(oxy-1,4-butanediyl), .alpha.-hydro-.omega.-hydroxy-, polymer with 1,3-diisocyanato-2-methylbenzene, 2,4-diisocyanato-1-methylbenzene and 1,1'-methylenebis[4-isocyanatocyclohexane] | 545293 | 64905
Hexanedioic acid, polymer with .alpha.-hydro-.omega.-hydroxypoly[oxy(methyl-1,2-ethanediyl)], 5-isocyanato-1-(isocyanatomethyl)-1,3,3-trimethylcyclohexane and 1,2-propanediol | 545285 | 64906
Hexanedioic acid, polymer with 1,3-diisocyanatomethylbenzene, 1,2-ethanediol, ethenylbenzene and 2-propen-1-ol | 545277 | 64907
Hexanedioic acid, polymer with 1,3-diisocyanatomethylbenzene, 2-methyloxirane, oxirane and 1,2-propanediol | 545269 | 64908
Hexanedioic acid, polymer with 1,4-butanediol, .alpha.-hydro-.omega.-hydroxypoly[oxy(methyl-1,2-ethanediyl)], 5-isocyanato-1-(isocyanatomethyl)-1,3,3-trimethylcyclohexane, 1,2-propanediol and 1,2-propanediol mono(2-methyl-2-propenoate) | 545251 | 64909
Hexanedioic acid, polymer with 1,3-diisocyanatomethylbenzene, 1,2-ethanediol, .alpha.-hydro-.omega.-hydroxypoly[oxy(methyl-1,2-ethanediyl)] and 1,2-propanediol mono(2-methyl-2-propenoate) | 545244 | 64910
2-Propenoic acid, 2-methyl-, monoester with 1,2-propanediol, polymer with 2,5-furandione, .alpha.-hydro-.omega.-hydroxypoly[oxy(methyl-1,2-ethanediyl)], 1,3-isobenzofurandione, 5-isocyanato-1-(isocyanatomethyl)-1,3,3-trimethylcyclohexane and 1,2-propanediol | 545236 | 64911
Chromate(1-), bis[3-[2-[5,8-dichloro-1-(hydroxy-.kappa.O)-2-naphthalenyl]diazenyl-.kappa.N1]-4-(hydroxy-.kappa.O)benzenesulfonamidato(2-)]-, sodium (1:1) | 545228 | 64912
9,12-Octadecadienoic acid (9Z,12Z)-, dimer, polymer with 3,3'-[oxybis(2,1-ethanediyloxy)]bis[1-propanamine], nonylphenyl ester | 545210 | 64913
1,5-Naphthalenedisulfonic acid, 3,3'-[1,2-ethenediylbis[(3-sulfo-4,1-phenylene)(oxido-2,1-diazenediyl)(2-methyl-4,1-phenylene)-2,1-diazenediyl]]bis-, sodium salt (1:6) | 568154 | 64914
1,5-Naphthalenedisulfonic acid, 3-[2-[4-[2-[4-[2-[4-[2-[4-[2-(5,8-disulfo-2-naphthalenyl)diazenyl]-3-methylphenyl]diazenyl]-2-sulfophenyl]ethenyl]-3-sulfophenyl]oxidodiazenyl]-2-methylphenyl]diazenyl]-, sodium salt (1:6) | 568147 | 64915
Benzenesulfonic acid, 5-[oxido-2-[4-[oxido-2-(4-sulfophenyl)diazenyl]phenyl]diazenyl]-2-[2-[4-[oxido-2-[4-[2-(4-sulfophenyl)diazenyl]phenyl]diazenyl]-2-sulfophenyl]ethenyl]-, sodium salt (1:4) | 568139 | 64916
Benzenesulfonic acid, 5-[oxido-2-[4-[oxido-2-(4-sulfophenyl)diazenyl]phenyl]diazenyl]-2-[2-[4-[2-[4-[oxido-2-(4-sulfophenyl)diazenyl]phenyl]diazenyl]-2-sulfophenyl]ethenyl]-, sodium salt (1:4) | 568121 | 64917
Benzenesulfonic acid, 2,2'-(1,2-ethenediyl)bis[5-[2-[4-[oxido-2-(4-sulfophenyl)diazenyl]phenyl]diazenyl]-, sodium salt (1:4) | 568113 | 64918
Benzenesulfonic acid, 5-[oxido-2-[4-[2-(4-sulfophenyl)diazenyl]phenyl]diazenyl]-2-[2-[4-[2-[4-[oxido-2-(4-sulfophenyl)diazenyl]phenyl]diazenyl]-2-sulfophenyl]ethenyl]-, sodium salt (1:4) | 568105 | 64919
Benzenesulfonic acid, 2-[2-[4-[oxido-2-[4-[oxido-2-(4-sulfophenyl)diazenyl]phenyl]diazenyl]-2-sulfophenyl]ethenyl]-5-[2-[4-[2-(4-sulfophenyl)diazenyl]phenyl]diazenyl]-, sodium salt (1:4) | 568097 | 64920
Benzenesulfonic acid, 2,2'-(1,2-ethenediyl)bis[5-[oxido-2-[4-[oxido-2-(4-sulfophenyl)diazenyl]phenyl]diazenyl]-, sodium salt (1:4) | 568089 | 64921
Benzenesulfonic acid, 2-[2-[4-[2-[4-[oxido-2-(4-sulfophenyl)diazenyl]phenyl]diazenyl]-2-sulfophenyl]ethenyl]-5-[2-[4-[2-(4-sulfophenyl)diazenyl]phenyl]diazenyl]-, sodium salt (1:4) | 568071 | 64922
5-Thiazolecarboxylic acid, 2-chloro-4-(trifluoromethyl)-, phenylmethyl ester | 568063 | 64923
Chromate(5-), bis[2-[2-[6-[[4-chloro-6-[(4-sulfophenyl)amino]-1,3,5-triazin-2-yl]amino]-1-(hydroxy-.kappa.O)-3-sulfo-2-naphthalenyl]diazenyl-.kappa.N1]benzoato(4-)-.kappa.O]-, sodium (1:5) | 568055 | 64924
Chromate(5-), bis[2-[2-[6-[[4-chloro-6-[(3-sulfophenyl)amino]-1,3,5-triazin-2-yl]amino]-1-(hydroxy-.kappa.O)-3-sulfo-2-naphthalenyl]diazenyl-.kappa.N1]benzoato(4-)-.kappa.O]-, sodium (1:5) | 568048 | 64925
1-Benzopyrylium, 4-[6-methoxy-2-[2-(4-methoxyphenyl)ethenyl]-3-phenyl-4H-1-benzopyran-4-yl]-2-phenyl-, perchlorate (1:1) | 568030 | 64926
2,4,6(1H,3H,5H)-Pyrimidinetrione, 5-phenyl-1-(phenylmethyl)- | 568022 | 64927
Butanamide, 2,2'-[(3,3'-dimethoxy[1,1'-biphenyl]-4,4'-diyl)bis(2,1-diazenediyl)]bis[N-(chlorophenyl)-3-oxo- | 568014 | 64928
Methylium, [2(or 4)-chlorophenyl]bis[4-[(3-methylphenyl)amino]phenyl]-, sulfate (2:1) | 568006 | 64929
Butanoic acid, 2(or 3)-methyl-, 2,4-hexadien-1-yl ester | 567990 | 64930
Butanoic acid, 2(or 3)-methyl-, cyclohexyl ester | 567982 | 64931
1H-Xantheno[2,1,9-def]isoquinolinedisulfonic acid, 2,3-dihydro-2-(2-hydroxyethyl)-1,3-dioxo-, compd. with 2-aminoethanol (1:2) | 567974 | 64932
2-Naphthalenecarboxamide, 4-[2-(9,10-dihydro-9,10-dioxo-1-anthracenyl)diazenyl]-3-hydroxy-N-phenyl- | 567966 | 64933
Benzenediazonium, 2-chloro-4-[2-(4-nitrophenyl)diazenyl]-, sulfate (1:1) | 567958 | 64934
Ethanesulfonic acid, 2-[(2-ethylhexyl)[[(2-ethylhexyl)oxy]carbonyl]amino]-, sodium salt (1:1) | 567941 | 64935
2,7-Naphthalenedisulfonic acid, 4-amino-5-hydroxy-3-[2-[4-[2-(2-hydroxy-6-sulfo-1-naphthalenyl)diazenyl]phenyl]diazenyl]-6-(2-phenyldiazenyl)- | 567933 | 64936
Ethanesulfonic acid, 2-[[6',8'a-dihydro-1,1-dioxido-6'-[[3-[[2-(sulfooxy)ethyl]sulfonyl]phenyl]imino]spiro[3H-2,1-benzoxathiole-3,9'-[9H]xanthen]-3'-yl]methylamino]- | 567925 | 64937
2,7-Naphthalenedisulfonic acid, 6-[2-(4-amino-2-hydroxyphenyl)diazenyl]-3-[2-[4'-[2-[7-[2-(4-amino-2-hydroxyphenyl)diazenyl]-1-hydroxy-3-sulfo-2-naphthalenyl]diazenyl]-3,3'-dimethyl[1,1'-biphenyl]-4-yl]diazenyl]-4-hydroxy-, sodium salt (1:3) | 567917 | 64938
1,3-Dioxolane, 2-[1-methyl-2-[4-(1-methylethyl)phenyl]ethyl]- | 567909 | 64939
2(3H)-Furanone, dihydro-5-methyl-3-(2-methylpropyl)- | 567891 | 64940
1,3-Dioxane, 5,5-dimethyl-2-(1,3-pentadien-1-yl)- | 567883 | 64941
Cyclopentanecarboxylic acid, 2-oxo-, hexyl ester | 567875 | 64942
Benzoic acid, 2-hydroxy-, (4-methoxyphenyl)methyl ester | 567867 | 64943
Butanoic acid, 1-ethyl-1,4-dimethylhexyl ester | 567859 | 64944
2-Propanone, 1-(1-oxopropoxy)- | 567842 | 64945
Cyclohexene, 4-(dimethoxymethyl)-1,3-dimethyl- | 567834 | 64946
Acetic acid, 2-phenoxy-, 3-methylbutyl ester | 567826 | 64947
Cobaltate(1-), [2,4-dihydro-4-[2-[2-(hydroxy-.kappa.O)-5-nitrophenyl]diazenyl-.kappa.N1]-5-methyl-2-phenyl-3H-pyrazol-3-onato(2-)-.kappa.O3][4-(hydroxy-.kappa.O)-3-[2-[2-(hydroxy-.kappa.O)-1-naphthalenyl]diazenyl-.kappa.N1]benzenesulfonamidato(2-)]-, hydrogen (1:1) | 567818 | 64948
Chromate(1-), [3-[4,5-dihydro-4-[2-[2-(hydroxy-.kappa.O)-4-nitrophenyl]diazenyl-.kappa.N1]-3-methyl-5-(oxo-.kappa.O)-1H-pyrazol-1-yl]benzenesulfonamidato(2-)][3-[4,5-dihydro-4-[2-[2-(hydroxy-.kappa.O)-5-nitrophenyl]diazenyl-.kappa.N1]-3-methyl-5-(oxo-.kappa.O)-1H-pyrazol-1-yl]benzenesulfonamidato(2-)]-, hydrogen (1:1) | 567800 | 64949
Chromate(1-), [3-[4,5-dihydro-4-[2-[2-(hydroxy-.kappa.O)-5-nitrophenyl]diazenyl-.kappa.N1]-3-methyl-5-(oxo-.kappa.O)-1H-pyrazol-1-yl]benzenesulfonamidato(2)][2,4-dihydro-4-[2-[2-(hydroxy-.kappa.O)-4-nitrophenyl]diazenyl-.kappa.N1]-5-methyl-2-phenyl-3H-pyrazol-3-onato(2-)-.kappa.O3]-, hydrogen (1:1) | 567792 | 64950
Chromate(1-), [3-[4,5-dihydro-4-[2-[2-(hydroxy-.kappa.O)-4-nitrophenyl]diazenyl-.kappa.N1]-3-methyl-5-(oxo-.kappa.O)-1H-pyrazol-1-yl]benzenesulfonamidato(2)][2,4-dihydro-4-[2-[2-(hydroxy-.kappa.O)-4-nitrophenyl]diazenyl-.kappa.N1]-5-methyl-2-phenyl-3H-pyrazol-3-onato(2-)-.kappa.O3]-, hydrogen (1:1) | 567784 | 64951
Chromate(1-), bis[3-[4,5-dihydro-4-[2-[2-(hydroxy-.kappa.O)-4-nitrophenyl]diazenyl-.kappa.N1]-3-methyl-5-(oxo-.kappa.O)-1H-pyrazol-1-yl]benzenesulfonamidato(2-)]-, hydrogen (1:1) | 567776 | 64952
Chromate(2-), [5-[2-[5-chloro-2-(hydroxy-.kappa.O)phenyl]diazenyl-.kappa.N1]-6-hydroxy-2-naphthalenesulfonato(3-)][1-[2-[2-(hydroxy-.kappa.O)-4-nitrophenyl]diazenyl-.kappa.N1]-2-naphthalenolato(2-)-.kappa.O]-, hydrogen (1:2) | 567768 | 64953
Chromate(2-), [5-[2-[5-chloro-2-(hydroxy-.kappa.O)phenyl]diazenyl-.kappa.N1]-6-hydroxy-2-naphthalenesulfonato(3-)][1-[2-[2-(hydroxy-.kappa.O)-5-nitrophenyl]diazenyl-.kappa.N1]-2-naphthalenolato(2-)-.kappa.O]-, hydrogen (1:2) | 567750 | 64954
Chromate(2-), [4-[2-[5-chloro-2-(hydroxy-.kappa.O)phenyl]diazenyl-.kappa.N1]-2,4-dihydro-5-methyl-2-phenyl-3H-pyrazol-3-onato(2-)-.kappa.O3][5-[2-[5-chloro-2-(hydroxy-.kappa.O)phenyl]diazenyl-.kappa.N1]-6-(hydroxy-.kappa.O)-2-naphthalenesulfonato(3-)]-, hydrogen (1:2) | 567743 | 64955
Chromate(2-), [5-chloro-2-(hydroxy-.kappa.O)-3-[2-[2-(hydroxy-.kappa.O)-1-naphthalenyl]diazenyl-.kappa.N1]benzenesulfonato(3-)][1-[2-[2-(hydroxy-.kappa.O)-4-nitrophenyl]diazenyl-.kappa.N1]-2-naphthalenolato(2-)]-, hydrogen (1:2) | 567735 | 64956
Chromate(2-), [5-chloro-2-(hydroxy-.kappa.O)-3-[2-[2-(hydroxy-.kappa.O)-1-naphthalenyl]diazenyl-.kappa.N1]benzenesulfonato(3-)][1-[2-[2-(hydroxy-.kappa.O)-5-nitrophenyl]diazenyl-.kappa.N1]-2-naphthalenolato(2-)]-, hydrogen (1:2) | 567727 | 64957
Chromate(2-), [5-[2-[5-chloro-2-(hydroxy-.kappa.O)phenyl]diazenyl-.kappa.N1]-4-hydroxy-6-(hydroxy-.kappa.O)-2-naphthalenesulfonato(3-)][1-[2-[2-(hydroxy-.kappa.O)-4-nitrophenyl]diazenyl-.kappa.N1]-2-naphthalenolato(2-)-.kappa.O]-, hydrogen (1:2) | 567719 | 64958
Chromate(2-), [5-[2-[5-chloro-2-(hydroxy-.kappa.O)phenyl]diazenyl-.kappa.N1]-4-hydroxy-6-(hydroxy-.kappa.O)-2-naphthalenesulfonato(3-)][1-[2-[2-(hydroxy-.kappa.O)-5-nitrophenyl]diazenyl-.kappa.N1]-2-naphthalenolato(2-)-.kappa.O]-, hydrogen (1:2) | 567701 | 64959
Chromate(3-), bis[4-[2-[4,5-dihydro-3-methyl-5-(oxo-.kappa.O)-1-phenyl-1H-pyrazol-4-yl]diazenyl-.kappa.N1]-3-(hydroxy-.kappa.O)-7-nitro-1-naphthalenesulfonato(3-)]-, hydrogen (1:3) | 567693 | 64960
Chromate(3-), bis[3-hydroxy-7-nitro-4-[2-[2-oxo-1-[(phenylamino)carbonyl]propyl]diazenyl]-1-naphthalenesulfonato(3-)]-, hydrogen (1:3) | 567685 | 64961
Chromate(1-), [2-[2-[1-[3-(aminosulfonyl)phenyl]-4,5-dihydro-3-methyl-5-(oxo-.kappa.O)-1H-pyrazol-4-yl]diazenyl-.kappa.N1]benzoato(2-)-.kappa.O][1-[2-[2-(hydroxy-.kappa.O)-4-nitrophenyl]diazenyl-.kappa.N1]-2-naphthalenolato(2-)-.kappa.O]-, hydrogen (1:1) | 567677 | 64962
Chromate(1-), [3-[4,5-dihydro-4-[2-[2-(hydroxy-.kappa.O)-4-nitrophenyl]diazenyl-.kappa.N1]-3-methyl-5-(oxo-.kappa.O)-1H-pyrazol-1-yl]benzenesulfonamidato(2-)][1-[2-[2-(hydroxy-.kappa.O)-4-nitrophenyl]diazenyl-.kappa.N1]-2-naphthalenolato(2-)-.kappa.O]-, hydrogen (1:1) | 567669 | 64963
Chromate(2-), [2,4-dihydro-4-[2-[2-(hydroxy-.kappa.O)-4-nitrophenyl]diazenyl-.kappa.N1]-5-methyl-2-phenyl-3H-pyrazol-3-onato(2-)-.kappa.O3][4-(hydroxy-.kappa.O)-3-[2-[2-(hydroxy-.kappa.O)-1-naphthalenyl]diazenyl-.kappa.N1]benzenesulfonato(3-)]-, hydrogen (1:2) | 567651 | 64964
Chromate(2-), [2,4-dihydro-4-[2-[2-(hydroxy-.kappa.O)-5-nitrophenyl]diazenyl-.kappa.N1]-5-methyl-2-phenyl-3H-pyrazol-3-onato(2-)-.kappa.O3][4-(hydroxy-.kappa.O)-3-[2-[2-(hydroxy-.kappa.O)-1-naphthalenyl]diazenyl-.kappa.N1]benzenesulfonato(3-)]-, hydrogen (1:2) | 567644 | 64965
Chromate(2-), [3-[2-[2-(amino-.kappa.N)-4-aminophenyl]diazenyl-.kappa.N1]-4-(hydroxy-.kappa.O)benzenesulfonato(3-)][1-[2-[2-(hydroxy-.kappa.O)-4-nitrophenyl]diazenyl-.kappa.N1]-2-naphthalenolato(2-)-.kappa.O]-, hydrogen (1:2) | 567636 | 64966
2-Oxepanone, polymer with 1,4-butanediol, .alpha.-hydro-.omega.-hydroxypoly(oxy-1,2-ethanediyl) and 1,1'-methylenebis[4-isocyanatobenzene] | 560383 | 64967
2-Oxepanone, polymer with 1,4-butanediol, 4,4'-diisocyanato-3,3'-dimethyl-1,1'-biphenyl and .alpha.-hydro-.omega.-hydroxypoly(oxy-1,2-ethanediyl) | 560375 | 64968
Phenol, polymer with ethenylbenzene, ethenylmethylbenzene, 1H-indene, (1-methylethenyl)benzene and 3a,4,7,7a-tetrahydro-4,7-methano-1H-indene | 560367 | 64969
2-Propenoic acid, 2-methyl-, butyl ester, polymer with ethenylbenzene, 2-ethylhexyl 2-propenoate, methyl 2-methyl-2-propenoate, 2-methyl-2-[(1-oxo-2-propen-1-yl)amino]-1-propanesulfonic acid, octadecyl 2-methyl-2-propenoate, 1,2-propanediol mono-2-propenoate and 2-propenoic acid, compd. with 2-amino-2-methyl-1-propanol | 560359 | 64970
Oxirane, 2-methyl-3-tridecyl-, polymer chloroethene | 560342 | 64971
2-Propenoic acid, polymer with butyl 2-propenoate, 1,2-ethanediamine, ethenylbenzene, methyl 2-propenoate and 3-octanone | 560334 | 64972
2-Oxepanone, polymer with 1,4-butanediol, 1,1'-methylenebis[4-isocyanatobenzene] and 2,2'-[1,4-phenylenebis(oxy)]bis[ethanol] | 560326 | 64973
5-Isobenzofurancarboxylic acid, 1,3-dihydro-1,3-dioxo-, polymer with 1,2-ethanediol, 2-methyl-1,3-benzenediamine, 4-methyl-1,3-benzenediamine and 1,3,5-tris(2-hydroxyethyl)-1,3,5-triazine-2,4,6(1H,3H,5H)-trione | 560318 | 64974
5H-1,2,3-Triazolo[4,5-b]pyridin-5-imine, 2,4-dihydro-2-(4-methoxyphenyl)-4-methyl-, 4-methylbenzenesulfonate (1:1) | 560300 | 64975
Ethanol, 2,2'-iminobis-, compd. with 2-phenoxyethyl phosphate | 560292 | 64976
Ethanol, 2,2',2''-nitrilotris-, compd. with 2-butoxyethyl phosphate | 560284 | 64977
Ethanol, 2,2'-iminobis-, compd. with 2-butoxyethyl phosphate | 560276 | 64978
Ethanol, 2,2'-iminobis-, compd. with .alpha.-phenyl-.omega.-hydroxypoly(oxy-1,2-ethanediyl) phosphate | 560268 | 64979
Phenol, 4,4'-(1-methylethylidene)bis-, polymer with N1,N2-bis(2-aminoethyl)-1,2-ethanediamine and 2-(chloromethyl)oxirane, nonanoate | 560250 | 64980
Oxirane, 2-methyl-, polymer with oxirane, monododecanoate, decyl ether | 560243 | 64981
Oxirane, 2-methyl-, polymer with oxirane, mono-(9Z)-9-octadecenoate, methyl ether | 560235 | 64982
Oxirane, 2-methyl-, polymer with oxirane, mono-(9Z)-9-octadecenoate, decyl ether | 560227 | 64983
Ethanol, 2-butoxy-, phosphate, sodium salt | 560219 | 64984
Ethanol, 2-phenoxy-, phosphate, sodium salt | 560201 | 64985
Poly(oxy-1,2-ethanediyl), .alpha.-phenyl-.omega.-hydroxy-, phosphate, sodium salt | 560193 | 64986
Poly(oxy-1,2-ethanediyl), .alpha.-phenyl-.omega.-hydroxy-, phosphate, potassium salt | 560185 | 64987
4,7-Octadienoic acid, ethyl ester | 560177 | 64988
2-Propenoic acid, 2-[methyl[(3,3,4,4,5,5,6,6,7,7,8,8,9,9,10,10,11,11,12,12,13,13,14,14,15,15,16,16,17,17,18,18,18-tritriacontafluorooctadecyl)sulfonyl]amino]ethyl ester | 560169 | 64989
2-Propenoic acid, 2-[methyl[(3,3,4,4,5,5,6,6,7,7,8,8,9,9,10,10,11,11,12,12,13,13,14,14,15,15,16,16,16-nonacosafluorohexadecyl)sulfonyl]amino]ethyl ester | 560151 | 64990
2-Propenoic acid, 2-[methyl[(3,3,4,4,5,5,6,6,7,7,8,8,9,9,10,10,11,11,12,12,13,13,14,14,14-pentacosafluorotetradecyl)sulfonyl]amino]ethyl ester | 560144 | 64991
2-Propenoic acid, 2-[[(3,3,4,4,5,5,6,6,7,7,8,8,9,9,10,10,11,11,12,12,12-heneicosafluorododecyl)sulfonyl]methylamino]ethyl ester | 560136 | 64992
2-Propenoic acid, 2-methyl-, 2-oxiranylmethyl ester, polymer with 1,1-dichloroethene and 2-ethylhexyl 2-propenoate | 560128 | 64993
2-Propenoic acid, polymer with 1,1-dichloroethene and 2-ethylhexyl 2-propenoate | 560110 | 64994
1,3-Benzenedicarboxylic acid, polymer with hexanedioic acid, 1,1'-methylenebis[4-isocyanatobenzene] and 2,2'-oxybis[ethanol] | 560102 | 64995
1,3-Benzenedicarboxylic acid, polymer with 1,4-butanediol, hexanedioic acid and 1,1'-methylenebis[4-isocyanatobenzene] | 560094 | 64996
Benzene, trichloro-, polymer with 1,4-dichlorobenzene and sodium sulfide (Na2S) | 560086 | 64997
Bicyclo[2.2.1]hept-5-ene-2,3-dicarboxylic acid, 1,4,5,6,7,7-hexachloro-, 2,3-diisooctyl ester | 560078 | 64998
Cuprate(2-), [4-(hydroxy-.kappa.O)-3-[2-[2-(hydroxy-.kappa.O)-5-[[2-(sulfooxy)ethyl]sulfonyl]phenyl]diazenyl-.kappa.N1]-1-naphthalenesulfonato(4-)]-, hydrogen (1:2) | 560060 | 64999
9,10-Anthracenedione, 1-amino-4,5(or 4,8)-dihydroxy-8(or 5)-[(hydroxymethyl)amino]- | 560052 | 65000
Anthra[1,9-bc]thiopyran-7(2H)-one, 4(5 or 6)-bromo-9-chloro-2-(3-chloro-10-oxo-9(10H)-anthracenylidene)-, 3-oxide | 560045 | 65001
2-Naphthalenesulfonic acid, 5(or 8)-[2-[4-[[(4-methylphenyl)sulfonyl]oxy]phenyl]diazenyl]-8(or 5)-[2-[4-[(4-nitro-2-sulfophenyl)amino]phenyl]diazenyl]-, sodium salt (1:2) | 560037 | 65002
1H,3H-Benzo[1,2-c:4,5-c']difuran-1,3,5,7-tetrone, polymer with 2-amino-5-(4-aminophenoxy)benzamide, 5,5'-carbonylbis[1,3-isobenzofurandione], 4,4'-oxybis[benzenamine] and 1,1'-oxybis[4-isocyanatobenzene] | 560029 | 65003
Cadmium, dichlorotetrakis(1H-imidazole-.kappa.N3)- | 560011 | 65004
Ferrate(3-), tris[4-[4,5-dihydro-4-[2-(2-hydroxy-5-nitrophenyl)diazenyl]-3-methyl-5-oxo-1H-pyrazol-1-yl]benzenesulfonato(2-)]di-, hydrogen (1:3) | 552786 | 65005
2-Propenoic acid, 2-methyl-, 2-oxiranylmethyl ester, polymer with 1-chloro-3-ethenylbenzene | 552778 | 65006
Benzaldehyde, 4-hexyl-, 2-[(4-propylphenyl)methylene]hydrazone | 552760 | 65007
Phenol, 2-methyl(1,7,7-trimethylbicyclo[2.2.1]heptyl)- | 552612 | 65008
Oxirane, 2-methyl-, polymer with oxirane, mono(dihydrogen phosphate), tridecyl ether, dipotassium salt | 552604 | 65009
Oxirane, 2-methyl-, polymer with oxirane, mono(dihydrogen phosphate), tridecyl ether | 552596 | 65010
1-Tridecanol, titanium(4+) salt (4:1) | 552588 | 65011
Cuprate(1-), [C,C-bis(aminosulfonyl)-29H,31H-phthalocyanine-C-sulfonato(3-)-.kappa.N29,.kappa.N30,.kappa.N31,.kappa.N32]-, sodium, sodium salt (1:1:2) | 552570 | 65012
Hexanedioic acid, polymer with 2,2-dimethyl-1,3-propanediol, 1,6-hexanediol, .alpha.-hydro-.omega.-hydroxypoly(oxy-1,4-butanediyl), 3-hydroxy-2-(hydroxymethyl)-2-methylpropanoic acid, 1,1'-methylenebis[4-isocyanatocyclohexane] and 2-oxepanone, compd. with 2-(dimethylamino)ethanol | 552497 | 65013
2-Propenoic acid, 2-methyl-, butyl ester, polymer with butyl 2-propenoate, ethenylbenzene, methyl 2-methyl-2-propenoate, 1,2-propanediol mono-2-propenoate and 2-propenoic acid, compd. with 2-amino-2-methyl-1-propanol and 4-ethylmorpholine | 552489 | 65014
Benzenesulfonic acid, 2(or 5)-butyl-5(or 2)-[[4-[(4-butylsulfophenyl)amino]-9,10-dihydro-5,8-dihydroxy-9,10-dioxo-1-anthracenyl]amino]-, sodium salt (1:2) | 552471 | 65015
Poly[oxy(methyl-1,2-ethanediyl)], .alpha.-(1-oxo-2-propen-1-yl)-.omega.-(nonylphenoxy)- | 552463 | 65016
Poly[oxy(methyl-1,2-ethanediyl)], .alpha.-(1-oxo-2-propen-1-yl)-.omega.-phenoxy- | 552455 | 65017
Chromate(1-), bis[2-chloro-4-[2-[4,5-dihydro-3-methyl-5-(oxo-.kappa.O)-1-phenyl-1H-pyrazol-4-yl]diazenyl-.kappa.N1]-5-(hydroxy-.kappa.O)benzenesulfonamidato(2-)]-, hydrogen, compd. with 1,6-hexanediamine (1:1:1) | 552448 | 65018
Phenol, 2,4(or 2,6)-di-sec-pentyl- | 552430 | 65019
Phenol, cyclohexyl-2-methyl- | 552422 | 65020
Phenol, cyclohexyl-3(or 4)-methyl- | 552406 | 65021
Hexanoic acid, 6-[(1-oxoisononyl)amino]- | 552398 | 65022
2-Propenoic acid, 2-methyl-, butyl ester, polymer with ethenylbenzene, 2-ethylhexyl 2-propenoate, 2-hydroxypropyl 2-propenoate, methyl 2-methyl-2-propenoate, 2-methyl-2-[(1-oxo-2-propen-1-yl)amino]-1-propanesulfonic acid, octadecyl 2-methyl-2-propenoate and 2-propenoic acid, compd. with 2-amino-2-methyl-1-propanol and 4-ethylmorpholine | 552380 | 65023
Sorbitan, isooctadecanoate | 552372 | 65024
Nickel, [.mu.-(piperazine-.kappa.N1:.kappa.N4)]bis[3-[1-[2-(4,5,6,7-tetrachloro-1-oxo-1H-isoindol-3-yl-.kappa.N)hydrazinylidene-.kappa.N1]ethyl]-2,4(1H,3H)-quinolinedionato(2-)-.kappa.O4]di- | 552364 | 65025
Chromate(3-), bis[4-[2-[4,5-dihydro-3-methyl-5-(oxo-.kappa.O)-1-phenyl-1H-pyrazol-4-yl]diazenyl-.kappa.N1]-3-(hydroxy-.kappa.O)-1-naphthalenesulfonato(3-)]-, hydrogen, compd. with 1,6-hexanediamine (1:3:1) | 552356 | 65026
Nickel, [N-(4-chlorophenyl)-3-[2-[[1-(4-chlorophenyl)-4,5-dihydro-3-methyl-5-(oxo-.kappa.O)-1H-pyrazol-4-yl]methylene]hydrazinylidene-.kappa.N2]-.alpha.-cyano-1H-isoindole-3-acetamidato(2-)-.kappa.N2,.kappa.O3]- | 552349 | 65027
2-Propenoic acid, 2-ethylhexyl ester, polymer with ethenyl acetate, 1,1'-[2-ethyl-2-[[(1-oxo-2-propen-1-yl)oxy]methyl]-1,3-propanediyl] di-2-propenoate and methyl 2-propenoate | 552331 | 65028
1,3-Benzenedicarboxylic acid, polymer with 2,2-dimethyl-1,3-propanediol, 2-ethyl-2-(hydroxymethyl)-1,3-propanediol, hexanedioic acid, 3-hydroxy-2-(hydroxymethyl)-2-methylpropanoic acid and 1,1'-methylenebis[4-isocyanatocyclohexane], compd. with 2-(dimethylamino)ethanol | 552323 | 65029
2,5-Furandione, polymer with 2,2-dimethyl-1,3-propanediol, 2,2'-[(1-methylethylidene)bis[(2,6-dibromo-4,1-phenylene)oxy]]bis[ethanol] and oxybis[propanol] | 544999 | 65030
2,5-Furandione, dihydro-3-(tetraisobutenyl)- | 544981 | 65031
Ethanone, 2,2-dichloro-1-(1-oxa-4-azaspiro[4.5]dec-4-yl)- | 544973 | 65032
Acetamide, N-(4,5-dihydro-4-methyl-5-thioxo-1H-1,2,4-triazol-3-yl)- | 544965 | 65033
Hexanedioic acid, polymer with 1,1'-methylenebis[4-isocyanatocyclohexane], 2-methyloxirane, oxirane, 1,2-propanediol and 1,2-propanediol mono(2-methyl-2-propenoate) | 544957 | 65034
Hexanedioic acid, polymer with 1,1'-methylenebis[4-isocyanatocyclohexane], 2-methyloxirane, oxirane, 1,2-propanediol and 1,2-propanediol mono-2-propenoate | 544940 | 65035
Hexanedioic acid, polymer with 5-isocyanato-1-(isocyanatomethyl)-1,3,3-trimethylcyclohexane, 2-methyloxirane, oxirane, 1,2-propanediol and 1,2-propanediol mono(2-methyl-2-propenoate) | 544932 | 65036
Hexanedioic acid, polymer with .alpha.-hydro-.omega.-hydroxypoly[oxy(methyl-1,2-ethanediyl)], 5-isocyanato-1-(isocyanatomethyl)-1,3,3-trimethylcyclohexane, 1,2-propanediol and 1,2-propanediol mono(2-methyl-2-propenoate) | 544924 | 65037
2-Propenoic acid, 2-methyl-, monoester with 1,2-propanediol, polymer with .alpha.-hydro-.omega.-hydroxypoly(oxy-1,4-butanediyl), .alpha.-hydro-.omega.-hydroxypoly[oxy(methyl-1,2-ethanediyl)] and 5-isocyanato-1-(isocyanatomethyl)-1,3,3-trimethylcyclohexane | 544916 | 65038
2-Propenoic acid, 2-methyl-, monoester with 1,2-propanediol, polymer with .alpha.-hydro-.omega.-hydroxypoly[oxy(methyl-1,2-ethanediyl)], 5-isocyanato-1-(isocyanatomethyl)-1,3,3-trimethylcyclohexane, oxirane and tetrahydrofuran | 544908 | 65039
Hexanedioic acid, polymer with 1,3-diisocyanatomethylbenzene, 1,2-ethanediol, ethenylbenzene, 1,2-propanediol mono(2-methyl-2-propenoate) and 2-propen-1-ol | 544890 | 65040
2-Propenoic acid, 2-methyl-, monoester with 1,2-propanediol, polymer with 1,3-diisocyanatomethylbenzene and .alpha.-hydro-.omega.-hydroxypoly[oxy(methyl-1,2-ethanediyl)] | 544882 | 65041
Poly[oxy(methyl-1,2-ethanediyl)], .alpha.,.alpha.'-[phenylenebis(iminocarbonyl)]bis[.omega.-[(2-methyl-1-oxo-2-propen-1-yl)oxy]- | 544874 | 65042
Benzenemethanol, .alpha.,.alpha.-dimethyl(1-methylethenyl)- | 544858 | 65043
Benzenemethanol, [1-[(1,1-dimethylethyl)dioxy]-1-methylethyl]-.alpha.,.alpha.-dimethyl- | 544841 | 65044
Peroxide, 1,1-dimethylethyl 1-methyl-1-[(1-methylethenyl)phenyl]ethyl | 544833 | 65045
2-Propenoic acid, 2-methyl-, 1,1'-[phenylenebis(iminocarbonyloxy-2,1-ethanediyl)] ester | 544825 | 65046
.beta.-Alanine, N-[3-(acetylamino)phenyl]-N-(2-carboxyethyl)- | 544809 | 65047
Phosphonic acid, P,P',P'',P''',P'''',P'''''-[1,3,5-triazine-2,4,6-triyltris[nitrilobis(methylene)]]hexakis- | 544791 | 65048
Dibenzo[d,f][1,3,2]dioxaphosphepin, 6,6'-[1,6-hexanediylbis(oxy)]bis[2,4,8,10-tetrakis(1,1-dimethylethyl)- | 544783 | 65049
Pentanoic acid, 4,4-bis(dodecylthio)-, compd. with 2,2'-iminobis[ethanol] (1:1) | 544775 | 65050
1,3,2-Dioxaphosphorinane, 2-[2,4-bis(1,1-dimethylethyl)phenoxy]-5,5-dimethyl- | 544767 | 65051
Butanoic acid, 3-[[5-(acetylamino)-2-methoxyphenyl]amino]-, ethyl ester | 544759 | 65052
Butanoic acid, 3-[[5-(acetylamino)-4-[2-(2-bromo-4,6-dinitrophenyl)diazenyl]-2-methoxyphenyl]amino]-, ethyl ester | 544742 | 65053
Hexanedioic acid, polymer with 5-isocyanato-1-(isocyanatomethyl)-1,3,3-trimethylcyclohexane, 2-methyloxirane, oxirane and 1,2-propanediol | 544734 | 65054
2-Propenoic acid, 2-methyl-, 2-hydroxyethyl ester, polymer with 1-isocyanatobutane, 5-isocyanato-1-(isocyanatomethyl)-1,3,3-trimethylcyclohexane, 2-oxepanone and 2,2'-oxybis[ethanol] | 544726 | 65055
1,3-Isobenzofurandione, polymer with 2,5-furandione, .alpha.-hydro-.omega.-hydroxypoly[oxy(methyl-1,2-ethanediyl)], 5-isocyanato-1-(isocyanatomethyl)-1,3,3-trimethylcyclohexane and 1,2-propanediol | 544718 | 65056
Hexanedioic acid, polymer with N1-(2-aminoethyl)-1,2-ethanediamine, 2-(chloromethyl)oxirane and 2-octyloxirane | 544700 | 65057
Poly(oxy-1,4-butanediyl), .alpha.-hydro-.omega.-hydroxy-, polymer with .alpha.-hydro-.omega.-hydroxypoly[oxy(methyl-1,2-ethanediyl)] and 5-isocyanato-1-(isocyanatomethyl)-1,3,3-trimethylcyclohexane | 544692 | 65058
Hexanedioic acid, polymer with .alpha.-hydro-.omega.-hydroxypoly[oxy(methyl-1,2-ethanediyl)], 5-isocyanato-1-(isocyanatomethyl)-1,3,3-trimethylcyclohexane, 1,2-propanediol and 2-propen-1-ol | 544684 | 65059
Furan, tetrahydro-, polymer with .alpha.-hydro-.omega.-hydroxypoly[oxy(methyl-1,2-ethanediyl)], 5-isocyanato-1-(isocyanatomethyl)-1,3,3-trimethylcyclohexane and oxirane | 544676 | 65060
Hexanedioic acid, polymer with 1,4-butanediol, .alpha.-hydro-.omega.-hydroxypoly[oxy(methyl-1,2-ethanediyl)], 5-isocyanato-1-(isocyanatomethyl)-1,3,3-trimethylcyclohexane and 1,2-propanediol | 544668 | 65061
Hexanedioic acid, polymer with 1,1'-methylenebis[4-isocyanatocyclohexane], 2-methyloxirane, oxirane and 1,2-propanediol | 544650 | 65062
Hexanedioic acid, polymer with 1,3-diisocyanatomethylbenzene, 1,2-ethanediol and .alpha.-hydro-.omega.-hydroxypoly[oxy(methyl-1,2-ethanediyl)] | 544643 | 65063
1,3-Benzenedicarboxylic acid, polymer with hexanedioic acid, 2-oxiranylmethyl 2-methyl-2-propenoate, 2,2'-oxybis[ethanol] and 1,2-propanediol | 544635 | 65064
1,4-Benzenedicarboxylic acid, 1,4-dimethyl ester, polymer with 1,5-dimethyl pentanedioate, 1,6-hexanediol and 2,2'-oxybis[ethanol] | 544627 | 65065
1,3-Benzenedicarbonyl dichloride, polymer with 1,4-benzenedicarbonyl dichloride, carbonic dichloride and 4,4'-(1-methylethylidene)bis[phenol] | 544619 | 65066
1,3-Isobenzofurandione, 5,5'-[(1-methylethylidene)bis(4,1-phenyleneoxy)]bis-, polymer with 1,3-benzenediamine and 1,4-benzenediamine | 544601 | 65067
1,3-Isobenzofurandione, 5,5'-[(1-methylethylidene)bis(4,1-phenyleneoxy)]bis-, polymer with benzenamine and 1,3-benzenediamine | 544593 | 65068
2H-Azepin-2-one, hexahydro-, polymer with 1,3-diisocyanato-2-methylbenzene, 2,4-diisocyanato-1-methylbenzene and 2,2'-oxybis[ethanol] | 544585 | 65069
Oxirane, 2-methyl-, polymer with oxirane, mono(hydrogen sulfate), 3,5-dinonylphenyl ether, sodium salt | 544577 | 65070
Oxirane, 2-methyl-, polymer with oxirane, mono(hydrogen sulfate), 3,5-dinonylphenyl ether, ammonium salt | 544569 | 65071
1H,3H-Naphtho[1,8-cd]pyran-6-sulfonic acid, 1,3-dioxo-, potassium salt (1:1) | 544551 | 65072
Oxirane, 2-methyl-, polymer with .alpha.,.alpha.'-[(phenylimino)di-2,1-ethanediyl]bis[.omega.-hydroxypoly(oxy-1,2-ethanediyl)] | 544544 | 65073
2-Propenoic acid, 2-methyl-, methyl ester, polymer with ethenylbenzene, 2-[[(1,1,2,2,3,3,4,4,5,5,6,6,7,7,8,8,8-heptadecafluorooctyl)sulfonyl]methylamino]ethyl 2-propenoate, 2-[methyl[(1,1,2,2,3,3,4,4,4-nonafluorobutyl)sulfonyl]amino]ethyl 2-propenoate, 2-[methyl[(1,1,2,2,3,3,4,4,5,5,6,6,7,7,7-pentadecafluoroheptyl)sulfonyl]amino]ethyl 2-propenoate, 2-[methyl[(1,1,2,2,3,3,4,4,5,5,6,6,6-tridecafluorohexyl)sulfonyl]amino]ethyl 2-propenoate, 2-[methyl[(1,1,2,2,3,3,4,4,5,5,5-undecafluoropentyl)sulfonyl]amino]ethyl 2-propenoate and 2-propenoic acid | 544536 | 65074
1-Propanesulfonic acid, 3-[3-(dihydroxymethoxysilyl)propoxy]-2-hydroxy-, sodium salt (1:?) | 544528 | 65075
3-Tetradecene, 14,14-diethoxy-, (3Z)- | 544510 | 65076
5-Tridecene, 13-chloro-, (5Z)- | 544502 | 65077
4-Penten-1-ol, 3-methyl-, 1-acetate | 544494 | 65078
Chromate(2-), [3-[2-[2-(amino-.kappa.N)-4-aminophenyl]diazenyl-.kappa.N1]-4-(hydroxy-.kappa.O)benzenesulfonato(3-)][1-[2-[2-(hydroxy-.kappa.O)-5-nitrophenyl]diazenyl-.kappa.N1]-2-naphthalenolato(2-)-.kappa.O]-, hydrogen (1:2) | 567628 | 65079
Chromate(2-), [3-[2-[2-(amino-.kappa.N)-4-aminophenyl]diazenyl-.kappa.N1]-4-(hydroxy-.kappa.O)benzenesulfonato(3-)][2,4-dihydro-4-[2-[2-(hydroxy-.kappa.O)-5-nitrophenyl]diazenyl-.kappa.N1]-5-methyl-2-phenyl-3H-pyrazol-3-onato(2-)-.kappa.O3]-, hydrogen (1:2) | 567610 | 65080
Chromate(2-), [3-[2-[2-(amino-.kappa.N)-4-aminophenyl]diazenyl-.kappa.N1]-4-(hydroxy-.kappa.O)benzenesulfonato(3-)][2-[2-[4,5-dihydro-3-methyl-5-(oxo-.kappa.O)-1-phenyl-1H-pyrazol-4-yl]diazenyl-.kappa.N1]benzoato(2-)-.kappa.O]-, hydrogen (1:2) | 567602 | 65081
Chromate(2-), [2,4-dihydro-4-[2-[2-(hydroxy-.kappa.O)-4-nitrophenyl]diazenyl-.kappa.N1]-5-methyl-2-phenyl-3H-pyrazol-3-onato(2-)-.kappa.O3][3-[2-[2-(hydroxy-.kappa.O)-4-hydroxyphenyl]diazenyl-.kappa.N1]-4-(hydroxy-.kappa.O)benzenesulfonato(3-)]-, hydrogen (1:2) | 567594 | 65082
Chromate(2-), [2,4-dihydro-4-[2-[2-(hydroxy-.kappa.O)-5-nitrophenyl]diazenyl-.kappa.N1]-5-methyl-2-phenyl-3H-pyrazol-3-onato(2-)-.kappa.O3][3-[2-[2-(hydroxy-.kappa.O)-4-hydroxyphenyl]diazenyl-.kappa.N1]-4-(hydroxy-.kappa.O)benzenesulfonato(3-)]-, hydrogen (1:2) | 567586 | 65083
1,2-Benzenedicarboxylic acid, 1,1'-(1-methyl-1,2-ethanediyl) 2,2'-diisooctyl ester | 567578 | 65084
Benzenesulfonamide, 2,2'(or 5,5')-[(6,7-dichloro-9,10-dihydro-9,10-dioxo-1,4-anthracenediyl)diimino]bis[N-cyclohexyl-5(or 2)-methyl- | 567560 | 65085
Sulfonium, diphenyl[(phenylthio)phenyl]-, chloride (1:1) | 567552 | 65086
Sulfonium, [[(chlorophenyl)thio]phenyl]diphenyl-, chloride (1:1) | 567545 | 65087
Sulfonium, bis(chlorophenyl)phenyl-, chloride (1:1) | 567537 | 65088
Benzenesulfonic acid, 2,2'(or 5,5')-[(9,10-dihydro-9,10-dioxo-1,4-anthracenediyl)diimino]bis[5(or 2)-methyl-, sodium salt (1:?) | 567529 | 65089
1H-Cyclopenta[c]furan-4,5-dicarboxylic acid, hexahydro-1,3-dioxo-, 4,4'(or 5,5')-[(1-methylethylidene)bis[4,1-phenyleneoxy(1-methyl-2,1-ethanediyl)]] ester | 567503 | 65090
Ethanol, 2-amino-, compd. with .alpha.-(2-cyanoethyl)-.omega.-(nonylsulfophenoxy)poly(oxy-1,2-ethanediyl) (1:1) | 567495 | 65091
2-Butenoic acid, 2-methyl-, (2E)-2-methyl-2-buten-1-yl ester, (2E)- | 567487 | 65092
2-Propenoic acid, 3-(4-methoxyphenyl)-, 2-butoxyethyl ester | 567479 | 65093
3-Penten-1-ol, 3-methyl-, 1-propanoate | 567461 | 65094
3-Penten-1-ol, 3-methyl-, 1-formate | 567453 | 65095
3-Penten-1-ol, 3-methyl-, 1-benzoate | 567446 | 65096
5-Octenal, 2,6-dimethyl- | 567438 | 65097
Arsenenous acid, lithium salt (1:1) | 567420 | 65098
1,6-Octadiene, 3-ethoxy-3,7-dimethyl- | 567412 | 65099
2-Propenoic acid, 2-methyl-, polymer with butyl 2-methyl-2-propenoate, butyl 2-propenoate, hexadecyl 2-methyl-2-propenoate and methyl 2-methyl-2-propenoate | 567404 | 65100
2-Naphthalenesulfonic acid, 7,7'-(carbonyldiimino)bis[4-hydroxy-3-[2-(4-sulfo-1-naphthalenyl)diazenyl]-, sodium salt (1:4) | 567396 | 65101
Benzothiazolium, 2-[[5,5-dimethyl-3-[[3-(3-sulfopropyl)-2(3H)-benzothiazolylidene]methyl]-2-cyclohexen-1-ylidene]methyl]-3-ethyl-5,6-dimethoxy-, inner salt | 567388 | 65102
2-Butenedioic acid, 1-(2,2,3,3-tetrafluoropropyl) ester, sodium salt (1:1), polymer with ethenylbenzene and sodium 2-butenedioate (2:1) | 567370 | 65103
2-Anthracenesulfonic acid, 4-[[4-(acetylamino)cyclohexyl]amino]-1-amino-9,10-dihydro-9,10-dioxo-, sodium salt (1:1) | 567362 | 65104
2-Anthracenesulfonic acid, 1-amino-9,10-dihydro-4-[[4-[(2-hydroxyacetyl)amino]phenyl]amino]-9,10-dioxo-, sodium salt (1:1) | 567354 | 65105
Benzenesulfonic acid, 2,2'-[carbonylbis[imino[2-[(aminocarbonyl)amino]-4,1-phenylene]-2,1-diazenediyl]]bis[5-[2-(4-sulfophenyl)diazenyl]-, sodium salt (1:4) | 567347 | 65106
2-Anthracenesulfonic acid, 1-amino-9,10-dihydro-4-[[3-[(2-hydroxyacetyl)amino]phenyl]amino]-9,10-dioxo-, sodium salt (1:1) | 567339 | 65107
Benzo[a]phenazinium, 5-[[4-(diethylamino)-3-sulfophenyl]amino]-9-[ethyl[(3-sulfophenyl)methyl]amino]-7-phenyl-, inner salt, sodium salt (1:2) | 567321 | 65108
9,10-Anthracenedione, 1-amino-5-(dimethylamino)-4,8-dihydroxy- | 567313 | 65109
Poly(oxy-1,2-ethanediyl), .alpha.,.alpha.'-phosphinicobis[.omega.-[(2-methyl-1-oxo-2-propen-1-yl)oxy]- | 567305 | 65110
Cuprate(3-), [4-amino-6-[2-[6-[(5-chloro-2,6-difluoro-4-pyrimidinyl)amino]-2-(hydroxy-.kappa.O)-4-sulfo-1-naphthalenyl]diazenyl-.kappa.N1]-5-(hydroxy-.kappa.O)-1,3-naphthalenedisulfonato(5-)]-, potassium (1:3) | 567297 | 65111
Chromate(1-), [4-hydroxy-5-[2-(1,2,3,4-tetrahydro-2,4-dioxo-3-quinolinyl)diazenyl]-1,3-benzenedisulfonato(4-)]-, hydrogen (1:1) | 567289 | 65112
Cobaltate(3-), bis[2-[[[4-(hydroxy-.kappa.O)-3-[2-[2-(phenylamino-.kappa.N)-1-naphthalenyl]diazenyl-.kappa.N1]phenyl]sulfonyl]amino]benzoato(3-)]-, sodium hydrogen (1:1:2) | 567271 | 65113
Chromate(4-), [5-chloro-2-hydroxy-3-[[[2-hydroxy-5-[2-(4-sulfophenyl)diazenyl]phenyl]methylene]amino]benzenesulfonato(4-)][3-hydroxy-4-[2-(2-hydroxy-1-naphthalenyl)diazenyl]-1-naphthalenesulfonato(3-)]-, sodium (1:4) | 567263 | 65114
Benzenesulfonic acid, 5-[[4-(aminosulfonyl)-2-nitrophenyl]amino]-2-(phenylamino)- | 567255 | 65115
Benzenesulfonic acid, 5-[[2-nitro-4-[(phenylamino)sulfonyl]phenyl]amino]-2-(phenylamino)- | 567248 | 65116
1,4-Benzenedisulfonic acid, 2-[2-[6-[(5-chloro-2,6-difluoro-4-pyrimidinyl)amino]-1-hydroxy-3-sulfo-2-naphthalenyl]diazenyl]-5-methyl-, sodium salt (1:3) | 567230 | 65117
1,5-Naphthalenedisulfonic acid, 3-[2-[2-(acetylamino)-4-[[4-chloro-6-[(2-sulfoethyl)amino]-1,3,5-triazin-2-yl]amino]phenyl]diazenyl]-, sodium salt (1:3) | 567222 | 65118
Benzenesulfonic acid, 4-[[4-chloro-6-[(2-methyl-4-sulfophenyl)amino]-1,3,5-triazin-2-yl]amino]-2-[2-[1-(2,5-dichloro-4-sulfophenyl)-4,5-dihydro-3-methyl-5-oxo-1H-pyrazol-4-yl]diazenyl]-, sodium salt (1:3) | 567214 | 65119
2,7-Naphthalenedisulfonic acid, 5-[[4-chloro-6-(ethylphenylamino)-1,3,5-triazin-2-yl]amino]-4-hydroxy-3-[2-(2-sulfophenyl)diazenyl]-, sodium salt (1:3) | 567206 | 65120
2-Anthracenesulfonic acid, 1-amino-4-[[3-[[4-chloro-6-[(2-methyl-4-sulfophenyl)amino]-1,3,5-triazin-2-yl]amino]-4-sulfophenyl]amino]-9,10-dihydro-9,10-dioxo-, sodium salt (1:3) | 567198 | 65121
Pyridinium, 1-[2-[[4-[2-(2-cyano-4-nitrophenyl)diazenyl]phenyl]ethylamino]ethyl]-, acetate (1:1) | 567180 | 65122
1-Propanaminium, 3-[[4-[(2,4-dimethylphenyl)amino]-9,10-dihydro-9,10-dioxo-1-anthracenyl]amino]-N,N,N-trimethyl-, acetate (1:1) | 567172 | 65123
Ethanaminium, 2-hydroxy-N,N-dimethyl-N-[2-[(1-oxooctadecyl)oxy]ethyl]-, methyl sulfate (1:1) | 567164 | 65124
1-Naphthalenesulfonic acid, 5-hydroxy-6-[2-(2-hydroxy-4,6-dinitrophenyl)diazenyl]-, sodium salt (1:1) | 567156 | 65125
1H-Benzimidazolium, 3-(2-ethoxy-2-oxoethyl)-1-methyl-2-[5-(1-phenyl-1H-pyrazol-3-yl)-2-furanyl]-, bromide (1:1) | 567149 | 65126
2-Butenedioic acid (2Z)-, 1,4-bis[3-hydroxy-2-(hydroxymethyl)-2-methylpropyl] ester | 567131 | 65127
1,2-Benzenedicarboxylic acid, 1,2-bis[3-hydroxy-2-(hydroxymethyl)-2-methylpropyl] ester | 567123 | 65128
Benzoic acid, 5-[2-[4-[[[4-[2-[8-amino-1-hydroxy-7-[2-(4-nitrophenyl)diazenyl]-3,6-disulfo-2-naphthalenyl]diazenyl]phenyl]amino]carbonyl]phenyl]diazenyl]-2-hydroxy-, sodium salt (1:3) | 567115 | 65129
Benzenesulfonic acid, 4-[4-[2-[4-[[4-[2-[4,5-dihydro-3-methyl-5-oxo-1-(4-sulfophenyl)-1H-pyrazol-4-yl]diazenyl]benzoyl]amino]phenyl]diazenyl]-4,5-dihydro-3-methyl-5-oxo-1H-pyrazol-1-yl]-, sodium salt (1:2) | 567107 | 65130
Benzoic acid, 5-[2-[4-[[[4-[2-[2,6-diamino-3-methyl-5-[2-(4-sulfophenyl)diazenyl]phenyl]diazenyl]phenyl]amino]carbonyl]phenyl]diazenyl]-2-hydroxy-, sodium salt (1:2) | 567099 | 65131
2,7-Naphthalenedisulfonic acid, 4-amino-3-[2-[4-[[[4-[2-(8-amino-1-hydroxy-5-sulfo-2-naphthalenyl)diazenyl]phenyl]amino]carbonyl]phenyl]diazenyl]-5-hydroxy-6-(2-phenyldiazenyl)-, sodium salt (1:3) | 567081 | 65132
Spiro[isobenzofuran-1(3H),9'-[9H]xanthen]-3-one, 2',6'-bis(diethylamino)-3'-methyl- | 567073 | 65133
2-Propenoic acid, 2-methyl-, 1,1'-(1,12-dodecanediyl) ester | 567065 | 65134
Chromate(3-), bis[5-chloro-2-(hydroxy-.kappa.O)-3-[2-[1-(hydroxy-.kappa.O)-5-hydroxy-2-naphthalenyl]diazenyl-.kappa.N1]benzenesulfonato(3-)]-, hydrogen (1:3) | 567057 | 65135
Benzenesulfonic acid, 4-dodecyl-, polymer with 2-methyloxirane, oxirane and 1,2,3-propanetriol, compd. with 2,2',2''-nitrilotris[ethanol] | 567040 | 65136
Benzenesulfonic acid, 4-methyl-, methyl ester, polymer with 2-methyloxirane, oxirane and 1,2,3-propanetriol, compd. with 2,2',2''-nitrilotris[ethanol] | 567032 | 65137
1,3-Benzenedicarboxylic acid, polymer with 1,4-cyclohexanedimethanol, 1,3-dihydro-1,3-dioxo-5-isobenzofurancarboxylic acid, 2,2-dimethyl-1,3-propanediol and hexanedioic acid | 567024 | 65138
Formaldehyde, polymer with 1,6-hexanediamine, 4-methylphenol and oxirane | 567016 | 65139
Sulfurous acid, sodium salt (1:1), compd. with cyclohexanone polymer with formaldehyde | 567008 | 65140
Oxirane, 2-[(decyloxy)methyl]-, polymer with 2-[(octyloxy)methyl]oxirane, hexyl ether | 559872 | 65141
Oxirane, 2-methyl-, polymer with oxirane, ether with 2,2'-oxybis[ethanol] (2:1), monooctadecanoate, butyl ether | 559864 | 65142
Chromate(1-), bis[3-[2-[4,5-dihydro-3-methyl-5-(oxo-.kappa.O)-1-phenyl-1H-pyrazol-4-yl]diazenyl-.kappa.N1]-4-(hydroxy-.kappa.O)benzenesulfonamidato(2-)]-, sodium (1:1) | 559856 | 65143
Poly(oxy-1,2-ethanediyl), .alpha.-hydro-.omega.-hydroxy-, ether with 2-[(2-hydroxyethyl)amino]-2-(hydroxymethyl)-1,3-propanediol (4:1) | 559849 | 65144
Pentonic acid, 2-acetyl-2,3-dideoxy-5-O-2-propen-1-yl-, .gamma.-lactone | 559831 | 65145
Butanoic acid, 3-oxo-, 2-[2-hydroxy-3-(2-propen-1-yloxy)propoxy]ethyl ester | 559823 | 65146
5-Benzoxazolesulfonic acid, 2-[4-[1,5-dihydro-3-methyl-5-oxo-1-(4-sulfophenyl)-4H-pyrazol-4-ylidene]-2-buten-1-ylidene]-3-ethyl-2,3-dihydro- | 559815 | 65147
Phenol, 4-methyl-, aluminum salt (3:1) | 559807 | 65148
2-Naphthalenesulfonic acid, 6-amino-5-[2-(4-aminophenyl)diazenyl]-4-hydroxy-, sodium salt (1:1) | 559799 | 65149
Benzenesulfonic acid, 4-(acetylamino)-2-[2-[2-hydroxy-3-[[(2-methoxyphenyl)amino]carbonyl]-1-naphthalenyl]diazenyl]-, sodium salt (1:1) | 559781 | 65150
Benzeneacetonitrile, 2-(1,1-dimethylethyl)- | 559757 | 65151
Bicyclo[3.1.1]heptane, 2-[(chlorodimethylsilyl)methyl]-6,6-dimethyl- | 559740 | 65152
Hexanoic acid, 2-ethyl-, 1,1'-(oxydi-2,1-ethanediyl) ester | 559732 | 65153
Octadecanoic acid, 2-ethoxyethyl ester | 559724 | 65154
2,7-Naphthalenedisulfonic acid, 6-(benzoylamino)-1-hydroxy- | 559716 | 65155
Benzenesulfonic acid, 4-[2-(5-amino-3-methyl-1-phenyl-1H-pyrazol-4-yl)diazenyl]-2,5-dichloro-, lithium sodium salt (1:?:?) | 559708 | 65156
4-Tridecen-1-ol, 1-acetate, (4E)- | 559690 | 65157
1-Propanaminium, N-[2-(ethylphenylamino)ethyl]-2-hydroxy-N,N-dimethyl-, sulfate (2:1) | 559682 | 65158
2H-Azepin-2-one, hexahydro-, polymer with 1,3-diisocyanato-2-methylbenzene, 2,4-diisocyanato-1-methylbenzene, 2-(2-ethoxyethoxy)ethanol, 2-ethyl-2-(hydroxymethyl)-1,3-propanediol and 1,1'-methylenebis[4-isocyanatobenzene] | 559674 | 65159
Urea, polymer with 1,2-butanediol, 1,6-diisocyanatohexane, formaldehyde, 4,4'-(1-methylethylidene)bis[phenol] and 2-methyloxirane | 559666 | 65160
Acetic acid, 1,1'-anhydride, polymer with 1-octene | 559658 | 65161
Chromate(2-), bis[4-[2-[2-[(benzoyl-.kappa.O)oxy]-1-naphthalenyl]diazenyl-.kappa.N1]-3-(hydroxy-.kappa.O)-1-naphthalenesulfonato(2-)]-, sodium (1:2) | 559641 | 65162
Hexanedioic acid, polymer with N1-(1,3-dimethylbutylidene)-N2-[2-[(1,3-dimethylbutylidene)amino]ethyl]-1,2-ethanediamine, 2,2-dimethyl-1,3-propanediol and 5-isocyanato-1-(isocyanatomethyl)-1,3,3-trimethylcyclohexane | 559518 | 65163
Imidazole, [2-(triethoxysilyl)ethyl]- | 559500 | 65164
2-Propenoic acid, 2-methyl-, 2-isocyanatoethyl ester, polymer with methyl 2-methyl-2-propenoate, octadecyl 2-methyl-2-propenoate and 1,2-propanediol mono(2-methyl-2-propenoate) | 559492 | 65165
2-Propenoic acid, 2-methyl-, polymer with 1,1'-(1,2-ethanediyl) bis(2-methyl-2-propenoate), 2-isocyanatoethyl 2-methyl-2-propenoate, methyl 2-methyl-2-propenoate, octadecyl 2-methyl-2-propenoate and 1,2-propanediol mono(2-methyl-2-propenoate) | 559484 | 65166
Zinc, dichlorobis(2-phenyl-1H-imidazole-.kappa.N3)-, (T-4)- | 559476 | 65167
Cuprate(6-), [7-[2-[6-[2-[4-[[4-chloro-6-[(3-sulfophenyl)amino]-1,3,5-triazin-2-yl]amino]-2-sulfophenyl]diazenyl]-2-(hydroxy-.kappa.O)-5-hydroxy-7-sulfo-1-naphthalenyl]diazenyl-.kappa.N1]-8-(hydroxy-.kappa.O)-1,3,5-naphthalenetrisulfonato(8-)]-, sodium (1:6) | 559468 | 65168
1,2-Ethanediol, polymer with ethenyltriethoxysilane and trichloromethylsilane | 559450 | 65169
2H-Azepin-2-one, hexahydro-, polymer with 2,4-diisocyanato-1-methylbenzene and 2,2'-(methylimino)bis[ethanol] | 559443 | 65170
2-Propenoic acid, 2-methyl-, butyl ester, polymer with 2-hydroxyethyl 2-propenoate and 2-propenoic acid | 559435 | 65171
1,3-Benzenedicarboxylic acid, polymer with 2-ethyl-2-(hydroxymethyl)-1,3-propanediol, hexanedioic acid, 1,6-hexanediol and 1,3-isobenzofurandione | 559427 | 65172
Carbamodithioic acid, N-[3-(4-morpholinyl)propyl]-, compd. with 4-morpholinepropanamine (1:1) | 559419 | 65173
Carbamodithioic acid, N-[3-(4-morpholinyl)propyl]- | 559401 | 65174
Cyclohexanone, 2,6-bis[(4-azidophenyl)methylene]-4-(1-methylethyl)- | 559393 | 65175
1,3-Benzenedicarboxylic acid, polymer with 2,2-dimethyl-1,3-propanediol, 2-ethyl-2-(hydroxymethyl)-1,3-propanediol, hexanedioic acid, 3-hydroxy-2-(hydroxymethyl)-2-methylpropanoic acid and 1,1'-methylenebis[4-isocyanatocyclohexane] | 552315 | 65176
Phenol, 4-(1,1-dimethylethyl)-2-methyl-6-(1,1,3,3-tetramethylbutyl)- | 552307 | 65177
Phenol, 2-cyclohexyl-4-(1,1-dimethylpropyl)- | 552299 | 65178
2,7-Naphthalenedisulfonic acid, 4-amino-5-hydroxy-6-[2-(3-nitrophenyl)diazenyl]-3-[2-[4-[[2-(sulfooxy)ethyl]sulfonyl]phenyl]diazenyl]-, sodium salt (1:3) | 552281 | 65179
Acetamide, N-[2-[2-(2-bromo-4,6-dinitrophenyl)diazenyl]-5-(diethylamino)-4-(2-methoxyethoxy)phenyl]- | 552273 | 65180
Propanamide, N-[2-[2-(2-bromo-4,6-dinitrophenyl)diazenyl]-5-(diethylamino)-4-(2-methoxyethoxy)phenyl]- | 552265 | 65181
Phosphorodithioic acid, O,O-dibutyl ester, compd. with N,N-dimethyl-1-dodecanamine (1:1) | 552257 | 65182
Phosphonic acid, diheptadecyl ester | 552240 | 65183
Phosphonic acid, dinonadecyl ester | 552232 | 65184
Phosphoro(dithioperoxo)thioic acid, O,O-bis(2-ethylhexyl) SS-(trichloromethyl) ester | 552224 | 65185
Benzenesulfonic acid, [[3-[[4-(cyclohexylamino)-9,10-dihydro-9,10-dioxo-1-anthracenyl]amino]-1-oxopropyl]amino]-, sodium salt (1:1) | 552216 | 65186
Benzenemethanol, 4-amino-.alpha.-(4-amino-3,5-dimethylphenyl)-.alpha.-(2,6-dichlorophenyl)-3,5-dimethyl-, ester with boric acid (H3BO3) (1:1) | 552208 | 65187
Cuprate(4-), [4-[2-[4-[2-[4-[2-[4-[2-[3-(hydroxy-.kappa.O)-4-[2-[2-(hydroxy-.kappa.O)-5-sulfophenyl]diazenyl-.kappa.N1]phenyl]diazenyl]-2-sulfophenyl]ethenyl]-3-sulfophenyl]-2-oxidodiazenyl]phenyl]diazenyl]benzoato(6-)]-, sodium (1:4) | 552190 | 65188
Cuprate(6-), [.mu.-[[2,2'-[(1,4-dioxo-2-butene-1,4-diyl)bis[imino(2-sulfo-4,1-phenylene)-2,1-ethenediyl(3-sulfo-4,1-phenylene)[4,5-dihydro-3-methyl-5-(oxo-.kappa.O)-1H-pyrazole-4,1-diyl]-2,1-diazenediyl-.kappa.N1]]bis[5-sulfobenzoato-.kappa.O]](10-)]]di-, sodium (1:6) | 552182 | 65189
5-Isobenzofurancarboxylic acid, 1,3-dihydro-1,3-dioxo-, polymer with 2-(butoxymethyl)oxirane, 4,4'-(1-methylethylidene)bis[phenol] and 2,2'-[(1-methylethylidene)bis(4,1-phenyleneoxymethylene)]bis[oxirane], benzoate | 551960 | 65190
1,3-Benzenedicarboxylic acid, polymer with 2,2-dimethyl-1,3-propanediol, 2-ethyl-2-(hydroxymethyl)-1,3-propanediol and hexanedioic acid, benzoate | 551952 | 65191
Hexanedioic acid, polymer with 2,2-bis[(2-propen-1-yloxy)methyl]-1-butanol, 2,5-furandione and oxybis[propanol] | 551945 | 65192
9,10-Anthracenedione, 1-(dimethylamino)-4,8-dihydroxy-5-(methylamino)- | 551937 | 65193
Cuprate(4-), [.mu.-[[2,2'-(1,2-ethenediyl)bis[5-[2-[3-(hydroxy-.kappa.O)-4-[2-[2-(hydroxy-.kappa.O)-5-sulfophenyl]diazenyl-.kappa.N1]phenyl]diazenyl]benzenesulfonato]](8-)]]di-, sodium (1:4) | 551911 | 65194
9,10-Anthracenedione, 1,8-dihydroxy-4,5-bis(phenylamino)- | 551903 | 65195
Ethanaminium, 2-[ethyl[3-methyl-4-[2-(3-phenyl-1,2,4-thiadiazol-5-yl)diazenyl]phenyl]amino]-N,N,N-trimethyl-, phosphate (1:1) | 551895 | 65196
Benzenesulfonic acid, 5-[[4-(aminosulfonyl)-2-nitrophenyl]amino]-2-[[4-[[4-(aminosulfonyl)-2-nitrophenyl]amino]phenyl]amino]-, sodium salt (1:1) | 551887 | 65197
3H-Indolium, 5-chloro-2-[2-[4-[(2-cyanoethyl)methylamino]phenyl]ethenyl]-1,3,3-trimethyl-, methyl sulfate (1:1) | 551879 | 65198
Ethanaminium, 2-[ethyl[3-methyl-4-[2-(3-phenyl-1,2,4-thiadiazol-5-yl)diazenyl]phenyl]amino]-N,N,N-trimethyl-, sulfate (1:1) | 551861 | 65199
1(2H)-Pyridinepropanaminium, 5-[2-[4-(4-chlorophenoxy)phenyl]diazenyl]-3-cyano-6-hydroxy-N,N,N,4-tetramethyl-2-oxo-, chloride (1:1) | 551853 | 65200
Benzenesulfonic acid, 3-[2-[8-[(ethoxycarbonyl)amino]-2-hydroxy-1-naphthalenyl]diazenyl]-2-hydroxy-5-nitro-, sodium salt (1:1) | 551846 | 65201
Benzenesulfonic acid, 2-[[[3-[2-[8-[[(2-ethoxyethoxy)carbonyl]amino]-2-hydroxy-1-naphthalenyl]diazenyl]-4-hydroxyphenyl]sulfonyl]amino]- | 551838 | 65202
Benzenesulfonic acid, 2,5-dichloro-4-[4-[2-[5-[[(dodecyloxy)carbonyl]amino]-2-sulfophenyl]diazenyl]-4,5-dihydro-3-methyl-5-oxo-1H-pyrazol-1-yl]-, sodium salt (1:2) | 551820 | 65203
2-Anthracenesulfonic acid, 1-amino-4-[[3-[[(2-chloro-1-oxo-2-propen-1-yl)amino]methyl]-2,4,6-trimethylphenyl]amino]-9,10-dihydro-9,10-dioxo-, potassium salt (1:1) | 551812 | 65204
Benzoic acid, 4,4'-[1,2-ethenediylbis[(3-sulfo-4,1-phenylene)(2-oxido-2,1-diazenediyl)-4,1-phenylene-2,1-diazenediyl]]bis-, sodium salt (1:4) | 551804 | 65205
1,3-Naphthalenedisulfonic acid, 7-[2-[4-[2-[4-[2-[7-(acetylamino)-1-hydroxy-3-sulfo-2-naphthalenyl]diazenyl]-1-naphthalenyl]diazenyl]-6-sulfo-1-naphthalenyl]diazenyl]-, sodium salt (1:4) | 551796 | 65206
Benzoic acid, 3-[2-[1-hydroxy-6-[[[[4-[2-(8-hydroxy-3,6-disulfo-1-naphthalenyl)diazenyl]-2-methoxy-5-methylphenyl]amino]carbonyl]amino]-3-sulfo-2-naphthalenyl]diazenyl]-4-methoxy-, sodium salt (1:4) | 551788 | 65207
2-Anthracenesulfonic acid, 1-amino-9,10-dihydro-9,10-dioxo-4-[(2,2,4-trimethylcyclohexyl)amino]-, sodium salt (1:1) | 551770 | 65208
2-Anthracenesulfonic acid, 4,4'-[(1,4-dioxo-2-butene-1,4-diyl)bis(imino-4,1-phenyleneimino)]bis[1-amino-9,10-dihydro-9,10-dioxo-, sodium salt (1:2) | 551762 | 65209
2-Anthracenesulfonic acid, 1-amino-4-[[4-[[4-[[4-[(4-amino-9,10-dihydro-9,10-dioxo-3-sulfo-1-anthracenyl)amino]phenyl]amino]-1,4-dioxo-2-buten-1-yl]amino]-3-sulfophenyl]amino]-9,10-dihydro-9,10-dioxo-, sodium salt (1:3) | 551754 | 65210
2-Anthracenesulfonic acid, 4,4'-[(1,4-dioxo-2-butene-1,4-diyl)bis[imino(3-sulfo-4,1-phenylene)imino]]bis[1-amino-9,10-dihydro-9,10-dioxo-, sodium salt (1:4) | 551747 | 65211
Benzenesulfonic acid, 2,5-dichloro-4-[4,5-dihydro-3-methyl-4-[2-[4-[[(4-methylphenyl)sulfonyl](phenylmethyl)amino]phenyl]diazenyl]-5-oxo-1H-pyrazol-1-yl]-, sodium salt (1:1) | 551739 | 65212
2-Naphthalenesulfonic acid, 6-amino-4-hydroxy-5-[2-[2-[(4-methylphenyl)sulfonyl]phenyl]diazenyl]-, sodium salt (1:1) | 551721 | 65213
2-Naphthalenesulfonic acid, 4-hydroxy-7-[(1-oxodecyl)amino]-3-[2-(2-sulfophenyl)diazenyl]-, sodium salt (1:2) | 551713 | 65214
7-Hexadecyne, 16,16-dimethoxy- | 544486 | 65215
7-Hexadecyne, 16,16-diethoxy- | 544478 | 65216
1-Undecyne, 1-bromo-11-chloro- | 544460 | 65217
1-Octyne, 1-bromo-8-chloro- | 544452 | 65218
3-Tetradecene, 14,14-diethoxy-, (3E)- | 544445 | 65219
Propanenitrile, 3-[[2-(acetyloxy)ethyl]phenylamino]-, acetate (1:1) | 544437 | 65220
Propanenitrile, 3,3'-(phenylimino)bis-, sulfate (2:1) | 544429 | 65221
4-Morpholinepropanoic acid, 4,4'-[oxybis(2,1-ethanediyloxy-2,1-ethanediyl)] ester | 544411 | 65222
1-Propanesulfonic acid, 2-hydroxy-3-[3-(trihydroxysilyl)propoxy]-, sodium salt (1:?) | 544403 | 65223
2-Propenoic acid, 2-methyl-, 2-oxiranylmethyl ester, polymer with isooctyl 2-propenoate | 544395 | 65224
2-Propenoic acid, 2-methyl-, polymer with butyl 2-propenoate, 2-hydroxyethyl 2-propenoate, methyl 2-propenoate and 2-oxiranylmethyl 2-methyl-2-propenoate | 544387 | 65225
Acetic acid, 2-hydroxy-, compd. with 4-[2-(2-hydroxy-1-naphthalenyl)diazenyl]-N-[4-[2-(2-hydroxy-1-naphthalenyl)diazenyl]phenyl]benzamide tetrakis(aminomethyl) deriv. methanesulfonate (1:?:?) | 544379 | 65226
2-Propenoic acid, 2-methyl-, butyl ester, polymer with butyl 2-propenoate, ethenylbenzene, methyl 2-methyl-2-propenoate, 2-methyl-2-[(1-oxo-2-propen-1-yl)amino]-1-propanesulfonic acid, 1,2-propanediol mono-2-propenoate and 2-propenoic acid, compd. with 4-ethylmorpholine | 544361 | 65227
1,2-Benzenedicarboxylic acid, 1-cyclohexyl 2-isooctyl ester | 544106 | 65228
Cuprate(1-), [N,N-bis[(carboxy-.kappa.O)methyl]glycinato(3-)-.kappa.N,.kappa.O]-, ammonium (1:1), (T-4)- | 544098 | 65229
1,2-Benzenedicarboxylic acid, polymer with 2,2-bis(hydroxymethyl)-1,3-propanediol and hexahydro-2H-azepin-2-one | 544080 | 65230
Benzaldehyde, 4-[(2-chloroethyl)ethylamino]-, polymer with 2,3-dihydro-1H-pyrrolo[1,2-a]benzimidazole and 4-methylpyridine | 544072 | 65231
Benzaldehyde, 4-[(2-chloroethyl)ethylamino]-, polymer with 2,3-dihydro-1H-pyrrolo[1,2-a]benzimidazole | 544064 | 65232
2-Propenoic acid, polymer with butyl 2-propenoate, ethenylbenzene, N-(hydroxymethyl)-2-methyl-2-propenamide and 2-methyl-2-propenamide | 544056 | 65233
Benzenamine, 2,6-diethyl-, hydrochloride (1:1) | 544031 | 65234
Sodium, bicyclo[2.2.1]hept-1-yl- | 544023 | 65235
2H-Pyran, 3,6-dihydro-5-(4-methyl-3-penten-1-yl)- | 544007 | 65236
3-Cyclohexene-1-methanol, 4,6-dimethyl-.alpha.-2-propen-1-yl- | 543983 | 65237
2-Oxabicyclo[2.2.2]octane, 1,5-dimethyl-3-(2-propen-1-yl)- | 543975 | 65238
2,5-Furandione, polymer with 2,2-bis[(2-propen-1-yloxy)methyl]-1-butanol, .alpha.-hydro-.omega.-hydroxypoly(oxy-1,2-ethanediyl) and 1,2-propanediol | 543959 | 65239
Butanedioic acid, 1-(2-methylpropyl) 4-(phenylmethyl) ester | 543942 | 65240
1,2-Benzenedicarboxylic acid, 1-(2-methylbutyl) 2-(phenylmethyl) ester | 543934 | 65241
Phosphonic acid, P-[3-[ethyl[(1,1,2,2,3,3,4,4,5,5,6,6,7,7,8,8,8-heptadecafluorooctyl)sulfonyl]amino]propyl]-, diethyl ester | 543918 | 65242
Phosphonic acid, P-[3-[ethyl[(1,1,2,2,3,3,4,4,5,5,6,6,7,7,8,8,8-heptadecafluorooctyl)sulfonyl]amino]propyl]- | 543892 | 65243
1-Propanesulfonic acid, 3-(trihydroxysilyl)-, potassium sodium salt (1:?:?) | 543884 | 65244
2-Propenoic acid, 1,1'-[2-[[[[[4-[[[2,2-dimethyl-3-[2,2-dimethyl-3-[[[[3-methyl-4-[[[3-[(1-oxo-2-propen-1-yl)oxy]-2,2-bis[[(1-oxo-2-propen-1-yl)oxy]methyl]propoxy]carbonyl]amino]phenyl]amino]carbonyl]oxy]-1-oxopropoxy]propoxy]carbonyl]amino]-2-methylphenyl]amino]carbonyl]oxy]methyl]-2-[[(1-oxo-2-propen-1-yl)oxy]methyl]-1,3-propanediyl] ester | 543876 | 65245
1-Octanesulfonic acid, 1,1,2,2,3,3,4,4,5,5,6,6,7,7,8,8,8-heptadecafluoro-, compd. with piperidine (1:1) | 543868 | 65246
Phenol, 4-[(4-hydroxy-2-methylphenyl)thio]-3-methyl-, 1,1',1''-phosphate | 543843 | 65247
Benzoic acid, 2,3,4,6-tetraiodo- | 543835 | 65248
Benzoic acid, 4-[(3-carboxy-1-oxo-2-propen-1-yl)amino]-, sodium salt (1:2), polymer with ethenylbenzene | 566992 | 65249
Ethanaminium, 2-[[4-[2-(5-chloro-2-cyanophenyl)diazenyl]-3-methylphenyl]ethylamino]-N,N,N-trimethyl-, methyl sulfate (1:1) | 566984 | 65250
Ethanaminium, 2-[[4-[2-(5-chloro-2-cyanophenyl)diazenyl]-3-methylphenyl]ethylamino]-N,N,N-trimethyl-, sulfate (1:1) | 566976 | 65251
4H-1,2,4-Triazolium, 5-[2-[4-[[2-(benzoyloxy)ethyl]ethylamino]phenyl]diazenyl]-1,4-dimethyl-, sulfate (1:1) | 566968 | 65252
1-Propanaminium, 3-[[9,10-dihydro-4-[(4-methylphenyl)amino]-9,10-dioxo-1-anthracenyl]amino]-N,N,N-trimethyl-, methyl sulfate (1:1) | 566950 | 65253
3H-Carbazolium, 3-[2-(1,3-dihydro-1,3,3-trimethyl-2H-indol-2-ylidene)ethylidene]-9-ethyl-, chloride (1:1) | 566943 | 65254
Ethanaminium, N-[4-[(2-chlorophenyl)(1-methyl-2-phenyl-1H-indol-3-yl)methylene]-2,5-cyclohexadien-1-ylidene]-N-ethyl-, chloride (1:1) | 566935 | 65255
1,3-Benzenediamine, 4-methyl-6-[2-(4-methylphenyl)diazenyl]-, hydrochloride (1:1) | 566927 | 65256
Benzenesulfonic acid, 3-[(4-amino-9,10-dihydro-9,10-dioxo-3-phenoxy-1-anthracenyl)amino]-2,4-diethyl-6-methyl-, sodium salt (1:1) | 566919 | 65257
Benzenesulfonic acid, 4-[4,5-dihydro-3-methyl-4-[2-[4-methyl-3-[[(4-methylphenyl)amino]sulfonyl]phenyl]diazenyl]-5-oxo-1H-pyrazol-1-yl]-, sodium salt (1:1) | 566901 | 65258
1,5-Naphthalenedisulfonic acid, 3,3'-[1,2-ethenediylbis[(3-sulfo-4,1-phenylene)-2,1-diazenediyl(2-methyl-4,1-phenylene)-2,1-diazenediyl]]bis-, sodium salt (1:6) | 566893 | 65259
1H-Pyrazole-3-carboxylic acid, 1-(3-aminophenyl)-4-[2-[4-[[4-[2-[1-(3-aminophenyl)-3-carboxy-4,5-dihydro-5-oxo-1H-pyrazol-4-yl]diazenyl]benzoyl]amino]phenyl]diazenyl]-4,5-dihydro-5-oxo-, sodium salt (1:?) | 566885 | 65260
Benzenesulfonic acid, 3,3'-[carbonylbis[imino[2-[(2-hydroxyacetyl)amino]-4,1-phenylene]-2,1-diazenediyl]]bis[6-methyl-, sodium salt (1:2) | 566877 | 65261
2,7-Naphthalenedisulfonic acid, 5-(benzoylamino)-3-[2-[2-(2-cyclohexylphenoxy)phenyl]diazenyl]-4-hydroxy-, sodium salt (1:2) | 566869 | 65262
2-Anthracenesulfonic acid, 1-amino-9,10-dihydro-4-[[4-[[methyl[(4-methylphenyl)sulfonyl]amino]methyl]phenyl]amino]-9,10-dioxo-, sodium salt (1:1) | 566851 | 65263
Acetic acid, 2-[5-[[2-[2,4-bis(1,1-dimethylpropyl)phenoxy]-1-oxobutyl]amino]-3-chloro-4-hydroxy-2-methylphenoxy]-, methyl ester | 566844 | 65264
Pentanoic acid, 2,2,3,3,4,4,5,5-octafluoro-, octyl ester | 566836 | 65265
Benzamide, N-(4-benzoyl-4,5-dihydro-5-thioxo-1H-1,2,4-triazol-3-yl)- | 566828 | 65266
1,2,4-Triazolidine-4-acetamide, N-[2-chloro-5-[[3-(dodecylsulfonyl)-2-methyl-1-oxopropyl]amino]phenyl]-.alpha.-(2,2-dimethyl-1-oxopropyl)-3,5-dioxo-1-phenyl-2-(phenylmethyl)- | 566810 | 65267
2,7-Naphthalenedisulfonic acid, 4-[2-[5-[2-(3-amino-4-nitrophenyl)diazenyl]-2,4-dihydroxyphenyl]diazenyl]-5-hydroxy-, sodium salt (1:2) | 566802 | 65268
Ethanaminium, 2-[[4-[2-(2,6-dichloro-4-nitrophenyl)diazenyl]phenyl]ethylamino]-N,N,N-trimethyl-, sulfate (2:1) | 566794 | 65269
Ethanaminium, 2-[[4-[2-(2,6-dichloro-4-nitrophenyl)diazenyl]phenyl]ethylamino]-N,N,N-trimethyl-, sulfate (1:1) | 566786 | 65270
Quinolinium, 4-[[(2,3-dihydro-2-methyl-1H-indol-1-yl)imino]methyl]-1-methyl-, chloride (1:1) | 566778 | 65271
1,5-Naphthalenedisulfonic acid, 2-[2-[6-[(5-chloro-2,6-difluoro-4-pyrimidinyl)amino]-1-hydroxy-3-sulfo-2-naphthalenyl]diazenyl]-, sodium salt (1:3) | 566760 | 65272
2,7-Naphthalenedisulfonic acid, 4-amino-3-[2-[5-[[5-chloro-6-methyl-2-(methylsulfonyl)-4-pyrimidinyl]amino]-2-sulfophenyl]diazenyl]-6-[2-(2,5-disulfophenyl)diazenyl]-5-hydroxy-, potassium sodium salt (1:?:?) | 566752 | 65273
2,7-Naphthalenedisulfonic acid, 4-amino-6-[2-(2,5-disulfophenyl)diazenyl]-3-[2-[2-(ethylsulfonyl)-6-benzothiazolyl]diazenyl]-5-hydroxy-, sodium salt (1:4) | 566745 | 65274
2,7-Naphthalenedisulfonic acid, 4-amino-3-[2-[5-[(5-chloro-2,6-difluoro-4-pyrimidinyl)amino]-2-sulfophenyl]diazenyl]-6-[2-(2,5-disulfophenyl)diazenyl]-5-hydroxy-, potassium sodium salt (1:?:?) | 566737 | 65275
Benzenesulfonic acid, 2-[2-[5-amino-3-methyl-1-(3-sulfophenyl)-1H-pyrazol-4-yl]diazenyl]-, 1,1'-[(1-methylethylidene)di-4,1-phenylene] ester, sodium salt (1:2) | 566729 | 65276
2-Anthracenesulfonic acid, 8-[[4-(1,1-dimethylethyl)-2-sulfophenyl]amino]-9,10-dihydro-1-hydroxy-5-[(1-methylethyl)amino]-9,10-dioxo-, sodium salt (1:?) | 566711 | 65277
1,3-Naphthalenedisulfonic acid, 7-hydroxy-8-[2-[4-[1-[4-[2-(4-hydroxyphenyl)diazenyl]phenyl]cyclohexyl]phenyl]diazenyl]-, potassium sodium salt (1:?:?) | 566703 | 65278
Ethanesulfonic acid, 2-[[[2,5-dichloro-4-[2-[4-(diethylamino)-2-methylphenyl]diazenyl]phenyl]sulfonyl]amino]-, potassium sodium salt (1:1:1) | 566695 | 65279
Benzenesulfonic acid, 3,3'-[cyclohexylidenebis[4,1-phenyleneazo(4,5-dihydro-3-methyl-5-oxo-1H-pyrazole-4,1-diyl)]]bis[4-chloro-, sodium salt (1:2) | 566687 | 65280
1,3-Benzenedicarbonitrile, 2-[2-[4-[[2-(acetyloxy)ethyl]butylamino]-2-methylphenyl]diazenyl]-5-nitro- | 566679 | 65281
Benzonitrile, 2-[2-[4-[[2-(acetyloxy)ethyl]butylamino]-2-methylphenyl]diazenyl]-3-bromo-5-nitro- | 566661 | 65282
Cyclohexanone, 2,6-bis[(4-azidophenyl)methylene]-4-(1,1-dimethylethyl)- | 559385 | 65283
Ethanamine, N-ethyl-N-[(2,4,4,6,6,8,8-heptamethylcyclotetrasiloxan-2-yl)oxy]- | 559377 | 65284
Ethanamine, N,N'-[(2,4,4,6,8,8-hexamethylcyclotetrasiloxane-2,6-diyl)bis(oxy)]bis[N-ethyl- | 559369 | 65285
Silane, 1,1'-(1,2-ethanediyl)bis[1,1,1-triethenyl- | 559351 | 65286
Disiloxane, 1,3-dichloro-1,3-bis(1,1-dimethylethyl)-1,3-dimethyl- | 559344 | 65287
Hexanedioic acid, polymer with 2,2-bis[(2-propen-1-yloxy)methyl]-1-butanol, 2,5-furandione, oxybis[propanol] and 2,2,4-trimethyl-1,3-pentanediol | 559336 | 65288
2-Propenoic acid, 2-methyl-, 2-hydroxyethyl ester, telomer with butyl 2-propenoate, tert-dodecanethiol, ethenylbenzene, methyl 2-methyl-2-propenoate and 2-propenoic acid, compd. with 2-(dimethylamino)ethanol | 559328 | 65289
Hexanedioic acid, polymer with 2,2-dimethyl-1,3-propanediol and 5-isocyanato-1-(isocyanatomethyl)-1,3,3-trimethylcyclohexane | 559310 | 65290
Hexanedioic acid, polymer with N1-(1,3-dimethylbutylidene)-N2-[2-[(1,3-dimethylbutylidene)amino]ethyl]-1,2-ethanediamine, 1,6-hexanediol and 5-isocyanato-1-(isocyanatomethyl)-1,3,3-trimethylcyclohexane | 559302 | 65291
Propanoic acid, 3-mercapto-, polymer with .alpha.-hydro-.omega.-hydroxypoly(oxy-1,4-butanediyl) | 559294 | 65292
Hexanedioic acid, polymer with 2,2-dimethyl-1,3-propanediol, 3-hydroxy-2-(hydroxymethyl)-2-methylpropanoic acid and 1,1'-methylenebis[4-isocyanatocyclohexane], compd. with 2-(dimethylamino)ethanol | 559286 | 65293
Hexanedioic acid, polymer with 2-butoxyethyl [(5-isocyanato-1,3,3-trimethylcyclohexyl)methyl]carbamate compd. with 2-(dimethylamino)ethanol (1:1), 2-(chloromethyl)oxirane, 2,2-dimethyl-1,3-propanediol, 3-mercaptopropanoic acid and 4,4'-(1-methylethylidene)bis[cyclohexanol], 2-hydroxypropanoate (salt) | 559278 | 65294
8-Oxa-3,5-dithia-4-stannadocosanoic acid, 4-butyl-7-oxo-4-[[2-oxo-2-(tetradecyloxy)ethyl]thio]-, tetradecyl ester | 559260 | 65295
2-Propenoic acid, polymer with 2-(chloromethyl)oxirane, 2-(2-ethoxyethoxy)ethyl 2-propenoate and 4,4'-(1-methylethylidene)bis[cyclohexanol] | 559252 | 65296
Boric acid (H3BO3), polymer with formaldehyde, guanidine hydrochloride (1:1) and urea | 559245 | 65297
Propanoic acid, 3,3'-thiobis[2-methyl-, dimethyl ester | 559237 | 65298
Benzenesulfonic acid, 4-[[4-chloro-6-[(3-sulfophenyl)amino]-1,3,5-triazin-2-yl]amino]-2-[2-[1-(2,5-dichloro-4-sulfophenyl)-4,5-dihydro-3-methyl-5-oxo-1H-pyrazol-4-yl]diazenyl]-, sodium salt (1:3) | 559229 | 65299
Chromate(1-), bis[4-(hydroxy-.kappa.O)-3-[2-[2-(hydroxy-.kappa.O)-1-naphthalenyl]diazenyl-.kappa.N1]-N-methylbenzenesulfonamidato(2-)]-, sodium (1:1) | 559211 | 65300
Chromate(1-), bis[N-[3-[2-[8-(acetylamino)-2-(hydroxy-.kappa.O)-1-naphthalenyl]diazenyl-.kappa.N1]-2-(hydroxy-.kappa.O)-5-nitrophenyl]acetamidato(2-)]-, sodium (1:1) | 559203 | 65301
Chromate(1-), [2-[2-[2-(amino-.kappa.N)-1-naphthalenyl]diazenyl-.kappa.N1]-5-nitrophenolato(2-)-.kappa.O][8-(hydroxy-.kappa.O)-7-quinolinesulfonato(2-)-.kappa.N1][2,2'-(imino-.kappa.N)bis[ethanol]]-, sodium (1:1) | 559195 | 65302
2-Cyclohexene-1-octanoic acid, 5(or 6)-carboxy-4-hexyl-, polymer with 1,2-ethanediamine | 559187 | 65303
2-Cyclohexene-1-octanoic acid, 5(or 6)-carboxy-4-hexyl-, monododecyl ester | 559179 | 65304
2-Cyclohexene-1-octanoic acid, 5(or 6)-carboxy-4-hexyl-, mono(2-ethylhexyl) ester | 559161 | 65305
2-Oxabicyclo[2.2.2]octan-6-ol, 1,3,3-trimethyl-, 6-acetate | 559153 | 65306
Cuprate(2-), [5-[2-[4,5-dihydro-3-methyl-5-(oxo-.kappa.O)-1-phenyl-1H-pyrazol-4-yl]diazenyl-.kappa.N1]-4-(hydroxy-.kappa.O)-1,3-benzenedisulfonato(4-)]-, sodium (1:2) | 559146 | 65307
Benzenesulfonic acid, 2,2'-[(1,4-dioxo-2-butene-1,4-diyl)bis[imino(2-methyl-4,1-phenylene)-2,1-diazenediyl]]bis[5-[2-(4-sulfophenyl)diazenyl]-, sodium salt (1:4) | 559138 | 65308
[1,1'-Biphenyl]-3,3'-dicarboxylic acid, 4-[2-[5-[2-[5-(aminosulfonyl)-2-hydroxyphenyl]diazenyl]-1-hydroxy-6-(phenylamino)-3-sulfo-2-naphthalenyl]diazenyl]-4'-[2-[1-[[(3-carboxy-4-hydroxyphenyl)amino]carbonyl]-2-oxopropyl]diazenyl]-, sodium salt (1:4) | 559120 | 65309
Chromate(4-), [.mu.-[3-[2-[2-(amino-.kappa.N)-5-(hydroxy-.kappa.O)-6-[2-[2-(hydroxy-.kappa.O)-5-nitro-3-sulfophenyl]diazenyl-.kappa.N1]-7-sulfo-1-naphthalenyl]diazenyl-.kappa.N1]-2-hydroxy-5-sulfobenzoato(8-)]]di-, sodium (1:4) | 559112 | 65310
Nickel, [N,N',N''-tris[4-(4,5-dihydro-3-methyl-5-oxo-1H-pyrazol-1-yl)phenyl]-29H,31H-phthalocyanine-C,C,C-trisulfonamidato(2-)-.kappa.N29,.kappa.N30,.kappa.N31,.kappa.N32]- | 559104 | 65311
2-Propenoic acid, 2-methyl-, butyl ester, polymer with butyl 2-propenoate, 2-[(1,1-dimethylethyl)amino]ethyl 2-methyl-2-propenoate, methyl 2-methyl-2-propenoate and 2-methylpropyl 2-methyl-2-propenoate | 559096 | 65312
2-Propenoic acid, 2-methyl-, polymer with butyl 2-methyl-2-propenoate and 2-ethylhexyl 2-propenoate | 559088 | 65313
1,3-Propanediol, 2-ethyl-2-(hydroxymethyl)-, polymer with 1,3-diisocyanato-2-methylbenzene, 2,4-diisocyanato-1-methylbenzene and 2-methyloxirane | 559070 | 65314
Lignosulfonic acid, sodium salt, polymer with butyl 2-propenoate and methyl 2-propenoate | 559062 | 65315
Lignosulfonic acid, sodium salt, polymer with methyl 2-propenoate | 559054 | 65316
2-Propenoic acid, 2-methyl-, polymer with butyl 2-methyl-2-propenoate, 2-ethylhexyl 2-propenoate, 2-hydroxyethyl 2-methyl-2-propenoate and 2-methylpropyl 2-propenoate | 559047 | 65317
2-Propenoic acid, 2-methyl-, polymer with ethenylbenzene, 2-ethylhexyl 2-propenoate, 2-hydroxyethyl 2-methyl-2-propenoate and 2-methylpropyl 2-methyl-2-propenoate | 559039 | 65318
Sulfurous acid, sodium salt (1:1), polymer with boric acid (H3BO3), formaldehyde, guanidine hydrochloride (1:1) and urea | 559021 | 65319
Benzoic acid, 3-[2-chloro-4-(trifluoromethyl)phenoxy]-, potassium salt (1:1) | 559013 | 65320
2,6,7-Trioxabicyclo[2.2.2]octane-4-methanol | 559005 | 65321
3-Furanbutanoic acid, tetrahydro-.gamma.,5-dioxo-, ethyl ester | 558999 | 65322
3H-Indolium, 2-[2-[4-[(2-chloroethyl)methylamino]phenyl]ethenyl]-1,3,3-trimethyl-, acetate (1:1) | 558981 | 65323
3H-Indolium, 2-[2-[4-[(2-chloroethyl)ethylamino]-2-methylphenyl]ethenyl]-1,3,3-trimethyl-, acetate (1:1) | 558973 | 65324
3H-Indolium, 2-[2-[(4-ethoxyphenyl)amino]ethenyl]-1,3,3-trimethyl-, acetate (1:1) | 558965 | 65325
4,6(1H,5H)-Pyrimidinedione, 5-[5-(1,3-diethylhexahydro-4,6-dioxo-2-thioxo-5-pyrimidinyl)-2,4-pentadien-1-ylidene]-1,3-diethyldihydro-2-thioxo-, silver(1+) salt, compd. with N,N-diethylethanamine (2:1:1) | 558957 | 65326
1,2-Ethanediol, polymer with oxirane and tetrahydrofuran | 558940 | 65327
Ferrate(2-), bis[2-[2-[2-(hydroxy-.kappa.O)-5-[(methylamino)sulfonyl]phenyl]diazenyl-.kappa.N1]-3-(oxo-.kappa.O)-N-phenylbutanamidato(2-)]-, hydrogen (1:2) | 558932 | 65328
1-Phenanthrenemethanamine, 1,2,3,4,4a,9,10,10a-octahydro-1,4a-dimethyl-7-(1-methylethyl)-, (1R,4aS,10aR)-, compd. with .alpha.-sulfo-.omega.-(nonylphenoxy)poly(oxy-1,2-ethanediyl) (1:1) | 558924 | 65329
Poly(oxy-1,2-ethanediyl), .alpha.-(1-oxononyl)-.omega.-[[(9Z)-1-oxo-9-octadecen-1-yl]oxy]- | 558916 | 65330
Benzothiazolium, 3-(3-amino-3-oxopropyl)-2-[2-[4-[(2-chloroethyl)ethylamino]phenyl]diazenyl]-6-ethoxy-, (T-4)-tetrachlorozincate(2-) (2:1) | 558908 | 65331
Benzenesulfonic acid, 5-amino-2-[2-[4-[2-[1-[[(2-methoxyphenyl)amino]carbonyl]-2-oxopropyl]diazenyl]-2-sulfophenyl]ethenyl]-, sodium salt (1:2) | 558890 | 65332
1,3-Naphthalenedisulfonic acid, 7-hydroxy-8-[2-[4-(2-phenyldiazenyl)phenyl]diazenyl]-, sodium salt, compd. with 2-ethyl-N-(2-ethylhexyl)-1-hexanamine (1:?:?) | 558882 | 65333
2,7-Naphthalenedisulfonic acid, 5-amino-3-[2-[4-[2-[4-[2-(8-amino-1-hydroxy-3,6-disulfo-2-naphthalenyl)diazenyl]-5-methoxy-2-methylphenyl]diazenyl]phenyl]diazenyl]-4-hydroxy-, sodium salt (1:4) | 558874 | 65334
2-Anthracenesulfonic acid, 1-amino-9,10-dihydro-4-[(4-methyl-2-sulfophenyl)amino]-9,10-dioxo-, sodium salt (1:?) | 558866 | 65335
2,7-Naphthalenedisulfonic acid, 4-amino-3-[2-[4-[[[4-[2-(2-amino-4-hydroxyphenyl)diazenyl]phenyl]amino]carbonyl]phenyl]diazenyl]-5-hydroxy-6-(2-phenyldiazenyl)-, sodium salt (1:?) | 558858 | 65336
2,7-Naphthalenedisulfonic acid, 4-amino-3-[2-[4-[[[4-[2-(2,4-diaminophenyl)diazenyl]phenyl]amino]carbonyl]phenyl]diazenyl]-5-hydroxy-6-(2-phenyldiazenyl)-, sodium salt (1:?) | 558841 | 65337
2,7-Naphthalenedisulfonic acid, 4-amino-3-[2-[4-[[[4-[2-(7-amino-1-hydroxy-3-sulfo-2-naphthalenyl)diazenyl]phenyl]amino]carbonyl]phenyl]diazenyl]-5-hydroxy-6-(2-phenyldiazenyl)-, sodium salt (1:?) | 558833 | 65338
2-Naphthalenesulfonic acid, 5-[2-[1-hydroxy-6-(phenylamino)-3-sulfo-2-naphthalenyl]diazenyl]-8-[2-[6-sulfo-4-[2-(3-sulfophenyl)diazenyl]-1-naphthalenyl]diazenyl]-, sodium salt (1:?) | 558825 | 65339
2-Naphthalenesulfonic acid, 8-[2-[1-hydroxy-6-(phenylamino)-3-sulfo-2-naphthalenyl]diazenyl]-5-[2-[7-sulfo-4-[2-(3-sulfophenyl)diazenyl]-1-naphthalenyl]diazenyl]-, sodium salt (1:?) | 558817 | 65340
2-Naphthalenesulfonic acid, 6-amino-5-[2-[4-chloro-3-[[(2,4-dimethylphenyl)amino]sulfonyl]phenyl]diazenyl]-4-hydroxy-, sodium salt (1:1) | 551705 | 65341
Benzenesulfonic acid, 2,5-dichloro-4-[4-[2-[3-[(ethylphenylamino)sulfonyl]-4-methylphenyl]diazenyl]-4,5-dihydro-3-methyl-5-oxo-1H-pyrazol-1-yl]-, sodium salt (1:1) | 551697 | 65342
Decanedioic acid, polymer with 1,4-butanediol, 2,2-dimethyl-1,3-propanediol, 2-ethyl-2-(hydroxymethyl)-1,3-propanediol, hexanedioic acid, 1,6-hexanediol, 3-hydroxy-2,2-dimethylpropyl 3-hydroxy-2,2-dimethylpropanoate, 3-hydroxy-2-(hydroxymethyl)-2-methylpropanoic acid, 1,1'-methylenebis[4-isocyanatocyclohexane] and 2,2'-oxybis[ethanol], compd. with 2-(dimethylamino)ethanol | 551689 | 65343
Hexanedioic acid, polymer with .alpha.-hydro-.omega.-hydroxypoly(oxy-1,2-ethanediyl), 2-hydroxyethyl 2-propenoate, 4-hydroxy-N-(2-hydroxyethyl)-N-methylbutanamide and 5-isocyanato-1-(isocyanatomethyl)-1,3,3-trimethylcyclohexane | 551671 | 65344
Carob gum, phosphate | 551663 | 65345
1-Propanone, 2-methyl-1-[4-(methylthio)phenyl]-2-(4-morpholinyl)- | 551655 | 65346
2-Propenoic acid, 2-methyl-, polymer with butyl 2-propenoate, ethenylpyridine, ethyl 2-propenoate, methyl 2-methyl-2-propenoate and 2-propenoic acid, ammonium salt | 551648 | 65347
2-Propenoic acid, 2-methyl-, polymer with butyl 2-propenoate, ethenylpyridine, ethyl 2-propenoate, methyl 2-methyl-2-propenoate and 2-propenoic acid | 551630 | 65348
2-Butenoic acid, 4-[[bis(isooctyloxy)stibino]oxy]-4-oxo-, isooctyl ester, (2Z)- | 551622 | 65349
2-Butenoic acid, 4,4',4''-[stibylidynetris(oxy)]tris[4-oxo-, 1,1',1''-triisooctyl ester, (2Z,2'Z,2''Z)- | 551614 | 65350
2-Butenedioic acid (2Z)-, 1,1'-[(isooctyloxy)stibylene] 4,4'-diisooctyl ester | 551606 | 65351
Ethanone, 1-(4-methyl-2-pyrimidinyl)- | 551598 | 65352
Benzenesulfonic acid, 4-[2-[3-methoxy-4-[[[[2-methoxy-5-methyl-4-[2-(4-sulfophenyl)diazenyl]phenyl]amino]carbonyl]amino]phenyl]diazenyl]-, sodium salt (1:2) | 551580 | 65353
Benzenesulfonic acid, 4,4'-[carbonylbis[imino(3-methoxy-4,1-phenylene)-2,1-diazenediyl]]bis-, sodium salt (1:2) | 551572 | 65354
Benzenesulfonic acid, 4-[2-(4-amino-3-methoxyphenyl)diazenyl]-, sodium salt (1:1) | 551564 | 65355
1-Propanaminium, N-(carboxymethyl)-3-[[(9Z,12R)-12-hydroxy-1-oxo-9-octadecen-1-yl]amino]-N,N-dimethyl-, inner salt | 551556 | 65356
2-Nonenoic acid, 3-ethyl-2-methyl- | 551549 | 65357
Benzene, 1-(1,1-dimethylethyl)-2-methoxy-4-methyl-5-nitro- | 551531 | 65358
2-Butenal, 2,3-dimethyl-4-(2,6,6-trimethyl-1-cyclohexen-1-yl)- | 551523 | 65359
Benzene, 1-(1,1-dimethylethyl)-3,5-dimethyl-2,4-dinitro- | 551515 | 65360
Propanoic acid, 3-[(chlorocarbonyl)thio]-, methyl ester | 551507 | 65361
Phosphonic acid, dieicosyl ester | 551499 | 65362
Pentanoic acid, 3-[2,2-dimethyl-1-oxo-3-[(1-oxopentyl)oxy]propoxy]-2,2-dimethylpropyl ester | 551481 | 65363
Methanone, [4-(ethoxymethyl)phenyl]phenyl- | 551473 | 65364
5,7,12-Trioxa-6-stibahexadeca-2,9-dienoic acid, 6-[[(2Z)-4-butoxy-1,4-dioxo-2-buten-1-yl]oxy]-4,8,11-trioxo-, butyl ester, (2Z,9Z)- | 551465 | 65365
2-Butenoic acid, 4-[(dibutoxystibino)oxy]-4-oxo-, butyl ester, (2Z)- | 551457 | 65366
Ethanaminium, 2-amino-N-[2-[[(2Z)-3-carboxy-1-oxo-2-propen-1-yl]oxy]ethyl]-N,N-dimethyl-2-oxo-, dodecyl sulfate (1:1), polymer with 2-ethylhexyl 2-propenoate, ethyl 2-propenoate, methyl 2-propenoate, and 2-propenoic acid | 551440 | 65367
2-Propenoic acid, 2-methyl-, polymer with 2-propenoic acid, aluminum sodium salt | 551432 | 65368
2-Propenoic acid, 2-methyl-, polymer with 2-propenoic acid, sodium zinc salt | 551424 | 65369
2-Propenoic acid, 2-methyl-, polymer with 2-propenoic acid, calcium sodium salt | 551416 | 65370
2-Propenoic acid, 2-methyl-, polymer with butyl 2-propenoate, ethyl 2-propenoate and 2-propenoic acid, ammonium salt | 551408 | 65371
2-Propenoic acid, polymer with ethyl 2-propenoate, N-(hydroxymethyl)-2-propenamide and 2-propenenitrile, ammonium salt | 551390 | 65372
2-Propenoic acid, 2-methyl-, polymer with ethenylbenzene, ethyl 2-propenoate, N-(hydroxymethyl)-2-propenamide and 2-propenenitrile, ammonium salt | 551382 | 65373
2-Propenoic acid, 2-methyl-, polymer with butyl 2-methyl-2-propenoate, 4-ethenylpyridine, ethyl 2-propenoate, methyl 2-methyl-2-propenoate and 2-propenoic acid, ammonium salt | 551374 | 65374
2-Propenoic acid, 2-methyl-, polymer with butyl 2-methyl-2-propenoate, 4-ethenylpyridine, ethyl 2-propenoate, methyl 2-methyl-2-propenoate and 2-propenoic acid | 551366 | 65375
Benzenesulfonamide, 3,3'-[(9,10-dihydro-9,10-dioxo-1,4-anthracenediyl)diimino]bis[2,4,6-trimethyl-N-phenyl- | 551358 | 65376
2H-Pyran, 2-(3,3-dimethylbicyclo[2.2.1]hept-2-yl)tetrahydro-4,6-dimethyl-, didehydro deriv. | 551341 | 65377
Phenoxazin-5-ium, 3,7-bis(diethylamino)-1-ethoxy-, methanesulfonate (1:1) | 551333 | 65378
Chromate(1-), bis[2,4-dihydro-4-[2-[2-(hydroxy-.kappa.O)-5-(methylsulfonyl)-4-nitrophenyl]diazenyl-.kappa.N1]-5-methyl-2-phenyl-3H-pyrazol-3-onato(2-)-.kappa.O3]-, sodium (1:1) | 551325 | 65379
Chromate(1-), bis[N-[7-(hydroxy-.kappa.O)-8-[2-[2-(hydroxy-.kappa.O)-5-nitrophenyl]diazenyl-.kappa.N1]-1-naphthalenyl]acetamidato(2-)]-, hydrogen, compd. with N-cyclohexylcyclohexanamine (1:1:1) | 551317 | 65380
Cobaltate(1-), bis[2,4-dihydro-4-[2-[2-(hydroxy-.kappa.O)-5-nitrophenyl]diazenyl-.kappa.N1]-5-methyl-2-phenyl-3H-pyrazol-3-onato(2-)-.kappa.O3]-, sodium (1:1) | 551309 | 65381
Cobaltate(1-), bis[2-chloro-5-(hydroxy-.kappa.O)-4-[2-[2-(hydroxy-.kappa.O)-1-naphthalenyl]diazenyl-.kappa.N1]-N-methylbenzenesulfonamidato(2-)]-, hydrogen, compd. with cyclohexanamine (1:1:1) | 551291 | 65382
Chromate(1-), bis[methyl N-[7-(hydroxy-.kappa.O)-8-[2-[2-(hydroxy-.kappa.O)-5-(methylsulfonyl)phenyl]diazenyl-.kappa.N1]-1-naphthalenyl]carbamato(2-)]-, sodium (1:1) | 551283 | 65383
Cobaltate(1-), bis[4-(hydroxy-.kappa.O)-3-[2-[2-(hydroxy-.kappa.O)-1-naphthalenyl]diazenyl-.kappa.N1]benzenesulfonamidato(2-)]-, hydrogen, compd. with 2-propanamine (1:1:1) | 551275 | 65384
Chromate(1-), bis[3-[4-[2-[5-chloro-2-(hydroxy-.kappa.O)-3-nitrophenyl]diazenyl-.kappa.N1]-4,5-dihydro-3-methyl-5-(oxo-.kappa.O)-1H-pyrazol-1-yl]-N-(2-hydroxyethyl)benzenesulfonamidato(2-)]-, hydrogen, compd. with N-cyclohexylcyclohexanamine (1:1:1) | 551267 | 65385
Chromate(1-), bis[3-[2-[1-(3-chlorophenyl)-4,5-dihydro-3-methyl-5-(oxo-.kappa.O)-1H-pyrazol-4-yl]diazenyl-.kappa.N1]-4-(hydroxy-.kappa.O)-N-methylbenzenesulfonamidato(2-)]-, sodium (1:1) | 551259 | 65386
Chromate(1-), bis[4-(hydroxy-.kappa.O)-3-[2-[2-(hydroxy-.kappa.O)-1-naphthalenyl]diazenyl-.kappa.N1]-N-(3-methoxypropyl)benzenesulfonamidato(2-)]-, sodium (1:1) | 551242 | 65387
Chromate(1-), bis[3-[2-[1-(3-chlorophenyl)-4,5-dihydro-3-methyl-5-(oxo-.kappa.O)-1H-pyrazol-4-yl]diazenyl-.kappa.N1]-4-(hydroxy-.kappa.O)benzenesulfonamidato(2-)]-, hydrogen, compd. with 1,6-hexanediamine (1:1:1) | 551234 | 65388
Chromate(1-), bis[3-[4-[2-[5-(1,1-dimethylpropyl)-2-(hydroxy-.kappa.O)-3-nitrophenyl]diazenyl-.kappa.N1]-4,5-dihydro-3-methyl-5-(oxo-.kappa.O)-1H-pyrazol-1-yl]benzenesulfonamidato(2-)]-, sodium (1:1) | 551226 | 65389
Cobaltate(1-), bis[N-[7-(hydroxy-.kappa.O)-8-[2-[2-(hydroxy-.kappa.O)-5-[(methylamino)sulfonyl]phenyl]diazenyl-.kappa.N1]-1-naphthalenyl]acetamidato(2-)]-, hydrogen, compd. with 2-propanamine (1:1:1) | 551218 | 65390
Cobaltate(1-), bis[3-[2-[4,5-dihydro-3-methyl-5-(oxo-.kappa.O)-1-phenyl-1H-pyrazol-4-yl]diazenyl-.kappa.N1]-4-(hydroxy-.kappa.O)-N-(1-methylethyl)benzenesulfonamidato(2-)]-, hydrogen, compd. with 2-propanamine (1:1:1) | 551200 | 65391
2-Propenoic acid, 2-hydroxyethyl ester, polymer with .alpha.-hydro-.omega.-hydroxypoly(oxy-1,4-butanediyl), 4-hydroxy-N-(2-hydroxyethyl)-N-methylbutanamide and 5-isocyanato-1-(isocyanatomethyl)-1,3,3-trimethylcyclohexane | 551192 | 65392
Hexanedioic acid, polymer with 4-amino-.alpha.,.alpha.,4-trimethylcyclohexanemethanamine, butanediol, 1,6-hexanediol and 1,1'-methylenebis[4-isocyanatocyclohexane] | 551184 | 65393
1,3-Benzenedicarboxylic acid, polymer with 1,3-diisocyanatomethylbenzene, 2,2-dimethyl-1,3-propanediol and 1,2-ethanediol | 551176 | 65394
1,3-Benzenedicarboxylic acid, polymer with 1,3-diisocyanatomethylbenzene, 2,2-dimethyl-1,3-propanediol and 2,2'-oxybis[ethanol] | 551168 | 65395
2-Propenoic acid, 2-hydroxyethyl ester, polymer with 4-hydroxy-N-(2-hydroxyethyl)-N-methylbutanamide, 5-isocyanato-1-(isocyanatomethyl)-1,3,3-trimethylcyclohexane, 2-oxepanone and 2,2'-oxybis[ethanol] | 551150 | 65396
2-Propenoic acid, 2-methyl-, methyl ester, polymer with N-(butoxymethyl)-2-propenamide, butyl 2-propenoate, ethenylbenzene and 2-propenoic acid, compd. with 2-(dimethylamino)ethanol | 551143 | 65397
2-Propenoic acid, 2-methyl-, 2-methylpropyl ester, polymer with 2-ethylhexyl 2-propenoate and 2-hydroxyethyl 2-propenoate | 551135 | 65398
Spiro[7H-benzo[c]xanthene-7,1'(3'H)-isobenzofuran]-3'-one, 10-(diethylamino)-5-methoxy- | 543827 | 65399
Hexanedioic acid, polymer with 1,2-ethanediol, 1,3-isobenzofurandione, 2,2'-oxybis[ethanol] and 4,5,6,7-tetrachloro-1,3-isobenzofurandione | 543819 | 65400
1,4-Cyclohexanedimethanol, polymer with 2-(chloromethyl)oxirane | 543801 | 65401
2,5-Furandione, polymer with 2,2'-[1,4-butanediylbis(oxymethylene)]bis[oxirane] and ethenylbenzene, sodium salt | 543793 | 65402
Hexanedioic acid, polymer with 2,2-dimethyl-1,3-propanediol, 2-ethyl-2-(hydroxymethyl)-1,3-propanediol, 1,1'-[2-ethyl-2-[[(2-methyl-1-oxo-2-propen-1-yl)oxy]methyl]-1,3-propanediyl] bis(2-methyl-2-propenoate), 1,6-hexanediol, 2-hydroxyethyl 2-methyl-2-propenoate, 1-isocyanatobutane, 5-isocyanato-1-(isocyanatomethyl)-1,3,3-trimethylcyclohexane and 2,2'-oxybis[ethanol] | 543785 | 65403
1,3-Benzenedicarboxylic acid, polymer with 1,6-hexanediamine and 5-isocyanato-1-(isocyanatomethyl)-1,3,3-trimethylcyclohexane | 543777 | 65404
7-Oxabicyclo[4.1.0]heptane-3-carboxylic acid, 7-oxabicyclo[4.1.0]hept-3-ylmethyl ester, polymer with polymethylenepolyphenylene isocyanate and 1,2,3-propanetriol | 543769 | 65405
Aziridine, 1,1'-[2,2,4(or 2,4,4)-trimethyl-1,6-dioxo-1,6-hexanediyl]bis[2-ethyl- | 543751 | 65406
Sulfonium, (chlorophenyl)diphenyl-, (OC-6-11)-hexafluoroantimonate(1-) (1:1) | 543744 | 65407
2-Propenoic acid, isooctyl ester, polymer with 1-ethenyl-2-pyrrolidinone | 543736 | 65408
Anthracenedisulfonic acid, 9,10-dihydro-9,10-dioxo-, sodium salt (1:2) | 543728 | 65409
2-Cyclohexene-1-octanoic acid, 5(or 6)-carboxy-4-hexyl-, compd. with N,N-dimethyl-1-dodecanamine (1:1) | 543710 | 65410
2-Propenoic acid, polymer with ethyl 2-propenoate and .alpha.-hydro-.omega.-(2-aminomethylethoxy)poly[oxy(methyl-1,2-ethanediyl)] ether with 2-ethyl-2-(hydroxymethyl)-1,3-propanediol (3:1) | 543702 | 65411
Benzamide, N,N'-[[6-(methylthio)-1,3,5-triazine-2,4-diyl]bis[imino(9,10-dihydro-9,10-dioxo-5,1-anthracenediyl)]]bis- | 543694 | 65412
Sulfonium, diphenyl[4-(phenylthio)phenyl]-, (OC-6-11)-hexafluoroantimonate(1-) (1:1) | 543686 | 65413
Ferrate(1-), [N-[2-[bis[(carboxy-.kappa.O)methyl]amino-.kappa.N]ethyl]-N-[2-(hydroxy-.kappa.O)ethyl]glycinato(3-)-.kappa.N,.kappa.O]-, ammonium (1:1) | 543678 | 65414
2-Propenoic acid, 2-methyl-, polymer with ethenylbenzene, 2-ethylhexyl 2-propenoate, 2-hydroxyethyl 2-propenoate, 2-mercaptoethanol and 2-methylpropyl 2-methyl-2-propenoate | 543660 | 65415
Butanedioic acid, 2-methylene-, polymer with 1,3-butadiene, butyl 2-propenoate and ethenylbenzene | 543652 | 65416
2-Propenoic acid, butyl ester, polymer with 1,1-dichloroethene and 2-ethoxyethyl 2-propenoate | 543645 | 65417
Heptanoic acid, 1,1'-[2-ethyl-2-[[(1-oxopentyl)oxy]methyl]-1,3-propanediyl] ester | 543637 | 65418
Benzenemethanaminium, N,N,N-trimethyl-, O,O-bis(2-ethylhexyl) phosphorodithioate (1:1) | 543629 | 65419
1,3,2-Dioxaphosphorinan-2-amine, 5,5-dimethyl-N-(9Z)-9-octadecen-1-yl-, 2-oxide | 543611 | 65420
Thioperoxydiphosphoric acid ([(HO)2P(S)]2S2), Op,Op,Op',Op'-tetrakis(2-ethylhexyl) ester | 543603 | 65421
Carbonic acid, C,C'-[2,2-bis[[[(2-propen-1-yloxy)carbonyl]oxy]methyl]-1,3-propanediyl] C,C'-di-2-propen-1-yl ester | 543595 | 65422
1,3-Propanediamine, N1-(5,5-dimethyl-2-oxido-1,3,2-dioxaphosphorinan-2-yl)-N3-(9Z)-9-octadecen-1-yl- | 543587 | 65423
Acetic acid, 2-chloro-, [3(or 4)-ethenylphenyl]methyl ester | 543579 | 65424
2,5,7,10-Tetraoxaundecane, 6-phenyl- | 543561 | 65425
Phosphoric acid, hexyl ester, compd. with N-isotridecylisotridecanamine | 543553 | 65426
Carbamic acid, N,N'-(methylenedi-4,1-phenylene)bis-, C,C'-bis(2-methylbutyl) ester | 543546 | 65427
Carbamic acid, N,N'-(4-methyl-1,3-phenylene)bis-, C,C'-bis(2-methylpropyl) ester | 543538 | 65428
Octadecanamide, N-(4-hydroxyphenyl)-, calcium salt (2:1) | 543520 | 65429
2-Naphthalenesulfonic acid, 6-amino-4-hydroxy-5-[2-[4-[[[(4-methylcyclohexyl)oxy]carbonyl]amino]-2-sulfophenyl]diazenyl]-, sodium salt (1:2) | 543504 | 65430
1,5-Naphthalenedisulfonic acid, 3-[2-[4-[2-[4-[(4-amino-6-chloro-1,3,5-triazin-2-yl)amino]-5-sulfo-1-naphthalenyl]diazenyl]-6-sulfo-1-naphthalenyl]diazenyl]-, sodium salt (1:4) | 543496 | 65431
2-Propenoic acid, 1,1'-[(1-methyl-1,2-ethanediyl)bis[oxy(1-methyl-2,1-ethanediyl)]] ester | 543488 | 65432
Poly(oxy-1,2-ethanediyl), .alpha.-[1,1'-biphenyl]-4-yl-.omega.-(phenylmethoxy)- | 543470 | 65433
Isocyanic acid, polymethylenepolyphenylene ester, polymer with .alpha.-hydro-.omega.-hydroxypoly[oxy(methyl-1,2-ethanediyl)] ether with 2-ethyl-2-(hydroxymethyl)-1,3-propanediol (3:1) and 2-methyloxirane polymer with oxirane ether with 2-ethyl-2-(hydroxymethyl)-1,3-propanediol (3:1) | 543462 | 65434
9,12-Octadecadienoic acid (9Z,12Z)-, dimer, compd. with N,N-dimethyl-1-octadecanamine (1:2) | 543454 | 65435
Hexanedioic acid, polymer with butanediol, 2,2-dimethyl-1,3-propanediol, 3-hydroxy-2-(hydroxymethyl)-2-methylpropanoic acid and 1,1'-methylenebis[4-isocyanatocyclohexane], compd. with 2-(dimethylamino)ethanol | 543447 | 65436
2-Propenoic acid, 2-methyl-, 2-hydroxyethyl ester, telomer with tert-dodecanethiol, ethenylbenzene, isodecyl 2-methyl-2-propenoate and 2-propenoic acid, compd. with 2-(dimethylamino)ethanol | 543439 | 65437
1,3-Benzenedimethanol, .alpha.1,.alpha.3-dimethyl-.alpha.1,.alpha.3-diphenyl- | 543413 | 65438
9-Octadecenoic acid, 12-hydroxy-, 2-hydroxyethyl ester, (9Z,12R)-, polymer with 1,1'-methylenebis[4-isocyanatobenzene] | 543405 | 65439
1,3-Propanediol, 2,2-dimethyl-, polymer with 5-amino-1,3,3-trimethylcyclohexanemethanamine, .alpha.-hydro-.omega.-hydroxypoly[oxy(methyl-1,2-ethanediyl)] and 1,1'-methylenebis[4-isocyanatocyclohexane] | 543397 | 65440
1,3-Propanediol, 2,2-dimethyl-, polymer with 5-amino-1,3,3-trimethylcyclohexanemethanamine, 2-(chloromethyl)oxirane, 1,3-diisocyanatomethylbenzene, 2-ethyl-2-(hydroxymethyl)-1,3-propanediol, .alpha.-hydro-.omega.-hydroxypoly[oxy(methyl-1,2-ethanediyl)] and 4,4'-(1-methylethylidene)bis[phenol] | 543389 | 65441
1,3-Benzenedicarboxylic acid, polymer with hexanedioic acid, hexanediol, 3-hydroxy-2-(hydroxymethyl)-2-methylpropanoic acid and 1,1'-methylenebis[isocyanatocyclohexane] | 543371 | 65442
9,12-Octadecadienoic acid (9Z,12Z)-, dimer, compd. with N,N-dimethyl-1-octadecanamine (1:1) | 543363 | 65443
1,3-Benzenedicarboxylic acid, polymer with 1,2-ethanediol, hexanedioic acid, 1,3-isobenzofurandione and 2,2,4-trimethyl-1,3-pentanediol | 543355 | 65444
Hexanedioic acid, polymer with 1,4-butanediol, 1,6-hexanediol, 3-hydroxy-2-(hydroxymethyl)-2-methylpropanoic acid and 1,1'-methylenebis[4-isocyanatocyclohexane] | 543348 | 65445
2-Propenoic acid, polymer with ethenylbenzene and N-(hydroxymethyl)-2-propenamide, compd. with N,N-diethylethanamine | 543330 | 65446
2-Propenoic acid, polymer with ethenylbenzene and N-(ethoxymethyl)-2-propenamide, compd. with N,N-diethylethanamine | 543322 | 65447
2-Propenoic acid, polymer with ethenylbenzene and N-(ethoxymethyl)-2-propenamide, compd. with 2-(dimethylamino)ethanol | 543314 | 65448
Propanoic acid, 3-hydroxy-2-(hydroxymethyl)-2-methyl-, polymer with 2,2-dimethyl-1,3-propanediol, 1,1'-methylenebis[4-isocyanatocyclohexane], 2-oxepanone and 2,2'-oxybis[ethanol], compd. with 2-(dimethylamino)ethanol | 543306 | 65449
Hexanedioic acid, polymer with 2,2-dimethyl-1,3-propanediol, 1,6-hexanediol, 3-hydroxy-2-(hydroxymethyl)-2-methylpropanoic acid and 1,1'-methylenebis[4-isocyanatocyclohexane], compd. with 2-(dimethylamino)ethanol | 543298 | 65450
Hexanedioic acid, polymer with 2,2-dimethyl-1,3-propanediol, 1,6-hexanediol, 3-hydroxy-2-(hydroxymethyl)-2-methylpropanoic acid and 1,1'-methylenebis[4-isocyanatocyclohexane] | 543280 | 65451
Hexanedioic acid, polymer with 2,2-dimethyl-1,3-propanediol, 3-hydroxy-2-(hydroxymethyl)-2-methylpropanoic acid, 1,1'-methylenebis[4-isocyanatocyclohexane] and 2-oxepanone, compd. with 2-(dimethylamino)ethanol | 543272 | 65452
2-Naphthalenesulfonic acid, 6-[2-(2-hydroxy-1-naphthalenyl)diazenyl]-, calcium salt (2:1) | 580837 | 65453
1-Butanol, 3-methyl-, 1-(dihydrogen phosphate), ammonium salt (1:2) | 580829 | 65454
Benzenesulfonic acid, 5-chloro-4-ethyl-2-[2-(4-hydroxy-1-naphthalenyl)diazenyl]-, barium salt (2:1) | 580811 | 65455
2-Naphthalenecarboxylic acid, 3-hydroxy-4-[2-(4-methyl-2-sulfophenyl)diazenyl]-, strontium salt (1:1) | 580803 | 65456
1,3,6-Naphthalenetrisulfonic acid, 7-[2-[2-[(aminocarbonyl)amino]-4-[[4-chloro-6-[[4-[[2-(sulfooxy)ethyl]sulfonyl]phenyl]amino]-1,3,5-triazin-2-yl]amino]phenyl]diazenyl]-, potassium salt (1:4) | 580795 | 65457
1H-1,2,4-Triazole-1-carboximidamide, 4-[2-(2-ethoxyphenyl)diazenyl]-4,5-dihydro-3-methyl-5-oxo-, hydrochloride (1:1) | 580787 | 65458
2H-Pyrrolium, 1-ethyl-3,4-dihydro-5-methyl-, iodide (1:1) | 580779 | 65459
2-Propenoic acid, 2-methyl-, polymer with ethene and hexahydro-2H-azepin-2-one, zinc salt | 580753 | 65460
2-Propenoic acid, 2-methyl-, 2-[[[[(5-isocyanato-1,3,3-trimethylcyclohexyl)methyl]amino]carbonyl]oxy]ethyl ester, polymer with methyl 2-methyl-2-propenoate, octadecyl 2-methyl-2-propenoate and 1,2-propanediol mono(2-methyl-2-propenoate) | 580746 | 65461
2-Propenoic acid, 2-methyl-, polymer with 1,1'-(1,2-ethanediyl) bis(2-methyl-2-propenoate), 2-[[[[(5-isocyanato-1,3,3-trimethylcyclohexyl)methyl]amino]carbonyl]oxy]ethyl 2-methyl-2-propenoate, methyl 2-methyl-2-propenoate, octadecyl 2-methyl-2-propenoate and 1,2-propanediol mono(2-methyl-2-propenoate) | 580738 | 65462
2-Propenoic acid, 2-methyl-, 2-[[[[(5-isocyanato-1,3,3-trimethylcyclohexyl)methyl]amino]carbonyl]oxy]ethyl ester | 580720 | 65463
2-Propenoic acid, 1,1'-(1,6-hexanediyl) ester, polymer with 2,5-furandione and 4-methoxyphenol | 580712 | 65464
Carbonic dichloride, polymer with 4-(1,1-dimethylethyl)phenol, 4,4'-(1-methylethylidene)bis[2,6-dichlorophenol], 4,4'-(1-methylethylidene)bis[phenol], P-phenylphosphonic dichloride and phosphoric trichloride | 580704 | 65465
2-Propen-1-aminium, N,N-dimethyl-N-2-propen-1-yl-, chloride (1:1), polymer with N-[(dimethylamino)methyl]-2-propenamide | 580696 | 65466
1,4-Benzenedicarboxylic acid, polymer with 2,2-dimethyl-1,3-propanediol, 1,6-hexanediol, 4,4'-(1-methylethylidene)bis[cyclohexanol] and 1,2,3-propanetriol | 580688 | 65467
Hexanedioic acid, polymer with 1,3-butanediol, 2,2-dimethyl-1,3-propanediol and 2,5-furandione | 580670 | 65468
Benzene, 1,3-dichloro-5-(1,3,3,3-tetrachloro-1-methylpropyl)- | 580662 | 65469
Phenoxazin-5-ium, 3,7-bis(diethylamino)-, nitrate (1:1) | 580654 | 65470
Chromate(2-), [3-[2-[4,5-dihydro-3-methyl-5-(oxo-.kappa.O)-1-phenyl-1H-pyrazol-4-yl]diazenyl-.kappa.N1]-4-(hydroxy-.kappa.O)benzenesulfonamidato(2-)][3-(hydroxy-.kappa.O)-4-[2-[2-(hydroxy-.kappa.O)-1-naphthalenyl]diazenyl-.kappa.N1]-7-nitro-1-naphthalenesulfonato(3-)]-, sodium (1:2) | 580647 | 65471
Chromate(2-), [3-(hydroxy-.kappa.O)-4-[2-[2-(hydroxy-.kappa.O)-1-naphthalenyl]diazenyl-.kappa.N1]-7-nitro-1-naphthalenesulfonato(3-)][N-[7-(hydroxy-.kappa.O)-8-[2-[2-(hydroxy-.kappa.O)-4-nitrophenyl]diazenyl-.kappa.N1]-2-naphthalenyl]acetamidato(2-)]-, sodium (1:2) | 580639 | 65472
Diphosphoric acid, P,P'-bis(octylphenyl) ester | 580621 | 65473
Pyridine, (chloropropylphenyl)- | 580530 | 65474
2-Propenoic acid, 2-methyl-, polymer with butyl 2-methyl-2-propenoate, butyl 2-propenoate, ethenylbenzene and methyl 2-methyl-2-propenoate, 2-hydroxy-3-[(1-oxodecyl)oxy]propyl ester | 580522 | 65475
Hexanedioic acid, polymer with 2,2-dimethyl-1,3-propanediol, 2-ethyl-2-(hydroxymethyl)-1,3-propanediol, 1,6-hexanediol, 2-hydroxyethyl 2-methyl-2-propenoate, 5-isocyanato-1-(isocyanatomethyl)-1,3,3-trimethylcyclohexane and 2,2'-oxybis[ethanol] | 580514 | 65476
2-Propenoic acid, 2-methyl-, 2-hydroxyethyl ester, polymer with 5-isocyanato-1-(isocyanatomethyl)-1,3,3-trimethylcyclohexane, 2-oxepanone and 2,2'-oxybis[ethanol] | 580506 | 65477
Hexanedioic acid, polymer with 2,2-dimethyl-1,3-propanediol, 1,6-hexanediol, 2-hydroxyethyl 2-methyl-2-propenoate and 5-isocyanato-1-(isocyanatomethyl)-1,3,3-trimethylcyclohexane | 580498 | 65478
2-Propenoic acid, 2-methyl-, methyl ester, polymer with aziridine 2-propenoate (1:1) and butyl 2-propenoate | 580480 | 65479
2-Propenoic acid, 2-methyl-, 2-oxiranylmethyl ester, polymer with 2-methylbutyl 2-propenoate and 2-propenoic acid | 580472 | 65480
1,4-Benzenedicarboxylic acid, 1,4-dimethyl ester, polymer with 1,3-dihydro-1,3-dioxo-5-isobenzofurancarboxylic acid, 1,2-ethanediol, 2-(2-methoxyethoxy)ethanol, 4,4'-methylenebis[benzenamine] and 1,3,5-tris(2-hydroxyethyl)-1,3,5-triazine-2,4,6(1H,3H,5H)-trione | 580464 | 65481
Nonanamide, N-[16,16-bis(2-methoxyethoxy)-17,20-dioxa-3,6,9,12-tetraaza-16-silaheneicos-1-yl]-, hydrochloride (1:1) | 580456 | 65482
Quinolinium, 1-[2-(1,3-dihydro-1,3,3-trimethyl-2H-indol-2-ylidene)ethylidene]-1,2,3,4-tetrahydro-6-methoxy-, sulfate (1:1) | 580449 | 65483
2,7-Naphthalenedisulfonic acid, 3,3'-[iminobis(4,1-phenylene-2,1-diazenediyl)]bis[5-(benzoylamino)-4-hydroxy- | 580431 | 65484
4-Decene, 1,1-diethoxy-, (4Z)- | 580415 | 65485
2-Butenoic acid, 3-methylbutyl ester, (2E)- | 580399 | 65486
Propanoic acid, 2-methyl-, (2E,4E)-2,4-hexadien-1-yl ester | 580381 | 65487
2-Butenoic acid, 2-methylpropyl ester, (2E)- | 580373 | 65488
1,1,3-Cyclopentanetricarboxylic acid, 5-hexyl-4-oxo-, sodium salt (1:3) | 580365 | 65489
1,1,3-Cyclopentanetricarboxylic acid, 5-hexyl-4-oxo-, 1,1,3-trimethyl ester | 580357 | 65490
8-Quinolinol, 7-(4-ethyl-1-methyloctyl)- | 580332 | 65491
1H-Indole, 1,1'-[5-methyl-2-(phenylmethylene)hexylidene]bis- | 580324 | 65492
Benzenediazonium, 4-(phenylamino)-, polymer with formaldehyde, 5-benzoyl-4-hydroxy-2-methoxybenzenesulfonate (salt) | 580316 | 65493
3-Pyridinecarbonitrile, 5-[2-[4-[2-(2,6-dichloro-4-nitrophenyl)diazenyl]-2,5-dimethoxyphenyl]diazenyl]-2,6-bis[(2-methoxyethyl)amino]-4-methyl- | 580308 | 65494
Chromate(3-), [3-[2-[4,5-dihydro-3-methyl-5-(oxo-.kappa.O)-1-phenyl-1H-pyrazol-4-yl]diazenyl-.kappa.N1]-2-(hydroxy-.kappa.O)-5-nitrobenzenesulfonato(3-)][3-(hydroxy-.kappa.O)-4-[2-[2-(hydroxy-.kappa.O)-1-naphthalenyl]diazenyl-.kappa.N1]-7-nitro-1-naphthalenesulfonato(3-)]-, ammonium (1:3) | 580290 | 65495
Cuprate(4-), [.mu.-[[4,4'-[methylenebis[[2-(hydroxy-.kappa.O)-4,1-phenylene]-2,1-diazenediyl-.kappa.N1]]bis[3-(hydroxy-.kappa.O)-2,7-naphthalenedisulfonato]](8-)]]di-, sodium (1:4) | 580282 | 65496
Cuprate(2-), [.mu.-[4,4'-[methylenebis[[2-(hydroxy-.kappa.O)-4,1-phenylene](2,1-diazenediyl-.kappa.N1)[4,5-dihydro-3-methyl-5-(oxo-.kappa.O)-1H-pyrazole-4,1-diyl]]]bis[3-methylbenzenesulfonato(6-)]]]di-, sodium (1:2) | 580274 | 65497
Cuprate(2-), [.mu.-[[3,3'-[methylenebis[[4-hydroxy-6-(hydroxy-.kappa.O)-3,1-phenylene]-2,1-diazenediyl-.kappa.N1]]bis[4-(hydroxy-.kappa.O)-5-nitrobenzenesulfonato]](6-)]]di-, hydrogen (1:2) | 580266 | 65498
2-Naphthalenesulfonic acid, 5-[2-[4-[[4-[2-(2,8-dihydroxy-6-sulfo-1-naphthalenyl)diazenyl]-2-methylphenyl]methyl]phenyl]diazenyl]-4,6-dihydroxy-, sodium salt (1:2) | 580258 | 65499
Cuprate(2-), [2-(hydroxy-.kappa.O)-3-[2-[2-(hydroxy-.kappa.O)-4-hydroxy-3-[2-(4-nitro-2-sulfophenyl)diazenyl]phenyl]diazenyl-.kappa.N1]-5-nitrobenzenesulfonato(4-)]-, hydrogen (1:2) | 580241 | 65500
Ferrate(1-), [2-(hydroxy-.kappa.O)-3-[2-[2-(hydroxy-.kappa.O)-4-hydroxy-5-[2-(4-nitro-2-sulfophenyl)diazenyl]phenyl]diazenyl-.kappa.N1]-5-nitrobenzenesulfonato(4-)]-, hydrogen, hydrochloride (1:1:1) | 580233 | 65501
Chromate(1-), [3-[2-[4,5-dihydro-3-methyl-5-(oxo-.kappa.O)-1-phenyl-1H-pyrazol-4-yl]diazenyl-.kappa.N1]-4-(hydroxy-.kappa.O)benzenesulfonamidato(2-)][4-(hydroxy-.kappa.O)-3-[2-[2-(hydroxy-.kappa.O)-1-naphthalenyl]diazenyl-.kappa.N1]benzenesulfonamidato(2-)]-, sodium (1:1) | 580225 | 65502
Chromate(1-), bis[4-(hydroxy-.kappa.O)-3-[2-[2-(hydroxy-.kappa.O)-1-naphthalenyl]diazenyl-.kappa.N1]benzenesulfonamidato(2-)]-, sodium (1:1) | 580217 | 65503
Cobaltate(1-), [2,4-dihydro-4-[2-[2-(hydroxy-.kappa.O)-5-nitrophenyl]diazenyl-.kappa.N1]-5-methyl-2-phenyl-3H-pyrazol-3-onato(2-)-.kappa.O3][1-[2-[2-(hydroxy-.kappa.O)-4-nitrophenyl]diazenyl-.kappa.N1]-2-naphthalenolato(2-)-.kappa.O]-, sodium (1:1) | 580209 | 65504
Cobaltate(1-), [2,4-dihydro-4-[2-[2-(hydroxy-.kappa.O)-5-nitrophenyl]diazenyl-.kappa.N1]-5-methyl-2-phenyl-3H-pyrazol-3-onato(2-)-.kappa.O3][1-[2-[2-(hydroxy-.kappa.O)-5-nitrophenyl]diazenyl-.kappa.N1]-2-naphthalenolato(2-)-.kappa.O]-, sodium (1:1) | 580191 | 65505
Chromate(1-), [2,4-dihydro-4-[2-[2-(hydroxy-.kappa.O)-4-nitrophenyl]diazenyl-.kappa.N1]-5-methyl-2-phenyl-3H-pyrazol-3-onato(2-)-.kappa.O3][2,4-dihydro-4-[2-[2-(hydroxy-.kappa.O)-5-nitrophenyl]diazenyl-.kappa.N1]-5-methyl-2-phenyl-3H-pyrazol-3-onato(2-)-.kappa.O3]-, sodium (1:1) | 580183 | 65506
Chromate(3-), bis[3-[2-[4,5-dihydro-3-methyl-5-(oxo-.kappa.O)-1-phenyl-1H-pyrazol-4-yl]diazenyl-.kappa.N1]-4-(hydroxy-.kappa.O)-5-nitrobenzenesulfonato(3-)]-, sodium hydrogen (1:1:2) | 580175 | 65507
Cobaltate(1-), bis[methyl N-[8-[2-[4-(aminosulfonyl)-2-(hydroxy-.kappa.O)-5-methoxyphenyl]diazenyl-.kappa.N1]-7-(hydroxy-.kappa.O)-1-naphthalenyl]carbamato(2-)]-, sodium (1:1) | 580167 | 65508
2,5-Furandione, polymer with sodium ethenylbenzenesulfonate (1:1), sodium salt | 580159 | 65509
Methanaminium, N-[4-[[4-(dimethylamino)phenyl][2-(methylphenylamino)-1-naphthalenyl]methylene]-2,5-cyclohexadien-1-ylidene]-N-methyl-, monosulfo deriv., chloride, sodium salt (1:1:1) | 580142 | 65510
1H-Indazolium, 3-[2-[4-(diethylamino)phenyl]diazenyl]-1,2-dimethyl-, (T-4)-tetrachlorozincate(2-) (2:1) | 580134 | 65511
9,10-Anthracenedione, 2-acetyl-4-[[4-[(3-acetyl-9,10-dihydro-9,10-dioxo-1-anthracenyl)amino]-6-phenyl-1,3,5-triazin-2-yl]amino]-1-amino- | 580126 | 65512
2-Anthracenesulfonic acid, 4,4'-[methylenebis(4,1-phenyleneimino)]bis[1-amino-9,10-dihydro-9,10-dioxo-, sodium salt (1:1) | 580118 | 65513
Benzothiazolium, 2-[2-(4-amino-2-methylphenyl)diazenyl]-3-methyl-, chloride (1:1) | 580100 | 65514
2,7-Naphthalenedisulfonic acid, 3-hydroxy-4-[2-[4-[[4-[2-(2-hydroxy-6-sulfo-1-naphthalenyl)diazenyl]-2-methylphenyl]methyl]-3-methylphenyl]diazenyl]- | 580092 | 65515
Benzoic acid, 3,3'-methylenebis[6-[2-[2,4-dihydroxy-5-[2-(4-sulfophenyl)diazenyl]phenyl]diazenyl]- | 580084 | 65516
3-Butenal, 2,3-dimethyl-4-(2,6,6-trimethyl-1-cyclohexen-1-yl)- | 580076 | 65517
2-Butenal, 2,3-dimethyl-4-(2,6,6-trimethyl-2-cyclohexen-1-yl)- | 580068 | 65518
Benzenesulfonic acid, 2,2'-(1,2-ethenediyl)bis[5-[2-[4-(3-hydroxypropoxy)phenyl]diazenyl]-, sodium salt (1:2) | 580050 | 65519
Diazenecarbothioic acid, [1,1'-biphenyl]-4-yl-, 2-[1,1'-biphenyl]-4-ylhydrazide | 580043 | 65520
Iron, [3-[2-[3-[2-(5-chloro-2-hydroxyphenyl)diazenyl]-2,6-dihydroxyphenyl]diazenyl]-2-hydroxy-5-nitrobenzenesulfonato(3-)]- | 579896 | 65521
Ethane, bromodichloro- | 579888 | 65522
Poly[oxy(ethyl-1,2-ethanediyl)], .alpha.-(chlorocarbonyl)-.omega.-(tetrapropylenephenoxy)- | 579870 | 65523
Gold(3+), tetrakis(2-ethyl-4-methyl-1H-imidazole-.kappa.N3)-, chloride (1:3), (SP-4-1)- | 579862 | 65524
Gold(3+), tetrakis(2-ethyl-4-methyl-1H-imidazole-.kappa.N3)-, (SP-4-1)-, 2-ethylhexanoate (1:3) | 579854 | 65525
Cobaltate(2-), [2,4-dihydro-4-[2-[2-(hydroxy-.kappa.O)-5-nitrophenyl]diazenyl-.kappa.N1]-5-methyl-2-phenyl-3H-pyrazol-3-onato(2-)-.kappa.O3][2-[[[4-(hydroxy-.kappa.O)-3-[2-[2-(phenylamino-.kappa.N)-1-naphthalenyl]diazenyl-.kappa.N1]phenyl]sulfonyl]amino]benzoato(3-)]-, sodium hydrogen (1:1:1) | 579847 | 65526
Cuprate(1-), [29H,31H-phthalocyanine-C-sulfonato(3-)-.kappa.N29,.kappa.N30,.kappa.N31,.kappa.N32]-, hydrogen, compd. with 1-dodecanamine (1:1:1) | 579839 | 65527
1,3,5-Undecatriene, 2-methyl-, (3E,5Z)- | 579813 | 65528
1,3,5-Undecatriene, 2-methyl-, (3E,5E)- | 579797 | 65529
Benzamide, 4-[2-[4-[2-[5-cyano-2-[(8-methoxyoctyl)amino]-6-[(3-methoxypropyl)amino]-4-methyl-3-pyridinyl]diazenyl]-2,5-dimethylphenyl]diazenyl]-N-[3-(2-phenoxyethoxy)propyl]- | 579789 | 65530
Ethanaminium, N,N-bis(2-hydroxyethyl)-N-methyl-2-[(1-oxooctadecyl)amino]-, chloride (1:1) | 579763 | 65531
Boric acid (HBO2), compd. with N-methylmethanamine (5:1) | 579755 | 65532
Palladium(2+), bis(1,2-propanediamine-.kappa.N1,.kappa.N2')-, 2-ethylhexanoate (1:2) | 579748 | 65533
Platinum(4+), tris(1,2-propanediamine-.kappa.N1,.kappa.N3)-, 2-ethylhexanoate (1:4) | 579730 | 65534
Gold(3+), tetrakis(2-ethyl-4-methyl-1H-imidazole-.kappa.N3)-, (SP-4-1)-, octanoate (1:3) | 579722 | 65535
Xanthylium, 3,6-bis(diethylamino)-9-[2-(methoxycarbonyl)phenyl]-, (T-4)-tetrachlorozincate(2-) (2:1) | 579714 | 65536
Hexitol, 1,4-anhydro-, mono-(9Z)-9-octadecenoate | 579706 | 65537
Pyridine, 4-(4-chloro-3-propylphenyl)- | 579698 | 65538
Pyridine, 4-(3-chloro-5-propylphenyl)- | 579680 | 65539
2-Cyclohexene-1-butanal, .alpha.,2,6,6-tetramethyl- | 579672 | 65540
Ethanone, 1-[(3R,3aS,6S,7R,8aS)-octahydro-3,6,8,8-tetramethyl-1H-3a,7-methanoazulen-6-yl]- | 579664 | 65541
Propanoic acid, 3-[(5-amino-2-chlorophenyl)amino]-3-[2-(2,4,6-trichlorophenyl)hydrazinylidene]-, ethyl ester | 579656 | 65542
2H-Naphtho[1,2-d]triazole-5-sulfonic acid, 2-[4-[2-[4-[2-(hexahydro-2,4,6-trioxo-5-pyrimidinyl)diazenyl]-2-sulfophenyl]ethenyl]-3-sulfophenyl]-, sodium salt (1:3) | 579649 | 65543
3H-Indolium, 2-[2-[(4-ethoxyphenyl)amino]ethenyl]-1,3,3-trimethyl-, sulfate (2:1) | 579631 | 65544
4H-1,2,4-Triazolium, 5-[2-[4-(diethylamino)phenyl]diazenyl]-1,4-dimethyl-, phosphate (1:1) | 579623 | 65545
4H-1,2,4-Triazolium, 5-[2-[4-(diethylamino)phenyl]diazenyl]-1,4-dimethyl-, phosphate (2:1) | 579615 | 65546
4H-1,2,4-Triazolium, 5-[2-[4-(diethylamino)phenyl]diazenyl]-1,4-dimethyl-, chloride (1:1) | 579607 | 65547
4H-1,2,4-Triazolium, 5-[2-[4-(diethylamino)phenyl]diazenyl]-1,4-dimethyl-, ethanedioate (2:1) | 579599 | 65548
4H-1,2,4-Triazolium, 5-[2-[4-(diethylamino)phenyl]diazenyl]-1,4-dimethyl-, phosphate (3:1) | 579581 | 65549
4H-1,2,4-Triazolium, 5-[2-[4-(diethylamino)phenyl]diazenyl]-1,4-dimethyl-, ethanedioate (1:1) | 579573 | 65550
Propanoic acid, 3-[(4-nitrophenyl)amino]-3-[2-(2,4,6-trichlorophenyl)hydrazinylidene]-, ethyl ester | 579565 | 65551
2-Propanol, compd. with 4-[(2,6-dichlorophenyl)(4-imino-3,5-dimethyl-2,5-cyclohexadien-1-ylidene)methyl]-2,6-dimethylbenzenamine phosphate [1:?(3:1)] | 579557 | 65552
2-Furanmethanol, tetrahydro-, phosphate, compd. with 2,2'-iminobis[ethanol] | 579540 | 65553
1,2-Ethanediaminium, N1-[(ethenylphenyl)methyl]-N1,N1,N2,N2,N2-pentamethyl-, chloride (1:2), polymer with ethenylbenzene and ar-ethenyl-N,N,N-trimethylbenzenemethanaminium chloride (1:1) | 579532 | 65554
Chromate(8-), bis[5-chloro-3-[2-[4,5-dihydro-3-methyl-5-(oxo-.kappa.O)-1-[4-(sulfothio)phenyl]-1H-pyrazol-4-yl]diazenyl-.kappa.N1]-2-(hydroxy-.kappa.O)benzenesulfonato(4-)][.mu.-[[S,S-[1,2-ethanediylbis[iminosulfonyl[2-(hydroxy-.kappa.O)-4,1-phenylene](2,1-diazenediyl-.kappa.N1)[4,5-dihydro-3-methyl-5-(oxo-.kappa.O)-1H-pyrazole-4,1-diyl]-4,1-phenylene]] bis(monothiosulfato)](6-)]]di-, sodium (1:8) | 579524 | 65555
3H-Indolium, 3-ethyl-1,3-dimethyl-2-[(2-methyl-2-phenylhydrazinylidene)methyl]-, bis[2-(hydroxy-.kappa.O)-5-nitro-3-[2-[2-(oxo-.kappa.O)-1-[(phenylamino)carbonyl]propyl]diazenyl-.kappa.N1]benzenesulfonato(3-)]chromate(3-) (3:1) | 579516 | 65556
2,7-Naphthalenedisulfonic acid, 4-hydroxy-5-[2-[4-[[4-[(2-hydroxyethyl)amino]-6-[[5-hydroxy-6-[2-(2-methoxy-5-sulfophenyl)diazenyl]-7-sulfo-2-naphthalenyl]amino]-1,3,5-triazin-2-yl]amino]-5-methoxy-2-methylphenyl]diazenyl]-, sodium salt (1:4) | 579391 | 65557
Tricyclo[2.2.1.02,6]heptan-3-ol, 1-ethyl-, 3-propanoate | 579383 | 65558
2-Naphthalenecarboxylic acid, 4-[2-(4-chloro-3-sulfophenyl)diazenyl]-3-hydroxy-, manganese(2+) salt (1:1) | 579375 | 65559
Benzenesulfonic acid, 4-[2-[1-[[(4-methoxyphenyl)amino]carbonyl]-2-oxopropyl]diazenyl]-3-nitro-, calcium salt (2:1) | 579367 | 65560
14H-Benz[4,5]isoquino[2,1-a]perimidin-14-one, 10-[(2-hydroxyethyl)amino]- | 579359 | 65561
14H-Benz[4,5]isoquino[2,1-a]perimidin-14-one, 11-[(2-hydroxyethyl)amino]- | 579342 | 65562
[1,1'-Biphenyl]-2,3'-disulfonic acid, 4'-[2-(1-hydroxy-4-sulfo-2-naphthalenyl)diazenyl]-5,5'-dimethyl-4-[2-[4-[(phenylsulfonyl)oxy]phenyl]diazenyl]-, sodium salt (1:3) | 579334 | 65563
Benzoic acid, 2-hydroxy-5-[2-[4-[[[[2-methoxy-4-[2-(3-sulfophenyl)diazenyl]phenyl]amino]carbonyl]amino]phenyl]diazenyl]-, compd. with N,N'-bis(2-methylphenyl)guanidine (1:1) | 579326 | 65564
3H-Indol-3-one, 4,5,6,7-tetrachloro-1,2-dihydro- | 579318 | 65565
Ethanesulfonic acid, 2-[[1,1-dioxido-6'-[[2-[4-[[2-(sulfooxy)ethyl]sulfonyl]phenyl]ethyl]amino]spiro[3H-2,1-benzoxathiole-3,9'-[9H]xanthen]-3'-yl]methylamino]- | 579300 | 65566
Phosphonic acid, P,P'-[1-[bis(hydroxymethyl)amino]ethylidene]bis-, potassium salt (1:?) | 579292 | 65567
Glycine, N-(carboxymethyl)-N-(1,1-diphosphonoethyl)-, potassium zinc salt (1:?:?) | 579284 | 65568
.beta.-Alanine, N-(1,1-diphosphonoethyl)-, potassium salt (1:?) | 579276 | 65569
Sulfuric acid, dimethyl ester compd. with N-ethyl-N-[4-[2-(4-methyl-4H-1,2,4-triazol-3-yl)diazenyl]phenyl]benzenemethanamine (1:1) | 579268 | 65570
Benzenesulfonic acid, 4-chloro-2-[2-[2-hydroxy-3-[[(2-methoxyphenyl)amino]carbonyl]-1-naphthalenyl]diazenyl]-5-methyl-, manganese(2+) salt (2:1) | 579250 | 65571
Phenol, 4-[[[4-[(4-aminophenyl)methyl]phenyl]imino]methyl]- | 579243 | 65572
Benzenamine, 4,4'-methylenebis[N-[[4-(dimethylamino)phenyl]methylene]- | 579235 | 65573
2-Propenoic acid, 2-methyl-, 1,1'-[methylenebis[2,1-phenyleneoxy(2-hydroxy-3,1-propanediyl)]] ester | 579227 | 65574
2,5-Pyrrolidinedione, 1,1'-(methylenedi-4,1-phenylene)bis[3-[(3-hydroxyphenyl)amino]- | 579219 | 65575
Benzenesulfonic acid, 2-[2-[1-[[(2-methoxyphenyl)amino]carbonyl]-2-oxopropyl]diazenyl]-5-methyl-, barium salt (2:1) | 579201 | 65576
Benzamide, 4-[2-[1-(2,4-dichlorophenyl)-4,5-dihydro-3-methyl-5-oxo-1H-pyrazol-4-yl]diazenyl]- | 579193 | 65577
2-Naphthalenecarboxamide, N-(2-ethoxyphenyl)-3-hydroxy-4-[2-[2-methoxy-5-[(phenylamino)carbonyl]phenyl]diazenyl]- | 579185 | 65578
1-Propanesulfonic acid, 3-bromo- | 579169 | 65579
Benzothiazolium, 2-[2-[4-(diethylamino)phenyl]diazenyl]-6-methoxy-3-methyl-, chloride (1:1) | 579151 | 65580
2-Propenoic acid, 2-methyl-, polymer with 1,3-butadiene, N-(methoxymethyl)-2-methyl-2-propenamide and 2-propenenitrile | 579144 | 65581
Xenon bromide (XeBr2) | 579003 | 65582
Zirconium, bis[(1,2,3,4,5-.eta.)-1-butyl-2,4-cyclopentadien-1-yl]dichloro- | 578997 | 65583
1-Cyclohexene-1-ethanol, 4-(1-methylethyl)-, monohydroxy deriv. | 578989 | 65584
Chromate(2-), [2,4-dihydro-4-[2-[2-(hydroxy-.kappa.O)-5-nitrophenyl]diazenyl-.kappa.N1]-5-methyl-2-phenyl-3H-pyrazol-3-onato(2-)-.kappa.O3][2-(hydroxy-.kappa.O)-3-[2-[2-(hydroxy-.kappa.O)-1-naphthalenyl]diazenyl-.kappa.N1]-5-nitrobenzenesulfonato(3-)]-, hydrogen, compd. with 2,2'-iminobis[ethanol] (1:2:2) | 578971 | 65585
Chromate(4-), [4-(hydroxy-.kappa.O)-3-[2-[2-(hydroxy-.kappa.O)-5-nitro-3-sulfophenyl]diazenyl-.kappa.N1]-6-[(sulfomethyl)amino]-2-naphthalenesulfonato(5-)][1-[2-[2-(hydroxy-.kappa.O)-4-nitrophenyl]diazenyl-.kappa.N1]-2-naphthalenolato(2-)-.kappa.O]-, hydrogen, compd. with 2,2'-iminobis[ethanol] (1:4:4) | 578963 | 65586
Chromate(2-), [2-amino-4-(amino-.kappa.N)-5-[2-[2-(hydroxy-.kappa.O)-5-nitrophenyl]diazenyl-.kappa.N1]benzenesulfonato(3-)][2,4-dihydro-4-[2-[2-(hydroxy-.kappa.O)-5-nitrophenyl]diazenyl-.kappa.N1]-5-methyl-2-phenyl-3H-pyrazol-3-onato(2-)-.kappa.O3]-, hydrogen, compd. with 2,2'-iminobis[ethanol] (1:2:2) | 578955 | 65587
Chromate(2-), [3-[2-[2-(amino-.kappa.N)-4-aminophenyl]diazenyl-.kappa.N1]-4-(hydroxy-.kappa.O)benzenesulfonato(3-)][2,4-dihydro-4-[2-[2-(hydroxy-.kappa.O)-4-nitrophenyl]diazenyl-.kappa.N1]-5-methyl-2-phenyl-3H-pyrazol-3-onato(2-)-.kappa.O3]-, hydrogen, compd. with 2,2'-iminobis[ethanol] (1:2:2) | 578948 | 65588
Chromate(2-), [4-[4,5-dihydro-4-[2-[2-(hydroxy-.kappa.O)-5-methyl-3-nitrophenyl]diazenyl-.kappa.N1]-3-methyl-5-(oxo-.kappa.O)-1H-pyrazol-1-yl]benzenesulfonato(3-)][2,4-dihydro-4-[2-[2-(hydroxy-.kappa.O)-4-nitrophenyl]diazenyl-.kappa.N1]-5-methyl-2-phenyl-3H-pyrazol-3-onato(2-)-.kappa.O3]-, hydrogen, compd. with 2,2'-iminobis[ethanol] (1:2:2) | 578930 | 65589
Chromate(7-), bis[4-(hydroxy-.kappa.O)-3-[2-[2-(hydroxy-.kappa.O)-5-nitro-3-sulfophenyl]diazenyl-.kappa.N1]-6-[(sulfomethyl)amino]-2-naphthalenesulfonato(5-)]-, hydrogen (1:7) | 578922 | 65590
2,7-Naphthalenedisulfonic acid, 4,5-dihydroxy-3,6-bis[2-(2-phosphonophenyl)diazenyl]-, sodium salt (1:2) | 578914 | 65591
Benzenesulfonic acid, 2,2'-(1,2-ethenediyl)bis[5-[oxido-2-[4-[2-(4-sulfophenyl)diazenyl]phenyl]diazenyl]- | 578906 | 65592
Phenol, nonyl-, phosphate, ammonium salt | 578898 | 65593
Chromate(1-), [5-(hydroxy-.kappa.O)-4-[2-[1-(hydroxy-.kappa.O)-2-naphthalenyl]diazenyl-.kappa.N1]-2-methylbenzenesulfonamidato(2-)][methyl N-[8-[2-[5-(aminosulfonyl)-2-(hydroxy-.kappa.O)phenyl]diazenyl-.kappa.N1]-7-(hydroxy-.kappa.O)-1-naphthalenyl]carbamato(2-)]-, sodium (1:1) | 578880 | 65594
9,10-Anthracenediol, 1,4-dihydro-, sodium salt (1:2) | 578872 | 65595
Undecanoic acid, 3-heptyl-, 2-hydroxy-3-sulfopropyl ester, sodium salt (1:1) | 578864 | 65596
Bicyclo[2.2.1]heptan-2-ol, 6-ethylidene-, 2-propanoate | 578856 | 65597
Bicyclo[2.2.1]heptan-2-ol, 5-ethylidene-, 2-propanoate | 578849 | 65598
1-Oxaspiro[4.5]decane, 2,6,6-trimethyl-10-methylene-, (2R,5S)-rel- | 578831 | 65599
1-Oxaspiro[4.5]decane, 2,6,6-trimethyl-10-methylene-, (2R,5R)-rel- | 578823 | 65600
Sulfuric acid, dimethyl ester, compd. with .alpha.-hydro-.omega.-hydroxypoly[oxy(methyl-1,2-ethanediyl)] polymer with 1,1'-methylenebis[isocyanatocyclohexane] and 2,2'-(methylimino)bis[ethanol] | 578815 | 65601
Chromate(1-), [2,4-dihydro-4-[2-[2-(hydroxy-.kappa.O)-5-nitrophenyl]diazenyl-.kappa.N1]-5-methyl-2-phenyl-3H-pyrazol-3-onato(2-)-.kappa.O3][3-[2-[4,5-dihydro-3-methyl-5-(oxo-.kappa.O)-1-phenyl-1H-pyrazol-4-yl]diazenyl-.kappa.N1]-4-(hydroxy-.kappa.O)benzenesulfonamidato(2-)]-, sodium (1:1) | 578807 | 65602
Chromium, [6-(hydroxy-.kappa.O)-5-[2-[2-(hydroxy-.kappa.O)phenyl]diazenyl-.kappa.N1]-2-naphthalenesulfonato(3-)]- | 578799 | 65603
Chromate(1-), [2,4-dihydro-4-[2-[2-(hydroxy-.kappa.O)-5-nitrophenyl]diazenyl-.kappa.N1]-5-methyl-2-phenyl-3H-pyrazol-3-onato(2-)-.kappa.O3][2-[2-[4,5-dihydro-3-methyl-5-(oxo-.kappa.O)-1-phenyl-1H-pyrazol-4-yl]diazenyl-.kappa.N1]benzoato(2-)-.kappa.O]-, sodium (1:1) | 578781 | 65604
Chromate(3-), bis[5-chloro-3-[2-[4,5-dihydro-3-methyl-5-(oxo-.kappa.O)-1-phenyl-1H-pyrazol-4-yl]diazenyl-.kappa.N1]-2-(hydroxy-.kappa.O)benzenesulfonato(3-)]-, sodium (1:3) | 578773 | 65605
Chromate(3-), bis[3-[2-[4,5-dihydro-3-methyl-5-(oxo-.kappa.O)-1-phenyl-1H-pyrazol-4-yl]diazenyl-.kappa.N1]-2-(hydroxy-.kappa.O)-5-nitrobenzenesulfonato(3-)]-, sodium hydrogen (1:1:2) | 578765 | 65606
Cuprate(2-), [4-[4,5-dihydro-4-[2-[4-[[3-[2-[4,5-dihydro-3-methyl-1-(2-methyl-4-sulfophenyl)-5-(oxo-.kappa.O)-1H-pyrazol-4-yl]diazenyl-.kappa.N1]-2-hydroxyphenyl]methyl]phenyl]diazenyl]-3-methyl-5-oxo-1H-pyrazol-1-yl]-3-methylbenzenesulfonato(4-)]-, sodium (1:2) | 578757 | 65607
Cobaltate(1-), [2,4-dihydro-4-[2-[2-(hydroxy-.kappa.O)-5-nitrophenyl]diazenyl-.kappa.N1]-5-methyl-2-phenyl-3H-pyrazol-3-onato(2-)-.kappa.O3][3-[2-[4,5-dihydro-3-methyl-5-(oxo-.kappa.O)-1-phenyl-1H-pyrazol-4-yl]diazenyl-.kappa.N1]-4-(hydroxy-.kappa.O)benzenesulfonamidato(2-)]-, hydrogen (1:1) | 578740 | 65608
Cobaltate(3-), bis[5-chloro-2-(hydroxy-.kappa.O)-3-[2-[2-(oxo-.kappa.O)-1-[(phenylamino)carbonyl]propyl]diazenyl-.kappa.N1]benzenesulfonato(3-)]-, sodium (1:3) | 578732 | 65609
2-Propenoic acid, 2-hydroxyethyl ester, polymer with 1,1'-methylenebis[4-isocyanatocyclohexane] and .alpha.,.alpha.',.alpha.''-1,2,3-propanetriyltris[.omega.-hydroxypoly[oxy(methyl-1,2-ethanediyl)]] | 578724 | 65610
Cuprate(3-), [2-[[[C-(aminosulfonyl)-C,C-disulfo-29H,31H-phthalocyanin-C-yl-.kappa.N29,.kappa.N30,.kappa.N31,.kappa.N32]sulfonyl]amino]-5-[(5-chloro-2,6-difluoro-4-pyrimidinyl)amino]benzoato(5-)]-, hydrogen (1:3) | 578716 | 65611
Propanoic acid, 2-methyl-, 2-[(2-cyanoethyl)[4-[2-(2-cyano-4-nitrophenyl)diazenyl]phenyl]amino]ethyl ester | 578708 | 65612
1,4-Benzenedicarboxylic acid, 2-[2-(2-amino-8-hydroxy-6-sulfo-1-naphthalenyl)diazenyl]-, 1,4-diethyl ester, sodium salt (1:1) | 578690 | 65613
2-Anthracenesulfonic acid, 4-[[3-(acetylamino)-4-methylphenyl]amino]-1-amino-9,10-dihydro-9,10-dioxo- | 578682 | 65614
2,7-Naphthalenedisulfonic acid, 4-amino-6-[2-[4-[[[4-[2-(2,4-dihydroxyphenyl)diazenyl]phenyl]amino]sulfonyl]phenyl]diazenyl]-5-hydroxy-3-[2-(4-nitrophenyl)diazenyl]- | 578674 | 65615
1-Naphthalenesulfonic acid, 4,4'-[(4,6-dihydroxy-1,3-phenylene)bis(2,1-diazenediyl)]bis-, sodium salt (1:2) | 578666 | 65616
Ethanaminium, N-[4-[[4-(diethylamino)phenyl][4-[(4-ethoxyphenyl)amino]-1-naphthalenyl]methylene]-2,5-cyclohexadien-1-ylidene]-N-ethyl-, chloride (1:1) | 578658 | 65617
Poly(oxy-1,2-ethanediyl), .alpha.-[bis[1-(methylphenyl)ethyl]phenyl]-.omega.-hydroxy- | 578641 | 65618
Benzoic acid, 4-hydroxy-3-methoxy-, 2(or 3)-methylbutyl ester | 578633 | 65619
1,4-Benzenedisulfonic acid, 2-[[4-chloro-6-[[4-[2-(1-hydroxy-4-sulfo-2-naphthalenyl)diazenyl]-3-sulfophenyl]amino]-1,3,5-triazin-2-yl]amino]-, sodium salt (1:4) | 578625 | 65620
Poly(oxy-1,2-ethanediyl), .alpha.-[[1-(methylphenyl)ethyl]phenyl]-.omega.-hydroxy- | 578617 | 65621
Poly(oxy-1,2-ethanediyl), .alpha.-[tris[1-(methylphenyl)ethyl]phenyl]-.omega.-hydroxy- | 578609 | 65622
2-Anthracenesulfonic acid, 1-amino-4-[[(aminosulfonyl)-4-methylphenyl]amino]-9,10-dihydro-9,10-dioxo- | 578591 | 65623
Naphtho[2,3-c]phenanthro[2,1,10-ghi]thieno[2,3,4,5-lmn]phenanthridine-5,9,14(15H)-trione, trichloro-3-[(9,10-dihydro-9,10-dioxo-1-anthracenyl)amino]-, 7,7-dioxide | 578583 | 65624
2H-1-Benzopyran-7-amine, 3-(1H-benzimidazol-2-yl)-N,N-diethyl-, monosulfo deriv., sodium salt (1:1) | 578575 | 65625
2-Propenoic acid, 2-hydroxyethyl ester, polymer with 5-isocyanato-1-(isocyanatomethyl)-1,3,3-trimethylcyclohexane and .alpha.,.alpha.',.alpha.''-1,2,3-propanetriyltris[.omega.-hydroxypoly[oxy(methyl-1,2-ethanediyl)]] | 578567 | 65626
2-Propenoic acid, 2-hydroxyethyl ester, polymer with 2,4-diisocyanato-1-methylbenzene and .alpha.,.alpha.',.alpha.''-1,2,3-propanetriyltris[.omega.-hydroxypoly[oxy(methyl-1,2-ethanediyl)]] | 578559 | 65627
2-Propenoic acid, 2-hydroxyethyl ester, polymer with .alpha.-hydro-.omega.-hydroxypoly[oxy(methyl-1,2-ethanediyl)] and 5-isocyanato-1-(isocyanatomethyl)-1,3,3-trimethylcyclohexane | 578542 | 65628
Cuprate(4-), [.mu.-[5-(acetylamino)-3-[2-[3,3'-di(hydroxy-.kappa.O)-4'-[2-[1-(hydroxy-.kappa.O)-3,6-disulfo-2-naphthalenyl]diazenyl-.kappa.N1][1,1'-biphenyl]-4-yl]diazenyl-.kappa.N1]-4-(hydroxy-.kappa.O)-2,7-naphthalenedisulfonato(8-)]]-, sodium (1:4) | 578534 | 65629
Cuprate(5-), [5-[[3-carboxy-4-[2-[5-[2-(2,4-disulfophenyl)diazenyl]-2,4-dihydroxyphenyl]diazenyl]phenyl]methyl]-2-[2-[5-[2-(2,4-disulfophenyl)diazenyl]-2-(hydroxy-.kappa.O)-4-hydroxyphenyl]diazenyl-.kappa.N1]benzoato(7-)-.kappa.O]-, sodium (1:5) | 578526 | 65630
Cuprate(2-), [4-[4-[2-[4-[2-[4,5-dihydro-3-methyl-1-(2-methyl-4-sulfophenyl)-5-oxo-1H-pyrazol-4-yl]diazenyl]-2-(hydroxy-.kappa.O)phenyl]diazenyl-.kappa.N1]-4,5-dihydro-3-methyl-5-(oxo-.kappa.O)-1H-pyrazol-1-yl]-3-methylbenzenesulfonato(4-)]-, sodium (1:2) | 578518 | 65631
Ferrate(3-), bis[6-(hydroxy-.kappa.O)-5-[2-[2-(hydroxy-.kappa.O)-5-nitrophenyl]diazenyl-.kappa.N1]-2-naphthalenesulfonato(3-)]-, hydrogen (1:3) | 578500 | 65632
Cuprate(1-), [4-[4,5-dihydro-4-[2-[2-(hydroxy-.kappa.O)-5-nitrophenyl]diazenyl-.kappa.N1]-3-methyl-5-(oxo-.kappa.O)-1H-pyrazol-1-yl]benzenesulfonato(3-)]-, hydrogen (1:1) | 578492 | 65633
Iron, [.mu.-[[3,3'-[methylenebis[[4-hydroxy-6-(hydroxy-.kappa.O)-3,1-phenylene]-2,1-diazenediyl-.kappa.N1]]bis[4-(hydroxy-.kappa.O)-5-nitrobenzenesulfonato]](6-)]]di-, hydrochloride (1:2) | 578484 | 65634
Chromate(1-), [2,4-dihydro-4-[2-[2-(hydroxy-.kappa.O)-4-nitrophenyl]diazenyl-.kappa.N1]-5-methyl-2-phenyl-3H-pyrazol-3-onato(2-)-.kappa.O3][2,4-dihydro-4-[2-[2-(hydroxy-.kappa.O)-5-nitrophenyl]diazenyl-.kappa.N1]-5-methyl-2-phenyl-3H-pyrazol-3-onato(2-)-.kappa.O3]-, hydrogen, compd. with 1-tridecanamine (1:1:1) | 578476 | 65635
Chromate(1-), bis[2-[2-[4,5-dihydro-3-methyl-5-(oxo-.kappa.O)-1-phenyl-1H-pyrazol-4-yl]diazenyl-.kappa.N1]benzoato(2-)-.kappa.O]-, hydrogen, compd. with 1-tridecanamine (1:1:1) | 578468 | 65636
Chromate(1-), bis[methyl N-[8-[2-[5-[(ethylamino)sulfonyl]-2-(hydroxy-.kappa.O)phenyl]diazenyl-.kappa.N1]-7-(hydroxy-.kappa.O)-1-naphthalenyl]carbamato(2-)]-, sodium (1:1) | 578450 | 65637
Chromate(3-), [2-(hydroxy-.kappa.O)-3-[2-[2-(hydroxy-.kappa.O)-8-[(methoxycarbonyl)amino]-1-naphthalenyl]diazenyl-.kappa.N1]-5-nitrobenzenesulfonato(3-)][2-(hydroxy-.kappa.O)-3-[2-[2-(hydroxy-.kappa.O)-1-naphthalenyl]diazenyl-.kappa.N1]benzenesulfonato(3-)]-, sodium (1:3) | 578443 | 65638
Cobaltate(3-), bis[6-(amino-.kappa.N)-5-[2-[2-(hydroxy-.kappa.O)-3,5-dinitrophenyl]diazenyl-.kappa.N1]-1-naphthalenesulfonato(3-)]-, sodium hydrogen (1:1:2) | 578435 | 65639
Cobaltate(1-), bis[1-[2-[2-(hydroxy-.kappa.O)-5-nitrophenyl]diazenyl-.kappa.N1]-2-naphthalenolato(2-)-.kappa.O]-, sodium (1:1) | 578427 | 65640
Pyrimidinium, 2,3-dihydro-1,3-dimethyl-4-[(2-methyl-2-phenylhydrazinylidene)methyl]-2-oxo-, chloride (1:1) | 578419 | 65641
1,3-Naphthalenedisulfonic acid, 7-[2-[3-methoxy-4-[[[[2-methoxy-4-[2-(3-sulfophenyl)diazenyl]phenyl]amino]carbonyl]amino]phenyl]diazenyl]- | 578401 | 65642
9,10-Anthracenedione, 1-amino-2-(2-methoxyethoxy)- | 578393 | 65643
3H-Indolium, 1,3,3-trimethyl-2-[2-[(4-methylphenyl)amino]ethenyl]-, chloride (1:1) | 578385 | 65644
Benzenemethanaminium, N-ethyl-N-[4-[[4-[ethyl[(3-sulfophenyl)methyl]amino]phenyl]phenylmethylene]-2,5-cyclohexadien-1-ylidene]-3-sulfo-, inner salt, compd. with N-cyclohexylcyclohexanamine (1:1) | 578377 | 65645
2-Naphthalenesulfonic acid, 7-(benzoylamino)-4-hydroxy-3-[2-[4-[2-(4-sulfophenyl)diazenyl]phenyl]diazenyl]-, compd. with N,N'-bis(2-methylphenyl)guanidine and N,N'-diphenylguanidine (1:1:1) | 578369 | 65646
2,7-Naphthalenedisulfonic acid, 5-[[4-chloro-6-(methylphenylamino)-1,3,5-triazin-2-yl]amino]-4-hydroxy-3-[2-(1-sulfo-2-naphthalenyl)diazenyl]-, sodium salt (1:3) | 578351 | 65647
Chromate(2-), [2-amino-4-(amino-.kappa.N)-5-[2-[2-(hydroxy-.kappa.O)-5-nitrophenyl]diazenyl-.kappa.N1]benzenesulfonato(3-)][2,4-dihydro-4-[2-[2-(hydroxy-.kappa.O)-5-nitrophenyl]diazenyl-.kappa.N1]-5-methyl-2-phenyl-3H-pyrazol-3-onato(2-)-.kappa.O3]-, hydrogen (1:2) | 578344 | 65648
Chromate(2-), [3-[2-[2-(amino-.kappa.N)-4-aminophenyl]diazenyl-.kappa.N1]-4-(hydroxy-.kappa.O)benzenesulfonato(3-)][2,4-dihydro-4-[2-[2-(hydroxy-.kappa.O)-4-nitrophenyl]diazenyl-.kappa.N1]-5-methyl-1-phenyl-3H-pyrazol-3-onato(2-)-.kappa.O3]-, hydrogen (1:2) | 578336 | 65649
Phenol, 2,2'-methylenebis-, polymer with 2-(chloromethyl)oxirane, di-2-propenoate | 578211 | 65650
Isooctadecanoic acid, ester with oxybis[propanediol] | 578203 | 65651
Ethanaminium, 2-[[1-amino-9,10-dihydro-9,10-dioxo-4-(phenylamino)-2-anthracenyl]oxy]-N,N,N-trimethyl-, methyl sulfate (1:1) | 578195 | 65652
1H-Naphth[2,3-f]isoindole-1,3,5,10(2H)-tetrone, 4,11-diamino-2-propyl- | 578179 | 65653
2(1H)-Quinolinone, 4-hydroxy-1-methyl-3-[2-[4-(2-phenyldiazenyl)phenyl]diazenyl]- | 578161 | 65654
1-Naphthalenesulfonic acid, 2-[2-[1-(2,5-dichloro-4-sulfophenyl)-3-methyl-1H-pyrazol-4-yl]diazenyl]-, sodium salt (1:2) | 578153 | 65655
Benzothiazolium, 2-[2-[4-[butyl(2-hydroxyethyl)amino]phenyl]diazenyl]-6-methoxy-3-methyl-, methyl sulfate (1:1) | 578146 | 65656
Benzenesulfonic acid, 2,5-dichloro-4-[2-[5-cyano-2,6-bis[(2-hydroxyethyl)amino]-4-methyl-3-pyridinyl]diazenyl]-, sodium salt (1:1) | 578138 | 65657
1H-Imidazolium, 2-[2-[4-(dimethylamino)-2,5-dimethoxyphenyl]diazenyl]-1,3-dimethyl-, chloride (1:1) | 578104 | 65658
2-Naphthalenesulfonic acid, 6-amino-5-[2-[2,3-dihydro-2-(4-methylphenyl)-1,3-dioxo-1H-isoindol-5-yl]diazenyl]-4-hydroxy- | 578096 | 65659
1H-Indazolium, 1,2-dimethyl-3-[2-(2-methyl-1H-indol-3-yl)diazenyl]-, chloride (1:1) | 578088 | 65660
5H-Naphtho[2,3-c]naphth[2',3':6,7]indolo[3,2-a]acridine-5,11,14,19,21-pentone, 7,9-dichloro-6,20-dihydro- | 578070 | 65661
2,7-Naphthalenedisulfonic acid, 5-amino-3-[2-[4'-[2-(6-amino-1-hydroxy-3-sulfo-2-naphthalenyl)diazenyl]-3,3'-dimethoxy[1,1'-biphenyl]-4-yl]diazenyl]-4-hydroxy-, sodium salt (1:3) | 578062 | 65662
1H-Indene-5-carboxamide, 2-(4-bromo-3-hydroxy-2-quinolinyl)-N,N-diethyl-2,3-dihydro-1,3-dioxo- | 578054 | 65663
Acetamide, N-[5-[bis[2-(acetyloxy)ethyl]amino]-2-[2-(6-bromo-2-benzothiazolyl)diazenyl]phenyl]- | 578047 | 65664
.beta.-Alanine, N,N-diethyl-, 6-[(1-oxo-2-propen-1-yl)oxy]hexyl ester | 578039 | 65665
.beta.-Alanine, N,N-diethyl-, 2-[2-[(1-oxo-2-propen-1-yl)oxy]ethoxy]ethyl ester | 578021 | 65666
2-Naphthalenesulfonic acid, 6-amino-5-[2-[2-[(decylamino)sulfonyl]phenyl]diazenyl]-4-hydroxy- | 578013 | 65667
Formic acid, compd. with 3-[[4-[3-(4-chlorophenyl)-4,5-dihydro-1H-pyrazol-1-yl]phenyl]sulfonyl]-N-[2-(dimethylamino)ethyl]propanamide (1:1) | 578005 | 65668
Propanamide, N-[5-[bis[2-(acetyloxy)ethyl]amino]-2-[2-(2-methyl-4-nitrophenyl)diazenyl]phenyl]- | 577999 | 65669
Cuprate(3-), [4-(hydroxy-.kappa.O)-3-[2-[3-(hydroxy-.kappa.O)-4'-[2-[1-hydroxy-6-(phenylamino)-3-sulfo-2-naphthalenyl]diazenyl]-3'-methoxy[1,1'-biphenyl]-4-yl]diazenyl-.kappa.N1]-1,5-naphthalenedisulfonato(5-)]-, sodium (1:3) | 577981 | 65670
Cuprate(3-), [.mu.-[3-[2-[3,3'-di(hydroxy-.kappa.O)-4'-[2-[1-(hydroxy-.kappa.O)-6-(phenylamino)-3-sulfo-2-naphthalenyl]diazenyl-.kappa.N1][1,1'-biphenyl]-4-yl]diazenyl-.kappa.N1]-4-(hydroxy-.kappa.O)-1,5-naphthalenedisulfonato(7-)]]di-, sodium (1:3) | 577973 | 65671
Chromate(2-), [2-(hydroxy-.kappa.O)-3-[2-[2-(hydroxy-.kappa.O)-1-naphthalenyl]diazenyl-.kappa.N1]-5-nitrobenzenesulfonato(3-)][1-[2-[2-(hydroxy-.kappa.O)-5-nitrophenyl]diazenyl-.kappa.N1]-2-naphthalenolato(2-)-.kappa.O]-, hydrogen (1:2) | 577965 | 65672
Chromate(2-), [2,4-dihydro-4-[2-[2-(hydroxy-.kappa.O)-5-nitrophenyl]diazenyl-.kappa.N1]-5-methyl-2-phenyl-3H-pyrazol-3-onato(2-)-.kappa.O3][2-(hydroxy-.kappa.O)-3-[2-[2-(hydroxy-.kappa.O)-1-naphthalenyl]diazenyl-.kappa.N1]-5-nitrobenzenesulfonato(3-)]-, hydrogen (1:2) | 577957 | 65673
Chromate(4-), [4-(hydroxy-.kappa.O)-3-[2-[2-(hydroxy-.kappa.O)-5-nitro-3-sulfophenyl]diazenyl-.kappa.N1]-6-[(sulfomethyl)amino]-2-naphthalenesulfonato(5-)][1-[2-[2-(hydroxy-.kappa.O)-4-nitrophenyl]diazenyl-.kappa.N1]-2-naphthalenolato(2-)-.kappa.O]-, hydrogen (1:4) | 577940 | 65674
Chromate(2-), [2-[2-[4,5-dihydro-3-methyl-5-(oxo-.kappa.O)-1-(4-sulfophenyl)-1H-pyrazol-4-yl]diazenyl-.kappa.N1]benzoato(3-)-.kappa.O][1-[2-[2-(hydroxy-.kappa.O)-4-nitrophenyl]diazenyl-.kappa.N1]-2-naphthalenolato(2-)-.kappa.O]-, hydrogen, compd. with 2,2'-iminobis[ethanol] (1:2:2) | 577932 | 65675
Chromate(2-), [2-[2-[4,5-dihydro-3-methyl-5-(oxo-.kappa.O)-1-(4-sulfophenyl)-1H-pyrazol-4-yl]diazenyl-.kappa.N1]benzoato(3-)][1-[2-[2-(hydroxy-.kappa.O)-4-nitrophenyl]diazenyl-.kappa.N1]-2-naphthalenolato(2-)-.kappa.O]-, hydrogen (1:2) | 577924 | 65676
Chromate(2-), [4-[4,5-dihydro-4-[2-[2-(hydroxy-.kappa.O)-5-methyl-3-nitrophenyl]diazenyl-.kappa.N1]-3-methyl-5-(oxo-.kappa.O)-1H-pyrazol-1-yl]benzenesulfonato(3-)][2,4-dihydro-4-[2-[2-(hydroxy-.kappa.O)-4-nitrophenyl]diazenyl-.kappa.N1]-5-methyl-2-phenyl-3H-pyrazol-3-onato(2-)-.kappa.O3]-, hydrogen (1:2) | 577916 | 65677
Chromate(1-), [1-[2-[5-chloro-2-(hydroxy-.kappa.O)phenyl]diazenyl-.kappa.N1]-2-naphthalenolato(2-)-.kappa.O][2,4-dihydro-4-[2-[2-(hydroxy-.kappa.O)-5-nitrophenyl]diazenyl-.kappa.N1]-5-methyl-2-phenyl-3H-pyrazol-3-onato(2-)-.kappa.O3]-, hydrogen (1:1) | 577908 | 65678
2-Anthracenesulfonic acid, 4-[[3-(acetylamino)phenyl]amino]-1-amino-9,10-dihydro-9,10-dioxo-, compd. with .alpha.,.alpha.',.alpha.''-(nitrilotri-2,1-ethanediyl)tris[.omega.-hydroxypoly(oxy-1,2-ethanediyl)] (1:1) | 577890 | 65679
Poly(oxy-1,2-ethanediyl), .alpha.-[3-[(carboxymethyl)(2-hydroxyethyl)amino]-2-hydroxypropyl]-.omega.-(4-nonylphenoxy)-, sodium salt (1:1) | 577882 | 65680
Bicyclo[2.2.1]hept-5-ene-2,3-dicarboxylic acid, 1,4,5,6,7,7-hexachloro-, polymer with 1,3-isobenzofurandione, 4,4'-(1-methylethylidene)bis[cyclohexanol] and 2,2'-oxybis[ethanol] | 577874 | 65681
Bicyclo[2.2.1]hept-5-ene-2,3-dicarboxylic acid, 1,4,5,6,7,7-hexachloro-, polymer with hexanedioic acid, 4,4'-(1-methylethylidene)bis[cyclohexanol] and 2,2'-oxybis[ethanol] | 577866 | 65682
Carbonic acid, diphenyl ester, polymer with 1,4-butanediol, 1,2-ethanediol, 1,6-hexanediol, .alpha.-hydro-.omega.-hydroxypoly[oxy(methyl-1,2-ethanediyl)] and 1,1'-methylenebis[4-isocyanatobenzene] | 577858 | 65683
9H-Carbazole-3-carboxaldehyde, 9-ethyl-, 2,2-diphenylhydrazone | 577841 | 65684
2,8,10-Trioxa-5-azadodecanoic acid, 5-[3-(acetylamino)-4-[2-(5-nitro-2-thiazolyl)diazenyl]phenyl]-9-oxo-, ethyl ester | 577833 | 65685
2,8,10-Trioxa-5-azadodecanoic acid, 5-[5-(acetylamino)-2-methoxy-4-[2-(5-nitro-2-thiazolyl)diazenyl]phenyl]-9-oxo-, ethyl ester | 577825 | 65686
1,3,6-Naphthalenetrisulfonic acid, 7-[2-[2-[(aminocarbonyl)amino]-4-[[4-chloro-6-[(2-sulfoethyl)amino]-1,3,5-triazin-2-yl]amino]phenyl]diazenyl]-, sodium salt (1:4) | 577817 | 65687
Carbonic acid, bicyclo[2.2.1]hept-5-en-2-ylmethyl ethyl ester | 577809 | 65688
2-Propenoic acid, 2-methyl-, butyl ester, polymer with ethenylbenzene, (1-methylethenyl)benzene and methyl 2-methyl-2-propenoate | 577791 | 65689
Hexanedioic acid, polymer with 1,4-butanediol, 2,2-dimethyl-1,3-propanediol, 1,6-hexanediol, 3-hydroxy-2-(hydroxymethyl)-2-methylpropanoic acid, 5-isocyanato-1-(isocyanatomethyl)-1,3,3-trimethylcyclohexane, .alpha.,.alpha.'-[(1-methylethylidene)di-4,1-phenylene]bis[.omega.-hydroxypoly[oxy(methyl-1,2-ethanediyl)]] and piperazine, compd. with N,N-diethylethanamine | 577783 | 65690
2-Propenoic acid, 2-[[(1,1,2,2,3,3,4,4,5,5,6,6,7,7,8,8,8-heptadecafluorooctyl)sulfonyl]propylamino]ethyl ester, polymer with .alpha.-(2-methyl-1-oxo-2-propen-1-yl)-.omega.-butoxypoly[oxy(methyl-1,2-ethanediyl)] | 577775 | 65691
2-Propenoic acid, 2-methyl-, 2-hydroxyethyl ester, polymer with 1,3-diisocyanatomethylbenzene, 2-methyloxirane and oxirane | 577767 | 65692
Chromate(1-), bis[2-[2-[4,5-dihydro-3-methyl-1-(3-methylphenyl)-5-(oxo-.kappa.O)-1H-pyrazol-4-yl]diazenyl-.kappa.N1]benzoato(2-)-.kappa.O]-, sodium (1:1) | 577759 | 65693
Chromate(1-), [2-[2-[4,5-dihydro-3-methyl-1-(3-methylphenyl)-5-(oxo-.kappa.O)-1H-pyrazol-4-yl]diazenyl-.kappa.N1]benzoato(2-)-.kappa.O][2-[2-[4,5-dihydro-3-methyl-5-(oxo-.kappa.O)-1-phenyl-1H-pyrazol-4-yl]diazenyl-.kappa.N1]benzoato(2-)-.kappa.O]-, sodium (1:1) | 577742 | 65694
Benzenesulfonic acid, 5-chloro-2-[2-(2-hydroxy-1-naphthalenyl)diazenyl]-4-methyl-, strontium salt (2:1) | 577726 | 65695
1H-Benz[de]isoquinoline-5-sulfonic acid, 2,3-dihydro-2-methyl-6-(methylamino)-1,3-dioxo-, sodium salt (1:1) | 577718 | 65696
2-Naphthalenecarboxamide, N-(5-chloro-2-methoxyphenyl)-4-[2-[5-[(2,4-dimethylbenzoyl)amino]-2-methylphenyl]diazenyl]-3-hydroxy- | 577700 | 65697
Benzenesulfonic acid, 4-chloro-2-[2-[2-hydroxy-3-[[(2-methoxyphenyl)amino]carbonyl]-1-naphthalenyl]diazenyl]-5-methyl-, sodium salt (1:1) | 577692 | 65698
2(3H)-Furanone, 3-dodecyldihydro- | 577684 | 65699
2-Propenoic acid, polymer with 4,4'-(1-methylethylidene)bis[phenol] and oxirane | 577668 | 65700
Hexanedioic acid, polymer with 1,4-butanediol, 2,2-dimethyl-1,3-propanediol, diphenyl carbonate, 1,2-ethanediol, 1,6-hexanediol and 1,1'-methylenebis[4-isocyanatobenzene] | 577650 | 65701
2-Propenoic acid, 2-methyl-, 2-(diethylamino)ethyl ester, polymer with ethyl 2-propenoate, methyl 2-methyl-2-propenoate and 2-propenenitrile | 577643 | 65702
5-Isobenzofurancarboxylic acid, 1,3-dihydro-1,3-dioxo-, polymer with 1,3-benzenediamine, 4,4'-oxybis[benzenamine] and 4,4'-[sulfonylbis(4,1-phenyleneoxy)]bis[benzenamine] | 577635 | 65703
Hexanedioic acid, polymer with 2-ethyl-1,3-hexanediol, diacetate | 577627 | 65704
Benzoic acid, 2-hydroxy-, polymer with [1,1'-biphenyl]-4-ol, 4-(1,1-dimethylethyl)phenol, formaldehyde and 4,4'-thiobis[phenol], ester with boric acid | 577619 | 65705
Propanoic acid, 2-chloro-, methyl ester, (2S)- | 577528 | 65706
Hexanedioic acid, polymer with 1,2-ethanediamine, hexanedioic acid 1,6-dihydrazide, hexanediol, 3-hydroxy-2-(hydroxymethyl)-2-methylpropanoic acid and 1,1'-methylenebis[4-isocyanatobenzene], compd. with N,N-diethylethanamine | 577510 | 65707
Propanoic acid, 3-hydroxy-2-(hydroxymethyl)-2-methyl-, polymer with .alpha.-(2-aminomethylethyl)-.omega.-(2-aminomethylethoxy)poly[oxy(methyl-1,2-ethanediyl)], .alpha.-hydro-.omega.-hydroxypoly(oxy-1,2-ethanediyl), 1,1'-methylenebis[4-isocyanatocyclohexane] and 2-oxepanone | 577502 | 65708
Hexanoic acid, 2-ethyl-, neodymium(3+) salt (3:1) | 577486 | 65709
Propanoic acid, 3-hydroxy-2-(hydroxymethyl)-2-methyl-, polymer with .alpha.-hydro-.omega.-hydroxypoly(oxy-1,2-ethanediyl), 1,1'-methylenebis[4-isocyanatocyclohexane], .alpha.,.alpha.'-[(1-methylethylidene)di-4,1-phenylene]bis[.omega.-hydroxypoly[oxy(methyl-1,2-ethanediyl)]] and 2-oxepanone | 577478 | 65710
Propanoic acid, 3-hydroxy-2-(hydroxymethyl)-2-methyl-, polymer with 1,1'-methylenebis[4-isocyanatocyclohexane] and .alpha.,.alpha.',.alpha.''-1,2,3-propanetriyltris[.omega.-hydroxypoly[oxy(methyl-1,2-ethanediyl)]] | 577460 | 65711
Propanoic acid, 3-hydroxy-2-(hydroxymethyl)-2-methyl-, polymer with 1,3-diisocyanatomethylbenzene and .alpha.,.alpha.',.alpha.''-1,2,3-propanetriyltris[.omega.-hydroxypoly[oxy(methyl-1,2-ethanediyl)]] | 577452 | 65712
Cobaltate(1-), [6-(amino-.kappa.N)-5-[2-[2-(hydroxy-.kappa.O)-4-nitrophenyl]diazenyl-.kappa.N1]-N-(2-hydroxypropyl)-2-naphthalenesulfonamidato(2-)][1-[2-[5-chloro-2-(hydroxy-.kappa.O)phenyl]diazenyl-.kappa.N1]-2-naphthalenolato(2-)-.kappa.O]-, sodium (1:1) | 577445 | 65713
Chromate(5-), bis[4-(hydroxy-.kappa.O)-3-[2-[2-(hydroxy-.kappa.O)-5-nitrophenyl]diazenyl-.kappa.N1]-5-[(2,5,6-trichloro-4-pyrimidinyl)amino]-2,7-naphthalenedisulfonato(4-)]-, sodium (1:5) | 577437 | 65714
Bisbenzimidazo[2,1-b:1',2'-j]benzo[lmn][3,8]phenanthroline-6,9-dione, ethoxy- | 577411 | 65715
Phosphoric acid, phenyl bis(2,4,6-trimethylphenyl) ester | 577395 | 65716
Phosphoric acid, 2,6-dimethylphenyl phenyl 2,4,6-trimethylphenyl ester | 577379 | 65717
Phenol, 4,4',4''-[phosphinylidynetris[[5-(1,1-dimethylethyl)-2-methyl-4,1-phenylene]thio]]tris[2-(1,1-dimethylethyl)-5-methyl- | 577361 | 65718
Phosphoric acid, bis(2,6-dimethylphenyl) 2,4,6-trimethylphenyl ester | 577353 | 65719
2,7-Naphthalenedisulfonic acid, 4,4'-[(6-chloro-1,3,5-triazine-2,4-diyl)diimino]bis[5-hydroxy-6-[2-[4-[[2-(sulfooxy)ethyl]sulfonyl]phenyl]diazenyl]-, sodium salt (1:6) | 577346 | 65720
7,10,13,16,19-Pentaoxapentacosane-9,17-diol, 11,15-dimethyl- | 577338 | 65721
13-Docosenenitrile, (13Z)- | 577312 | 65722
2,7-Naphthalenedisulfonic acid, 4-amino-3-[2-(2,3-dichlorophenyl)diazenyl]-5-hydroxy-6-[2-[4-[[2-(sulfooxy)ethyl]sulfonyl]phenyl]diazenyl]-, sodium salt (1:3) | 577304 | 65723
2,7-Naphthalenedisulfonic acid, 4-amino-3-[2-(2-chlorophenyl)diazenyl]-5-hydroxy-6-[2-[4-[[2-(sulfooxy)ethyl]sulfonyl]phenyl]diazenyl]-, sodium salt (1:3) | 577296 | 65724
Propanamide, N-[2-[2-(2-chloro-4-nitrophenyl)diazenyl]-5-[(1-methylethyl)amino]phenyl]- | 577288 | 65725
3-Pyridinecarbonitrile, 1,2-dihydro-6-hydroxy-4-methyl-5-[2-[4-[4-(1-methylethyl)benzoyl]phenyl]diazenyl]-2-oxo- | 577270 | 65726
Alanine, N-[3-(acetylamino)-4-[2-(2-chloro-4-nitrophenyl)diazenyl]phenyl]-2-methyl-, butyl ester | 577262 | 65727
Ethanol, 2-[[4-[2-(5-nitro-2-thiazolyl)diazenyl]phenyl]phenylamino]- | 577254 | 65728
1,7-Naphthalenedisulfonic acid, 4-[[4-chloro-6-[[4-[[2-(sulfooxy)ethyl]sulfonyl]phenyl]amino]-1,3,5-triazin-2-yl]amino]-5-hydroxy-6-[2-(2-sulfophenyl)diazenyl]-, sodium salt (1:4) | 577247 | 65729
2-Anthracenesulfonic acid, 1-amino-9,10-dihydro-9,10-dioxo-4-[[3-[[[2-(sulfooxy)ethyl]sulfonyl]methyl]phenyl]amino]-, sodium salt (1:2) | 577239 | 65730
1H-Benz[de]isoquinoline-2(3H)-propanaminium, 6-methoxy-N,N,N,.beta.,.beta.-pentamethyl-1,3-dioxo-, methyl sulfate (1:1) | 577221 | 65731
2,7-Naphthalenedisulfonic acid, 4-amino-6-[2-[4-[2-(2,4-diaminophenyl)diazenyl]phenyl]diazenyl]-3-[2-[4-[2-(2,4-diamino-5-sulfophenyl)diazenyl]phenyl]diazenyl]-5-hydroxy-, sodium salt (1:3) | 577213 | 65732
2-Octynoic acid, 2-propen-1-yl ester | 577205 | 65733
1,3-Benzenedicarboxylic acid, 5-sulfo-, sodium salt (1:1), polymer with 1,3-benzenedicarboxylic acid, 1,4-benzenedicarboxylic acid, 2,2-dimethyl-1,3-propanediol and 1,2-ethanediol | 577197 | 65734
Cholest-5-en-3-ol (3.beta.)-, 3-(4-chlorobutanoate) | 576579 | 65735
Bicyclo[7.2.0]undec-3-en-5-ol, 4,11,11-trimethyl-8-methylene-, (1R,3Z,5S,9S)-rel- | 576561 | 65736
Phosphoric acid, isooctyl ester, compd. with 2,2',2''-nitrilotris[ethanol] | 576553 | 65737
Phosphoric acid, 2-ethylhexyl ester, compd. with 2,2'-iminobis[ethanol] | 576546 | 65738
Poly(oxy-1,2-ethanediyl), .alpha.,.alpha.',.alpha.''-phosphinylidynetris[.omega.-(tridecyloxy)- | 576538 | 65739
Tamarind seed gum, 2-hydroxyethyl ether | 576322 | 65740
Pyridinium, 1-[(4-sulfophenyl)methyl]-, inner salt | 576306 | 65741
Pyridinium, 1-[(2-sulfophenyl)methyl]-, inner salt | 576298 | 65742
5-Isobenzofurancarboxylic acid, 1,3-dihydro-1,3-dioxo-, polymer with 4,4'-(1-methylethylidene)bis[phenol] and 2-(phenoxymethyl)oxirane | 576280 | 65743
1,3-Benzenedicarboxylic acid, polymer with 2,2-dimethyl-1,3-propanediol, hexanedioic acid, 2-(hydroxymethyl)-2-methyl-1,3-propanediol and 1,3-isobenzofurandione, 4-(1,1-dimethylethyl)benzoate | 575522 | 65744
Hexanedioic acid, polymer with 1,3-butanediol and 1,6-hexanediol, 2-ethylhexyl ester | 575514 | 65745
2-Propen-1-ol, polymer with ethenylbenzene, (2Z)-2-butenedioate | 575506 | 65746
Cuprate(3-), [2-[[[C-(aminosulfonyl)-C,C-disulfo-29H,31H-phthalocyanin-C-yl-.kappa.N29,.kappa.N30,.kappa.N31,.kappa.N32]sulfonyl]amino]-5-[(5-chloro-2,6-difluoro-4-pyrimidinyl)amino]benzoato(5-)]-, sodium hydrogen (1:2:1) | 575498 | 65747
Benzenemethanaminium, N,N'-[[(phenylmethyl)imino]di-2,1-ethanediyl]bis[N-methyl-N-(phenylmethyl)-, methyl sulfate (1:2) | 575480 | 65748
3H-Pyrazol-3-one, 2,4-dihydro-4-[2-(6-methoxy-2-benzothiazolyl)diazenyl]-5-methyl-2-phenyl- | 575472 | 65749
2-Propenoic acid, 2-[[(1,1,2,2,3,3,4,4,5,5,6,6,7,7,8,8,8-heptadecafluorooctyl)sulfonyl]propylamino]ethyl ester, polymer with 2-methyloxirane polymer with oxirane mono(2-methyl-2-propenoate) | 575464 | 65750
Poly(oxy-1,2-ethanediyl), .alpha.-sulfo-.omega.-(sulfooxy)-, sodium salt (1:2) | 575456 | 65751
Chromate(5-), bis[5-[(4-amino-6-chloro-1,3,5-triazin-2-yl)amino]-4-(hydroxy-.kappa.O)-3-[2-[2-(hydroxy-.kappa.O)-5-nitrophenyl]diazenyl-.kappa.N1]-2,7-naphthalenedisulfonato(4-)]-, potassium sodium (1:4:1) | 575449 | 65752
Cobaltate(5-), bis[5-[(4-amino-6-chloro-1,3,5-triazin-2-yl)amino]-4-(hydroxy-.kappa.O)-3-[2-[2-(hydroxy-.kappa.O)-5-nitrophenyl]diazenyl-.kappa.N1]-2,7-naphthalenedisulfonato(4-)]-, potassium sodium (1:4:1) | 575431 | 65753
1-Propanaminium, 2-hydroxy-N,N,N-trimethyl-3-[(2-methyl-1-oxo-2-propen-1-yl)oxy]-, chloride (1:1), polymer with butyl 2-propenoate, methyl 2-methyl-2-propenoate and 2-oxiranylmethyl 2-methyl-2-propenoate | 575423 | 65754
1,3-Isobenzofurandione, 3a,4,5,7a-tetrahydro-7-methyl-5-(tetrahydro-2,5-dioxo-3-furanyl)-, polymer with 4,4'-oxybis[benzenamine] | 575415 | 65755
Poly(oxy-1,2-ethanediyl), .alpha.-isotridecyl-.omega.-hydroxy-, phosphate | 575399 | 65756
4,7-Methano-1H-indenecarbonitrile, octahydro- | 575381 | 65757
Benzenesulfonic acid, oxybis[methyl-, sodium salt (1:2) | 575373 | 65758
2-Propenoic acid, 2-[[(1,1,2,2,3,3,4,4,5,5,6,6,7,7,8,8,8-heptadecafluorooctyl)sulfonyl]propylamino]ethyl ester, polymer with .alpha.-(2-methyl-1-oxo-2-propen-1-yl)-.omega.-methoxypoly(oxy-1,2-ethanediyl) | 575365 | 65759
2-Naphthalenecarboxylic acid, 3-hydroxy-4-[2-(2-sulfo-1-naphthalenyl)diazenyl]-, calcium salt (1:1) | 575357 | 65760
2-Naphthalenecarboxylic acid, 3-hydroxy-4-[2-(6-sulfo-2-naphthalenyl)diazenyl]-, manganese(2+) salt (1:1) | 575340 | 65761
2,7-Naphthalenedisulfonic acid, 4-[2-(2-hydroxy-1-naphthalenyl)diazenyl]-, calcium salt (1:1) | 575332 | 65762
Acetamide, N-[5-[(3-chloro-2-propen-1-yl)(2-cyanoethyl)amino]-2-[2-(4-cyano-3-methyl-5-isothiazolyl)diazenyl]phenyl]- | 575324 | 65763
Benzenemethanaminium, N,N'-[(methylimino)di-2,1-ethanediyl]bis[N-methyl-N-(phenylmethyl)-, methyl sulfate (1:2) | 575316 | 65764
Ethanone, 1-[3-methyl-2-(3-methyl-2-buten-1-yl)-3-cyclohexen-1-yl]- | 575308 | 65765
1,3-Benzenedicarboxamide, N3-[2-[[(1,1,2,2,3,3,4,4,5,5,6,6,7,7,8,8,8-heptadecafluorooctyl)sulfonyl]methylamino]ethyl]-N1-[2-[[(1,1,2,2,3,3,4,4,5,5,6,6,7,7,8,8,8-heptadecafluorooctyl)sulfonyl]propylamino]ethyl]-4-methyl- | 575290 | 65766
Benzamide, 4-[[4-[[[2-[[(1,1,2,2,3,3,4,4,5,5,6,6,7,7,8,8,8-heptadecafluorooctyl)sulfonyl]propylamino]ethyl]amino]carbonyl]phenyl]methyl]-N-octadecyl- | 575282 | 65767
Ethanone, 1-(4-pentylphenyl)-, 2-[1-(4-pentylphenyl)ethylidene]hydrazone | 575274 | 65768
Urea, N,N''-1,5-naphthalenediylbis[N',N'-dimethyl- | 575266 | 65769
Hexanoic acid, 3,5,5-trimethylhexyl ester | 575258 | 65770
Heptanoic acid, (2E)-3,7-dimethyl-2,6-octadien-1-yl ester | 575241 | 65771
Butanoic acid, 2-ethyl-, (2E)-3,7-dimethyl-2,6-octadien-1-yl ester | 575233 | 65772
Glycine, N-methyl-N-(1-oxo-9-octadecen-1-yl)-, compd. with 2,2',2''-nitrilotris[ethanol] (1:1) | 575225 | 65773
2-Anthracenesulfonic acid, 4-[[4-(acetylamino)phenyl]amino]-1-amino-9,10-dihydro-9,10-dioxo-, compd. with 4-morpholineethanol (1:1) | 575217 | 65774
9-Octadecenamide, N-(hydroxymethyl)- | 575209 | 65775
4H-1,2,4-Triazolium, 5-[2-[4-[[2-(benzoyloxy)ethyl]ethylamino]phenyl]diazenyl]-1,4-dimethyl-, chloride (1:1) | 575191 | 65776
3H-Indolium, 1,3,3-trimethyl-2-[[2-methyl-2-(4-methylphenyl)hydrazinylidene]methyl]-, methyl sulfate (1:1) | 575183 | 65777
1,3-Benzenedisulfonic acid, 4-[2-[2-[(aminocarbonyl)amino]-4-[(5-chloro-2,6-difluoro-4-pyrimidinyl)amino]phenyl]diazenyl]-, sodium salt (1:2) | 575175 | 65778
1,7-Naphthalenedisulfonic acid, 4-(benzoylamino)-6-[2-[5-[[(5-chloro-2,6-difluoro-4-pyrimidinyl)amino]methyl]-1-sulfo-2-naphthalenyl]diazenyl]-5-hydroxy-, sodium salt (1:3) | 575167 | 65779
Benzoic acid, 5-[2-[4-[[[[4-[(4-amino-9,10-dihydro-9,10-dioxo-3-sulfo-1-anthracenyl)amino]phenyl]amino]carbonyl]amino]phenyl]diazenyl]-2-hydroxy-, ammonium sodium salt (1:?:?) | 575159 | 65780
3H-Indolium, 1,3,3-trimethyl-2-[[2-methyl-2-[4-(2-phenyldiazenyl)phenyl]hydrazinylidene]methyl]-, methyl sulfate (1:1) | 575142 | 65781
Formaldehyde, polymer with benzenemethanol | 575134 | 65782
Benzenesulfonic acid, 2-methyl-5-nitro-, homopolymer, compd. with N-(1-methylethyl)-2-propanamine | 575126 | 65783
1,2-Propanediol, 3-azido-, homopolymer | 575118 | 65784
2-Propenoic acid, 2-methyl-, dodecyl ester, polymer with butyl 2-propenoate | 575100 | 65785
1,4-Benzenedicarboxylic acid, polymer with 1,4-butanediol, .alpha.-hydro-.omega.-hydroxypoly(oxy-1,4-butanediyl) and 1,1'-methylenebis[4-isocyanatobenzene] | 575092 | 65786
1,4-Benzenedicarboxylic acid, polymer with 1,4-butanediol, 1,1'-methylenebis[4-isocyanatobenzene], 2,2'-[(1-methylethylidene)bis[(2,6-dibromo-4,1-phenylene)oxymethylene]]bis[oxirane] and 4,4'-(1-methylethylidene)bis[2,6-dibromophenol] | 575084 | 65787
Phosphorochloridous acid, bis(2-chloroethyl) ester, polymer with 2-chloro-4-methyl-1,3,2-dioxaphospholane, propanal, 2-propanone and tris(2-chloroethyl) phosphite | 575076 | 65788
2-Propenoic acid, 2-methyl-, 2-ethylhexyl ester, polymer with 2-[[(1,1,2,2,3,3,4,4,5,5,6,6,7,7,8,8,8-heptadecafluorooctyl)sulfonyl]methylamino]ethyl 2-propenoate | 575068 | 65789
Poly(oxy-1,2-ethanediyl), .alpha.-(1-oxoeicosyl)-.omega.-hydroxy- | 575050 | 65790
7-Benzothiazolesulfonic acid, 2,2'-[(2-sulfo-1,4-phenylene)bis[imino(1-acetyl-2-oxo-2,1-ethanediyl)-2,1-diazenediyl-4,1-phenylene]]bis[6-methyl-, compd. with .alpha.,.alpha.',.alpha.''-(nitrilotri-2,1-ethanediyl)tris[.omega.-hydroxypoly(oxy-1,2-ethanediyl)] (1:3) | 575043 | 65791
2,7-Naphthalenedisulfonic acid, 4-amino-6-[2-[4'-[2-(2,4-diamino-5-sulfophenyl)diazenyl]-3,3'-dimethoxy[1,1'-biphenyl]-4-yl]diazenyl]-5-hydroxy-3-[2-(4-nitrophenyl)diazenyl]-, sodium salt, compd. with .alpha.,.alpha.',.alpha.''-(nitrilotri-2,1-ethanediyl)tris[.omega.-hydroxypoly(oxy-1,2-ethanediyl)] (1:?:?) | 575035 | 65792
Poly(oxy-1,2-ethanediyl), .alpha.-sulfo-.omega.-(9-octadecen-1-yloxy)-, ammonium salt (1:1) | 575027 | 65793
Cuprate(3-), [.mu.-[2-[2-[4,5-dihydro-1-[4-[2-[3-(hydroxy-.kappa.O)-4-[2-[1-(hydroxy-.kappa.O)-6-(phenylamino)-3-sulfo-2-naphthalenyl]diazenyl-.kappa.N1]-7-sulfo-1-naphthalenyl]diazenyl]phenyl]-3-methyl-5-(oxo-.kappa.O)-1H-pyrazol-4-yl]diazenyl-.kappa.N1]-5-sulfobenzoato(7-)-.kappa.O]]di-, sodium (1:3) | 575019 | 65794
Chromate(1-), bis[3-[2-[1-(3-chlorophenyl)-4,5-dihydro-3-methyl-5-(oxo-.kappa.O)-1H-pyrazol-4-yl]diazenyl-.kappa.N1]-4-(hydroxy-.kappa.O)-N-methylbenzenesulfonamidato(2-)]-, hydrogen (1:1) | 575001 | 65795
Chromate(1-), bis[4-[2-[1-(3-chlorophenyl)-4,5-dihydro-3-methyl-5-(oxo-.kappa.O)-1H-pyrazol-4-yl]diazenyl-.kappa.N1]-3-(hydroxy-.kappa.O)-N-methylbenzenesulfonamidato(2-)]-, hydrogen (1:1) | 574996 | 65796
Cobaltate(3-), bis[2-[[[4-(hydroxy-.kappa.O)-3-[2-[2-(oxo-.kappa.O)-1-[(phenylamino)carbonyl]propyl]diazenyl-.kappa.N1]phenyl]sulfonyl]amino]benzoato(3-)]-, sodium hydrogen (1:1:2) | 574988 | 65797
Molybdate(6-), [orthosilicato(4-)]triheptacontaoxotetracosa-, hydrogen, compd. with 4-[bis[4-(diethylamino)phenyl]methyl]-N-ethyl-1-naphthalenamine (1:6:6) | 574970 | 65798
2-Propenoic acid, 2-methyl-, polymer with 1-aziridineethanol, butyl 2-methyl-2-propenoate, ethenylbenzene, 2-ethylhexyl 2-propenoate, 2-hydroxyethyl 2-propenoate, 12-hydroxyoctadecanoic acid, methyl 2-methyl-2-propenoate and octadecyl 2-methyl-2-propenoate | 574962 | 65799
Thiazolium, 3-methyl-2-[2-(6-phenylimidazo[2,1-b]thiazol-5-yl)diazenyl]-, (T-4)-tetrachlorozincate(2-) (2:1) | 574954 | 65800
Chromate(2-), [2-amino-4-(amino-.kappa.N)-5-[2-[2-(hydroxy-.kappa.O)-5-nitrophenyl]diazenyl-.kappa.N1]benzenesulfonato(3-)][1-[2-[2-(hydroxy-.kappa.O)-5-nitrophenyl]diazenyl-.kappa.N1]-2-naphthalenolato(2-)-.kappa.O]-, hydrogen (1:2) | 574947 | 65801
Chromate(3-), [5-amino-4-(hydroxy-.kappa.O)-3-[2-[2-(hydroxy-.kappa.O)-5-nitrophenyl]diazenyl-.kappa.N1]-2,7-naphthalenedisulfonato(4-)][2-[2-[4,5-dihydro-3-methyl-5-(oxo-.kappa.O)-1-phenyl-1H-pyrazol-4-yl]diazenyl-.kappa.N1]benzoato(2-)-.kappa.O]-, hydrogen (1:3) | 574939 | 65802
Chromate(2-), [4-(hydroxy-.kappa.O)-3-[2-[2-(hydroxy-.kappa.O)-1-naphthalenyl]diazenyl-.kappa.N1]benzenesulfonato(3-)][1-[2-[2-(hydroxy-.kappa.O)-4-nitrophenyl]diazenyl-.kappa.N1]-2-naphthalenolato(2-)-.kappa.O]-, hydrogen (1:2) | 574921 | 65803
Chromate(3-), [8-[2-[5-chloro-2-(hydroxy-.kappa.O)phenyl]diazenyl-.kappa.N1]-7-(hydroxy-.kappa.O)-1,3-naphthalenedisulfonato(4-)][2,4-dihydro-4-[2-[2-(hydroxy-.kappa.O)-4-nitrophenyl]diazenyl-.kappa.N1]-5-methyl-2-phenyl-3H-pyrazol-3-onato(2-)-.kappa.O3]-, hydrogen (1:3) | 574913 | 65804
Chromate(3-), [8-[2-[5-chloro-2-(hydroxy-.kappa.O)phenyl]diazenyl-.kappa.N1]-7-(hydroxy-.kappa.O)-1,3-naphthalenedisulfonato(4-)][2,4-dihydro-4-[2-[2-(hydroxy-.kappa.O)-5-nitrophenyl]diazenyl-.kappa.N1]-5-methyl-2-phenyl-3H-pyrazol-3-onato(2-)-.kappa.O3]-, hydrogen (1:3) | 574905 | 65805
Chromate(3-), bis[4-[4,5-dihydro-4-[2-[2-(hydroxy-.kappa.O)-5-methyl-3-nitrophenyl]diazenyl-.kappa.N1]-3-methyl-5-(oxo-.kappa.O)-1H-pyrazol-1-yl]benzenesulfonato(3-)]-, hydrogen (1:3) | 574897 | 65806
Chromate(3-), bis[5-[2-[5-chloro-2-(hydroxy-.kappa.O)phenyl]diazenyl-.kappa.N1]-4-hydroxy-6-(hydroxy-.kappa.O)-2-naphthalenesulfonato(3-)]-, hydrogen (1:3) | 574889 | 65807
Chromate(2-), [5-chloro-2-(hydroxy-.kappa.O)-3-[2-[2-(hydroxy-.kappa.O)-1-naphthalenyl]diazenyl-.kappa.N1]benzenesulfonato(3-)][2,4-dihydro-4-[2-[2-(hydroxy-.kappa.O)-5-nitrophenyl]diazenyl-.kappa.N1]-5-methyl-2-phenyl-3H-pyrazol-3-onato(2-)-.kappa.O3]-, hydrogen (1:2) | 574871 | 65808
Chromate(3-), [3-[2-[5-chloro-2-(hydroxy-.kappa.O)phenyl]diazenyl-.kappa.N1]-4-(hydroxy-.kappa.O)-5-hydroxy-2,7-naphthalenedisulfonato(4-)][1-[2-[2-(hydroxy-.kappa.O)-4-nitrophenyl]diazenyl-.kappa.N1]-2-naphthalenolato(2-)-.kappa.O]-, hydrogen (1:3) | 574863 | 65809
Chromate(3-), bis[6-(amino-.kappa.N)-5-[2-[2-(hydroxy-.kappa.O)-4-nitrophenyl]diazenyl-.kappa.N1]-1-naphthalenesulfonato(3-)]-, hydrogen (1:3) | 574855 | 65810
1,3-Benzenedicarboxylic acid, polymer with 2,2-dimethyl-1,3-propanediol, 2-ethyl-2-(hydroxymethyl)-1,3-propanediol, hexanedioic acid, 1,6-hexanediol, 1,3-isobenzofurandione and 4,4'-(1-methylethylidene)bis[cyclohexanol] | 574848 | 65811
Hexanedioic acid, polymer with 1,4-butanediol, 2,2-dimethyl-1,3-propanediol, 1,2-ethanediol, 1,6-hexanediol, 5-isocyanato-1-(isocyanatomethyl)-1,3,3-trimethylcyclohexane and 4,4'-methylenebis[cyclohexanamine] | 574830 | 65812
Benzo[a]phenazinium, 5-[[4-(diethylamino)-3-sulfophenyl]amino]-9-[ethyl[(3-sulfophenyl)methyl]amino]-7-phenylsulfo-, inner salt, sodium salt (1:3) | 574822 | 65813
Formaldehyde, polymer with 1,1'-methylenebis[4-isocyanatobenzene] and phenol, 6-diazo-5,6-dihydro-5-oxo-1-naphthalenesulfonate (ester) | 574509 | 65814
Poly(oxy-1,2-ethanediyl), .alpha.-octyl-.omega.-hydroxy-, phosphate, potassium salt | 574491 | 65815
Oxirane, 2-methyl-, polymer with oxirane, monooctanoate, tetradecyl ether | 574483 | 65816
Oxirane, 2-methyl-, polymer with oxirane, monooctadecanoate, 6-hydroxyhexyl ether | 574475 | 65817
Oxirane, 2-methyl-, polymer with oxirane, monoisooctadecyl ether | 574467 | 65818
1,6-Hexanediamine, polymer with 2,2'-[(1-methylethylidene)bis(4,1-phenyleneoxymethylene)]bis[oxirane], acetate (ester) | 574442 | 65819
Ethanol, 2-(2-ethoxyethoxy)-, phosphate, sodium salt | 574434 | 65820
Hexanedioic acid, polymer with 1,3-butanediol and 1,2-propanediol, 2-ethylhexyl ester | 574426 | 65821
Hexanedioic acid, polymer with 1,3-butanediol and 1,4-butanediol, 2-ethylhexyl ester | 574418 | 65822
Manganate(2-), [3-[2-(4,8-disulfo-2-naphthalenyl)diazenyl-.kappa.N1]-2-(hydroxy-.kappa.O)benzoato(4-)]-, hydrogen (1:2) | 574400 | 65823
Chromate(2-), [2-(hydroxy-.kappa.O)-3-[2-[2-(hydroxy-.kappa.O)-1-naphthalenyl]diazenyl-.kappa.N1]-5-nitrobenzenesulfonato(3-)][1-[2-[2-(hydroxy-.kappa.O)-4-nitrophenyl]diazenyl-.kappa.N1]-2-naphthalenolato(2-)-.kappa.O]-, hydrogen (1:2) | 574392 | 65824
Chromate(2-), [2,4-dihydro-4-[2-[2-(hydroxy-.kappa.O)-5-nitrophenyl]diazenyl-.kappa.N1]-5-methyl-2-phenyl-3H-pyrazol-3-onato(2-)-.kappa.O3][2-(hydroxy-.kappa.O)-5-nitro-3-[2-[2-(oxo-.kappa.O)-1-[(phenylamino)carbonyl]propyl]diazenyl-.kappa.N1]benzenesulfonato(3-)]-, hydrogen (1:2) | 574384 | 65825
Chromate(2-), [2-[2-[4,5-dihydro-3-methyl-5-(oxo-.kappa.O)-1-phenyl-1H-pyrazol-4-yl]diazenyl-.kappa.N1]benzoato(2-)-.kappa.O][2-(hydroxy-.kappa.O)-5-nitro-3-[2-[2-(oxo-.kappa.O)-1-[(phenylamino)carbonyl]propyl]diazenyl-.kappa.N1]benzenesulfonato(3-)]-, hydrogen (1:2) | 574376 | 65826
Chromate(3-), [2,4-dihydro-4-[2-[2-(hydroxy-.kappa.O)-4-nitrophenyl]diazenyl-.kappa.N1]-5-methyl-2-phenyl-3H-pyrazol-3-onato(2-)-.kappa.O3][3-(hydroxy-.kappa.O)-4-[2-[2-(hydroxy-.kappa.O)-8-sulfo-1-naphthalenyl]diazenyl-.kappa.N1]-1-naphthalenesulfonato(3-)]-, hydrogen (1:3) | 574368 | 65827
Chromate(2-), [6-(amino-.kappa.N)-5-[2-[2-(hydroxy-.kappa.O)-4-nitrophenyl]diazenyl-.kappa.N1]-1-naphthalenesulfonato(3-)][2-[2-[4,5-dihydro-3-methyl-5-(oxo-.kappa.O)-1-phenyl-1H-pyrazol-4-yl]diazenyl-.kappa.N1]benzoato(2-)-.kappa.O]-, hydrogen (1:2) | 574350 | 65828
Chromate(2-), [2-amino-4-(amino-.kappa.N)-5-[2-[2-(hydroxy-.kappa.O)-5-nitrophenyl]diazenyl-.kappa.N1]benzenesulfonato(3-)][1-[2-[2-(hydroxy-.kappa.O)-4-nitrophenyl]diazenyl-.kappa.N1]-2-naphthalenolato(2-)-.kappa.O]-, hydrogen (1:2) | 574343 | 65829
Chromate(2-), [2-amino-4-(amino-.kappa.N)-5-[2-[2-(hydroxy-.kappa.O)-5-nitrophenyl]diazenyl-.kappa.N1]benzenesulfonato(3-)][2,4-dihydro-4-[2-[2-(hydroxy-.kappa.O)-4-nitrophenyl]diazenyl-.kappa.N1]-5-methyl-2-phenyl-3H-pyrazol-3-onato(2-)-.kappa.O3]-, hydrogen (1:2) | 574335 | 65830
Butanoic acid, 1-methyl-1-[(3S,5R,8S)-1,2,3,4,5,6,7,8-octahydro-3,8-dimethyl-5-azulenyl]ethyl ester | 574327 | 65831
1,3-Isobenzofurandione, 3a,4,5,7a-tetrahydro-7-methyl-5-(tetrahydro-2,5-dioxo-3-furanyl)- | 574319 | 65832
Ethanaminium, N-[4-[[4-(diethylamino)phenyl][4-(ethylamino)-1-naphthalenyl]methylene]-2,5-cyclohexadien-1-ylidene]-N-ethyl-, 3-hydroxy-2,7-naphthalenedisulfonate (2:1) | 574301 | 65833
Methanaminium, N-[4-[(2-chlorophenyl)[4-(dimethylamino)phenyl]methylene]-2,5-cyclohexadien-1-ylidene]-N-methyl-, 4,4'-bis[2-(4,5-dihydro-3-methyl-5-oxo-1-phenyl-1H-pyrazol-4-yl)diazenyl][1,1'-biphenyl]-2,2'-disulfonate (2:1) | 574293 | 65834
Xanthylium, 9-[2-(ethoxycarbonyl)phenyl]-3,6-bis(ethylamino)-2,7-dimethyl-, 4,4'-[[(4-methoxyphenyl)methylene]bis[(2-methyl-4,1-phenylene)-2,1-diazenediyl(4,5-dihydro-3-methyl-5-oxo-1H-pyrazole-4,1-diyl)]]bis[benzenesulfonate] (2:1) | 574285 | 65835
2-Naphthalenesulfonic acid, 4-hydroxy-7-[[[(5-hydroxy-7-sulfo-2-naphthalenyl)amino]carbonyl]amino]-3-[2-(2-methyl-4-sulfophenyl)diazenyl]-, compd. with 2,2'-iminobis[ethanol] (1:3) | 574277 | 65836
Arsonium, tetraphenyl-, chloride, compd. with hydrochloric acid (1:1:1) | 574269 | 65837
2,5-Pyrrolidinedione, 1-[3-[3-(trimethoxysilyl)propoxy]phenyl]- | 574251 | 65838
Benzoic acid, 3,4,5-tris[[(6-diazo-5,6-dihydro-5-oxo-1-naphthalenyl)sulfonyl]oxy]-, ethyl ester | 574244 | 65839
Propanediamide, 2,2-dibromo- | 574236 | 65840
Benzoic acid, 3,4,5-tris[[(6-diazo-5,6-dihydro-5-oxo-1-naphthalenyl)sulfonyl]oxy]-, propyl ester | 574228 | 65841
1H-Azepine-1-propanoic acid, hexahydro-, 2,2-bis[[(1-oxo-2-propen-1-yl)oxy]methyl]butyl ester | 574210 | 65842
2,6-Octadiene, 1-(1-ethoxyethoxy)-3,7-dimethyl- | 574202 | 65843
2-Butenoic acid, 2-methyl-, 2-methyl-2-buten-1-yl ester | 574194 | 65844
Hexanoic acid, 5-methyl-, 3-methyl-2-buten-1-yl ester | 574186 | 65845
Pyrazine, 2-(ethylthio)-3-(2-methylpropyl)- | 574178 | 65846
1-Tridecanol, 1-(hydrogen sulfate), compd. with 2-aminoethanol (1:1) | 574160 | 65847
2-Naphthalenesulfonic acid, 3-[2-(4-ethoxy-3-sulfophenyl)diazenyl]-4-hydroxy-7-[[[[5-hydroxy-7-sulfo-6-[2-(6-sulfo-2-naphthalenyl)diazenyl]-2-naphthalenyl]amino]carbonyl]amino]-, compd. with 2,2'-(methylimino)bis[ethanol] (1:4) | 574152 | 65848
2-Naphthalenesulfonic acid, 7,7'-(carbonyldiimino)bis[4-hydroxy-3-[2-(2-methyl-4-sulfophenyl)diazenyl]-, compd. with 2,2'-(methylimino)bis[ethanol] (1:4) | 574145 | 65849
2-Butenedioic acid, 1,1'-(dioctylstannylene) ester | 574137 | 65850
2-Naphthalenesulfonic acid, 6-[2-(2,4-diamino-5-sulfophenyl)diazenyl]-3-[2-[4-[[4-[2-[7-[2-(2,4-diamino-5-sulfophenyl)diazenyl]-1-hydroxy-3-sulfo-2-naphthalenyl]diazenyl]phenyl]amino]-3-sulfophenyl]diazenyl]-4-hydroxy-, sodium salt (1:5) | 574129 | 65851
2-Naphthalenesulfonic acid, 6-[2-(2,4-diaminophenyl)diazenyl]-3-[2-[4-[[4-[2-[7-[2-(2,4-diamino-5-sulfophenyl)diazenyl]-1-hydroxy-3-sulfo-2-naphthalenyl]diazenyl]-2-sulfophenyl]amino]phenyl]diazenyl]-4-hydroxy-, sodium salt (1:4) | 574111 | 65852
4H-1,2,4-Triazolium, 3-[2-[4-[[2-(benzoyloxy)ethyl]ethylamino]phenyl]diazenyl]-1,4-dimethyl-, chloride (1:1) | 574103 | 65853
1-Propanaminium, 3-[[9,10-dihydro-4-(methylamino)-9,10-dioxo-1-anthracenyl]amino]-N,N,N-trimethyl-, chloride (1:1) | 574095 | 65854
Methanone, [4-(1-methylpropyl)phenyl]phenyl- | 574087 | 65855
2,8,10-Trioxa-5-azaundecanoic acid, 5-[4-[2-(2,6-dichloro-4-nitrophenyl)diazenyl]-3-methylphenyl]-9-oxo-, methyl ester | 574079 | 65856
2-Naphthalenesulfonic acid, 6-amino-5-[2-(4-chloro-2-sulfophenyl)diazenyl]-4-hydroxy-, sodium salt (1:?) | 574061 | 65857
1-Naphthalenesulfonic acid, 6-amino-5-[2-[4-[(5-chloro-2,6-difluoro-4-pyrimidinyl)amino]-2-sulfophenyl]diazenyl]-4-hydroxy-, sodium salt (1:?) | 574053 | 65858
1,7-Naphthalenedisulfonic acid, 4-(acetylamino)-6-[2-[5-[[(5-chloro-2,6-difluoro-4-pyrimidinyl)methylamino]methyl]-2-sulfophenyl]diazenyl]-5-hydroxy-, sodium salt (1:3) | 574046 | 65859
Silanediol, 1,1-dimethyl-, polymer with 2-methyloxirane | 574038 | 65860
2-Propenoic acid, 2-hydroxyethyl ester, polymer with 1,4-butanediol, 5-isocyanato-1-(isocyanatomethyl)-1,3,3-trimethylcyclohexane and 2-oxepanone | 574020 | 65861
1,4-Benzenedicarboxylic acid, polymer with 2,2-dimethyl-1,3-propanediol, ethenylbenzene, 2-ethyl-2-(hydroxymethyl)-1,3-propanediol, 1,3-isobenzofurandione, 2,2'-oxybis[ethanol] and 2-propen-1-ol | 574012 | 65862
2-Oxepanone, polymer with 2-butanone oxime and 1,3-diisocyanatomethylbenzene | 574004 | 65863
Carbonic acid, diphenyl ester, polymer with 1,6-hexanediol, 5-isocyanato-1-(isocyanatomethyl)-1,3,3-trimethylcyclohexane and 4,4'-methylenebis[cyclohexanamine] | 573998 | 65864
1,4-Benzenedicarboxylic acid, polymer with 1,4-butanediol, 1,2-ethanediol and 1,1'-methylenebis[4-isocyanatobenzene] | 573980 | 65865
2-Butenedioic acid (2E)-, 1,4-dibutyl ester, polymer with butyl 2-methyl-2-propenoate, ethenylbenzene and 2-hydroxyethyl 2-methyl-2-propenoate | 573972 | 65866
1,3-Isobenzofurandione, 3a,4,7,7a-tetrahydro-4-methyl-, polymer with 4,4'-(1-methylethylidene)bis[phenol] and 2-methyloxirane | 573964 | 65867
1,3-Isobenzofurandione, hexahydro-4-methyl-, polymer with 4,4'-(1-methylethylidene)bis[phenol] and 2-methyloxirane | 573956 | 65868
Poly(oxy-1,2-ethanediyl), .alpha.-[(9Z)-1-oxo-9-octadecen-1-yl]-.omega.-butoxy- | 573949 | 65869
Poly(oxy-1,2-ethanediyl), .alpha.-[2-[(2-ethylhexyl)oxy]-1-[[(2-ethylhexyl)oxy]methyl]ethyl]-.omega.-hydroxy- | 573931 | 65870
2-Naphthalenesulfonic acid, 6-hydroxy-, sodium salt (1:1), polymer with sodium sulfite (2:1), formaldehyde and methylphenol | 573923 | 65871
Poly(oxy-1,2-ethanediyl), .alpha.-[tris[1-(4-methylphenyl)ethyl]phenyl]-.omega.-hydroxy- | 573915 | 65872
Poly(oxy-1,2-ethanediyl), .alpha.-[bis[1-(4-methylphenyl)ethyl]phenyl]-.omega.-hydroxy- | 573907 | 65873
Poly(oxy-1,2-ethanediyl), .alpha.-[4-[1-(4-methylphenyl)ethyl]phenyl]-.omega.-hydroxy- | 573899 | 65874
Azulene, 1,2,3,4,5,6,7,8(or 1,2,3,5,6,7,8,8a)-octahydro-1,4-dimethyl-7-(1-methylethenyl)- | 573881 | 65875
5-Azulenemethanol, 1,2,3,3a,4,5,6,7(or 1,2,3,4,5,6,7,8)-octahydro-.alpha.,.alpha.,3,8-tetramethyl- | 573873 | 65876
Naphthalenedisulfonic acid, bis(2-methylpropyl)-, sodium salt (1:2) | 573865 | 65877
Benzo[a]phenazinium, 5-[[4-(diethylamino)-3-sulfophenyl]amino]-9-[ethyl[(3-sulfophenyl)methyl]amino]-7-phenylsulfo-, inner salt, sodium salt (1:2) | 573857 | 65878
Naphthalenedisulfonic acid, (2-methylpropyl)-, sodium salt (1:2) | 573840 | 65879
Benzoic acid, 4,4'-[carbonylbis[imino(1-hydroxy-3-sulfo-6,2-naphthalenediyl)azo]]bis-, compd. with .alpha.,.alpha.',.alpha.''-(nitrilotri-2,1-ethanediyl)tris[.omega.-hydroxypoly(oxy-1,2-ethanediyl)] (1:4) | 573832 | 65880
2-Anthracenesulfonic acid, 4,4'-(1,4-cyclohexanediyldiimino)bis[1-amino-9,10-dihydro-9,10-dioxo-, potassium sodium salt (1:?:?) | 573824 | 65881
Chromate(2-), [2,4-dihydro-4-[2-[2-(hydroxy-.kappa.O)-4-nitrophenyl]diazenyl-.kappa.N1]-5-methyl-2-phenyl-3H-pyrazol-3-onato(2-)-.kappa.O3][4-[2-[4,5-dihydro-3-methyl-5-(oxo-.kappa.O)-1-phenyl-1H-pyrazol-4-yl]diazenyl-.kappa.N1]-3-(hydroxy-.kappa.O)-1-naphthalenesulfonato(3-)]-, hydrogen, compd. with 2,2'-iminobis[ethanol] (1:2:2) | 573816 | 65882
Chromate(2-), [2,4-dihydro-4-[2-[2-(hydroxy-.kappa.O)-4-nitrophenyl]diazenyl-.kappa.N1]-5-methyl-2-phenyl-3H-pyrazol-3-onato(2-)-.kappa.O3][4-[2-[4,5-dihydro-3-methyl-5-(oxo-.kappa.O)-1-phenyl-1H-pyrazol-4-yl]diazenyl-.kappa.N1]-3-(hydroxy-.kappa.O)-1-naphthalenesulfonato(3-)]-, hydrogen (1:2) | 573808 | 65883
Chromate(3-), bis[2-[2-[4,5-dihydro-3-methyl-5-(oxo-.kappa.O)-1-phenyl-1H-pyrazol-4-yl]diazenyl-.kappa.N1]-4-sulfobenzoato(3-)-.kappa.O]-, hydrogen, compd. with 2,2'-iminobis[ethanol] (1:3:3) | 573790 | 65884
Chromate(3-), bis[3-[2-[2-(amino-.kappa.N)-4-aminophenyl]diazenyl-.kappa.N1]-4-(hydroxy-.kappa.O)benzenesulfonato(3-)]-, hydrogen, compd. with 2,2'-iminobis[ethanol] (1:3:3) | 573782 | 65885
Chromate(3-), bis[3-[2-[2-(amino-.kappa.N)-4-aminophenyl]diazenyl-.kappa.N1]-4-(hydroxy-.kappa.O)benzenesulfonato(3-)]-, hydrogen (1:3) | 573774 | 65886
Chromate(3-), bis[4-[4,5-dihydro-4-[2-[2-(hydroxy-.kappa.O)-5-methyl-3-nitrophenyl]diazenyl-.kappa.N1]-3-methyl-5-(oxo-.kappa.O)-1H-pyrazol-1-yl]benzenesulfonato(3-)]-, hydrogen, compd. with 2,2'-iminobis[ethanol] (1:3:3) | 573766 | 65887
Chromate(2-), [5-chloro-3-[2-[4,5-dihydro-3-methyl-5-(oxo-.kappa.O)-1-phenyl-1H-pyrazol-4-yl]diazenyl-.kappa.N1]-2-(hydroxy-.kappa.O)benzenesulfonato(3-)][2,4-dihydro-4-[2-[2-(hydroxy-.kappa.O)-4-nitrophenyl]diazenyl-.kappa.N1]-5-methyl-2-phenyl-3H-pyrazol-3-onato(2-)-.kappa.O3]-, hydrogen, compd. with 2,2'-iminobis[ethanol] (1:2:2) | 573758 | 65888
Chromate(2-), [5-chloro-3-[2-[4,5-dihydro-3-methyl-5-(oxo-.kappa.O)-1-phenyl-1H-pyrazol-4-yl]diazenyl-.kappa.N1]-2-(hydroxy-.kappa.O)benzenesulfonato(3-)][2,4-dihydro-4-[2-[2-(hydroxy-.kappa.O)-4-nitrophenyl]diazenyl-.kappa.N1]-5-methyl-2-phenyl-3H-pyrazol-3-onato(2-)-.kappa.O3]-, hydrogen (1:2) | 573741 | 65889
Chromate(2-), [4-[4,5-dihydro-4-[2-[2-(hydroxy-.kappa.O)-5-methyl-3-nitrophenyl]diazenyl-.kappa.N1]-3-methyl-5-(oxo-.kappa.O)-1H-pyrazol-1-yl]benzenesulfonato(3-)][2,4-dihydro-4-[2-[2-(hydroxy-.kappa.O)-5-nitrophenyl]diazenyl-.kappa.N1]-5-methyl-2-phenyl-3H-pyrazol-3-onato(2-)-.kappa.O3]-, hydrogen, compd. with 2,2'-iminobis[ethanol] (1:2:2) | 573733 | 65890
Chromate(2-), [5-[2-[5-chloro-2-(hydroxy-.kappa.O)phenyl]diazenyl-.kappa.N1]-4-hydroxy-6-(hydroxy-.kappa.O)-2-naphthalenesulfonato(3-)][1-[2-[2-(hydroxy-.kappa.O)-4-nitrophenyl]diazenyl-.kappa.N1]-2-naphthalenolato(2-)-.kappa.O]-, hydrogen, compd. with 2,2'-iminobis[ethanol] (1:2:2) | 573725 | 65891
1,3-Benzenedicarboxylic acid, 5-sulfo-, sodium salt (1:1), polymer with 1,3-benzenedicarboxylic acid, 1,4-benzenedicarboxylic acid and 1,4-butanediol | 573717 | 65892
1,3-Benzenedicarboxylic acid, polymer with 12-aminododecanoic acid and 1,4-butanediol | 573709 | 65893
1,4-Benzenedicarboxylic acid, polymer with 12-aminododecanoic acid and 1,4-butanediol | 573691 | 65894
Cyclohexanol, 2-cyclopentyl-6-methyl- | 573675 | 65895
Cyclohexanol, 4-cyclopentyl-2-methyl- | 573667 | 65896
8-Oxabicyclo[3.2.1]octane, 6-(1-methylethenyl)- | 573642 | 65897
2-Propenoic acid, 3-(2-furanyl)-, 1-methylethyl ester | 573634 | 65898
1,3-Benzenedicarboxylic acid, polymer with hexanedioic acid and .alpha.-hydro-.omega.-hydroxypoly[oxy(methyl-1,2-ethanediyl)] | 573618 | 65899
2-Propenoic acid, 2-methyl-, 2-methylpropyl ester, polymer with (1,1-dimethylethyl)ethenylbenzene and 2-ethylhexyl 2-propenoate | 573600 | 65900
2-Propenoic acid, 2-methyl-, butyl ester, polymer with 1-aziridineethanol, ethenylbenzene, 2-ethylhexyl 2-propenoate, 2-hydroxyethyl 2-propenoate, methyl 2-methyl-2-propenoate and 2-propenoic acid | 573592 | 65901
Octadecanoic acid, 12-hydroxy-, polymer with 1-aziridineethanol, butyl 2-methyl-2-propenoate, ethenylbenzene, 2-ethylhexyl 2-propenoate, 2-hydroxyethyl 2-propenoate, methyl 2-methyl-2-propenoate, 2-oxiranylmethyl 2-methyl-2-propenoate and 2-propenoic acid | 573584 | 65902
Formaldehyde, polymer with 6,6'-(2-methyl-1,3-propanediyl)bis[1,3,5-triazine-2,4-diamine] | 573576 | 65903
Hexanedioic acid, polymer with 1,2-ethanediol, formaldehyde, .alpha.-hydro-.omega.-hydroxypoly(oxy-1,2-ethanediyl), 2,2'-oxybis[ethanol], 1,2,3-propanetriol and urea | 573568 | 65904
2-Naphthalenesulfonic acid, 7,7'-(carbonyldiimino)bis[4-hydroxy-3-(2-phenyldiazenyl)-, compd. with .alpha.,.alpha.',.alpha.''-(nitrilotri-2,1-ethanediyl)tris[.omega.-hydroxypoly(oxy-1,2-ethanediyl)] (1:2) | 573550 | 65905
Benzoic acid, 4-[2-[1-hydroxy-6-[[[[5-hydroxy-6-(2-phenyldiazenyl)-7-sulfo-2-naphthalenyl]amino]carbonyl]amino]-3-sulfo-2-naphthalenyl]diazenyl]-, compd. with .alpha.,.alpha.',.alpha.''-(nitrilotri-2,1-ethanediyl)tris[.omega.-hydroxypoly(oxy-1,2-ethanediyl)] (1:3) | 573543 | 65906
2-Naphthalenesulfonic acid, 7-(benzoylamino)-4-hydroxy-3-[2-[4-[2-(4-sulfophenyl)diazenyl]phenyl]diazenyl]-, compd. with .alpha.,.alpha.',.alpha.''-(nitrilotri-2,1-ethanediyl)tris[.omega.-hydroxypoly(oxy-1,2-ethanediyl)] (1:2) | 573535 | 65907
Poly(difluoromethylene), .alpha.-hydro-.omega.-[(phosphonooxy)methyl]- | 573527 | 65908
Poly(oxy-1,2-ethanediyl), .alpha.-[2,4,6-tris(2-methylpropyl)phenyl]-.omega.-hydroxy- | 573519 | 65909
Ethanol, 2,2'-[[3-methyl-4-[2-(5-nitro-2-thiazolyl)diazenyl]phenyl]imino]bis- | 573501 | 65910
1,2,3-Propanetricarboxylic acid, 2-hydroxy-, 1-[2-hydroxy-3-(octadecyloxy)propyl] ester, compd. with 2,2',2''-nitrilotris[ethanol] (1:?) | 573493 | 65911
2,7-Naphthalenedisulfonic acid, 5-[[4-chloro-6-[(3-sulfophenyl)amino]-1,3,5-triazin-2-yl]amino]-4-hydroxy-3-[2-[4-[[2-(sulfooxy)ethyl]sulfonyl]phenyl]diazenyl]- | 573485 | 65912
Propanamide, N-[5-[[2-(acetyloxy)ethyl]amino]-2-[2-(2-methyl-4-nitrophenyl)diazenyl]phenyl]- | 573477 | 65913
Docosanoic acid, 1,1'-[[6-[(methoxymethyl)[[(1-oxoeicosyl)oxy]methyl]amino]-1,3,5-triazine-2,4-diylbis[[(methoxymethyl)imino]methylene]]] ester | 573469 | 65914
1,3,5-Triazine-2,4-diamine, 6,6'-(1-ethyl-1,2-ethanediyl)bis- | 573451 | 65915
1(2H)-Phthalazinone, 4-[4-(1,1-dimethylethyl)phenyl]-5,6,7,8-tetrahydro- | 573444 | 65916
9,11-Octadecadien-1-amine, (9Z,11Z)- | 573436 | 65917
Methanone, (2-methyl-6-benzoxazolyl)phenyl- | 573428 | 65918
Eicosanoic acid, 1,1',1''-[1,3,5-triazine-2,4,6-triyltris[[(methoxymethyl)imino]methylene]] ester | 573410 | 65919
Docosanoic acid, [[4,6-bis[(methoxymethyl)[[(1-oxoeicosyl)oxy]methyl]amino]-1,3,5-triazin-2-yl](methoxymethyl)amino]methyl ester | 573402 | 65920
Cyclohexanecarboxylic acid, 2-[4-(1,1-dimethylethyl)benzoyl]-, compd. with cyclohexane (2:1) | 573394 | 65921
9,12-Octadecadienamide, N-[3-[(2-hydroxyethyl)methyloxidoamino]propyl]- | 573386 | 65922
Hexadecanamide, N-[3-[(2-hydroxyethyl)methyloxidoamino]propyl]- | 573378 | 65923
9-Octadecenamide, N-[3-[(2-hydroxyethyl)methyloxidoamino]propyl]- | 573360 | 65924
9-Octadecenamide, N,N'-[(methyloxidoimino)di-3,1-propanediyl]bis- | 573352 | 65925
Hexadecanamide, N,N'-[(methyloxidoimino)di-3,1-propanediyl]bis- | 573345 | 65926
1,5-Naphthalenedisulfonic acid, 3,3'-[carbonylbis[imino(2-methyl-4,1-phenylene)-2,1-diazenediyl]]bis-, compd. with 2,2'-(methylimino)bis[ethanol] (1:4) | 573337 | 65927
9,12-Octadecadienamide, N,N'-[(methyloxidoimino)di-3,1-propanediyl]bis- | 573329 | 65928
C.I. Sulphur Brown 21 | 566257 | 65929
1,3-Isobenzofurandione, polymer with 2-ethyl-2-(hydroxymethyl)-1,3-propanediol, benzoate dodecanoate | 566174 | 65930
Acetic acid ethenyl ester, polymer with ethenol, (2Z)-2-butenedioate | 566166 | 65931
Poly(oxy-1,2-ethanediyl), .alpha.-hydro-.omega.-hydroxy-, ether with oxybis[propanediol] (4:1), octadecanoate | 566158 | 65932
1,1'-Biphenyl, 4,4'-bis[2-(2,5-dimethylphenyl)ethenyl]- | 566141 | 65933
2-Propenoic acid, 2-methyl-, dodecyl ester, polymer with ethenyl acetate and 2-oxiranylmethyl 2-methyl-2-propenoate | 566133 | 65934
Formaldehyde, polymer with .alpha.-[4-(1,1,3,3-tetramethylbutyl)phenyl]-.omega.-hydroxypoly[oxy(2-hydroxy-1,3-propanediyl)] | 566125 | 65935
Tetradecanoic acid, isooctyl ester | 566117 | 65936
3-Cyclohexene-1-methanol, 1,2,4(or 1,3,5)-trimethyl- | 566109 | 65937
Methylium, bis(4-amino-3,5-dimethylphenyl)(2,6-dichlorophenyl)-, phosphate (1:1) | 566091 | 65938
Chromate(3-), bis[5-chloro-2-(hydroxy-.kappa.O)-3-[2-[2-(hydroxy-.kappa.O)-1-naphthalenyl]diazenyl-.kappa.N1]benzenesulfonato(3-)]-, hydrogen (1:3) | 566083 | 65939
Chromate(2-), [4-[4,5-dihydro-4-[2-[2-(hydroxy-.kappa.O)-4-nitrophenyl]diazenyl-.kappa.N1]-3-methyl-5-(oxo-.kappa.O)-1H-pyrazol-1-yl]benzenesulfonato(3-)][1-[2-[2-(hydroxy-.kappa.O)-5-nitrophenyl]diazenyl-.kappa.N1]-2-naphthalenolato(2-)-.kappa.O]-, hydrogen (1:2) | 566075 | 65940
Chromate(1-), bis[1-[2-[2-(hydroxy-.kappa.O)-4-nitrophenyl]diazenyl-.kappa.N1]-2-naphthalenolato(2-)-.kappa.O]-, hydrogen, compd. with 3-[(2-ethylhexyl)oxy]-1-propanamine (1:1:1) | 566067 | 65941
Chromate(1-), bis[1-[2-[2-(hydroxy-.kappa.O)-5-nitrophenyl]diazenyl-.kappa.N1]-2-naphthalenolato(2-)-.kappa.O]-, hydrogen, compd. with 3-[(2-ethylhexyl)oxy]-1-propanamine (1:1:1) | 566059 | 65942
Chromate(1-), [1-[2-[2-(hydroxy-.kappa.O)-4-nitrophenyl]diazenyl-.kappa.N1]-2-naphthalenolato(2-)-.kappa.O][1-[2-[2-(hydroxy-.kappa.O)-5-nitrophenyl]diazenyl-.kappa.N1]-2-naphthalenolato(2-)-.kappa.O]-, hydrogen, compd. with 3-[(2-ethylhexyl)oxy]-1-propanamine (1:1:1) | 566042 | 65943
Chromate(3-), bis[5-chloro-3-[2-[4,5-dihydro-3-methyl-5-(oxo-.kappa.O)-1-phenyl-1H-pyrazol-4-yl]diazenyl-.kappa.N1]-2-(hydroxy-.kappa.O)benzenesulfonato(3-)]-, hydrogen, compd. with N,N'-diphenylguanidine (1:3:3) | 566034 | 65944
Chromate(1-), [2,4-dihydro-4-[2-[2-(hydroxy-.kappa.O)-5-nitrophenyl]diazenyl-.kappa.N1]-5-methyl-2-phenyl-3H-pyrazol-3-onato(2-)-.kappa.O3][3-[4,5-dihydro-4-[2-[2-(hydroxy-.kappa.O)-4-nitrophenyl]diazenyl-.kappa.N1]-3-methyl-5-(oxo-.kappa.O)-1H-pyrazol-1-yl]benzenesulfonamidato(2-)]-, hydrogen, compd. with 3-[(2-ethylhexyl)oxy]-1-propanamine (1:1:1) | 566026 | 65945
Chromate(1-), [2,4-dihydro-4-[2-[2-(hydroxy-.kappa.O)-5-nitrophenyl]diazenyl-.kappa.N1]-5-methyl-2-phenyl-3H-pyrazol-3-onato(2-)-.kappa.O3][3-[4,5-dihydro-4-[2-[2-(hydroxy-.kappa.O)-4-nitrophenyl]diazenyl-.kappa.N1]-3-methyl-5-(oxo-.kappa.O)-1H-pyrazol-1-yl]benzenesulfonamidato(2-)]-, hydrogen (1:1) | 566018 | 65946
Chromate(1-), [2,4-dihydro-4-[2-[2-(hydroxy-.kappa.O)-5-methyl-3-nitrophenyl]diazenyl-.kappa.N1]-5-methyl-2-phenyl-3H-pyrazol-3-onato(2-)-.kappa.O3][4-[2-[5-(2,2-dimethylpropyl)-2-(hydroxy-.kappa.O)-3-nitrophenyl]diazenyl-.kappa.N1]-2,4-dihydro-5-methyl-2-phenyl-3H-pyrazol-3-onato(2-)-.kappa.O3]-, hydrogen, compd. with 3-[(2-ethylhexyl)oxy]-1-propanamine (1:1:1) | 566000 | 65947
Chromate(1-), [2,4-dihydro-4-[2-[2-(hydroxy-.kappa.O)-5-methyl-3-nitrophenyl]diazenyl-.kappa.N1]-5-methyl-2-phenyl-3H-pyrazol-3-onato(2-)-.kappa.O3][4-[2-[5-(2,2-dimethylpropyl)-2-(hydroxy-.kappa.O)-3-nitrophenyl]diazenyl-.kappa.N1]-2,4-dihydro-5-methyl-2-phenyl-3H-pyrazol-3-onato(2-)-.kappa.O3]-, hydrogen (1:1) | 565994 | 65948
Chromate(2-), [4-[4,5-dihydro-4-[2-[2-(hydroxy-.kappa.O)-4-nitrophenyl]diazenyl-.kappa.N1]-3-methyl-5-(oxo-.kappa.O)-1H-pyrazol-1-yl]benzenesulfonato(3-)][2,4-dihydro-4-[2-[2-(hydroxy-.kappa.O)-4-nitrophenyl]diazenyl-.kappa.N1]-5-methyl-2-phenyl-3H-pyrazol-3-onato(2-)-.kappa.O3]-, hydrogen, compd. with 2,2'-iminobis[ethanol] (1:2:2) | 565986 | 65949
Chromate(2-), [4-[4,5-dihydro-4-[2-[2-(hydroxy-.kappa.O)-4-nitrophenyl]diazenyl-.kappa.N1]-3-methyl-5-(oxo-.kappa.O)-1H-pyrazol-1-yl]benzenesulfonato(3-)][2,4-dihydro-4-[2-[2-(hydroxy-.kappa.O)-4-nitrophenyl]diazenyl-.kappa.N1]-5-methyl-2-phenyl-3H-pyrazol-3-onato(2-)-.kappa.O3]-, hydrogen (1:2) | 565978 | 65950
Chromate(2-), [2,4-dihydro-4-[2-[2-(hydroxy-.kappa.O)-5-nitrophenyl]diazenyl-.kappa.N1]-5-methyl-2-phenyl-3H-pyrazol-3-onato(2-)-.kappa.O3][3-[2-[4,5-dihydro-3-methyl-5-(oxo-.kappa.O)-1-phenyl-1H-pyrazol-4-yl]diazenyl-.kappa.N1]-2-(hydroxy-.kappa.O)-5-nitrobenzenesulfonato(3-)]-, hydrogen, compd. with 2,2'-iminobis[ethanol] (1:2:2) | 565960 | 65951
Chromate(2-), [2,4-dihydro-4-[2-[2-(hydroxy-.kappa.O)-5-nitrophenyl]diazenyl-.kappa.N1]-5-methyl-2-phenyl-3H-pyrazol-3-onato(2-)-.kappa.O3][3-[2-[4,5-dihydro-3-methyl-5-(oxo-.kappa.O)-1-phenyl-1H-pyrazol-4-yl]diazenyl-.kappa.N1]-2-(hydroxy-.kappa.O)-5-nitrobenzenesulfonato(3-)]-, hydrogen (1:2) | 565952 | 65952
Chromate(3-), bis[3-(hydroxy-.kappa.O)-4-[2-[2-(hydroxy-.kappa.O)-1-naphthalenyl]diazenyl-.kappa.N1]-7-nitro-1-naphthalenesulfonato(3-)]-, hydrogen, compd. with N,N'-bis(2-methylphenyl)guanidine (1:3:3) | 565945 | 65953
Chromate(5-), bis[4-[2-[6-amino-1-(hydroxy-.kappa.O)-3-sulfo-2-naphthalenyl]diazenyl-.kappa.N1]-3-(hydroxy-.kappa.O)-7-nitro-1-naphthalenesulfonato(4-)]-, hydrogen, compd. with 2,2'-iminobis[ethanol] (1:5:5) | 565937 | 65954
Chromate(5-), bis[4-[2-[6-amino-1-(hydroxy-.kappa.O)-3-sulfo-2-naphthalenyl]diazenyl-.kappa.N1]-3-(hydroxy-.kappa.O)-7-nitro-1-naphthalenesulfonato(4-)]-, hydrogen (1:5) | 565929 | 65955
Chromate(5-), bis[8-[2-[5-chloro-2-(hydroxy-.kappa.O)phenyl]diazenyl-.kappa.N1]-7-(hydroxy-.kappa.O)-1,3-naphthalenedisulfonato(4-)]-, hydrogen (1:5) | 565911 | 65956
Chromate(3-), bis[2-[2-[4,5-dihydro-3-methyl-5-(oxo-.kappa.O)-1-phenyl-1H-pyrazol-4-yl]diazenyl-.kappa.N1]-4-sulfobenzoato(3-)-.kappa.O]-, hydrogen (1:3) | 565903 | 65957
2-Pentene, 1,1,1,2,3,4,4,5,5,5-decafluoro- | 565895 | 65958
Isocyanic acid, polymethylenepolyphenylene ester, polymer with N1,N2-bis(2-aminoethyl)-1,2-ethanediamine | 565887 | 65959
2-Propen-1-ol, 2-methyl-3-phenyl-, 1-acetate | 565879 | 65960
Benzene, 4-(diethoxymethyl)-1-ethoxy-2-methoxy- | 565861 | 65961
1-Cyclohexene-1-carboxylic acid, 2,6,6-trimethyl-, ethyl ester | 565853 | 65962
Thiazolium, 3-methyl-2-[2-[4-[methyl(phenylmethyl)amino]phenyl]diazenyl]-, chloride (1:1) | 565846 | 65963
Acetamide, N-methyl-, compd. with octahydro-1,3,5,7-tetranitro-1,3,5,7-tetrazocine (1:1) | 565838 | 65964
Aziridine, 1,1'-(1,9-dioxo-1,9-nonanediyl)bis[2-methyl- | 565820 | 65965
Methanaminium, N-[4-[[3,4-bis(sulfomethyl)phenyl][4-(dimethylamino)phenyl]methylene]-2,5-cyclohexadien-1-ylidene]-N-methyl-, inner salt, sodium salt (1:1) | 565812 | 65966
Benzothiazolium, 2-[[5,5-dimethyl-3-[[3-(3-sulfopropyl)-2(3H)-benzothiazolylidene]methyl]-2-cyclohexen-1-ylidene]methyl]-3-ethyl-5-methoxy-, inner salt | 565804 | 65967
Naphtho[1,2-d]thiazolium, 1-ethyl-2-[[3-ethyl-5-[2-(1-ethyl-4(1H)-quinolinylidene)ethylidene]-4-oxo-2-thiazolidinylidene]methyl]-, 4-methylbenzenesulfonate (1:1) | 565796 | 65968
Benzenesulfonic acid, 2,5-dichloro-4-[2-[2-(dibutylamino)-4-methyl-6-[[2-(4-sulfophenyl)ethyl]amino]-5-pyrimidinyl]diazenyl]- | 565788 | 65969
Pyrazine, 2-butyl-3,?-dimethyl- | 565770 | 65970
Ethanone, 1-(3,?-dimethyl-2-pyrazinyl)- | 565762 | 65971
Pyrazine, 2-ethoxy-3-(1-methylethyl)- | 565754 | 65972
2-Cyclopenten-1-one, 2-hydroxy-3-nitro-4-undecyl- | 565747 | 65973
2-Naphthalenesulfonic acid, 8-[2-[1-hydroxy-6-(phenylamino)-3-sulfo-2-naphthalenyl]diazenyl]-5-[2-[6-sulfo-4-[2-(3-sulfophenyl)diazenyl]-1-naphthalenyl]diazenyl]-, sodium salt (1:?) | 558809 | 65974
2-Naphthalenesulfonic acid, 5-[2-[1-hydroxy-6-(phenylamino)-3-sulfo-2-naphthalenyl]diazenyl]-8-[2-[7-sulfo-4-[2-(3-sulfophenyl)diazenyl]-1-naphthalenyl]diazenyl]-, sodium salt (1:?) | 558791 | 65975
Benzoic acid, 4-[2-[1-hydroxy-6-[[[[5-hydroxy-6-[2-(2-methyl-4-sulfophenyl)diazenyl]-7-sulfo-2-naphthalenyl]amino]carbonyl]amino]-3-sulfo-2-naphthalenyl]diazenyl]-, sodium salt, compd. with 2,2',2''-nitrilotris[ethanol] (1:?:?) | 558783 | 65976
Benzoic acid, 4-[2-[1-hydroxy-6-[[[[5-hydroxy-6-[2-(2-methyl-4-sulfophenyl)diazenyl]-7-sulfo-2-naphthalenyl]amino]carbonyl]amino]-3-sulfo-2-naphthalenyl]diazenyl]-, sodium salt (1:?) | 558775 | 65977
Benzoic acid, 3,3'-[thiobis(2,1-phenylene-2,1-diazenediyl)]bis[6-hydroxy- | 558767 | 65978
1,4-Benzenedisulfonic acid, 2-[2-[4-[2-[4-[2-[7-[(4-aminobenzoyl)amino]-1-hydroxy-3-sulfo-2-naphthalenyl]diazenyl]-2,5-dimethoxyphenyl]diazenyl]-6-sulfo-1-naphthalenyl]diazenyl]-, sodium salt (1:4) | 558759 | 65979
Poly[oxy(methyl-1,2-ethanediyl)], .alpha.-benzoyl-.omega.-(benzoyloxy)- | 558742 | 65980
Poly[oxy(methyl-1,2-ethanediyl)], .alpha.-benzoyl-.omega.-hydroxy- | 558734 | 65981
Poly[oxy(methyl-1,2-ethanediyl)], .alpha.-(4-methylbenzoyl)-.omega.-hydroxy- | 558726 | 65982
Poly[oxy(methyl-1,2-ethanediyl)], .alpha.-[2-[(2-hydroxyethyl)thio]ethyl]-.omega.-hydroxy- | 558718 | 65983
Poly[oxy(methyl-1,2-ethanediyl)], .alpha.-(4-methylbenzoyl)-.omega.-[(4-methylbenzoyl)oxy]- | 558700 | 65984
Cyclohexaneoctanoic acid, [(dodecyloxy)carbonyl]-4-hexyl-, dodecyl ester | 558692 | 65985
2-Cyclohexene-1-octanoic acid, 5(or 6)-[(dodecyloxy)carbonyl]-4-hexyl-, dodecyl ester | 558684 | 65986
Cyclohexaneoctanoic acid, [[(2-ethylhexyl)oxy]carbonyl]-4-hexyl-, 2-ethylhexyl ester | 558676 | 65987
1,6-Hexanediamine, N1-(2,2,6,6-tetramethyl-4-piperidinyl)-, polymer with N-butyl-2,2,6,6-tetramethyl-4-piperidinamine and 2,4,6-trichloro-1,3,5-triazine | 558668 | 65988
Poly[oxy(methyl-1,2-ethanediyl)], .alpha.-hydro-.omega.-hydroxy-, ether with 2,2-bis(hydroxymethyl)-1,3-propanediol (4:1), 2-hydroxy-3-mercaptopropyl ether | 558312 | 65989
Poly[oxy(methyl-1,2-ethanediyl)], .alpha.-hydro-.omega.-hydroxy-, ether with 2,2-bis(hydroxymethyl)-1,3-propanediol (4:1), 2-oxiranylmethyl ether | 558304 | 65990
1,3-Isobenzofurandione, polymer with 2-ethyl-2-(hydroxymethyl)-1,3-propanediol and 2,5-furandione, benzoate 2-ethylhexanoate | 558296 | 65991
Oxirane, 2-methyl-, polymer with oxirane, acetate phosphate | 558288 | 65992
Oxirane, 2-methyl-, polymer with oxirane, isooctadecanoate | 558270 | 65993
Benzenesulfonic acid, 3-[[4-amino-9,10-dihydro-9,10-dioxo-3-[sulfo-4-(1,1,3,3-tetramethylbutyl)phenoxy]-1-anthracenyl]amino]-2,4,6-trimethyl-, sodium salt (1:2) | 558262 | 65994
2-Anthracenesulfonic acid, 1-amino-4-[[3-[[(5-chloro-2,6-difluoro-4-pyrimidinyl)methylamino]methyl]-4-methoxysulfophenyl]amino]-9,10-dihydro-9,10-dioxo-, sodium salt (1:2) | 558254 | 65995
Ethanamine, N,N'-[(1,1,5,5-tetramethyl-3,3-diphenyl-1,5-trisiloxanediyl)bis(oxy)]bis[N-ethyl- | 558247 | 65996
2-Butenedioic acid (2Z)-, 1,1',1''-(methylstannylidyne) 4,4',4''-triisooctyl ester | 558239 | 65997
Ethanol, 2,2'-thiobis-, polymer with oxirane | 558221 | 65998
1,3-Propanediol, 2-ethyl-2-(hydroxymethyl)-, polymer with 1,2-ethanediol and 1,1'-methylenebis[4-isocyanatobenzene] | 558213 | 65999
Decanedioic acid, polymer with 1,4-butanediol, 2,2-dimethyl-1,3-propanediol, hexanedioic acid, 1,6-hexanediol, 3-hydroxy-2-(hydroxymethyl)-2-methylpropanoic acid, 1,1'-methylenebis[4-isocyanatocyclohexane] and 2,2'-oxybis[ethanol] | 551127 | 66000
Hexanedioic acid, polymer with 2-ethyl-2-(hydroxymethyl)-1,3-propanediol, 1,6-hexanediol, 3-hydroxy-2,2-dimethylpropyl 3-hydroxy-2,2-dimethylpropanoate, 3-hydroxy-2-(hydroxymethyl)-2-methylpropanoic acid, 1,1'-methylenebis[4-isocyanatocyclohexane] and 2,2'-oxybis[ethanol], compd. with 2-(dimethylamino)ethanol | 551119 | 66001
Decanedioic acid, polymer with 5-amino-1,3,3-trimethylcyclohexanemethanamine, 1,4-butanediol, 2,2-dimethyl-1,3-propanediol, 2-ethyl-2-(hydroxymethyl)-1,3-propanediol, hexanedioic acid, 1,6-hexanediol, 1,1'-methylenebis[4-isocyanatocyclohexane] and 2,2'-oxybis[ethanol] | 551101 | 66002
Decanedioic acid, polymer with 1,4-butanediol, 2,2-dimethyl-1,3-propanediol, hexanedioic acid, 1,6-hexanediol and 2,2'-oxybis[ethanol] | 551093 | 66003
1,3-Benzenedicarboxylic acid, polymer with 2,2-dimethyl-1,3-propanediol, 2-ethyl-2-(hydroxymethyl)-1,3-propanediol and hexanedioic acid, compd. with 2-(dimethylamino)ethanol | 551085 | 66004
Propanoic acid, 3-hydroxy-2,2-dimethyl-, 3-hydroxy-2,2-dimethylpropyl ester, polymer with hexahydro-1,3-isobenzofurandione | 551077 | 66005
Hexanedioic acid, polymer with 2-ethyl-2-(hydroxymethyl)-1,3-propanediol, 1,6-hexanediol, 3-hydroxy-2,2-dimethylpropyl 3-hydroxy-2,2-dimethylpropanoate, 3-hydroxy-2-(hydroxymethyl)-2-methylpropanoic acid, 1,1'-methylenebis[4-isocyanatocyclohexane] and 2,2'-oxybis[ethanol], compd. with 2-amino-2-methyl-1-propanol | 551069 | 66006
2-Propenoic acid, 2-hydroxyethyl ester, polymer with 2-ethyl-2-(hydroxymethyl)-1,3-propanediol, 2-mercaptoacetic acid, 1,1'-methylenebis[4-isocyanatocyclohexane], 2-oxepanone and 2,2'-oxybis[ethanol] | 551051 | 66007
1,3-Propanediol, 2-(hydroxymethyl)-2-methyl-, polymer with 2-[(2-propen-1-yloxy)methyl]oxirane | 551044 | 66008
1,3-Benzenedicarboxylic acid, polymer with 2,2-dimethyl-1,3-propanediol, 2-ethyl-2-(hydroxymethyl)-1,3-propanediol, hexanedioic acid and 1,1'-methylenebis[4-isocyanatocyclohexane], compd. with 2-amino-2-methyl-1-propanol | 551036 | 66009
1,3-Benzenedicarboxylic acid, polymer with 2,2-dimethyl-1,3-propanediol, 2-ethyl-2-(hydroxymethyl)-1,3-propanediol, hexanedioic acid and 1,1'-methylenebis[4-isocyanatocyclohexane], compd. with 2-(dimethylamino)ethanol | 551028 | 66010
Hexanedioic acid, polymer with 2,2-dimethyl-1,3-propanediol, 2-ethyl-2-(hydroxymethyl)-1,3-propanediol, 1,6-hexanediol, 3-hydroxy-2,2-dimethylpropyl 3-hydroxy-2,2-dimethylpropanoate, 3-hydroxy-2-(hydroxymethyl)-2-methylpropanoic acid and 1,1'-methylenebis[4-isocyanatocyclohexane], compd. with 2-(dimethylamino)ethanol | 551010 | 66011
Hexanedioic acid, polymer with 2,2-dimethyl-1,3-propanediol, 2-ethyl-2-(hydroxymethyl)-1,3-propanediol, 1,6-hexanediol, 5-isocyanato-1-(isocyanatomethyl)-1,3,3-trimethylcyclohexane and 1,1'-methylenebis[4-isocyanatocyclohexane] | 551002 | 66012
1,3-Benzenedicarboxylic acid, polymer with 1,4-cyclohexanedimethanol, 2,5-furandione and 1,2-propanediol | 550996 | 66013
2-Propenoic acid, polymer with ethenylbenzene and N-(hydroxymethyl)-2-propenamide, compd. with 2-(dimethylamino)ethanol | 550988 | 66014
1,4-Benzenedicarboxylic acid, polymer with 2,2-bis(hydroxymethyl)-1,3-propanediol and 1,2-ethanediol, octadecanoate | 550954 | 66015
Guar gum, carboxymethyl 2-hydroxy-3-(trimethylammonio)propyl ether, chloride, sodium salt | 550947 | 66016
1H,3H-Benzo[1,2-c:4,5-c']difuran-1,3,5,7-tetrone, polymer with 4,4'-oxybis[benzenamine], 2-(2-methyl-1-oxopropoxy)ethyl ester | 550939 | 66017
9-Octadecen-1-ol, (9Z)-, ester with boric acid (H3BO3) | 550921 | 66018
9-Octadecenoic acid (9Z)-, 2-(hydroxymethyl)-2-[[[(9Z)-1-oxo-9-octadecen-1-yl]oxy]methyl]-1,3-propanediyl ester, ester with boric acid (H3BO3) | 550913 | 66019
Isooctadecanoic acid, ester with 2-amino-2-(hydroxymethyl)-1,3-propanediol | 550905 | 66020
Nonanoic acid, ester with 2,2,4-trimethyl-1,3-pentanediol | 550897 | 66021
2-Furanmethanol, tetrahydro-, phosphate | 550889 | 66022
Heptanoic acid, ester with 2,2,4-trimethyl-1,3-pentanediol | 550871 | 66023
1,3-Propanediol, 2-ethyl-2-(hydroxymethyl)-, polymer with 1,3-diisocyanatomethylbenzene, .alpha.-hydro-.omega.-hydroxypoly(oxy-1,2-ethanediyl) and 1,1'-methylenebis[4-isocyanatocyclohexane] | 550855 | 66024
Benzenesulfonic acid, 4-[2-[1-[[(2-chlorophenyl)amino]carbonyl]-2-oxopropyl]diazenyl]-3-nitro-, calcium salt (2:1) | 550848 | 66025
Benzoic acid, 3,3'-[(2-chloro-5-methyl-1,4-phenylene)bis[iminocarbonyl(2-hydroxy-3,1-naphthalenediyl)-2,1-diazenediyl]]bis[4-methyl-, 1,1'-bis(1-methylethyl) ester | 550830 | 66026
2-Naphthalenecarboxylic acid, 4-[2-(5-chloro-4-methyl-2-sulfophenyl)diazenyl]-3-hydroxy-, magnesium salt (1:1) | 550822 | 66027
2-Naphthalenol, 1,1'-[6-(1-pyrenyl)-1,3,5-triazine-2,4-diyl]bis- | 550814 | 66028
Benzenesulfonic acid, hydroxy-, sodium salt (1:1), polymer with formaldehyde and 4,4'-sulfonylbis[phenol] | 550806 | 66029
Naphthalenesulfonic acid, polymer with dodecylbenzenesulfonic acid and formaldehyde, sodium salt | 550798 | 66030
3-Cyclohexene-1-carboxaldehyde, 1,2,4(or 1,3,5)-trimethyl- | 550780 | 66031
2-Naphthalenol, octahydro-2,5,5-trimethyl- | 550764 | 66032
Isodecanol, titanium(4+) salt (4:1) | 550756 | 66033
13-Octadecen-3-yn-1-ol, 1-acetate, (13Z)- | 550749 | 66034
Glycine, N-methyl-N-(1-oxo-9-octadecen-1-yl)-, ammonium salt (1:1) | 550731 | 66035
2,7-Naphthalenedisulfonic acid, 3,3'-[1,2-ethenediylbis[(3-sulfo-4,1-phenylene)-2,1-diazenediyl]]bis[5-(ethylamino)-4-hydroxy-, compd.with 2,2',2''-nitrilotris[ethanol] (1:6) | 550723 | 66036
7-Benzothiazolesulfonic acid, 2-[2-(2,3-dihydro-1,3-dioxo-1H-inden-2-yl)-6-quinolinyl]-6-methyl-, compd. with 2,2',2''-nitrilotris[ethanol] (1:1) | 550707 | 66037
Propanenitrile, 3-[1-[difluoro[(1,2,2-trifluoroethenyl)oxy]methyl]-1,2,2,2-tetrafluoroethoxy]-2,2,3,3-tetrafluoro-, polymer with 1,1,2,2-tetrafluoroethene and 1,1,2-trifluoro-2-(trifluoromethoxy)ethene | 550699 | 66038
Oxirane, 2-methyl-, polymer with oxirane, ether with 2,2-bis(hydroxymethyl)-1,3-propanediol (4:1), polymer with 2,2'-[(1-methylethylidene)bis(4,1-phenyleneoxymethylene)]bis[oxirane] | 550681 | 66039
Formaldehyde, polymer with 1-methyl-4-(1-methylethenyl)cyclohexane and phenol | 550673 | 66040
1,3-Benzenedicarboxylic acid, polymer with 4-(1,1-dimethylethyl)phenol, formaldehyde, hexanedioic acid, 4,4'-(1-methylethylidene)bis[phenol] and 1,2-propanediol | 550665 | 66041
Phenol, 4,4'-(1-methylethylidene)bis-, polymer with N1,N2-bis(2-aminoethyl)-1,2-ethanediamine, 2-(chloromethyl)oxirane, 2-[(dodecyloxy)methyl]oxirane, 2-[(methylphenoxy)methyl]oxirane and 2-[(tetradecyloxy)methyl]oxirane | 550657 | 66042
Spiro[isobenzofuran-1(3H),9'-[9H]xanthene]-5-carboxylic acid, 6'-(diethylamino)-3-oxo-2'-(phenylamino)-, ethyl ester | 550640 | 66043
2-Propenoic acid, 2-methyl-, butyl ester, polymer with butyl 2-propenoate and 2-hydroxyethyl 2-propenoate | 550632 | 66044
Carbamic chloride, N-ethyl-N-(5-isocyanato-2-methylphenyl)- | 550616 | 66045
2,5-Furandione, dihydro-3-(tetrapropenyl)-, compd. with 6(or 7)-methyl-1H-benzotriazole (1:?) | 550608 | 66046
Butanoic acid, 3-methyl-2-buten-1-yl ester | 550590 | 66047
1-Butanone, 1-(3,3-dimethylbicyclo[2.2.1]hept-5-en-2-yl)- | 550582 | 66048
Cyclohexanol, 3,5-dimethyl-4-(3-methyl-2-buten-1-yl)- | 550566 | 66049
Spiro[4.5]decan-8-one, 7,9-dimethyl-2-(1-methylethylidene)- | 550558 | 66050
2-Cyclohexen-1-one, 5-methyl-4-(3-methyl-2-buten-1-yl)- | 550533 | 66051
2-Cyclohexene-1-methanethiol, 2,6,6-trimethyl- | 550517 | 66052
1-Butanone, 1-(2,6,6-trimethyl-3-cyclohexen-1-yl)- | 550509 | 66053
Ammonium sodium borate phosphate | 513887 | 66054
9,10-Anthracenedione, 1-amino-4,8-dihydroxy-5-[(1-methylethyl)amino]- | 513879 | 66055
2-Oxepanone, polymer with 2,2-dimethyl-1,3-propanediol | 513861 | 66056
Molybdate(3-), tetracosa-.mu.-oxododecaoxo[.mu.12-[phosphato(3-)-.kappa.O:.kappa.O:.kappa.O:.kappa.O':.kappa.O':.kappa.O':.kappa.O'':.kappa.O'':.kappa.O'':.kappa.O''':.kappa.O''':.kappa.O''']]dodeca-, hydrogen, compd. with 4-[(4-aminophenyl)(4-imino-2,5-cyclohexadien-1-ylidene)methyl]-2-methylbenzenamine (1:3:?) | 513853 | 66057
Titanium, tris[3-(2-octen-1-yl)-2-oxiraneoctanoato-.kappa.O2](2-propanolato)-, (T-4)- | 513846 | 66058
1,3-Propanediaminium, N1,N1,N1,N3,N3-pentamethyl-N3-[3-[(tetramethylnonyl)oxy]propyl]-, chloride (1:2) | 513838 | 66059
3-Butyn-2-ol, 4-(3-aminophenyl)-2-methyl- | 513820 | 66060
Propanoic acid, 3-[1-[difluoro[(1,2,2-trifluoroethenyl)oxy]methyl]-1,2,2,2-tetrafluoroethoxy]-2,2,3,3-tetrafluoro-, polymer with 1,1,2,2-tetrafluoroethene | 513812 | 66061
Propanoic acid, 3-[1-[difluoro[(1,2,2-trifluoroethenyl)oxy]methyl]-1,2,2,2-tetrafluoroethoxy]-2,2,3,3-tetrafluoro- | 513804 | 66062
Ethanaminium, N-[bis(diethylamino)methylene]-N-ethyl-, chloride (1:1) | 513796 | 66063
Ethanaminium, N-[4-[[4-(diethylamino)phenyl][4-(ethylamino)-1-naphthalenyl]methylene]-2,5-cyclohexadien-1-ylidene]-N-ethyl-, hydroxide tetracosa-.mu.-oxododecaoxo[.mu.12-[phosphato(3-)-.kappa.O:.kappa.O:.kappa.O:.kappa.O':.kappa.O':.kappa.O':.kappa.O'':.kappa.O'':.kappa.O'':.kappa.O''':.kappa.O''':.kappa.O''']]dodecamolybdate(3-), hydrate (4:1:1:1) | 513788 | 66064
Ethanaminium, N-[4-[bis[4-(diethylamino)phenyl]methylene]-2,5-cyclohexadien-1-ylidene]-N-ethyl-, hydroxide tetracosa-.mu.-oxododecaoxo[.mu.12-[phosphato(3-)-.kappa.O:.kappa.O:.kappa.O:.kappa.O':.kappa.O':.kappa.O':.kappa.O'':.kappa.O'':.kappa.O'':.kappa.O''':.kappa.O''':.kappa.O''']]dodecamolybdate(3-), hydrate (4:1:1:1) | 513770 | 66065
2-Oxepanone, polymer with 1,4-butanediol and 4,4'-diisocyanato-3,3'-dimethyl-1,1'-biphenyl | 513762 | 66066
Butanoic acid, 2-methyl-, 1-ethenyl-1,5-dimethyl-4-hexen-1-yl ester | 513754 | 66067
Decanoic acid, ester with triglycerol trioctanoate | 513747 | 66068
Triphosphoric acid, 2-(2-butoxyethoxy)ethyl ester | 513739 | 66069
1,3-Benzenedicarboxylic acid, polymer with 1,4-benzenedicarboxylic acid, 1,3-dihydro-1,3-dioxo-5-isobenzofurancarboxylic acid and 2-ethyl-2-(hydroxymethyl)-1,3-propanediol, benzoate isononanoate | 513721 | 66070
1,3-Benzenedicarboxylic acid, polymer with 2-ethyl-2-(hydroxymethyl)-1,3-propanediol, benzoate (9Z,12Z)-9,12-octadecadienoate | 513713 | 66071
8-Quinolinol, 7-(tetrapropenyl)- | 513705 | 66072
1,3-Benzenedimethanol, .alpha.,.alpha.,.alpha.',.alpha.'-tetramethyl-, polymer with 1,1'-(1,1,4,4-tetramethyl-1,4-butanediyl)bis[hydroperoxide] | 513697 | 66073
1,4-Benzenedimethanol, .alpha.,.alpha.,.alpha.',.alpha.'-tetramethyl-, polymer with 1,1'-(1,1,4,4-tetramethyl-1,4-butanediyl)bis[hydroperoxide] | 513689 | 66074
2-Propenoic acid, 2-methyl-, butyl ester, polymer with ethenylbenzene and 2-methylpropyl 2-methyl-2-propenoate | 513671 | 66075
2-Propenoic acid, 2-methyl-, methyl ester, polymer with butyl 2-propenoate, ethenylbenzene, 1,1'-[oxybis(2,1-ethanediyloxy-2,1-ethanediyl)] bis(2-methyl-2-propenoate) and 2-propen-1-yl 2-methyl-2-propenoate | 513655 | 66076
2-Naphthalenesulfonic acid, 6-amino-4-hydroxy-5-[2-[4-[(phenylamino)sulfonyl]phenyl]diazenyl]-, sodium salt (1:1) | 513648 | 66077
Phosphoric acid, polymer with 2-methyloxirane and 4,5,6,7-tetrachloro-1,3-isobenzofurandione | 536334 | 66078
2-Propenoic acid, 2-methyl-, methyl ester, polymer with ethenylbenzene and 2-methyl-N-(2-methyl-1-oxo-2-propen-1-yl)-2-propenamide | 536326 | 66079
2-Propenoic acid, 2-methyl-, 2-hydroxyethyl ester, polymer with 1,4-butanediol, butyl 2-propenoate, 1,1'-methylenebis[4-isocyanatocyclohexane], methyl 2-methyl-2-propenoate and 2-oxepanone | 536318 | 66080
Amidosulfenyl chloride, methyl[(4-methylphenyl)sulfonyl]-, polymer with ethene, 1,4-hexadiene and 1-propene | 536300 | 66081
1H-Imidazolium, 1-ethyl-2-(8-heptadecen-1-yl)-3-(2-hydroxyethyl)-, ethyl sulfate (1:1) | 536292 | 66082
Phosphorous acid, bicyclo[2.2.1]hept-5-en-2-ylmethyl bis[(1,2,3,4,4a,5,8,8a-octahydro-1,4:5,8-dimethanonaphthalen-2-yl)methyl] ester | 536284 | 66083
7-Benzothiazolesulfonic acid, 2-(4-aminophenyl)-5-methyl-, lithium salt (1:1) | 536276 | 66084
1,4:5,8-Dimethanonaphthalene-2-methanol, 1,2,3,4,4a,5,8,8a-octahydro-, 2,2',2''-phosphite | 536268 | 66085
Phosphorous acid, bicyclo[2.2.1]hept-5-en-2-ylmethyl (1,2,3,4,4a,5,8,8a-octahydro-1,4:5,8-dimethanonaphthalen-2-yl)methyl phenyl ester | 536250 | 66086
Phosphorous acid, (1,2,3,4,4a,5,8,8a-octahydro-1,4:5,8-dimethanonaphthalen-2-yl)methyl diphenyl ester | 536243 | 66087
Phosphorous acid, bis(bicyclo[2.2.1]hept-5-en-2-ylmethyl) (1,2,3,4,4a,5,8,8a-octahydro-1,4:5,8-dimethanonaphthalen-2-yl)methyl ester | 536235 | 66088
Phosphorous acid, bis[(1,2,3,4,4a,5,8,8a-octahydro-1,4:5,8-dimethanonaphthalen-2-yl)methyl] phenyl ester | 536227 | 66089
Phosphorous acid, bis(bicyclo[2.2.1]hept-5-en-2-ylmethyl) phenyl ester | 536219 | 66090
Phosphorous acid, bicyclo[2.2.1]hept-5-en-2-ylmethyl diphenyl ester | 536201 | 66091
Cuprate(4-), [2-[[4-chloro-6-[(4-sulfophenyl)amino]-1,3,5-triazin-2-yl]amino]-5-(hydroxy-.kappa.O)-6-[2-[2-(hydroxy-.kappa.O)-5-sulfophenyl]diazenyl-.kappa.N1]-1,7-naphthalenedisulfonato(6-)]-, sodium (1:4) | 536193 | 66092
Cuprate(10-), [.mu.-[[3,3'-[(2,5-disulfo-1,4-phenylene)bis[imino(6-chloro-1,3,5-triazine-4,2-diyl)imino[8-(hydroxy-.kappa.O)-3,6-disulfo-1,7-naphthalenediyl]-2,1-diazenediyl-.kappa.N1]]bis[4-(hydroxy-.kappa.O)-1,5-naphthalenedisulfonato]](12-)]]di-, sodium (1:10) | 536185 | 66093
1,5-Naphthalenedisulfonic acid, 2,2'-[1,4-phenylenebis[imino(6-chloro-1,3,5-triazine-4,2-diyl)imino(8-hydroxy-3,6-disulfo-1,7-naphthalenediyl)-2,1-diazenediyl]]bis-, sodium salt (1:8) | 536177 | 66094
1-Naphthalenesulfonic acid, 3-[2-[4-(acetylamino)phenyl]diazenyl]-4-amino-5-hydroxy-6-(2-phenyldiazenyl)-, sodium salt (1:1) | 536169 | 66095
Thiocyanic acid, 2-[2-[4-[bis[2-(acetyloxy)ethyl]amino]-2-methylphenyl]diazenyl]-6-benzothiazolyl ester | 536151 | 66096
1H-Pyrazole-3-carboxylic acid, 1-[3-[[4-chloro-6-[(2-sulfophenyl)amino]-1,3,5-triazin-2-yl]amino]-2-methyl-5-sulfophenyl]-4-[2-[4-[[4-chloro-6-[(2-sulfophenyl)amino]-1,3,5-triazin-2-yl]amino]-2-sulfophenyl]diazenyl]-4,5-dihydro-5-oxo-, sodium salt (1:4) | 536144 | 66097
1H-Pyrazole-3-carboxylic acid, 1-[3-[[4-chloro-6-[(4-sulfophenyl)amino]-1,3,5-triazin-2-yl]amino]-2-methyl-5-sulfophenyl]-4-[2-[4-[[4-chloro-6-[(4-sulfophenyl)amino]-1,3,5-triazin-2-yl]amino]-2-sulfophenyl]diazenyl]-4,5-dihydro-5-oxo-, sodium salt (1:4) | 536136 | 66098
1,3-Benzenedisulfonic acid, 4-[2-[5-(aminocarbonyl)-1-ethyl-1,6-dihydro-2-hydroxy-4-methyl-6-oxo-3-pyridinyl]diazenyl]-6-[[4-chloro-6-(4-nonylphenoxy)-1,3,5-triazin-2-yl]amino]-, sodium salt (1:2) | 536128 | 66099
Urea, polymer with formaldehyde and 2-methyl-2-nitro-1-propanol | 536110 | 66100
Hexanedioic acid, polymer with 1,4-diisocyanatocyclohexane and 1,6-hexanediol | 536102 | 66101
1,2-Benzenedicarboxylic acid, polymer with 1,4-benzenedicarboxylic acid, 1,2-ethanediol, 3-hydroxy-2,2-dimethylpropyl 3-hydroxy-2,2-dimethylpropanoate and nonanedioic acid | 536094 | 66102
1,3-Benzenedicarboxylic acid, polymer with 1,4-benzenedicarboxylic acid, (2Z)-2-butenedioic acid, 2,5-furandione, (9Z)-9-octadecenoic acid dimer and 2,2'-oxybis[ethanol] | 536086 | 66103
1,3-Benzenedicarboxylic acid, polymer with 1,4-benzenedicarboxylic acid, (2Z)-2-butenedioic acid, 2,5-furandione, (9Z)-9-octadecenoic acid dimer and 1,2-propanediol | 536078 | 66104
D-Glucuronic acid, polymer with 6-deoxygalactose and D-glucose, calcium potassium sodium salt | 536060 | 66105
Phenoxazin-5-ium, 3-(diethylamino)-7-(phenylamino)-, (T-4)-bis[sulfato(2-)-.kappa.O,.kappa.O']zincate(2-) (2:1) | 536052 | 66106
9-Octadecenoic acid (9Z)-, 1,1'-[2-[[3-[[(9Z)-1-oxo-9-octadecen-1-yl]oxy]-2,2-bis[[[(9Z)-1-oxo-9-octadecen-1-yl]oxy]methyl]propoxy]methyl]-2-[[[(9Z)-1-oxo-9-octadecen-1-yl]oxy]methyl]-1,3-propanediyl] ester | 536045 | 66107
Phenol, nonyl-, compd. with 1-piperazineethanamine (1:1) | 528794 | 66108
Aluminum, bis(1,1-dimethylethyl)hydro- | 528786 | 66109
7-Benzothiazolesulfonic acid, 2-[4-[2-(4,5-dihydro-3-methyl-5-oxo-1H-pyrazol-4-yl)diazenyl]phenyl]-6-methyl-, compd. with 2,2',2''-nitrilotris[ethanol] (1:1) | 528778 | 66110
Disulfide, bis(2-chlorohexyl) | 528760 | 66111
Disulfide, bis(2-chlorooctyl) | 528752 | 66112
.beta.-Alanine, N-[3-[[3-(tridecyloxy)propyl]amino]propyl]-, 2-ethylhexyl ester | 528745 | 66113
Ethanamine, 2,2',2''-[nitrilotris(methyleneoxy)]tris-, hydrochloride (1:1) | 528737 | 66114
Acetic acid, 2-cyano-, 1,1'-anhydride | 528729 | 66115
Silane, ethoxydimethoxy(2-methylpropyl)- | 528711 | 66116
Silane, diethoxymethoxy(2-methylpropyl)- | 528703 | 66117
Benzenesulfonic acid, 5-[2-[4-[(4,6-dichloro-1,3,5-triazin-2-yl)methylamino]phenyl]diazenyl]-2-[2-(4-nitro-2-sulfophenyl)ethenyl]-, sodium salt (1:2) | 528695 | 66118
Benzoic acid, 4-[[4-chloro-6-[[8-hydroxy-3,6-disulfo-7-[2-(1-sulfo-2-naphthalenyl)diazenyl]-1-naphthalenyl]amino]-1,3,5-triazin-2-yl]amino]-, sodium salt (1:3) | 528687 | 66119
Ethanaminium, N,N-bis(carboxymethyl)-N-(2-hydroxyethyl)-2-[(1-oxooctyl)amino]-, hydroxide, sodium salt (1:1:2) | 528679 | 66120
1,3,5-Triazine-2,4,6-triamine, compd. with 3,9-dihydroxy-2,4,8,10-tetraoxa-3,9-diphosphaspiro[5.5]undecane 3,9-dioxide (2:1) | 528661 | 66121
1-Propanesulfonic acid, 2-(2-hydroxy-3-sulfopropoxy)-3-[1-[[(3-methylheptyl)oxy]methyl]-2-sulfoethoxy]-, sodium salt (1:3) | 528653 | 66122
2-Propanol, 1-chloro-3-[2-chloro-1-[[2-chloro-1-[[(3-methylheptyl)oxy]methyl]ethoxy]methyl]ethoxy]- | 528646 | 66123
Glycine, N-methyl-N-(1-oxododecyl)-, compd. with N1-[3-(tridecyloxy)propyl]-1,3-propanediamine (1:1) | 528638 | 66124
Cuprate(3-), [5-amino-3-[2-[3-chloro-2-(hydroxy-.kappa.O)-5-sulfophenyl]diazenyl-.kappa.N1]-4-(hydroxy-.kappa.O)-2,7-naphthalenedisulfonato(5-)]-, sodium (1:3) | 528620 | 66125
Octadecanoic acid, ester with 2,2'-iminobis[ethanol] | 528364 | 66126
1,3-Isobenzofurandione, polymer with 1,6-hexanediol, decyl octyl ester | 528356 | 66127
1,3-Isobenzofurandione, polymer with 2,2'-oxybis[ethanol], 2-ethylhexyl ester | 528349 | 66128
Hexanedioic acid, polymer with 1,3-isobenzofurandione and 1,2-propanediol, isodecyl ester | 528331 | 66129
Hexanedioic acid, polymer with 1,2-propanediol, isodecyl ester | 528323 | 66130
1,3-Isobenzofurandione, polymer with 1,2-ethanediol, [tetradecahydro-1,4a-dimethyl-7-(1-methylethyl)-1-phenanthrenyl]methyl ester | 528315 | 66131
1,2-Ethanediaminium, N1,N2-dimethyl-N1,N1,N2,N2-tetrakis[2-[(1-oxo-9-octadecen-1-yl)oxy]propyl]-, methyl sulfate (1:2) | 528307 | 66132
1,3-Propanediol, 2,2-dimethyl-, polymer with 5-amino-1,3,3-trimethylcyclohexanemethanamine, 1,3-diisocyanatomethylbenzene and .alpha.-hydro-.omega.-hydroxypoly[oxy(methyl-1,2-ethanediyl)] | 528299 | 66133
2-Propenoic acid, 2-hydroxyethyl ester, polymer with 1,3-diisocyanatomethylbenzene, 2,5-furandione and .alpha.,.alpha.'-[(1-methylethylidene)di-4,1-phenylene]bis[.omega.-hydroxypoly[oxy(methyl-1,2-ethanediyl)]] | 528281 | 66134
2-Propenoic acid, 2-methyl-, polymer with (1,1-dimethylethyl)ethenylbenzene and methyl 2-methyl-2-propenoate | 528273 | 66135
Acetic acid, 2-hydroxy-, compd. with 4-[[1-[2-[(2-methoxyphenyl)amino]carbonyl]-2-oxopropyl]diazenyl]-N-[4-[[1-[2-[(2-methoxyphenyl)amino]carbonyl]-2-oxopropyl]diazenyl]phenyl]benzamide tetrakis(aminomethyl) deriv. methanesulfonate (2:1:2) | 528265 | 66136
Hexanedioic acid, polymer with 2-aminoethanol, 1-amino-2-propanol, 1,3-diisocyanatomethylbenzene, 1,2-ethanediol and 2,2'-oxybis[ethanol] | 528257 | 66137
Hexanedioic acid, polymer with 2,2-dimethyl-1,3-propanediol, 2-hydroxyethyl 2-propenoate and 5-isocyanato-1-(isocyanatomethyl)-1,3,3-trimethylcyclohexane | 528240 | 66138
2-Propenoic acid, 2-methyl-, 2-hydroxyethyl ester, polymer with butyl 2-propenoate, methyl 2-methyl-2-propenoate, methyl 2-propenoate and 2-propenoic acid | 528232 | 66139
Phenol, 4,6-bis(1,1-dimethylethyl)-2,3-dimethyl- | 528224 | 66140
Phenol, 4-(1,1-dimethylethyl)-2,3,6-trimethyl- | 528216 | 66141
2-Naphthalenesulfonic acid, 7,7'-[1,2-diazenediylbis(4,1-phenylenecarbonylimino)]bis[4-hydroxy-3-[2-[2-hydroxy-5-(methylsulfonyl)phenyl]diazenyl]-, sodium salt (1:2) | 521641 | 66142
2-Naphthalenesulfonic acid, 7-amino-3-[2-[2,5-dimethoxy-4-[2-[7-sulfo-4-[2-(2-sulfophenyl)diazenyl]-1-naphthalenyl]diazenyl]phenyl]diazenyl]-4-hydroxy-8-[2-(3-sulfophenyl)diazenyl]-, sodium salt (1:4) | 521633 | 66143
2,7-Naphthalenedisulfonic acid, 5-[2-[2,4-dihydroxy-5-[2-[4-[(4-nitro-2-sulfophenyl)amino]phenyl]diazenyl]phenyl]diazenyl]-4-hydroxy-3-[2-[4-[(4-nitro-2-sulfophenyl)amino]phenyl]diazenyl]-, sodium salt (1:4) | 521625 | 66144
Benzoic acid, 2,2'-[(3,3'-dimethoxy[1,1'-biphenyl]-4,4'-diyl)bis[2,1-diazenediyl(2-amino-5-hydroxy-7-sulfo-6,1-naphthalenediyl)-2,1-diazenediyl]]bis[5-nitro-, sodium salt (1:4) | 521617 | 66145
Benzenesulfonic acid, 3-(benzoylamino)-4-hydroxy-5-[2-[1-[[[4'-[[2-[2-[2-hydroxy-5-(methylsulfonyl)phenyl]diazenyl]-1,3-dioxobutyl]amino]-3,3'-dimethoxy[1,1'-biphenyl]-4-yl]amino]carbonyl]-2-oxopropyl]diazenyl]-, sodium salt (1:1) | 521609 | 66146
Benzenesulfonic acid, 2,2'-[1,4-phenylenebis[carbonylimino[2-(acetylamino)-4,1-phenylene]-2,1-diazenediyl]]bis[5-[2-(4-sulfophenyl)diazenyl]-, sodium salt (1:4) | 521583 | 66147
Benzoic acid, 3,3'-[1,2-ethanediylbis[oxycarbonylimino-4,1-phenyleneimino(1-hydroxy-3-sulfo-6,2-naphthalenediyl)-2,1-diazenediyl[2-(carboxymethoxy)-4,1-naphthalenediyl]-2,1-diazenediyl-4,1-phenylenecarbonylimino]]bis[6-hydroxy-, sodium salt (1:6) | 521575 | 66148
2-Anthracenesulfonic acid, 1-amino-4-[[3-[[4-chloro-6-(2-ethoxyethoxy)-1,3,5-triazin-2-yl]amino]-2,4,6-trimethyl-5-sulfophenyl]amino]-9,10-dihydro-9,10-dioxo-, sodium salt (1:2) | 521567 | 66149
1,3,6-Naphthalenetrisulfonic acid, 7-[2-[2-[(aminocarbonyl)amino]-4-[[4-chloro-6-(1-methylethoxy)-1,3,5-triazin-2-yl]amino]phenyl]diazenyl]-, sodium salt (1:3) | 521559 | 66150
2,7-Naphthalenedisulfonic acid, 5-[2-[2,4-dihydroxy-5-[2-(2-hydroxy-3,5-dinitrophenyl)diazenyl]phenyl]diazenyl]-4-hydroxy-3-[2-(4-nitrophenyl)diazenyl]-, sodium salt (1:2) | 521542 | 66151
2,7-Naphthalenedisulfonic acid, 5-[2-[2,4-dihydroxy-5-[2-(4-nitrophenyl)diazenyl]phenyl]diazenyl]-4-hydroxy-3-[2-(4-nitrophenyl)diazenyl]-, sodium salt (1:2) | 521534 | 66152
2,7-Naphthalenedisulfonic acid, 4-[2-[2,4-dihydroxy-3-[2-(4-methoxyphenyl)diazenyl]-5-[2-[4-[(4-nitro-2-sulfophenyl)amino]phenyl]diazenyl]phenyl]diazenyl]-5-hydroxy-, sodium salt (1:3) | 521526 | 66153
2-Naphthalenesulfonic acid, 7-[[4-chloro-6-[(3-sulfophenyl)amino]-1,3,5-triazin-2-yl]methylamino]-4-hydroxy-3-[2-(2-sulfophenyl)diazenyl]-, sodium salt (1:3) | 521518 | 66154
2,7-Naphthalenedisulfonic acid, 5-[[4-chloro-6-(methylphenylamino)-1,3,5-triazin-2-yl]amino]-4-hydroxy-3-[2-(2-sulfophenyl)diazenyl]-, sodium salt (1:3) | 521500 | 66155
2-Naphthalenesulfonic acid, 7-[(4-chloro-6-methoxy-1,3,5-triazin-2-yl)methylamino]-4-hydroxy-3-[2-(4-methoxy-2-sulfophenyl)diazenyl]-, sodium salt (1:2) | 521492 | 66156
1,4-Benzenedisulfonic acid, 2-[[4-chloro-6-[[3-[2-(1-hydroxy-4-sulfo-2-naphthalenyl)diazenyl]-4-sulfophenyl]amino]-1,3,5-triazin-2-yl]amino]-, sodium salt (1:4) | 521484 | 66157
1,3,6-Naphthalenetrisulfonic acid, 5-[2-[4-[2-[4-[(4-amino-6-chloro-1,3,5-triazin-2-yl)amino]-7-sulfo-1-naphthalenyl]diazenyl]-2,5-dimethylphenyl]diazenyl]-, sodium salt (1:4) | 521476 | 66158
Benzamide, N,N'-[(9,10-dihydro-2-methyl-9,10-dioxo-1,4-anthracenediyl)bis[imino(9,10-dihydro-9,10-dioxo-4,1-anthracenediyl)]]bis- | 521468 | 66159
Benzamide, N,N'-(5,6,12,17,18,24-hexahydro-5,12,17,24-tetraoxodinaphth[2,3-i:2',3'-i']indeno[4,3-ab:2,1-c']dicarbazole-11,23-diyl)bis- | 521450 | 66160
1,4-Benzenedisulfonic acid, 2-[2-[4-[2-[4-[(4-amino-6-chloro-1,3,5-triazin-2-yl)amino]-5-sulfo-1-naphthalenyl]diazenyl]-2,5-dimethylphenyl]diazenyl]-, sodium salt (1:3) | 521443 | 66161
1H-Pyrazole-3-carboxylic acid, 4-[2-[5-[[4-[4,5-dihydro-3-methyl-5-oxo-4-[2-[2-sulfo-5-[(2,5,6-trichloro-4-pyrimidinyl)amino]phenyl]diazenyl]-1H-pyrazol-1-yl]benzoyl]amino]-2-sulfophenyl]diazenyl]-4,5-dihydro-5-oxo-1-(4-sulfophenyl)-, sodium salt (1:4) | 521435 | 66162
Propanenitrile, 3-[[2-(2-cyanoethoxy)ethyl][4-[2-(4-nitrophenyl)diazenyl]phenyl]amino]- | 521427 | 66163
1H-Pyrazol-5-amine, 3-methyl-4-[2-[4-(methylsulfonyl)-2-nitrophenyl]diazenyl]-1-phenyl- | 521419 | 66164
2-Naphthalenesulfonamide, N-[2-(acetyloxy)ethyl]-6-hydroxy-N-methyl-5-[2-[4-(2-phenyldiazenyl)phenyl]diazenyl]- | 521401 | 66165
Benzenesulfonic acid, 4-[2-[2,4-dihydroxy-5-[2-[4-[2-(4-sulfophenyl)diazenyl]phenyl]diazenyl]phenyl]diazenyl]-, sodium salt (1:2) | 521393 | 66166
Benzenesulfonic acid, 3-[[ethyl[4-[2-[4-[2-(3-sulfophenyl)diazenyl]-1-naphthalenyl]diazenyl]phenyl]amino]methyl]-, sodium salt (1:2) | 521385 | 66167
2,7-Naphthalenedisulfonic acid, 3-[2-[2,4-bis(2-methylphenoxy)phenyl]diazenyl]-4-hydroxy-5-[[(4-methylphenyl)sulfonyl]amino]-, sodium salt (1:2) | 521377 | 66168
1,7-Naphthalenedisulfonic acid, 4-[[2-[3-[(2-chloroacetyl)amino]phenoxy]acetyl]amino]-5-hydroxy-6-[2-[2-(4-pentylphenoxy)phenyl]diazenyl]-, sodium salt (1:2) | 521369 | 66169
Benzenemethanaminium, 4-[(4-amino-9,10-dihydro-9,10-dioxo-1-anthracenyl)amino]-N,N,N-trimethyl-, chloride (1:1) | 521351 | 66170
2,7-Naphthalenedisulfonic acid, 5-[[3-[(2-bromo-1-oxo-2-propen-1-yl)amino]benzoyl]amino]-3-[2-[5-[(2-bromo-1-oxo-2-propen-1-yl)amino]-2-sulfophenyl]diazenyl]-4-hydroxy-, sodium salt (1:3) | 521344 | 66171
2,7-Naphthalenedisulfonic acid, 5-[[4-[(2-bromo-1-oxo-2-propen-1-yl)amino]benzoyl]amino]-3-[2-[5-[(2-bromo-1-oxo-2-propen-1-yl)amino]-2-sulfophenyl]diazenyl]-4-hydroxy-, sodium salt (1:3) | 521336 | 66172
2-Anthracenesulfonic acid, 1-amino-4-[[4-[(2-bromo-1-oxo-2-propen-1-yl)amino]-2-sulfophenyl]amino]-9,10-dihydro-9,10-dioxo-, sodium salt (1:2) | 521328 | 66173
Benzenesulfonic acid, 2-[2-[1-(2-chloro-6-methylphenyl)-4,5-dihydro-3-methyl-5-oxo-1H-pyrazol-4-yl]diazenyl]-4-[[4-chloro-6-(phenylamino)-1,3,5-triazin-2-yl]amino]-, sodium salt (1:1) | 521310 | 66174
Benzenesulfonic acid, 2-[2-[2-amino-8-hydroxy-6-[(methylphenylamino)sulfonyl]-1-naphthalenyl]diazenyl]-5-[(2-chloroacetyl)amino]-, sodium salt (1:1) | 521302 | 66175
2-Anthracenesulfonic acid, 1-amino-4-[[3-[[(2-chloroacetyl)amino]methyl]-2,4,6-trimethylphenyl]amino]-9,10-dihydro-9,10-dioxo-, sodium salt (1:1) | 521294 | 66176
2-Naphthalenesulfonic acid, 6-amino-4-hydroxy-5-[2-[2-(phenoxysulfonyl)phenyl]diazenyl]-, sodium salt (1:1) | 521286 | 66177
Benzenesulfonic acid, 2,5-dichloro-4-(1,3-dihydro-5,7-dinitro-3-oxo-2H-indazol-2-yl)-, sodium salt (1:1) | 521278 | 66178
Benzoic acid, 2-[2-[8-[[4-chloro-6-[[4-(6-methyl-7-sulfo-2-benzothiazolyl)phenyl]amino]-1,3,5-triazin-2-yl]amino]-1-hydroxy-3,6-disulfo-2-naphthalenyl]diazenyl]-, sodium salt (1:4) | 521260 | 66179
Benzoic acid, 5-[2-[3-[[[4-[2-[4-[2-[8-[(3-aminobenzoyl)amino]-1-hydroxy-3,6-disulfo-2-naphthalenyl]diazenyl]-3-methoxy-7-sulfo-1-naphthalenyl]diazenyl]-3-sulfophenyl]amino]carbonyl]phenyl]diazenyl]-2-hydroxy-, sodium salt (1:5) | 521252 | 66180
2-Naphthalenesulfonic acid, 3-[2-[4-[[[4-[4-[2-(3-chloro-2-hydroxy-5-sulfophenyl)diazenyl]-4,5-dihydro-3-methyl-5-oxo-1H-pyrazol-1-yl]phenyl]amino]carbonyl]-2-methylphenyl]diazenyl]-7-[4,5-dihydro-4-[2-(2-hydroxy-3-nitro-5-sulfophenyl)diazenyl]-3-methyl-5-oxo-1H-pyrazol-1-yl]-4-hydroxy-, sodium salt (1:3) | 521245 | 66181
Benzoic acid, 5-[2-[4-[2-[6-[[2-[2-(2-carboxyphenyl)diazenyl]-1,3-dioxobutyl]amino]-2-hydroxy-4-sulfo-1-naphthalenyl]diazenyl]-3-methoxy-7-sulfo-1-naphthalenyl]diazenyl]-2-hydroxy-, sodium salt (1:4) | 521237 | 66182
Chromate(2-), [2,4-dihydro-4-[2-[2-(hydroxy-.kappa.O)-4-nitrophenyl]diazenyl-.kappa.N1]-5-methyl-2-phenyl-3H-pyrazol-3-onato(2-)-.kappa.O3][3-[2-[4,5-dihydro-3-methyl-5-(oxo-.kappa.O)-1-phenyl-1H-pyrazol-4-yl]diazenyl-.kappa.N1]-2-(hydroxy-.kappa.O)-5-nitrobenzenesulfonato(3-)]-, sodium (1:2) | 521229 | 66183
Chromate(1-), bis[2,4-dihydro-4-[2-[2-(hydroxy-.kappa.O)phenyl]diazenyl-.kappa.N1]-5-methyl-2-phenyl-3H-pyrazol-3-onato(2-)-.kappa.O3]-, sodium (1:1) | 521211 | 66184
Poly[oxy(methyl-1,2-ethanediyl)], .alpha.-[2-[(3-aminopropyl)amino]methylethyl]-.omega.-[2-[(3-aminopropyl)amino]methylethoxy]- | 521203 | 66185
Chromate(1-), [N-[3-[2-[8-(acetylamino)-2-(hydroxy-.kappa.O)-1-naphthalenyl]diazenyl-.kappa.N1]-2-(hydroxy-.kappa.O)-5-nitrophenyl]acetamidato(2-)][4-(hydroxy-.kappa.O)-3-[2-[2-(hydroxy-.kappa.O)-1-naphthalenyl]diazenyl-.kappa.N1]-N-methylbenzenesulfonamidato(2-)]-, sodium (1:1) | 521195 | 66186
1,2-Ethanediol, polymer with 2,2'-oxybis[ethanol] and phosphorus oxide (P2O5) | 521187 | 66187
Butanedioic acid, polymer with 4-hydroxy-2,2,6,6-tetramethyl-1-piperidineethanol | 521179 | 66188
2-Propenoic acid, 2-methyl-, methyl ester, polymer with 1,1'-(1,6-hexanediyl) di-2-propenoate and 2-hydroxyethyl 2-propenoate | 521161 | 66189
1,2,3-Propanetricarboxylic acid, 2-hydroxy-, polymer with formaldehyde and phenol | 521153 | 66190
Ethanedioic acid, polymer with formaldehyde, methylphenol and 1,3,5,7-tetraazatricyclo[3.3.1.13,7]decane | 521146 | 66191
Ethanedioic acid, polymer with formaldehyde and 2-methylphenol | 521138 | 66192
Undecane, 1,6,11-triisocyanato- | 521120 | 66193
L-Lysine, 2-aminoethyl ester, hydrochloride (1:3) | 521112 | 66194
Poly(oxy-1,2-ethanediyl), .alpha.-(2-sulfoethyl)-.omega.-[[2,2,4(or 2,4,4)-trimethylpentyl]phenoxy]-, sodium salt (1:1) | 521104 | 66195
Formaldehyde, polymer with .alpha.-[4-(1,1-dimethylpropyl)phenyl]-.omega.-hydroxypoly(oxy-1,2-ethanediyl) | 521088 | 66196
3,6,9,12-Tetraoxanonacosan-1-ol, 1-(dihydrogen phosphate) | 521070 | 66197
Benzenamine, 4-[2-[(1,3-dihydro-1,3,3-trimethyl-2H-indol-2-ylidene)methyl]diazenyl]-N-phenyl- | 521054 | 66198
Benzenesulfonic acid, decyl(sulfophenoxy)- | 521039 | 66199
Benzenesulfonic acid, hexadecyl(sulfophenoxy)- | 521013 | 66200
Hexanedioic acid, 1,6-dimethyl ester, polymer with 1,3-butanediol and 1,5-dimethyl pentanedioate, 2-ethylhexyl ester | 535393 | 66201
Zirconium, tetrakis(D-gluconato)- | 535385 | 66202
2-Propenoic acid, polymer with 2-ethylhexyl 2-propenoate, ethyl 2-propenoate, 2,5-furandione and 2-propenenitrile | 535377 | 66203
2-Butenoic acid, polymer with ethenyl acetate, 2-ethylhexyl 2-propenoate and 2,5-furandione | 535369 | 66204
Octanoic acid, 2-(acetyloxy)-1-[(acetyloxy)methyl]ethyl ester | 535344 | 66205
Ethanol, 2,2',2''-[stibylidynetris(thio)]tris- | 535328 | 66206
6,14-Dioxa-9,11-dithia-10-stannanonadecanedioic acid, 10,10-dimethyl-5,15-dioxo-, 1,19-dimethyl ester | 535310 | 66207
Phenol, 2,3,5(or 3,4,5)-trimethyl- | 535294 | 66208
Isooctanoic acid, 1,1'-[2-[[3-[(1-oxoisooctyl)oxy]-2,2-bis[[(1-oxoisooctyl)oxy]methyl]propoxy]methyl]-2-[[(1-oxoisooctyl)oxy]methyl]-1,3-propanediyl] ester | 535286 | 66209
Isooctanoic acid, 1,1'-[2-ethyl-2-[[(1-oxoisooctyl)oxy]methyl]-1,3-propanediyl] ester | 535278 | 66210
10-Oxa-4,6-dithia-5-stannapentacosanoic acid, 5,5-dibutyl-9-oxo-, pentadecyl ester | 535260 | 66211
2-Propenoic acid, 2-methyl-, telomer with 1-dodecanethiol, ethyl 2-propenoate, methyl 2-methyl-2-propenoate and 2-propenoic acid | 535252 | 66212
Benzene, ethenyl-, polymer with 2-methyl-1-propene and 1,3-pentadiene | 535245 | 66213
Furan, tetrahydro-, polymer with 1,3-diisocyanatomethylbenzene, 1,1'-methylenebis[4-isocyanatobenzene] and oxirane | 535237 | 66214
2-Propenoic acid, 2-methyl-, polymer with butyl 2-propenoate, N-(hydroxymethyl)-2-propenamide, methyl 2-methyl-2-propenoate and 2-methyl-2-propenamide | 535229 | 66215
1,2-Cyclohexanedicarboxylic acid, 1,2-bis(2-methylpropyl) ester | 535211 | 66216
Octadecanoic acid, 1,1'-[2-[[3-[(1-oxooctadecyl)oxy]-2,2-bis[[(1-oxooctadecyl)oxy]methyl]propoxy]methyl]-2-[[(1-oxooctadecyl)oxy]methyl]-1,3-propanediyl] ester | 535203 | 66217
Cyclotetrasiloxane, 2,2,4,4,6,6,8,8-octakis(1-methylpropoxy)- | 535195 | 66218
Cyclotrisiloxane, 2-methyl-4-[[3-methyl-1,1,5,5,5-pentakis(1-methylpropoxy)-3-[[tris(1-methylpropoxy)silyl]oxy]-1-trisiloxanyl]oxy]-4,6,6-tris(1-methylpropoxy)-2-[[tris(1-methylpropoxy)silyl]oxy]- | 535187 | 66219
Hexasiloxane, 3,9-dimethyl-1,1,1,5,5,7,7,11,11,11-decakis(1-methylethoxy)-3,9-bis[[tris(1-methylethoxy)silyl]oxy]- | 535179 | 66220
Cyclotrisiloxane, 2-methyl-4,4,6,6-tetrakis(1-methylpropoxy)-2-[[tris(1-methylpropoxy)silyl]oxy]- | 535161 | 66221
Phenol, 2,4-bis(1,1-dimethylethyl)-3,6-dimethyl- | 528208 | 66222
Phosphorous acid, bicyclo[2.2.1]hept-5-en-2-ylmethyl methyl (1,2,3,4,4a,5,8,8a-octahydro-1,4:5,8-dimethanonaphthalen-2-yl)methyl ester | 528190 | 66223
Phosphorous acid, methyl bis[(1,2,3,4,4a,5,8,8a-octahydro-1,4:5,8-dimethanonaphthalen-2-yl)methyl] ester | 528182 | 66224
Phosphorous acid, dimethyl (1,2,3,4,4a,5,8,8a-octahydro-1,4:5,8-dimethanonaphthalen-2-yl)methyl ester | 528174 | 66225
Phosphorous acid, bis(bicyclo[2.2.1]hept-5-en-2-ylmethyl) methyl ester | 528166 | 66226
Phosphorous acid, bicyclo[2.2.1]hept-5-en-2-ylmethyl dimethyl ester | 528158 | 66227
1-Octadecanaminium, N,N-dimethyl-N-octadecyl-, (SP-4-2)-[29H,31H-phthalocyanine-2-sulfonato(3-)-.kappa.N29,.kappa.N30,.kappa.N31,.kappa.N32]cuprate(1-) (1:1) | 528141 | 66228
1,3-Benzenedicarboxylic acid, polymer with 1,4-benzenedicarboxylic acid, (2Z)-2-butenedioic acid, 2,5-furandione, nonanedioic acid, 2,2'-oxybis[ethanol] and 1,2-propanediol | 528133 | 66229
Formaldehyde, polymer with 4-(1,1-dimethylethyl)phenol, phenol and 4-(1,1,3,3-tetramethylbutyl)phenol | 528125 | 66230
Pyridine, 4-ethenyl-, homopolymer, compd. with chloromethane | 527788 | 66231
Octadecanoic acid, compd. with 2-(diethylamino)ethanol and morpholine (1:?:?) | 527663 | 66232
Tungstate(3-), tetracosa-.mu.-oxododecaoxo[.mu.12-[phosphato(3-)-.kappa.O:.kappa.O:.kappa.O:.kappa.O':.kappa.O':.kappa.O':.kappa.O'':.kappa.O'':.kappa.O'':.kappa.O''':.kappa.O''':.kappa.O''']]dodeca-, hydrogen, compd. with 4,4'-carbonimidoylbis[N,N-dimethylbenzenamine] hydrochloride [1:3:?(1:1)] | 520999 | 66233
Molybdate(3-), tetracosa-.mu.-oxododecaoxo[.mu.12-[phosphato(3-)-.kappa.O:.kappa.O:.kappa.O:.kappa.O':.kappa.O':.kappa.O':.kappa.O'':.kappa.O'':.kappa.O'':.kappa.O''':.kappa.O''':.kappa.O''']]dodeca-, hydrogen, compd. with 4,4'-carbonimidoylbis[N,N-dimethylbenzenamine] hydrochloride [1:3:?(1:1)] | 520981 | 66234
Poly(oxy-1,2-ethanediyl), .alpha.-phosphono-.omega.-(4-nonylphenoxy)-, sodium salt (1:2) | 520973 | 66235
Hexanedioic acid, polymer with 5-amino-1,3,3-trimethylcyclohexanemethanamine, 4,4'-methylenebis[cyclohexanamine], 1,1'-methylenebis[4-isocyanatocyclohexane], 2-methyloxirane and oxirane | 520965 | 66236
1,2-Ethanediamine, N1,N1'-[[5-hexyl-6-(2-octen-1-yl)-3-cyclohexene-1,2-diyl]bis[7,1-heptanediyl(4,5-dihydro-1H-imidazole-2,1-diyl)-2,1-ethanediyl]]bis- | 520957 | 66237
4,7,10,13,16,19-Hexaoxaheneicosanoic acid, 21-(4-nonylphenoxy)-, sodium salt (1:1) | 520932 | 66238
Formic acid, ammonium salt (4:1) | 520924 | 66239
Benzenesulfonic acid, 3-[[4-amino-9,10-dihydro-3-[2-(2-methoxyethoxy)ethoxy]-9,10-dioxo-1-anthracenyl]amino]-2,4,6-trimethyl-, sodium salt (1:1) | 520908 | 66240
Butanedioic acid, 2-(tetrapropenyl)-, 1-[2-hydroxy-3-[(1-oxo-2-propen-1-yl)oxy]propyl] 4-[2-[(1-oxo-2-propen-1-yl)oxy]ethyl] ester | 520890 | 66241
Chromate(1-), bis[4-[2-[5,8-dichloro-1-(hydroxy-.kappa.O)-2-naphthalenyl]diazenyl-.kappa.N1]-3-(hydroxy-.kappa.O)benzenesulfonamidato(2-)]-, sodium (1:1) | 520882 | 66242
Cobaltate(1-), bis[2-chloro-5-(hydroxy-.kappa.O)-4-[2-[2-(hydroxy-.kappa.O)-1-naphthalenyl]diazenyl-.kappa.N1]-N-methylbenzenesulfonamidato(2-)]-, sodium (1:1) | 520874 | 66243
2-Propenoic acid, 2-methyl-, polymer with butyl 2-propenoate, ethenyl acetate and 4-ethenylpyridine | 520866 | 66244
Poly[oxy(methyl-1,2-ethanediyl)], .alpha.-(1-oxoneodecyl)-.omega.-hydroxy- | 520858 | 66245
1,2-Propanediol, 3-(2-propen-1-yloxy)-, mono(4-methylbenzenesulfonate) | 520841 | 66246
2-Propenoic acid, 2-methyl-, isodecyl ester, polymer with ethenylbenzene, 2-ethylhexyl 2-propenoate, methyl 2-methyl-2-propenoate and 2-propenoic acid | 520833 | 66247
2-Propenoic acid, 2-methyl-, telomer with tert-dodecanethiol, methyl 2-methyl-2-propenoate and 2-oxiranylmethyl 2-methyl-2-propenoate | 520825 | 66248
Nonanedioic acid, polymer with .alpha.-(2-aminomethylethyl)-.omega.-(2-aminomethylethoxy)poly[oxy(methyl-1,2-ethanediyl)] and benzaldehyde | 520817 | 66249
2-Propenoic acid, 2-methyl-, 2-methylpropyl ester, polymer with .alpha.-(2-aminomethylethyl)-.omega.-(2-aminomethylethoxy)poly[oxy(methyl-1,2-ethanediyl)] and 2-propenoic acid | 520809 | 66250
2-Propenoic acid, 2-methyl-, methyl ester, polymer with N-(butoxymethyl)-2-propenamide, ethenylbenzene, ethyl 2-propenoate and 2-propenoic acid, compd. with 2-(dimethylamino)ethanol | 520791 | 66251
2-Propenoic acid, 2-methyl-, polymer with 2-ethylhexyl 2-propenoate and 2-methylpropyl 2-methyl-2-propenoate, compd. with N,N-diethylethanamine | 520783 | 66252
2-Propenoic acid, polymer with 2-(chloromethyl)oxirane, ethenylbenzene, N-(ethoxymethyl)-2-propenamide, 4,4'-(1-methylethylidene)bis[phenol] and 2-propenoic acid, compd. with N,N-diethylethanamine | 520775 | 66253
2-Propenoic acid, polymer with ethenylbenzene, compd. with 2-(dimethylamino)ethanol | 520767 | 66254
Nonanedioic acid, polymer with 2-ethyl-2-(hydroxymethyl)-1,3-propanediol and 2-oxepanone | 520759 | 66255
2-Propenenitrile, polymer with 1,3-butadiene, ethenylbenzene, formaldehyde and phenol | 520742 | 66256
Glycine, N-(hydroxymethyl)-, sodium salt (1:1) | 520734 | 66257
Cuprate(3-), [2-[2-[[2-[2-(hydroxy-.kappa.O)-5-sulfo-3-[(2,5,6-trichloro-4-pyrimidinyl)amino]phenyl]diazenyl-.kappa.N2]phenylmethyl]diazenyl-.kappa.N1]-5-sulfobenzoato(5-)-.kappa.O]-, sodium (1:3) | 520726 | 66258
Benzenesulfonic acid, [(9,10-dihydro-9,10-dioxo-1,4-anthracenediyl)bis(imino-4,1-phenyleneoxy)]bis-, sodium salt (1:2) | 520718 | 66259
1-Naphthalenesulfonic acid, 5,5'-[(1-methylethylidene)bis(4,1-phenyleneoxysulfonyl-2,1-phenylene-2,1-diazenediyl)]bis[6-amino-, sodium salt (1:2) | 520700 | 66260
1,4-Benzenedisulfonic acid, 2-[2-[4-[2-[4-[(4-amino-6-chloro-1,3,5-triazin-2-yl)amino]-5-sulfo-1-naphthalenyl]diazenyl]-6-sulfo-1-naphthalenyl]diazenyl]-, sodium salt (1:4) | 520692 | 66261
1,4-Benzenedisulfonic acid, 2-[2-[4-[2-[4-[(4-amino-6-chloro-1,3,5-triazin-2-yl)amino]-5-sulfo-1-naphthalenyl]diazenyl]-7-sulfo-1-naphthalenyl]diazenyl]-, sodium salt (1:4) | 520684 | 66262
1,3,6-Naphthalenetrisulfonic acid, 7,7'-[1,4-phenylenebis[imino(6-chloro-1,3,5-triazine-4,2-diyl)imino[2-[(aminocarbonyl)amino]-4,1-phenylene]-2,1-diazenediyl]]bis-, sodium salt (1:6) | 520676 | 66263
1,3,6-Naphthalenetrisulfonic acid, 7-[2-[2-[(aminocarbonyl)amino]-4-[(4-amino-6-chloro-1,3,5-triazin-2-yl)amino]phenyl]diazenyl]-, sodium salt (1:3) | 520668 | 66264
2-Anthracenesulfonic acid, 1-amino-4-[[4-[[4-chloro-6-[(2-sulfophenyl)amino]-1,3,5-triazin-2-yl]amino]-3-sulfophenyl]amino]-9,10-dihydro-9,10-dioxo-, sodium salt (1:3) | 520650 | 66265
Ethenol, polymer with ethene and oxirane | 520643 | 66266
Benzenesulfonic acid, oxybis[decyl-, sodium salt (1:2) | 520635 | 66267
Benzenesulfonic acid, oxybis[hexadecyl- | 520627 | 66268
1,3-Isobenzofurandione, polymer with 1,2-ethanediol and (1R,4aR,4bS,10aR)-tetradecahydro-1,4a-dimethyl-7-(1-methylethyl)-1-phenanthrenemethanol | 520619 | 66269
Decanedioic acid, polymer with formaldehyde, hexahydro-2H-azepin-2-one, 1,6-hexanediamine, hexanedioic acid and phenol | 520601 | 66270
Benzenamine, 5-chloro-2-[(4-methylphenyl)sulfonyl]- | 520593 | 66271
Carbamic acid, N-[3-(diethylamino)phenyl]-, 2-ethoxyethyl ester | 520585 | 66272
[1,1'-Biphenyl]-4,4'-diamine, 2,2'-dichloro-, sulfate (1:1) | 520577 | 66273
2-Propenoic acid, 2-methyl-, 1,1'-[(1-methylethylidene)bis[(2-methyl-4,1-phenylene)oxy(1-methyl-2,1-ethanediyl)]] ester | 520569 | 66274
2-Propenoic acid, 1,1'-[(1-methylethylidene)bis[(2-methyl-4,1-phenylene)oxy(1-methyl-2,1-ethanediyl)]] ester | 520551 | 66275
Benzaldehyde, polymer with 4-(1,1-dimethylethyl)phenol and phosphorous trichloride | 520544 | 66276
2-Propenoic acid, 2-methyl-, methyl ester, polymer with aziridine and 2-propenoic acid | 520536 | 66277
Disulfurous acid, sodium salt (1:2), polymer with formaldehyde and phenol | 520528 | 66278
Benzoic acid, 2-hydroxy-, polymer with 4-(1,1-dimethylethyl)phenol and formaldehyde, sodium salt | 520510 | 66279
Benzenamine, 4,4'-(phenylmethylene)bis[2,5-dimethyl-, hydrochloride (1:?) | 520502 | 66280
1,3-Benzenedicarboxylic acid, polymer with 1,4-benzenedicarboxylic acid, 2,2-dimethyl-1,3-propanediol, 1,2-ethanediol, hexanedioic acid and 1,6-hexanediol | 520494 | 66281
Octadecanoic acid, 12-hydroxy-, polymer with .alpha.-hydro-.omega.-hydroxypoly(oxy-1,2-ethanediyl) | 520486 | 66282
Poly(oxy-1,2-ethanediyl), .alpha.,.alpha.',.alpha.''-1,2,3-propanetriyltris[.omega.-hydroxy-, phosphate | 513101 | 66283
Poly(oxy-1,2-ethanediyl), .alpha.-tridecyl-.omega.-hydroxy-, phosphate, ammonium salt | 513093 | 66284
Poly(oxy-1,2-ethanediyl), .alpha.-decyl-.omega.-hydroxy-, 2-ethylhexyl phosphate | 513085 | 66285
Triphosphoric acid, decyl ester, sodium salt | 513077 | 66286
2,6-Octadien-1-ol, 3,7-dimethyl-, (2E)-, ester with boric acid (H3BO3) | 513069 | 66287
Oxirane, 2-methyl-, polymer with oxirane, mono[bis(1-methylpropyl)phenyl] ether | 513051 | 66288
9,12-Octadecadienoic acid (9Z,12Z)-, dimer, polymer with 2-(chloromethyl)oxirane, 4,4'-(1-methylethylidene)bis[phenol] and 2-propenoic acid, nonanoate | 513044 | 66289
1,3-Benzenedicarboxylic acid, polymer with (2E)-2-butenedioic acid and 1,2-ethanediol, 2-ethylhexyl ester, 4-methylbenzenesulfonate | 513036 | 66290
2-Propenoic acid, polymer with ethene, ester with (dimethylamino)-2-methylpropanol | 513028 | 66291
Nonanedioic acid, polymer with 2-(hydroxymethyl)-2-methyl-1,3-propanediol and 1,3-isobenzofurandione, 4-(1,1-dimethylethyl)benzoate nonanoate | 513010 | 66292
1,3-Benzenedicarboxylic acid, polymer with 1,2,3-propanetriol and 1,3,5-trimethoxy-1,5-dimethyl-1,3,5-triphenyltrisiloxane, (9Z,12Z,15Z)-9,12,15-octadecatrienoate | 513002 | 66293
Formaldehyde, polymer with nonylphenol and oxirane, hydrogen 2-sulfobutanedioate, sodium salt | 512996 | 66294
1,3-Benzenedicarboxylic acid, polymer with 2,2-bis[(2-propen-1-yloxy)methyl]-1-butanol, (2E)-2-butenedioic acid and 1,2-ethanediol, 2-ethylhexyl ester | 512988 | 66295
Hexanedioic acid, polymer with 1,3-butanediol, hexadecanoate tetradecanoate | 512962 | 66296
1-Tetradecanol, phosphate | 512947 | 66297
2-Propen-1-ol, polymer with ethenylbenzene, butanedioate dodecanoate | 512939 | 66298
Hexanedioic acid, polymer with oxybis[propanol], isodecyl ester | 512921 | 66299
1,3-Isobenzofurandione, polymer with 2,2-dimethyl-1,3-propanediol, 2-ethyl-2-(hydroxymethyl)-1,3-propanediol and 2,5-furandione, hexadecanoate nonanoate octadecanoate | 512913 | 66300
1,3-Isobenzofurandione, polymer with 2,2-bis(hydroxymethyl)-1,3-propanediol, 2,5-furandione, 2-(hydroxymethyl)-2-methyl-1,3-propanediol and 1,2,3-propanetriol, hexadecanoate nonanoate octadecanoate | 512905 | 66301
1,3-Isobenzofurandione, polymer with 2,2-bis(hydroxymethyl)-1,3-propanediol, 2,5-furandione and 2-(hydroxymethyl)-2-methyl-1,3-propanediol, hexadecanoate nonanoate octadecanoate | 512897 | 66302
Lignosulfonic acid, aluminum chromium salt | 512889 | 66303
Lignosulfonic acid, molybdenum salt | 512871 | 66304
Phenazinium, 3-[[4-[[4-chloro-6-[(3-phosphonophenyl)amino]-1,3,5-triazin-2-yl]amino]-2-sulfophenyl]amino]-7-[ethyl[(3-sulfophenyl)methyl]amino]-5-(4-methoxy-3-sulfophenyl)-, inner salt, sodium salt (1:2) | 512863 | 66305
Benzenesulfonamide, N-methyl-4-[[4,4,5,5,5-pentafluoro-3-(1,1,2,2,2-pentafluoroethyl)-1,2,3-tris(trifluoromethyl)-1-penten-1-yl]oxy]-N-[2-(phosphonooxy)ethyl]- | 512855 | 66306
Hexanedioic acid, polymer with 5-amino-1,3,3-trimethylcyclohexanemethanamine, 1,2-ethanediol, 1,1'-methylenebis[isocyanatocyclohexane] and 1,2-propanediol | 512848 | 66307
2,7-Naphthalenedisulfonic acid, 5-[[4-chloro-6-[[4-(6-methyl-2-benzothiazolyl)phenyl]amino]-1,3,5-triazin-2-yl]amino]-4-hydroxy-3-[(4-methylphenyl)azo]-, monosulfo deriv. | 512830 | 66308
Silicic acid (H4SiO4), tetraethyl ester, polymer with 1-butanol titanium(4+) salt (4:1) | 512822 | 66309
2-Oxepanone, polymer with 5-amino-1,3,3-trimethylcyclohexanemethanamine, .alpha.-hydro-.omega.-hydroxypoly(oxy-1,2-ethanediyl), 1,1'-methylenebis[4-isocyanatocyclohexane] and .alpha.,.alpha.'-[(1-methylethylidene)di-4,1-phenylene]bis[.omega.-hydroxypoly[oxy(methyl-1,2-ethanediyl)]] | 512814 | 66310
Carbamic acid, N-[4-methyl-3-[(phenoxycarbonyl)amino]phenyl]-, C,C'-[2-ethyl-2-[[[[[4-methyl-3-[(phenoxycarbonyl)amino]phenyl]amino]carbonyl]oxy]methyl]-1,3-propanediyl] ester, polymer with 2-(chloromethyl)oxirane, 2,2'-iminobis[ethanol], 1,1'-[methylenebis(oxy)]bis[ethene] and 4,4'-methylenebis[phenol] | 512806 | 66311
Cyclotetrasiloxane, 2-methyl-2,4,4,6,6,8,8-heptakis(1-methylpropoxy)- | 535153 | 66312
Cyclotrisiloxane, 2,2,4,4,6-pentakis(1-methylpropoxy)-6-[[tris(1-methylpropoxy)silyl]oxy]- | 535146 | 66313
Tetrasiloxane, 3,5-dimethyl-1,1,1,7,7,7-hexakis(1-methylpropoxy)-3,5-bis[[tris(1-methylpropoxy)silyl]oxy]- | 535138 | 66314
1,3-Benzenedicarboxylic acid, 1,3-diphenyl ester, polymer with [1,1'-biphenyl]-3,3',4,4'-tetramine, sulfate | 535054 | 66315
Methanamine, N,N-dimethyl-, compd. with .alpha.-tridecyl-.omega.-hydroxypoly[oxy[(chloromethyl)-1,2-ethanediyl]] (1:?) | 535047 | 66316
Boron, (ar-ethenyl-N,N-dimethylbenzenemethanamine-.kappa.N)trihydro-, polymer with diethenylbenzene and 1,1'-[2-ethyl-2-[[(2-methyl-1-oxo-2-propen-1-yl)oxy]methyl]-1,3-propanediyl] bis(2-methyl-2-propenoate) | 535039 | 66317
Octadecanoic acid, 9(or 10)-(sulfooxy)-, isodecyl ester, sodium salt (1:1) | 535021 | 66318
Phosphonic acid, diisotridecyl ester | 535013 | 66319
2-Propenoic acid, 1,1'-[2-ethyl-2-[[(1-oxo-2-propen-1-yl)oxy]methyl]-1,3-propanediyl] ester, polymer with 1,3-diisocyanatomethylbenzene, .alpha.-hydro-.omega.-hydroxypoly[oxy(methyl-1,2-ethanediyl)] and 2-hydroxyethyl 2-propenoate | 535005 | 66320
2-Propenoic acid, 1,1'-[2-ethyl-2-[[(1-oxo-2-propen-1-yl)oxy]methyl]-1,3-propanediyl] ester, polymer with 1,3-diisocyanatomethylbenzene, 2-hydroxyethyl 2-propenoate, 2-methyloxirane and 1,2,3-propanetriol | 534990 | 66321
Benzenemethanol, ar-(1,1-dimethylethyl)-.alpha.-methyl- | 527499 | 66322
2-Propenoic acid, 2-hydroxyethyl ester, polymer with 4-hydroxy-N-(2-hydroxyethyl)-N-methylbutanamide, 1,1'-methylenebis[4-isocyanatocyclohexane], 2-oxepanone and 2,2'-oxybis[ethanol] | 527481 | 66323
1,4-Benzenedicarboxylic acid, polymer with 1,3-dihydro-1,3-dioxo-5-isobenzofurancarboxylic acid, hexanedioic acid and 1,2-propanediol | 527473 | 66324
1,4-Benzenedicarboxylic acid, polymer with 2-ethyl-2-(hydroxymethyl)-1,3-propanediol, hexanedioic acid, 2-(hydroxymethyl)-2-methyl-1,3-propanediol and 2,2'-oxybis[ethanol] | 527465 | 66325
2-Propenoic acid, 2-methyl-, monoester with 1,2-propanediol, polymer with 2,5-furandione, .alpha.,.alpha.'-[(1-methylethylidene)di-4,1-phenylene]bis[.omega.-hydroxypoly[oxy(methyl-1,2-ethanediyl)]] and polymethylenepolyphenylene isocyanate | 527457 | 66326
2-Propenoic acid, 2-methyl-, monoester with 1,2-propanediol, telomer with butyl 2-methyl-2-propenoate, tert-dodecanethiol, ethenylbenzene, 2-ethylhexyl 2-propenoate and 2-propenoic acid, compd. with 1-aziridineethanol | 527440 | 66327
Diphosphoric acid, P,P'-diisooctyl ester | 527424 | 66328
Diphosphoric acid, P,P,P'-triisooctyl ester | 527416 | 66329
1,3-Propanediol, 2,2-dimethyl-, polymer with 5-amino-1,3,3-trimethylcyclohexanemethanamine, 1,3-diisocyanatomethylbenzene, 2-ethyl-2-(hydroxymethyl)-1,3-propanediol and .alpha.-hydro-.omega.-hydroxypoly[oxy(methyl-1,2-ethanediyl)] | 527408 | 66330
2-Oxepanone, polymer with 2,2-bis(hydroxymethyl)-1,3-propanediol and 1,3-diisocyanatomethylbenzene | 527390 | 66331
2-Propenoic acid, 2-methyl-, telomer with N-(butoxymethyl)-2-propenamide, tert-dodecanethiol, ethenylbenzene and 2,5-furandione | 527382 | 66332
2-Propenoic acid, 2-methyl-, telomer with butyl 2-methyl-2-propenoate, tert-dodecanethiol, ethenylbenzene, 2-ethylhexyl 2-propenoate, 2-hydroxyethyl 2-propenoate, methyl 2-methyl-2-propenoate and 2-propenenitrile, compd. with 1-aziridineethanol | 527374 | 66333
2-Propenoic acid, 2-methyl-, butyl ester, telomer with tert-dodecanethiol, ethenylbenzene, 2-ethylhexyl 2-propenoate, 2-hydroxyethyl 2-propenoate, methyl 2-methyl-2-propenoate and 2-propenenitrile | 527366 | 66334
Nickelate(4-), [22-[[(4-sulfophenyl)amino]sulfonyl]-29H,31H-phthalocyanine-1,8,15-trisulfonato(6-)-.kappa.N29,.kappa.N30,.kappa.N31,.kappa.N32]-, hydrogen (1:4), (SP-4-2)- | 527358 | 66335
1,3-Isobenzofurandione, 3a,4,7,7a-tetrahydro-, polymer with 1,3-butanediol, 2,5-furandione, 2,2'-oxybis[ethanol] and 1,2-propanediol | 527341 | 66336
Butanedioic acid, 2-methylene-, polymer with 1,3-butadiene, ethenylbenzene, N-(hydroxymethyl)-2-propenamide and 2-methyl-2-propenoic acid | 527333 | 66337
2-Propenoic acid, 2-methyl-, butyl ester, polymer with 2-hydroxyethyl 2-methyl-2-propenoate, methyl 2-methyl-2-propenoate and 2-methylpropyl 2-methyl-2-propenoate | 527325 | 66338
Chlorosulfuric acid, polymer with 1,4-diethenylbenzene, ethenylbenzene, sodium sulfide (Na(SH)) and sulfur chloride (S2Cl2) | 527317 | 66339
4,7-Methano-1H-indene, 3a,4,7,7a-tetrahydro-, polymer with rel-(1R,3R)-1,3-dimethylcyclohexane | 527309 | 66340
1,6-Hexanediamine, N1,N6-bis(2,2,6,6-tetramethyl-4-piperidinyl)-, polymer with 2-(chloromethyl)oxirane | 527291 | 66341
Ethanol, 2,2',2''-[(butylstannylidyne)tris(thio)]tris- | 527283 | 66342
1-Propanaminium, 3-chloro-2-hydroxy-N,N-dimethyl-N-[3-[(2-methyl-1-oxo-2-propen-1-yl)amino]propyl]-, chloride (1:1) | 527275 | 66343
2-Propen-1-aminium, N-(3-chloro-2-hydroxypropyl)-N,N-dimethyl-, chloride (1:1) | 527267 | 66344
Heptanoic acid, 1,1'-[oxybis(2,1-ethanediyloxy-2,1-ethanediyl)] ester | 527259 | 66345
2-Naphthalenecarboxylic acid, 3-hydroxy-4-[2-(6-sulfo-2-naphthalenyl)diazenyl]-, calcium salt (1:1) | 527242 | 66346
2,7-Naphthalenedisulfonic acid, 3-hydroxy-4-[2-(1-sulfo-2-naphthalenyl)diazenyl]-, barium salt (2:3) | 527234 | 66347
.beta.-Alanine, N-[3-(acetylamino)-4-[2-(2,4-dinitrophenyl)diazenyl]phenyl]-N-(3-methoxy-3-oxopropyl)-, methyl ester | 527226 | 66348
1,3-Naphthalenedisulfonic acid, 7-hydroxy-8-[2-[4-[2-(3-phosphonophenyl)diazenyl]-2-sulfophenyl]diazenyl]-, ammonium sodium salt (1:1:3) | 527218 | 66349
Benzenesulfonic acid, 4-[[4,4,5,5,5-pentafluoro-3-(1,1,2,2,2-pentafluoroethyl)-1,2,3-tris(trifluoromethyl)-1-penten-1-yl]oxy]-, compd. with N,N-dibutyl-1-butanamine (1:1) | 527200 | 66350
Ethanol, 2,2',2''-nitrilotris-, 1,1',1''-(dihydrogen phosphate), compd. with morpholine (1:?) | 527192 | 66351
Carbamic acid, N-[2-[ethyl(3-methylphenyl)amino]phenyl]-, ethyl ester | 527184 | 66352
9,10-Anthracenedione, 6,7-dichloro-1,4-bis[(4-methylphenyl)amino]- | 527176 | 66353
1H-Imidazolium, 1-(carboxymethyl)-4,5-dihydro-1-(2-hydroxyethyl)-2-undecyl-, salt with .alpha.-sulfo-.omega.-(tridecyloxy)poly(oxy-1,2-ethanediyl), sodium salt (1:1:1) | 527168 | 66354
Benzenesulfonic acid, 2,2'-(1,2-ethenediyl)bis[5-[[4-[bis(2-hydroxyethyl)amino]-6-[(3-sulfophenyl)amino]-1,3,5-triazin-2-yl]amino]-, sodium salt, hydrochloride, compd. with 2,2'-iminobis[ethanol] and 2,2',2''-nitrilotris[ethanol] (1:2:6:1:1) | 527150 | 66355
2-Butenedioic acid (2Z)-, polymer with 2,5-furandione, 1,3-isobenzofurandione, 2,2'-oxybis[ethanol], 1,2-propanediol and 3a,4,7,7a-tetrahydro-4,7-methano-1H-indene | 527143 | 66356
1-Piperidinecarboxamide, 4,4'-(1,3-propanediyl)bis- | 527127 | 66357
Silane, (chloromethyl)decyldimethyl- | 527101 | 66358
9-Octadecenoic acid (9Z)-, compd. with (9Z)-N-[3-(dimethylamino)propyl]-9-octadecenamide (1:1) | 527093 | 66359
Octadecanoic acid, compd. with N,N-dimethyl-1-dodecanamine (1:1) | 527077 | 66360
9-Octadecenoic acid (9Z)-, compd. with N,N-dimethyl-1-hexadecanamine (1:1) | 527051 | 66361
Phenol, 2-(1,1-dimethylethyl)-, polymer with 2-(chloromethyl)oxirane and 4,4'-(1-methylethylidene)bis[phenol] | 527036 | 66362
Tetrasulfide, dihexyl | 527028 | 66363
Phosphonic acid, P-methyl-, dimethyl ester, polymer with oxirane and phosphorus oxide (P2O5) | 527010 | 66364
Benzeneacetic acid, 4-(difluoromethoxy)-.alpha.-(1-methylethyl)-, cyano(3-phenoxyphenyl)methyl ester | 520262 | 66365
Ethanesulfonamide, 2-chloro-N-[(octadecylamino)carbonyl]- | 520254 | 66366
[1,1'-Biphenyl]-4-carboxylic acid, 4'-octyl-, 4-[(2S)-2-methylbutyl]phenyl ester | 520247 | 66367
1-Hexen-3-one, 5-methyl-1-(2,6,6-trimethyl-2-cyclohexen-1-yl)- | 520239 | 66368
1,4-Benzenedicarbonyl dichloride, polymer with 4,4'-bicyclo[2.2.1]hept-2-ylidenebis[phenol], carbonic dichloride and nonanedioyl dichloride | 520221 | 66369
1,4-Benzenedicarboxylic acid, 1,4-dimethyl ester, polymer with 1,4-cyclohexanedimethanol, 1,2-ethanediol, 2-methyloxirane and oxirane | 520213 | 66370
3-Thiophenecarboxylic acid, 5-(2-methyl-1-oxopropyl)-2-[2-[1,2,3,4-tetrahydro-1-(2-hydroxyethyl)-2,7-dimethyl-6-quinolinyl]diazenyl]-, methyl ester | 520205 | 66371
1,3-Propanediol, 2,2-dimethyl-, polymer with .alpha.-hydro-.omega.-hydroxypoly[oxy(methyl-1,2-ethanediyl)] and 1,1'-methylenebis[4-isocyanatobenzene] | 534347 | 66372
1-Dodecanesulfonic acid, 2(3-,4-,5-,6 or 7)-hydroxy-, monoammonium salt | 534339 | 66373
10-Oxa-4,6-dithia-5-stannatetracosanoic acid, 5,5-dibutyl-9-oxo-, tetradecyl ester | 534313 | 66374
Propanoic acid, 3-mercapto-, tetradecyl ester | 534305 | 66375
1-Propanaminium, N-(2-hydroxyethyl)-N,N-dimethyl-3-[(2-methyl-1-oxo-2-propen-1-yl)amino]-, acetate (1:1) | 534297 | 66376
Propanoic acid, 3-mercapto-, pentadecyl ester | 534271 | 66377
1,3,2-Dioxaphosphorinane, 2,2'-[(2,2-dimethyl-1,3-propanediyl)bis(oxy)]bis[5,5-dimethyl-, 2,2'-dioxide | 534263 | 66378
2H-Pyrrolium, 1-ethyl-3,4-dihydro-5-[3-[1-(3-sulfopropyl)-2-pyrrolidinylidene]-1-propen-1-yl]-, inner salt | 534248 | 66379
Benzothiazolium, 3-(2-carboxyethyl)-2-[2-[(3-ethyl-5-methoxy-2(3H)-benzoselenazolylidene)methyl]-1-buten-1-yl]-6-methoxy-5-methyl-, iodide (1:1) | 534230 | 66380
6,14-Dioxa-9,11-dithia-10-stannanonadecanedioic acid, 10-butyl-10-[[2-[(5-methoxy-1,5-dioxopentyl)oxy]ethyl]thio]-5,15-dioxo-, 1,19-dimethyl ester | 534222 | 66381
7,15-Dioxa-10,12-dithia-11-stannaheneicosanedioic acid, 11-butyl-11-[[2-[(6-methoxy-1,6-dioxohexyl)oxy]ethyl]thio]-6,16-dioxo-, 1,21-dimethyl ester | 534214 | 66382
6,14-Dioxa-9,11-dithia-10-stannanonadecanedioic acid, 10,10-dibutyl-5,15-dioxo-, 1,19-dimethyl ester | 534206 | 66383
Hexanedioic acid, 1-(2-mercaptoethyl) 6-methyl ester | 534198 | 66384
Pentanedioic acid, 1-(2-mercaptoethyl) 5-methyl ester | 534180 | 66385
2-Butenedioic acid (2Z)-, 1,1'-(dibutylstannylene) 4,4'-bis[2-(dimethylamino)ethyl] ester | 534172 | 66386
Butanedioic acid, 1,1'-(dibutylstannylene) 4,4'-bis[2-(dimethylamino)ethyl] ester | 534164 | 66387
6,14-Dioxa-9,11-dithia-10-stannanonadecanedioic acid, 10-[[2-[(5-methoxy-1,5-dioxopentyl)oxy]ethyl]thio]-10-methyl-5,15-dioxo-, 1,19-dimethyl ester | 534156 | 66388
7,15-Dioxa-10,12-dithia-11-stannaheneicosanedioic acid, 11-[[2-[(6-methoxy-1,6-dioxohexyl)oxy]ethyl]thio]-11-methyl-6,16-dioxo-, 1,21-dimethyl ester | 534149 | 66389
Benzothiazolium, 2-[2-[[5-bromo-3-(2-carboxyethyl)-2(3H)-benzothiazolylidene]methyl]-1-buten-1-yl]-3-ethyl-5,6-dimethyl-, iodide (1:1) | 534131 | 66390
1-Propanesulfonic acid, 3-(trihydroxysilyl)-, potassium salt (1:1) | 534123 | 66391
1-Propanesulfonic acid, 3-(trihydroxysilyl)-, sodium salt (1:1) | 534115 | 66392
1-Propanesulfonic acid, 3-(trihydroxysilyl)- | 534107 | 66393
2-Propenoic acid, polymer with diethenylbenzene, ethenylbenzene and 1,3,5-triethenylcyclohexane | 534099 | 66394
1,3-Benzenedicarboxylic acid, polymer with 2,2-dimethyl-1,3-propanediol, 2-ethyl-2-(hydroxymethyl)-1,3-propanediol, hexanedioic acid and nonanedioic acid | 534081 | 66395
2-Propenoic acid, 2-methyl-, polymer with ethenylbenzene and 2-hydroxypropyl 2-propenoate | 534073 | 66396
1-Propanaminium, N-ethyl-N,N-dimethyl-3-[(2-methyl-1-oxo-2-propen-1-yl)amino]-, ethyl sulfate (1:1), polymer with 2-propenamide | 534065 | 66397
1-Propanaminium, N-ethyl-N,N-dimethyl-3-[(2-methyl-1-oxo-2-propen-1-yl)amino]-, ethyl sulfate (1:1) | 534057 | 66398
Cyclohexene, 1-methyl-4-(1-methylethenyl)-, polymer with cyclopentene, 2-methyl-2-butene and 1,3-pentadiene | 534040 | 66399
2-Propenoic acid, 2-methyl-, polymer with methyl 2-methyl-2-propenoate, compd. with 2-methylaziridine | 527002 | 66400
2-Propenoic acid, 2-methyl-, polymer with ethyl 2-propenoate, methyl 2-methyl-2-propenoate, 2-methyl-2-propenenitrile and 2-propenamide | 526996 | 66401
2-Propenoic acid, 2-methyl-, polymer with dodecyl 2-methyl-2-propenoate and methyl 2-methyl-2-propenoate, compd. with 1-aziridineethanol | 526988 | 66402
Diphosphoric acid, P,P,P'-trimethyl ester | 526970 | 66403
Diphosphoric acid, P,P,P'-tritridecyl ester | 526954 | 66404
Diphosphoric acid, P,P,P'-tris(3-methylbutyl) ester | 526939 | 66405
1-Butanol, 3-methyl-, 1-(dihydrogen phosphate), ammonium salt (1:1) | 526921 | 66406
Hexanedioic acid, polymer with 1,4-butanediol, .alpha.-hydro-.omega.-hydroxypoly(oxy-1,4-butanediyl) and 1,1'-methylenebis[4-isocyanatobenzene] | 526913 | 66407
L-Aspartic acid, N-(1-oxo-2-propen-1-yl)-, polymer with isooctyl 2-propenoate and 2-propenamide | 526905 | 66408
L-Aspartic acid, N-(1-oxo-2-propen-1-yl)-, polymer with isooctyl 2-propenoate | 526897 | 66409
Benzenemethanaminium, N,N,N-tris(2-hydroxyethyl)-, chloride (1:1), polymer with formaldehyde and 1,3,5-triazine-2,4,6-triamine | 526871 | 66410
2-Propenoic acid, 2-methyl-, polymer with butyl 2-propenoate, ethenylbenzene, 2-hydroxyethyl 2-methyl-2-propenoate, methyl 2-methyl-2-propenoate and 2-propenoic acid | 526863 | 66411
Butanedioic acid, 2-methylene-, polymer with butyl 2-propenoate, ethenylbenzene and 2-propenoic acid | 526855 | 66412
2-Propenoic acid, 2-methyl-, methyl ester, polymer with butyl 2-propenoate, 1,2-ethanediamine and 2-propenoic acid | 526848 | 66413
Hexanedioic acid, polymer with 1,4-butanediol, 1,4-cyclohexanedimethanol, 2,2-dimethyl-1,3-propanediol and 1,1'-methylenebis[4-isocyanatobenzene] | 526830 | 66414
1,3-Benzenedicarboxylic acid, polymer with 2,2-dimethyl-1,3-propanediol and 1,1'-methylenebis[4-isocyanatobenzene] | 526822 | 66415
Hexanedioic acid, polymer with 1,4-butanediol and 1,4-diisocyanatobenzene | 526814 | 66416
1,3,6-Naphthalenetrisulfonic acid, 7-[2-[4-amino-2-[(aminocarbonyl)amino]phenyl]diazenyl]-, sodium salt (1:2) | 526806 | 66417
Acetamide, N-[2-[2-[4-chloro-2-(trifluoromethyl)phenyl]diazenyl]-5-(diethylamino)-4-methoxyphenyl]- | 526798 | 66418
3H-Indolium, 2-[2-(2,5-dihydro-2-methyl-5-oxo-3-phenyl-4-isoxazolyl)ethenyl]-1-ethyl-3,3-dimethyl-5-(phenylsulfonyl)-, 4-methylbenzenesulfonate (1:1) | 526772 | 66419
Quinolinium, 7-chloro-1-ethyl-4-methyl-, 4-methylbenzenesulfonate (1:1) | 526764 | 66420
L-Aspartic acid, N-(1-oxo-2-propen-1-yl)- | 526749 | 66421
L-Aspartic acid, N-(1-oxo-2-propen-1-yl)-, sodium salt (1:2) | 526731 | 66422
Ethanedioic acid, 1,2-bis(1,1-dimethyl-2-phenylethyl) ester | 526715 | 66423
9,10-Anthracenedione, 1,5-bis[(4-ethoxyphenyl)amino]- | 526707 | 66424
Phosphoric acid, mono[2-butoxy-1-[[ethyl(3-methylphenyl)amino]methyl]ethyl] monopropyl ester | 526699 | 66425
2-Naphthalenesulfonic acid, 7-[(5-chloro-2,6-difluoro-4-pyrimidinyl)amino]-4-hydroxy-, sodium salt (1:1) | 526681 | 66426
2-Naphthalenecarboxylic acid, 3-hydroxy-4-[2-(2-methoxy-4-nitrophenyl)diazenyl]- | 526673 | 66427
1,3,6-Naphthalenetrisulfonic acid, 7-amino-, ammonium salt (1:2) | 526665 | 66428
2-Naphthalenesulfonic acid, 7-amino-4-[(phenylsulfonyl)oxy]-, sodium salt (1:1) | 526657 | 66429
1-Naphthalenecarboxylic acid, 6-(chlorosulfonyl)-2-hydroxy- | 526640 | 66430
Phosphonic acid, P,P',P'',P'''-[[(phosphonomethyl)imino]bis[2,1-ethanediylnitrilobis(methylene)]]tetrakis-, ammonium salt (1:?) | 526632 | 66431
Copper zirconium oxide (CuZrO3) | 526616 | 66432
Samarium selenide (Sm2Se) | 526608 | 66433
2-Cyclohexene-1-octanoic acid, 5(or 6)-carboxy-4-hexyl-, ester with 2-ethyl-2-(hydroxymethyl)-1,3-propanediol | 526590 | 66434
Starch, hydrogen 2-(1-octadecen-1-yl)butanedioate, sodium salt | 526582 | 66435
Octadecanoic acid, 12-(acetyloxy)-, 2-methoxyethyl ester | 526574 | 66436
Benzenesulfonic acid, 4-[2-[5-amino-1-(4-chlorophenyl)-3-methyl-1H-pyrazol-4-yl]diazenyl]-2,5-dichloro-, compd. with 2,2',2''-nitrilotris[ethanol] (1:1) | 526566 | 66437
1,3-Naphthalenedisulfonic acid, 7-hydroxy-8-[2-[4-(2-phenyldiazenyl)phenyl]diazenyl]-, compd. with N-octyl-1-octanamine (1:2) | 526558 | 66438
Poly(oxy-1,2-ethanediyl), .alpha.-[tris(2-hydroxyethyl)silyl]-.omega.-[[tris(2-hydroxyethyl)silyl]oxy]- | 526541 | 66439
Formaldehyde, polymer with 1,3-benzenediamine, 2-(chloromethyl)oxirane, 4,4'-methylenebis[benzenamine], 4,4'-(1-methylethylidene)bis[phenol], 3-(2-oxiranyl)-7-oxabicyclo[4.1.0]heptane and phenol | 526533 | 66440
2-Propenoic acid, polymer with 5,5-dimethyl-1,3-bis(2-oxiranyl)-2,4-imidazolidinedione and 5,5-dimethyl-1-(2-oxiranyl)-3-[2-(2-oxiranyloxy)propyl]-2,4-imidazolidinedione | 526525 | 66441
Magnesium, methylpropyl- | 526517 | 66442
1,3-Benzenediamine, 5,5'-methylenebis- | 526509 | 66443
Chromate(1-), bis[4-(hydroxy-.kappa.O)-3-[2-[2-(hydroxy-.kappa.O)-1-naphthalenyl]diazenyl-.kappa.N1]-N-methylbenzenesulfonamidato(2-)]-, hydrogen (1:1) | 526491 | 66444
1,4-Benzenedicarboxylic acid, polymer with 1,4-cyclohexanedimethanol, 2,2-dimethyl-1,3-propanediol and 2-ethyl-2-(hydroxymethyl)-1,3-propanediol | 526483 | 66445
2-Naphthalenecarboxylic acid, 3-hydroxy-4-[2-[1-(sulfomethyl)-2-naphthalenyl]diazenyl]-, strontium salt (1:1) | 526475 | 66446
1H-Indene-1,3(2H)-dione, 2-(ar,4-dibromo-3-hydroxy-2(1H)-quinolinylidene)- | 526467 | 66447
2-Propenoic acid, 2-methyl-, butyl ester, polymer with ethenylbenzene, methyl 2-methyl-2-propenoate, 1,2-propanediol mono-2-propenoate and 2-propenoic acid, compd. with 2-(dimethylamino)ethanol | 526459 | 66448
Octadecadienoic acid, dimer | 526434 | 66449
Octadecanamide, N-[3-(dimethylamino)propyl]-C-hydroxy- | 526426 | 66450
2-Propenoic acid, isooctyl ester, polymer with N-(1,1,3,3-tetramethylbutyl)-2-propenamide | 519850 | 66451
9-Octadecenoic acid (9Z)-, compd. with N,N-dimethyl-1-octadecanamine (1:1) | 519843 | 66452
Octadecanamide, N,N'-[[(2-cyanoethyl)imino]di-2,1-ethanediyl]bis- | 519835 | 66453
1H-Imidazolium, 1(or 3)-(2-carboxyethyl)-4,5-dihydro-1-(2-hydroxyethyl)-2-undecyl-, hydroxide, sodium salt (1:1:1) | 519405 | 66454
4,7-Methano-1H-indene, 3a,4,7,7a-tetrahydro-, polymer with ethenylbenzene, 2-methyl-1-propene and 1,3-pentadiene | 534032 | 66455
Chromate(1-), [3-hydroxy-4-[2-(1-hydroxy-8-sulfo-2-naphthalenyl)diazenyl]-1-naphthalenesulfonato(4-)]-, sodium (1:1) | 534024 | 66456
Octadecanoic acid, 12-hydroxy-, homopolymer, calcium salt | 534016 | 66457
2-Propenoic acid, 2-methyl-, methyl ester, polymer with butyl 2-propenoate, ethenylbenzene, 2-hydroxyethyl 2-propenoate, 2-mercaptoethanol and 2-propenoic acid | 534008 | 66458
2-Propenoic acid, 2-methyl-, dodecyl ester, polymer with ethenylbenzene, ethyl 2-methyl-2-propenoate and 2-hydroxyethyl 2-propenoate | 533992 | 66459
2-Propenoic acid, 2-methyl-, 2-isocyanatoethyl ester, telomer with 1-dodecanethiol and ethenylbenzene | 533984 | 66460
2-Propenoic acid, 2-methyl-, 2-isocyanatoethyl ester, telomer with butyl 2-propenoate, 1-dodecanethiol and ethenylbenzene | 533976 | 66461
5-Isobenzofurancarboxylic acid, 1,3-dihydro-1,3-dioxo-, polymer with 2,2'-oxybis[ethanol] and 3a,4,7,7a-tetrahydro-1,3-isobenzofurandione | 533968 | 66462
1,3-Benzenedicarboxylic acid, polymer with 1,3-dihydro-1,3-dioxo-5-isobenzofurancarboxylic acid, 1,2-ethanediol, 2,5-furandione and 2,2'-oxybis[ethanol] | 533950 | 66463
Boron, [N-[3-(dimethylamino-.kappa.N)propyl]-2-propenamide]trihydro-, (T-4)-, polymer with diethenylbenzene and 1,1'-[oxybis(2,1-ethanediyloxy)]bis[ethene] | 533943 | 66464
Naphthalene, 1-bromo-3-(4'-bromo[1,1'-biphenyl]-4-yl)-1,2,3,4-tetrahydro- | 533935 | 66465
Pentanamide, N,N-bis(2-hydroxyethyl)- | 533927 | 66466
Propanoic acid, 3-[2-(4,5-dihydro-2-nonyl-1H-imidazol-1-yl)ethoxy]-, sodium salt (1:1) | 533919 | 66467
Benzenesulfonic acid, 2,2'-(1,2-ethenediyl)bis[5-[[4-[bis(2-hydroxyethyl)amino]-6-(phenylamino)-1,3,5-triazin-2-yl]amino]-, potassium sodium salt (1:?:?) | 533901 | 66468
Ethanesulfonic acid, 2-[[4,5-dihydroxy-3-(hydroxymethyl)-2-oxo-1-imidazolidinyl]methoxy]-, sodium salt (1:1) | 533893 | 66469
2-Anthracenecarboxylic acid, 1,4-diamino-9,10-dihydro-9,10-dioxo-, 1-methylethyl ester | 533885 | 66470
Benzenesulfonic acid, 4-(diethylamino)-, sodium salt (1:1) | 533877 | 66471
Poly(oxy-1,2-ethanediyl), .alpha.-hydro-.omega.-hydroxy-, ether with 2,2',2'',2'''-[[(2-hydroxyethyl)imino]bis(6,1-hexanediylnitrilo)]tetrakis[ethanol] (5:1) | 533778 | 66472
Benzenesulfonic acid, dodecyl-, compd. with .alpha.-hydro-.omega.-hydroxypoly(oxy-1,2-ethanediyl) ether with 2,2',2'',2'''-[[(2-hydroxyethyl)imino]bis(6,1-hexanediylnitrilo)]tetrakis[ethanol] (5:1) | 533711 | 66473
1,3-Benzenedicarboxylic acid, 5-sulfo-, 1,3-dimethyl ester, sodium salt (1:1), polymer with 1,4-dimethyl 1,4-benzenedicarboxylate, 1,2-ethanediol and pentanedioic acid | 526400 | 66474
2-Propenoic acid, polymer with butyl 2-propenoate, N-(hydroxymethyl)-2-propenamide and methyl 2-propenoate | 526392 | 66475
2-Propenoic acid, butyl ester, polymer with ethyl 2-propenoate, N-(hydroxymethyl)-2-propenamide, 2-methyl-2-propenamide and 2-propenenitrile | 526384 | 66476
1,4-Benzenedicarboxylic acid, 1,4-dimethyl ester, polymer with 1,2-ethanediol and pentanedioic acid | 526376 | 66477
2-Propenoic acid, 2-methyl-, 2-(diethylamino)ethyl ester, polymer with dodecyl 2-methyl-2-propenoate, ethenylbenzene, hexadecyl 2-methyl-2-propenoate and tetradecyl 2-propenoate | 526368 | 66478
1,3-Benzenedicarboxylic acid, 5-sulfo-, 1,3-dimethyl ester, sodium salt (1:1), polymer with 1,6-hexanediamine and hexanedioic acid | 526350 | 66479
Butanedioic acid, 2-methylene-, polymer with N1-(2-aminoethyl)-1,2-ethanediamine, 6-aminohexanoic acid, 2-(chloromethyl)oxirane and hexahydro-2H-azepin-2-one | 526343 | 66480
Benzenamine, N,N-diethyl-3-methyl-4-[2-(5-nitro-2-thiazolyl)diazenyl]- | 526335 | 66481
Benzenamine, N,N-diethyl-3-methyl-4-[2-(2-thiazolyl)diazenyl]- | 526327 | 66482
Potassium peroxymonosulfate sulfate (K5[HSO3(O2)][SO3(O2)](HSO4)2) | 526319 | 66483
6-Benzothiazolesulfonic acid, 2-[2-[4-[[(2-chlorophenyl)methyl]ethylamino]-2-methylphenyl]diazenyl]-, compd. with 2,2'-iminobis[ethanol] (1:1) | 526301 | 66484
6-Benzothiazolesulfonic acid, 2-[2-[4-[[(2-chlorophenyl)methyl]ethylamino]-2-methylphenyl]diazenyl]-, sodium salt (1:1) | 526293 | 66485
Benzenesulfonamide, 2-amino-N-cyclohexyl-N-methyl- | 526285 | 66486
Benzenesulfonamide, N-cyclohexyl-N-methyl-2-nitro- | 526277 | 66487
Acetamide, N-[3-[[2-(acetyloxy)ethyl](phenylmethyl)amino]-4-methoxyphenyl]- | 526269 | 66488
Silane, triethenylethoxy- | 526251 | 66489
Benzenesulfonic acid, 4-[2-(2-hydroxy-1-naphthalenyl)diazenyl]-, compd. with N-octyl-1-octanamine (1:1) | 526244 | 66490
2,7-Naphthalenedisulfonic acid, 3-hydroxy-4-[2-[4-(2-phenyldiazenyl)phenyl]diazenyl]-, compd. with N-octyl-1-octanamine (1:2) | 526236 | 66491
Benzenesulfonic acid, 4-chloro-3-[4,5-dihydro-3-methyl-5-oxo-4-(2-phenyldiazenyl)-1H-pyrazol-1-yl]-, compd. with N-octyl-1-octanamine (1:1) | 526228 | 66492
Phenol, 2,4-bis(1-methyl-1-phenylethyl)-6-[2-(2-nitrophenyl)diazenyl]- | 526210 | 66493
Phenol, 2-(2H-benzotriazol-2-yl)-4,6-bis(1,1,3,3-tetramethylbutyl)- | 526202 | 66494
Phenol, 2-[2-(2-nitrophenyl)diazenyl]-4,6-bis(1,1,3,3-tetramethylbutyl)- | 526194 | 66495
1-Disiloxanol, 1,1,3,3,3-pentamethyl-, 1-acetate | 526186 | 66496
1,3-Propanediol, 2,2-bis(hydroxymethyl)-, homopolymer, isononanoate pentanoate | 526095 | 66497
1,3-Propanediol, 2,2-bis(hydroxymethyl)-, homopolymer, heptanoate isononanoate | 526087 | 66498
Phenol, 4,4'-(1-methylethylidene)bis-, polymer with 2-(chloromethyl)oxirane, 4-methylbenzenesulfonate | 519215 | 66499
Nonanedioic acid, polymer with 1,3-butanediol, decyl octyl ester | 519207 | 66500
2-Cyclohexene-1-octanoic acid, 5(or 6)-carboxy-4-hexyl-, polymer with 2-methyloxirane and oxirane, (9Z,12Z)-9,12-octadecadienoate | 519199 | 66501
Formaldehyde, polymer with 2-(chloromethyl)oxirane, N1,N1-dimethyl-1,3-propanediamine, 4,4'-(1-methylethylidene)bis[phenol], 2-tetradecyloxirane and 1,3,5-triazine-2,4,6-triamine, benzoate (ester) | 519181 | 66502
2,5-Furandione, dihydro-, polymer with ethenylbenzene and 2-propen-1-ol, benzoate | 519173 | 66503
9-Octadecenoic acid (9Z)-, ester with 2-ethyl-2-(hydroxymethyl)-1,3-propanediol | 519165 | 66504
Hexanamide, N,N,2-triethyl- | 519157 | 66505
1H-Pyrrole-2,5-dione, 1-(2-methyl-1-naphthalenyl)- | 519140 | 66506
L-Aspartic acid, N,N-bis(phosphonomethyl)- | 519132 | 66507
Ethanaminium, N-[4-[[4-(diethylamino)phenyl][4-(ethylamino)-1-naphthalenyl]methylene]-2,5-cyclohexadien-1-ylidene]-N-ethyl-, molybdatesilicate | 518902 | 66508
Acetic acid, 2-mercapto-, polymer with 2-(chloromethyl)oxirane and 4,4'-(1-methylethylidene)bis[phenol], nonylphenyl ester | 518894 | 66509
2,5-Furandione, 3-dodecyldihydro-, polymer with 2-(chloromethyl)oxirane and 4,4'-(1-methylethylidene)bis[phenol], 2-[(1-oxo-2-propen-1-yl)oxy]ethyl ester | 518886 | 66510
Poly(oxy-1,2-ethanediyl), .alpha.-octadecyl-.omega.-hydroxy-, phosphate, sodium salt | 518878 | 66511
Benzoic acid, 2-[4,5-dihydro-4-methyl-4-(1-methylethyl)-5-oxo-1H-imidazol-2-yl]-4-methyl-, methyl ester | 518860 | 66512
Naphthalenesulfonic acid, polymer with formaldehyde and 4,4'-sulfonylbis[phenol], sodium salt | 518852 | 66513
1,3-Isobenzofurandione, polymer with 2,2-bis(bromomethyl)-1,3-propanediol, 2,5-furandione and 3a,4,7,7a-tetrahydro-1,3-isobenzofurandione | 518845 | 66514
Hexanedioic acid, polymer with .alpha.-hydro-.omega.-hydroxypoly(oxy-1,2-ethanediyl), 1,1'-methylenebis[4-isocyanatobenzene] and 2-oxepanone | 518837 | 66515
Ethanol, 2,2'-oxybis-, polymer with .alpha.-hydro-.omega.-hydroxypoly(oxy-1,2-ethanediyl) and 1,1'-methylenebis[4-isocyanatobenzene] | 518829 | 66516
Poly(oxy-1,2-ethanediyl), .alpha.-[4-(2-oxiranylmethoxy)benzoyl]-.omega.-[[4-(2-oxiranylmethoxy)benzoyl]oxy]- | 518811 | 66517
2-Propenoic acid, 2-methyl-, polymer with 2-ethylhexyl 2-propenoate, ethyl 2-propenoate and (1-methylethenyl)benzene | 518803 | 66518
Benzenesulfonic acid, 4-ethenyl-, calcium salt (2:1), polymer with 1,4-diethenylbenzene | 518795 | 66519
Sulfuric acid, dimethyl ester, compd. with N,N-bis[3-(dimethylamino)propyl]octadecanamide (1:?) | 518787 | 66520
Dodecanamide, N-octyl- | 518779 | 66521
Carbonodithioic acid, S-methyl O-(2-methylpropyl) ester | 518761 | 66522
Phenol, 4-(1,1-dimethylpropyl)-, 1,1',1''-phosphite, compd. with N-cyclohexylcyclohexanamine (1:1) | 518753 | 66523
Chromate(3-), [3-[2-[4,5-dihydro-3-methyl-5-(oxo-.kappa.O)-1-phenyl-1H-pyrazol-4-yl]diazenyl-.kappa.N1]-2-(hydroxy-.kappa.O)-5-nitrobenzenesulfonato(3-)][2-(hydroxy-.kappa.O)-3-[2-[2-(hydroxy-.kappa.O)-1-naphthalenyl]diazenyl-.kappa.N1]-5-nitrobenzenesulfonato(3-)]-, sodium (1:3) | 518746 | 66524
1,3-Propanediol, 2-ethyl-2-(hydroxymethyl)-, homopolymer, isooctadecanoate | 533265 | 66525
1,3-Propanediol, 2,2-bis(hydroxymethyl)-, homopolymer, 2-ethylhexanoate | 533257 | 66526
Benzenesulfonic acid, 2-amino-5-[2-(3-phosphonophenyl)diazenyl]- | 533240 | 66527
Benzenesulfonic acid, 4-[2-[3-(aminocarbonyl)-6-hydroxy-4-methyl-2-oxo-1(2H)-pyridinyl]ethyl]- | 533232 | 66528
Phosphonic acid, P-[3-[2-(4-aminophenyl)diazenyl]phenyl]- | 533224 | 66529
1,2,4-Benzenetricarboxylic acid, 1,2,4-tris[2-(2-butoxyethoxy)ethyl] ester | 533216 | 66530
Nonanedioic acid, 1,9-bis[2-(2-butoxyethoxy)ethyl] ester | 533208 | 66531
Decanedioic acid, 1,10-bis[2-(2-butoxyethoxy)ethyl] ester | 533190 | 66532
1H-Pyrazole-3-carboxylic acid, 4-[2-[5-[(4,6-dichloro-1,3,5-triazin-2-yl)amino]-2-sulfophenyl]diazenyl]-4,5-dihydro-5-oxo-1-(4-sulfophenyl)-, sodium salt (1:3) | 533182 | 66533
Benzenesulfonic acid, 3-[2-[4-[2-(4-hydroxyphenyl)diazenyl]-3-methoxyphenyl]diazenyl]-, sodium salt (1:2) | 533174 | 66534
Ethanol, 2,2'-[[3-methyl-4-[2-(4-nitrophenyl)diazenyl]phenyl]imino]bis-, 1,1'-diacetate | 533166 | 66535
1H-Pyrazole-3-carboxylic acid, 4,4'-[carbonylbis[imino(3-sulfo-4,1-phenylene)imino(6-chloro-1,3,5-triazine-4,2-diyl)imino(6-sulfo-3,1-phenylene)-2,1-diazenediyl]]bis[4,5-dihydro-5-oxo-1-(4-sulfophenyl)-, sodium salt (1:6) | 533158 | 66536
2-Anthracenesulfonic acid, 1-amino-4-[[3-[[4-chloro-6-(4-sulfophenoxy)-1,3,5-triazin-2-yl]amino]-2,4,6-trimethyl-5-sulfophenyl]amino]-9,10-dihydro-9,10-dioxo-, sodium salt (1:3) | 533141 | 66537
2-Propenoic acid, 2-methyl-, 2-[[[[5-[[[4-[[(1,1,2,2,3,3,4,4,5,5,6,6,7,7,8,8,8-heptadecafluorooctyl)sulfonyl]methylamino]butoxy]carbonyl]amino]-2-methylphenyl]amino]carbonyl]oxy]propyl ester, telomer with butyl 2-propenoate, 2-[[(1,1,2,2,3,3,4,4,5,5,6,6,7,7,8,8,8-heptadecafluorooctyl)sulfonyl]methylamino]ethyl 2-propenoate, 2-[[[[2-methyl-5-[[[4-[methyl[(1,1,2,2,3,3,4,4,4-nonafluorobutyl)sulfonyl]amino]butoxy]carbonyl]amino]phenyl]amino]carbonyl]oxy]propyl 2-methyl-2-propenoate, 2-[[[[2-methyl-5-[[[4-[methyl[(1,1,2,2,3,3,4,4,5,5,6,6,7,7,7-pentadecafluoroheptyl)sulfonyl]amino]butoxy]carbonyl]amino]phenyl]amino]carbonyl]oxy]propyl 2-methyl-2-propenoate, 2-[[[[2-methyl-5-[[[4-[methyl[(1,1,2,2,3,3,4,4,5,5,6,6,6-tridecafluorohexyl)sulfonyl]amino]butoxy]carbonyl]amino]phenyl]amino]carbonyl]oxy]propyl 2-methyl-2-propenoate, 2-[[[[2-methyl-5-[[[4-[methyl[(1,1,2,2,3,3,4,4,5,5,5-undecafluoropentyl)sulfonyl]amino]butoxy]carbonyl]amino]phenyl]amino]carbonyl]oxy]propyl 2-methyl-2-propenoate, 2-[methyl[(1,1,2,2,3,3,4,4,4-nonafluorobutyl)sulfonyl]amino]ethyl 2-propenoate, 2-[methyl[(1,1,2,2,3,3,4,4,5,5,6,6,7,7,7-pentadecafluoroheptyl)sulfonyl]amino]ethyl 2-propenoate, 2-[methyl[(1,1,2,2,3,3,4,4,5,5,6,6,6-tridecafluorohexyl)sulfonyl]amino]ethyl 2-propenoate, 2-[methyl[(1,1,2,2,3,3,4,4,5,5,5-undecafluoropentyl)sulfonyl]amino]ethyl 2-propenoate and 1-octanethiol | 533133 | 66538
Nonanedioic acid, polymer with 1,4-butanediol, 1,4-cyclohexanedimethanol, hexanedioic acid, 1,1'-methylenebis[4-isocyanatobenzene] and 2,2'-oxybis[1-propanol] | 533125 | 66539
Poly[oxy(methyl-1,2-ethanediyl)], .alpha.-(2-aminomethylethyl)-.omega.-[[[2-hydroxy-3-(2-propen-1-yloxy)propyl]amino]methylethoxy]- | 533117 | 66540
Benzenesulfonic acid, [(9,10-dihydro-5-hydroxy-9,10-dioxo-1,4-anthracenediyl)bis(imino-2,1-cyclohexanediylmethylene)]bis-, sodium salt (1:2) | 533109 | 66541
Benzenesulfonic acid, 5-(acetylamino)-3-amino-2-methoxy- | 533091 | 66542
Benzoic acid, 2-amino-6-hydroxy-4-nitro- | 533083 | 66543
2,7-Naphthalenedisulfonic acid, 4-amino-3-[2-[4-[[[4-[2-(4-amino-2-hydroxyphenyl)diazenyl]phenyl]amino]carbonyl]phenyl]diazenyl]-5-hydroxy-6-[2-(4-sulfophenyl)diazenyl]-, sodium salt (1:3) | 533075 | 66544
Benzenesulfonic acid, [(9,10-dihydro-9,10-dioxo-1,4-anthracenediyl)bis[imino(3-methyl-3,1-propanediyl)]]bis-, sodium salt (1:2) | 533067 | 66545
Chromate(4-), [2-[2-[7-[(4,6-dichloro-1,3,5-triazin-2-yl)amino]-1-hydroxy-3-sulfo-2-naphthalenyl]diazenyl]-5-sulfobenzoato(4-)][3-[2-(4,5-dihydro-3-methyl-5-oxo-1-phenyl-1H-pyrazol-4-yl)diazenyl]-2-hydroxy-5-nitrobenzenesulfonato(3-)]-, sodium hydrogen (1:3:1) | 533059 | 66546
1,2-Benzenedicarboxylic acid, monoester with 1,2-propanediol, polymer with 2-(chloromethyl)oxirane, 1,3-diisocyanatomethylbenzene, 2-hydroxyethyl 2-propenoate, 4,4'-(1-methylethylidene)bis[phenol] and 2-propenoic acid | 533042 | 66547
Aluminum zirconium oxide (Al2Zr3O9) | 525717 | 66548
Manganese zirconium oxide (MnZrO3) | 525709 | 66549
Nickel zirconium oxide (NiZrO3) | 525691 | 66550
1,3-Benzenediamine, polymer with 2,4-diisocyanato-1-methylbenzene, .alpha.-hydro-.omega.-hydroxypoly(oxy-1,2-ethanediyl) and .alpha.-hydro-.omega.-hydroxypoly[oxy(methyl-1,2-ethanediyl)] | 525675 | 66551
Poly[oxy(methyl-1,2-ethanediyl)], .alpha.-hydro-.omega.-hydroxy-, polymer with 2,4-diisocyanato-1-methylbenzene and .alpha.-hydro-.omega.-hydroxypoly(oxy-1,2-ethanediyl) | 525667 | 66552
Poly(oxy-1,2-ethanediyl), .alpha.-(carboxymethyl)-.omega.-(sec-pentadecyloxy)- | 525659 | 66553
2,5-Furandione, polymer with 3a,4,5,6,7,7a-hexahydro-4,7-methano-1H-indenol and 1,2-propanediol | 525642 | 66554
Phenol, tetradecyl- | 525634 | 66555
1,3,5-Triazine-2,4,6(1H,3H,5H)-trione, 1,3,5-tris(2-propen-1-yloxy)-, polymer with 1,3-butadiene | 525618 | 66556
1,3-Benzenedicarboxylic acid, polymer with 1,4-benzenedicarboxylic acid, 1,3-diisocyanatomethylbenzene and 4,4'-methylenebis[benzenamine] | 525600 | 66557
1,3-Propanediol, 2-ethyl-2-(hydroxymethyl)-, polymer with .alpha.-hydro-.omega.-hydroxypoly[oxy(methyl-1,2-ethanediyl)], 1,1'-methylenebis[4-isocyanatobenzene] and oxybis[propanol] | 525592 | 66558
Hexanedioic acid, polymer with butyl 2-methyl-2-propenoate, ethenylbenzene, 2-hydroxypropyl 2-methyl-2-propenoate, 1,3-isobenzofurandione, 2-oxepanone and 1,2-propanediol | 525584 | 66559
1-Tetradecanol, 1-benzoate | 525576 | 66560
Docosanamide, N,N'-[[(2-cyanoethyl)imino]di-2,1-ethanediyl]bis- | 525550 | 66561
Propanoic acid, 3-[2-(2-heptyl-4,5-dihydro-1H-imidazol-1-yl)ethoxy]-2-methyl-, sodium salt (1:1) | 525543 | 66562
Octadecanamide, N-[2-[(2-cyanoethyl)[2-[(2-cyanoethyl)amino]ethyl]amino]ethyl]- | 525527 | 66563
Phosphorodithioic acid, O,O-bis(1-methylpropyl) ester, compd. with N-cyclohexylcyclohexanamine (1:1) | 525501 | 66564
Benzenamine, 4-(4-cyclohexylphenoxy)- | 525493 | 66565
2-Naphthalenesulfonic acid, 6-amino-, ammonium salt (1:1) | 525477 | 66566
Hexanoic acid, 2-ethyl-, 1,1',1''-(methylsilylidyne) ester | 525469 | 66567
Propanoic acid, 3-hydroxy-2-(hydroxymethyl)-2-methyl-, polymer with 5-amino-1,3,3-trimethylcyclohexanemethanamine, .alpha.-hydro-.omega.-hydroxypoly(oxy-1,4-butanediyl) and 5-isocyanato-1-(isocyanatomethyl)-1,3,3-trimethylcyclohexane | 525451 | 66568
Benzoselenazolium, 5-methoxy-2-[[5-methyl-3-(3-sulfopropyl)-2(3H)-benzoselenazolylidene]methyl]-3-(3-sulfopropyl)-, inner salt, sodium salt (1:1) | 525444 | 66569
2-Propenoic acid, 2-methyl-, polymer with butyl 2-propenoate, ethenylbenzene, 2-hydroxyethyl 2-propenoate and methyl 2-methyl-2-propenoate | 525436 | 66570
Ethanaminium, 2-amino-N-[2-[[(2Z)-3-carboxy-1-oxo-2-propen-1-yl]oxy]ethyl]-N,N-dimethyl-2-oxo-, dodecyl sulfate (1:1), polymer with (2Z)-4-(tert-dodecylamino)-4-oxo-2-butenoic acid, 2-ethylhexyl 2-propenoate, ethyl 2-propenoate, 2-propenenitrile and 2-propenoic acid | 525428 | 66571
Ethanaminium, 2-amino-N-[2-[[(2Z)-3-carboxy-1-oxo-2-propen-1-yl]oxy]ethyl]-N,N-dimethyl-2-oxo-, dodecyl sulfate (1:1), polymer with (2E)-2-butenoic acid, (2Z)-4-(tert-dodecylamino)-4-oxo-2-butenoic acid, ethenyl acetate and 2-ethylhexyl 2-propenoate | 525410 | 66572
Quinoline, 2-[(dodecylphenyl)methyl]-4-methyl- | 525394 | 66573
Urea, N,N''-1,4-cyclohexanediylbis[N',N'-diethyl- | 525378 | 66574
Pyridinium, 1-[2-[[4-[2-(2,6-dichloro-4-nitrophenyl)diazenyl]-3-methylphenyl]ethylamino]ethyl]-, sulfate (1:1) | 525360 | 66575
Benzenesulfonamide, N-butyl-3-nitro-4-(phenylamino)- | 525352 | 66576
1-Naphthalenamine, 4-[2-(2-bromo-4,6-dinitrophenyl)diazenyl]-N-(3-methoxypropyl)- | 525345 | 66577
Acetamide, N-[4-[2-(4-hydroxy[1,1'-biphenyl]-3-yl)diazenyl]phenyl]- | 525337 | 66578
Ethanol, 2,2'-[[3-methyl-4-[2-(6-nitro-2-benzothiazolyl)diazenyl]phenyl]imino]bis-, 1,1'-diacetate | 525329 | 66579
Benzenediazonium, 4,4'-iminobis-, trichlorozincate(1-) (1:2) | 525311 | 66580
Benzenemethanaminium, 4-ethenyl-N-(2-hydroxyethyl)-N,N-dimethyl-, chloride (1:1), polymer with 1,4-diethenylbenzene | 525303 | 66581
Glycine, N-(carboxymethyl)-N-[(4-ethenylphenyl)methyl]-, sodium salt (1:2), polymer with 1,4-diethenylbenzene | 525295 | 66582
Hexanedioic acid, polymer with 2,2-dimethyl-1,3-propanediol and 1,2-ethanediol | 525287 | 66583
Carbamic acid, N-(3,4-dichlorophenyl)-, 2-[butyl(3-methylphenyl)amino]ethyl ester | 525279 | 66584
Benzenesulfonic acid, 2-[[4-[2-[2,4-diamino-5-[2-(2-hydroxy-5-sulfophenyl)diazenyl]phenyl]diazenyl]phenyl]amino]-5-nitro- | 525261 | 66585
Chromate(1-), bis[4-[2-[4,5-dihydro-3-methyl-5-(oxo-.kappa.O)-1-phenyl-1H-pyrazol-4-yl]diazenyl-.kappa.N1]-5-(hydroxy-.kappa.O)-2-methylbenzenesulfonamidato(2-)]-, hydrogen (1:1) | 518738 | 66586
Chromate(1-), bis[methyl N-[8-[2-[5-(aminosulfonyl)-2-(hydroxy-.kappa.O)phenyl]diazenyl-.kappa.N1]-7-(hydroxy-.kappa.O)-1-naphthalenyl]carbamato(2-)]-, sodium (1:1) | 518720 | 66587
Methanone, (2-chloro-4-fluorophenyl)phenyl- | 518712 | 66588
Hydrazinecarboxamide, N,N'-1,6-hexanediylbis[2,2-dimethyl- | 518704 | 66589
Benzenamine, 4-[2-(2-chloro-4,6-dinitrophenyl)diazenyl]-N,N-diethyl-2-methoxy-5-methyl- | 518696 | 66590
Hexanedioic acid, polymer with 5-amino-1,3,3-trimethylcyclohexanemethanamine, octadecanoate | 518688 | 66591
9,12-Octadecadienoic acid (9Z,12Z)-, dimer, polymer with 5-amino-1,3,3-trimethylcyclohexanemethanamine and 1,2-ethanediamine, acetate | 518670 | 66592
9,12-Octadecadienoic acid (9Z,12Z)-, dimer, polymer with 5-amino-1,3,3-trimethylcyclohexanemethanamine and 1,2-ethanediamine | 518662 | 66593
9,12-Octadecadienoic acid (9Z,12Z)-, dimer, polymer with N1-(2-aminoethyl)-1,2-ethanediamine and 1,2-ethanediamine, acetate | 518654 | 66594
9,12-Octadecadienoic acid (9Z,12Z)-, dimer, polymer with 1,2-ethanediamine and 1,2-propanediamine, acetate | 518647 | 66595
Hexanedioic acid, polymer with 1,2-ethanediamine and (9Z,12Z)-9,12-octadecadienoic acid dimer | 518639 | 66596
Decanedioic acid, polymer with 1,2-ethanediamine, (9Z,12Z)-9,12-octadecadienoic acid dimer and 4,4'-(1,3-propanediyl)bis[piperidine] | 518621 | 66597
Nonanedioic acid, polymer with 1,2-ethanediamine, (9Z,12Z)-9,12-octadecadienoic acid dimer and piperazine | 518613 | 66598
Hexanedioic acid, polymer with 3,3'-[1,4-butanediylbis(oxy)]bis[1-propanamine], 1,2-ethanediamine and (9Z,12Z)-9,12-octadecadienoic acid dimer | 518605 | 66599
1,4-Benzenedicarboxylic acid, polymer with N1-(2-aminoethyl)-1,2-ethanediamine, 5-amino-1,3,3-trimethylcyclohexanemethanamine, hexanedioic acid and (9Z,12Z)-9,12-octadecadienoic acid dimer | 518597 | 66600
Nonanedioic acid, polymer with 3,3'-[1,4-butanediylbis(oxy)]bis[1-propanamine], 1,2-ethanediamine and (9Z,12Z)-9,12-octadecadienoic acid dimer | 518589 | 66601
Hexanedioic acid, polymer with 1-aminoethanol, 1,2-ethanediamine and (9Z,12Z)-9,12-octadecadienoic acid dimer | 518571 | 66602
1,4-Benzenedicarboxylic acid, polymer with 5-amino-1,3,3-trimethylcyclohexanemethanamine, hexanedioic acid and (9Z,12Z)-9,12-octadecadienoic acid dimer | 518563 | 66603
9,12-Octadecadienoic acid (9Z,12Z)-, dimer, polymer with 1,2-ethanediamine and 1,2-propanediamine | 518555 | 66604
Decanedioic acid, polymer with hexahydro-2H-azepin-2-one, 1,6-hexanediamine and (9Z,12Z)-9,12-octadecadienoic acid dimer | 518548 | 66605
1,4-Benzenedicarboxylic acid, 1,4-dimethyl ester, polymer with 1,2-ethanediamine and (9Z,12Z)-9,12-octadecadienoic acid dimer | 518530 | 66606
9,12-Octadecadienoic acid (9Z,12Z)-, dimer, polymer with 1,2-ethanediamine, acetate | 518522 | 66607
1,3-Benzenedicarboxylic acid, polymer with 1,4-benzenedicarboxylic acid, 1,2-ethanediol, 1,6-hexanediol, 1,1'-methylenebis[4-isocyanatobenzene] and 2-oxepanone | 518514 | 66608
Urea, polymer with N-cyanoguanidine, formaldehyde and 1,3,5,7-tetraazatricyclo[3.3.1.13,7]decane | 518506 | 66609
1,3-Benzenedicarboxylic acid, polymer with 2,2-dimethyl-1,3-propanediol, 1,2-ethanediol, hexanedioic acid and 1,6-hexanediol | 518498 | 66610
1-Propanone, 1-(2,4-dimethyl-3-cyclohexen-1-yl)-2,2-dimethyl- | 518472 | 66611
2-Octene, 8-ethoxy-2,6-dimethyl- | 518464 | 66612
Propanoic acid, 3-[[5-[2-[4-[(2-cyanoethyl)ethylamino]phenyl]diazenyl]-1,2,4-thiadiazol-3-yl]thio]-, methyl ester | 518456 | 66613
2,7-Naphthalenedisulfonic acid, 5-amino-4-hydroxy-3-[2-[4-[[4-[2-[2-hydroxy-4-(phenylamino)phenyl]diazenyl]phenyl]amino]-3-sulfophenyl]diazenyl]- | 518449 | 66614
1,5-Naphthalenedisulfonic acid, 3-[4-[2-[5-[[4-fluoro-6-[(2-methylphenyl)amino]-1,3,5-triazin-2-yl]amino]-2-sulfophenyl]diazenyl]-4,5-dihydro-3-methyl-5-oxo-1H-pyrazol-1-yl]-, sodium salt (1:3) | 518431 | 66615
Poly[oxy(methyl-1,2-ethanediyl)], .alpha.,.alpha.'-1,2-ethanediylbis[.omega.-hydroxy-, polymer with 5-isocyanato-1-(isocyanatomethyl)-1,3,3-trimethylcyclohexane | 518423 | 66616
1,3-Propanediol, 2-ethyl-2-(hydroxymethyl)-, polymer with .alpha.-hydro-.omega.-hydroxypoly[oxy(methyl-1,2-ethanediyl)], 1,1'-methylenebis[4-isocyanatobenzene], 2-methyloxirane and oxirane | 518415 | 66617
1,3-Benzenedicarboxylic acid, polymer with 1,3-diisocyanatomethylbenzene, hexanedioic acid and 2,2'-oxybis[ethanol] | 518407 | 66618
1H-Imidazolediacetic acid, 4,5-dihydro-1-(2-hydroxyethyl)-2-nonyl-, sodium salt (1:2) | 518399 | 66619
Butanedioic acid, 2-(2,4,4-trimethylpentyl)-, 1,4-dimethyl ester, didehydro deriv. | 518381 | 66620
1,3-Benzenedicarboxylic acid, polymer with 1,2-ethanediol, 2,5-furandione, 1,2-propanediol and 4,5,6,7-tetrachloro-1,3-isobenzofurandione | 518373 | 66621
2,5-Furandione, polymer with 2,2-dimethyl-1,3-propanediol, 2,2'-[(1-methylethylidene)bis[(2,6-dibromo-4,1-phenylene)oxy]]bis[ethanol], 2,2'-oxybis[ethanol] and 1,2-propanediol | 518365 | 66622
2-Propenamide, polymer with ethenylbenzene and N-methyl-N-2-propen-1-yl-2-propen-1-amine acetate (1:1) | 518357 | 66623
1,3-Dioxane, 2,2,5-trimethyl-5-phenyl- | 518332 | 66624
2-Propenal, polymer with 1,6-hexanediamine | 518324 | 66625
3-Thiophenecarboxylic acid, 2-amino-5-(2-methyl-1-oxopropyl)-, methyl ester | 518308 | 66626
Benzamide, 4-[2-(2-hydroxy-1-naphthalenyl)diazenyl]-N-[4-[2-(2-hydroxy-1-naphthalenyl)diazenyl]phenyl]-, tetrakis(aminomethyl) deriv., sulfate (1:2) | 518282 | 66627
Cyclohexadiene, 1-methoxy- | 518274 | 66628
2-Propenoic acid, ethyl ester, polymer with ethene, methyl 2-propenoate, 1-propene and 3a,4,7,7a-tetrahydro-4,7-methano-1H-indene | 518266 | 66629
Cobaltate(7-), bis[4-(hydroxy-.kappa.O)-3-[2-[2-(hydroxy-.kappa.O)-5-nitrophenyl]diazenyl-.kappa.N1]-7-[(3-phosphonophenyl)amino]-2-naphthalenesulfonato(5-)]-, sodium hydrogen (1:2:5) | 518258 | 66630
5-Isobenzofurancarboxylic acid, 1-[4-(diethylamino)-2-ethoxyphenyl]-1-(1-ethyl-2-methyl-1H-indol-3-yl)-1,3-dihydro-3-oxo-, ethyl ester | 518241 | 66631
5-Isobenzofurancarboxylic acid, 3-[4-(diethylamino)-2-ethoxyphenyl]-3-(1-ethyl-2-methyl-1H-indol-3-yl)-1,3-dihydro-1-oxo-, ethyl ester | 518233 | 66632
5-Isobenzofurancarboxylic acid, 3-[4-(diethylamino)-2-ethoxyphenyl]-3-(1-ethyl-2-methyl-1H-indol-3-yl)-1,3-dihydro-1-oxo-, tetradecyl ester | 518225 | 66633
5-Isobenzofurancarboxylic acid, 1-[4-(diethylamino)-2-ethoxyphenyl]-1-(1-ethyl-2-methyl-1H-indol-3-yl)-1,3-dihydro-3-oxo-, tetradecyl ester | 518217 | 66634
5-Isobenzofurancarboxylic acid, 3-[4-(diethylamino)-2-ethoxyphenyl]-3-(1-ethyl-2-methyl-1H-indol-3-yl)-1,3-dihydro-1-oxo-, hexadecyl ester | 518209 | 66635
5-Isobenzofurancarboxylic acid, 1-[4-(diethylamino)-2-ethoxyphenyl]-1-(1-ethyl-2-methyl-1H-indol-3-yl)-1,3-dihydro-3-oxo-, hexadecyl ester | 518191 | 66636
5-Isobenzofurancarboxylic acid, 1-[4-(diethylamino)-2-ethoxyphenyl]-1-(1-ethyl-2-methyl-1H-indol-3-yl)-1,3-dihydro-3-oxo- | 518183 | 66637
1-Dodecanesulfonic acid, 2(3-,4-,5-,6 or 7)-hydroxy- | 532770 | 66638
2-Propenoic acid, 1,1'-[(methylphenylene)bis(iminocarbonyloxy-2,1-ethanediyl)] ester | 532762 | 66639
Guanidine, N-cyano-, polymer with N1-(2-aminoethyl)-1,2-ethanediamine, hydrochloride | 532754 | 66640
Glycine, N-(carboxymethyl)-N-[(ethenylphenyl)methyl]-, sodium salt (1:2), polymer with diethenylbenzene and 1,1'-[2-ethyl-2-[[(2-methyl-1-oxo-2-propen-1-yl)oxy]methyl]-1,3-propanediyl] bis(2-methyl-2-propenoate) | 532747 | 66641
Dodecanoic acid, 1,1'-(dibutylstannylene) ester, polymer with 1,3-diisocyanatomethylbenzene, 2-ethoxyethyl acetate, 2,2'-oxybis[ethanol] and 1,2,3-propanetriol | 532739 | 66642
Dodecanoic acid, 1,1'-(dibutylstannylene) ester, polymer with 1,3-diisocyanatomethylbenzene, 2-ethoxyethyl acetate and 2,2'-oxybis[ethanol] | 532721 | 66643
Naphthalenesulfonic acid, polymer with formaldehyde, dimethylbenzenesulfonic acid, hydroxymethylbenzenesulfonic acid, methylbenzenesulfonic acid and naphthalenesulfonic acid, ammonium salt | 532713 | 66644
Chromate(7-), bis[2-[[6-[[4-chloro-6-[[4-[2-(4-nitro-2-sulfophenyl)ethenyl]-3-sulfophenyl]amino]-1,3,5-triazin-2-yl]amino]-1-hydroxy-3-sulfo-2-naphthalenyl]azo]benzoato(5-)]-, sodium hydrogen (1:6:1) | 532705 | 66645
2-Propenoic acid, 2-methyl-, 2-hydroxyethyl ester, polymer with butyl 2-propenoate, ethenyl acetate, 2-ethylhexyl 2-propenoate and 2-propenoic acid | 532697 | 66646
1,3-Benzenedicarboxylic acid, polymer with 1,4-butanediol, 1,4-cyclohexanedimethanol, hexanedioic acid, 1,1'-methylenebis[4-isocyanatobenzene] and 2,2'-oxybis[1-propanol] | 532689 | 66647
Hexanedioic acid, polymer with 1,2-ethanediol, 2,2'-oxybis[ethanol] and 1,2,3-propanetriol | 532671 | 66648
2-Propenoic acid, 2-methyl-, polymer with butyl 2-methyl-2-propenoate, methyl 2-methyl-2-propenoate and 2-(3-oxazolidinyl)ethyl 2-methyl-2-propenoate | 532663 | 66649
2-Propenoic acid, 2-methyl-, polymer with butyl 2-propenoate, methyl 2-methyl-2-propenoate and 2-methyl-2-propenal | 532655 | 66650
Hexanedioic acid, polymer with 1,3-butanediol, 1,3-isobenzofurandione and 2,2'-oxybis[ethanol] | 532648 | 66651
Ethanedioic acid, polymer with benzenamine, formaldehyde and phenol | 532630 | 66652
Carbonic acid, potassium salt (1:2), polymer with 2-furancarboxaldehyde and phenol | 532622 | 66653
2-Anthracenesulfonic acid, 1-amino-4-[(4-chloro-3-sulfophenyl)amino]-9,10-dihydro-9,10-dioxo-, sodium salt (1:2) | 532614 | 66654
1H-Indole, 2-methyl-3-[2-(3-methyl-1-phenyl-1H-pyrazol-5-yl)diazenyl]- | 532606 | 66655
L-Homoserine, O-[(aminoiminomethyl)amino]-, 8-hydroxy-5,7-dinitro-2-naphthalenesulfonate (1:?) | 532598 | 66656
4-Pyridinecarboxamide, N,N-bis(2-hydroxyethyl)- | 532580 | 66657
Silane, chlorobis(1,1-dimethylethyl)methyl- | 532572 | 66658
Silane, (8-bromooctyl)trichloro- | 532564 | 66659
Ethanol, 2-mercapto-, 1-propanoate | 532556 | 66660
1H-Imidazolium, 1-[2-(carboxymethoxy)ethyl]-4,5-dihydro-3-(2-hydroxy-3-sulfopropyl)-2-undecyl-, hydroxide, sodium salt (1:1:2) | 532549 | 66661
2,7-Naphthalenedisulfonic acid, 4-[2-[2-amino-4-hydroxy-5-[2-(2-hydroxy-3,5-dinitrophenyl)diazenyl]-3-[2-(4-nitrophenyl)diazenyl]phenyl]diazenyl]-5-hydroxy- | 525253 | 66662
Benzoic acid, 3-[2-[2,4-diamino-5-[2-[4-[(4-nitro-2-sulfophenyl)amino]phenyl]diazenyl]phenyl]diazenyl]-2-hydroxy-5-sulfo- | 525246 | 66663
Propanoic acid, 3-(octylthio)-, methyl ester | 525238 | 66664
Benzene, 5-bromo-2-(methoxymethoxy)-1,3-dimethyl- | 525220 | 66665
Dibenzofuran, 1,2,3,4,7,8-hexachloro- | 525212 | 66666
Phenol, 4,4'-(1-methylethylidene)bis-, polymer with 2-(chloromethyl)oxirane, (2Z)-2-butenedioate 2-methyl-2-propenoate | 525204 | 66667
2-Propenoic acid, 2-methyl-, telomer with 2-(dimethylamino)ethanol, tert-dodecanethiol, 2-hydroxyethyl 2-propenoate and methyl 2-methyl-2-propenoate | 525196 | 66668
Butanedioic acid, 2-methylene-, polymer with ethenylbenzene, ethyl 2-propenoate, N-(hydroxymethyl)-2-propenamide and 2-propenamide | 525188 | 66669
1,3-Butanediol, polymer with 1,1'-methylenebis[4-isocyanatobenzene], [(1-methyl-1,2-ethanediyl)bis(oxy)]bis[propanol] and 1,2-propanediol | 525170 | 66670
Isocyanic acid, polymethylenepolyphenylene ester, polymer with .alpha.-methyl-.omega.-hydroxypoly(oxy-1,2-ethanediyl) | 525162 | 66671
2-Propen-1-aminium, N,N-dimethyl-N-2-propen-1-yl-, chloride (1:1), polymer with butyl 2-methyl-2-propenoate and 2-propenamide | 525154 | 66672
1-Piperidinepropanoic acid, 3-methyl-, ethyl ester | 525147 | 66673
Thiocyanic acid, compd. with 4,4'-(1,3-propanediyl)bis[piperidine] (2:1) | 525139 | 66674
Pyridine, 4-(3-cyclohexen-1-yl)- | 525113 | 66675
4-Pyridinecarboxylic acid, 1,2,3,6-tetrahydro-2,2,6,6-tetramethyl-, methyl ester | 525097 | 66676
Poly(oxy-1,2-ethanediyl), .alpha.-[2-(2-hydroxy-3-sulfopropoxy)-3-sulfopropyl]-.omega.-(4-nonylphenoxy)-, sodium salt (1:2) | 525089 | 66677
2-Propenoic acid, 2-methyl-, polymer with aziridine, butyl 2-propenoate, ethenylbenzene and methyl 2-methyl-2-propenoate | 525071 | 66678
2-Propenoic acid, 2-methyl-, polymer with ethenylbenzene and 2-ethylhexyl 2-methyl-2-propenoate | 525063 | 66679
Hexanedioic acid, polymer with 2,2-bis[(2-propen-1-yloxy)methyl]-1-butanol, 2,5-furandione and 2,2'-oxybis[ethanol] | 525055 | 66680
Hexanedioic acid, polymer with 2-(chloromethyl)oxirane, 2,2-dimethyl-1,3-propanediol and 4,4'-(1-methylethylidene)bis[phenol], compd. with N-cyclohexylcyclohexanamine, 2-(dimethylamino)ethanol and 2-hydroxypropanoic acid | 525048 | 66681
2-Propenoic acid, 2-methyl-, isodecyl ester, polymer with methyl 2-methyl-2-propenoate | 525030 | 66682
Hexanedioic acid, polymer with 1,4-butanediol and 1,4-cyclohexanedimethanol | 525022 | 66683
Phenazinium, 3-amino-7-[2-(2,4-diaminophenyl)diazenyl]-2,8-dimethyl-5-phenyl-, chloride (1:1) | 525014 | 66684
2H-Benzotriazol-5-amine, N-[2-(1,3-dihydro-1,3,3-trimethyl-2H-indol-2-ylidene)ethylidene]-2-[4-[[2-(1,3-dihydro-1,3,3-trimethyl-2H-indol-2-ylidene)ethylidene]amino]phenyl]-, hydrochloride (1:2) | 525006 | 66685
2,7-Naphthalenedisulfonic acid, 4-amino-3-[2-[4'-[2-(2-amino-4-hydroxyphenyl)diazenyl]-3,3'-dimethoxy[1,1'-biphenyl]-4-yl]diazenyl]-5-hydroxy-6-[2-(4-sulfophenyl)diazenyl]-, sodium salt (1:3) | 524983 | 66686
2,7-Naphthalenedisulfonic acid, 4-amino-5-hydroxy-3-[2-[4'-[2-(4-hydroxyphenyl)diazenyl]-3,3'-dimethoxy[1,1'-biphenyl]-4-yl]diazenyl]-6-[2-(4-sulfophenyl)diazenyl]-, sodium salt (1:3) | 524975 | 66687
D-Alanine, N-(2,6-dimethylphenyl)-N-(methoxyacetyl)-, methyl ester | 524942 | 66688
Poly(oxy-1,2-ethanediyl), .alpha.-[3-chloro-2-(3-chloro-2-hydroxypropoxy)propyl]-.omega.-(4-nonylphenoxy)- | 524934 | 66689
1,2-Ethanediol, 1,1,2,2-tetraphenyl-, polymer with dichlorodimethylsilane | 524926 | 66690
Benzoic acid, 2-[[2,4-bis(dimethylamino)phenyl][4-(dimethylamino)phenyl]methyl]-5-(dimethylamino)-, potassium salt (1:1) | 524918 | 66691
1,3-Propanediol, 2,2-bis(bromomethyl)-, polymer with 2-(bromomethyl)-2-(hydroxymethyl)-1,3-propanediol and 2-(chloromethyl)oxirane | 524892 | 66692
Phenol, 3-methyl-5-nitro-, 1,1',1''-phosphate | 524884 | 66693
1-Propanaminium, 2-hydroxy-N,N,N-trimethyl-, 2-cyanoacetate (1:1) | 524876 | 66694
Benzene, 1,1'-oxybis-, monochloro bis(2-methylpropyl) deriv. | 524868 | 66695
Benzene, 1,1'-oxybis-, monochloro mono(2-methylpropyl) deriv. | 524850 | 66696
1,5-Naphthalenedisulfonic acid, 2-[2-[6-[(4-amino-6-chloro-1,3,5-triazin-2-yl)methylamino]-1-hydroxy-3-sulfo-2-naphthalenyl]diazenyl]-, sodium salt (1:3) | 524835 | 66697
1H-Pyrazole-3-carboxylic acid, 1-(4-amino-2-sulfophenyl)-4,5-dihydro-5-oxo- | 524827 | 66698
2-Propenoic acid, telomer with 1-octanethiol, methyl 2-propenoate and sodium ethenesulfonate (1:1), ammonium salt | 524819 | 66699
4,7-Methanoisobenzofuran-1,3-dione, 4,5,6,7,8,8-hexachloro-3a,4,7,7a-tetrahydro-, polymer with 2,2-bis(bromomethyl)-1,3-propanediol, 1,2-ethanediol, 2,5-furandione and 2,2'-oxybis[ethanol] | 524801 | 66700
Hexanedioic acid, polymer with (2E)-2-butenedioic acid, 2,2-dimethyl-1,3-propanediol, 1,6-hexanediol, 2-(hydroxymethyl)-2-methyl-1,3-propanediol and 1,3-isobenzofurandione | 524793 | 66701
Glycine, N-methyl-N-(1-oxododecyl)-, compd. with N1-[3-(tridecyloxy)propyl]-1,3-propanediamine (2:1) | 524785 | 66702
2-Naphthalenesulfonic acid, 8-[2-[4-(acetylamino)phenyl]diazenyl]-5-amino-, sodium salt (1:1) | 524777 | 66703
5-Isobenzofuransulfonic acid, 1,3-dihydro-1,3-dioxo-, ammonium salt (1:1) | 524769 | 66704
Cyclohexanamine, 4,4'-methylenebis[N-[4-[(4-aminocyclohexyl)methyl]cyclohexyl]- | 524751 | 66705
Benzoxazolium, 2,5-dimethyl-3-(3-sulfopropyl)-, inner salt | 524744 | 66706
Oxirane, 2-methyl-, polymer with 2,2'-[(1-methylethylidene)bis(4,1-phenyleneoxymethylene)]bis[oxirane] and oxirane | 524736 | 66707
Acetamide, N-[2-[2-(2-chloro-4-nitrophenyl)diazenyl]-5-(diethylamino)phenyl]- | 524728 | 66708
2-Furancarboxaldehyde, tetrahydro-5-oxo-, (2R)- | 524710 | 66709
Oxirane, 2-methyl-, polymer with oxirane, ether with 2-hydroxy-N,N-bis(2-hydroxyethyl)-N-methylethanaminium, methyl sulfate (3:1:1), polymer with 1,3-diisocyanatomethylbenzene | 524702 | 66710
5-Isobenzofurancarboxylic acid, 3-[4-(diethylamino)-2-ethoxyphenyl]-3-(1-ethyl-2-methyl-1H-indol-3-yl)-1,3-dihydro-1-oxo- | 518175 | 66711
2-Propenoic acid, 2-methyl-, polymer with ethenylbenzene and methyl 2-methyl-2-propenoate, ammonium salt | 518167 | 66712
Formaldehyde, polymer with 2-(chloromethyl)oxirane, 4,4'-(1-methylethylidene)bis[phenol], ar-(2-propen-1-yloxy)benzenedimethanol, (2-propen-1-yloxy)benzenemethanol and ar-(2-propen-1-yloxy)benzenetrimethanol | 518159 | 66713
Copper, [N,N',N''-tris[3-[(2-ethylhexyl)oxy]propyl]-29H,31H-phthalocyanine-1,16,23-trisulfonamidato(2-)-.kappa.N29,.kappa.N30,.kappa.N31,.kappa.N32]-, (SP-4-2)- | 518142 | 66714
Poly(oxy-1,2-ethanediyl), .alpha.-[4-(1,1-dimethylethyl)phenyl]-.omega.-[4-(1,1-dimethylethyl)phenoxy]- | 518134 | 66715
Poly(oxy-1,2-ethanediyl), .alpha.-(2-thiocyanatoethyl)-.omega.-(2-thiocyanatoethoxy)- | 518126 | 66716
2-Propenoic acid, 2-methyl-, dodecyl ester, polymer with butyl 2-propenoate and (1-methylethenyl)benzene | 518118 | 66717
1,4-Benzenedicarboxylic acid, polymer with 1,4-butanediol, 1,2-ethanediol and nonanedioic acid | 518100 | 66718
Imidodicarbonic diamide, N,N',2-tris(6-isocyanatohexyl)-, polymer with 2-ethyl-2-(hydroxymethyl)-1,3-propanediol, 5-isocyanato-1-(isocyanatomethyl)-1,3,3-trimethylcyclohexane and 2-oxepanone | 518092 | 66719
2-Butenedioic acid (2E)-, polymer with 1,3-butadiene, ethenylbenzene, (1-methylethenyl)benzene, methyl 2-methyl-2-propenoate and 2-propenenitrile | 518084 | 66720
1,3-Isobenzofurandione, polymer with 2,2-bis(bromomethyl)-1,3-propanediol, 1,2-ethanediol, 2,5-furandione and 2,2'-oxybis[ethanol] | 518076 | 66721
Bicyclo[2.2.1]hept-5-ene-2,3-dicarboxylic acid, 1,4,5,6,7,7-hexachloro-, polymer with 1,2-ethanediol, 2,5-furandione, 2,2'-oxybis[ethanol] and 4,5,6,7-tetrachloro-1,3-isobenzofurandione | 518068 | 66722
2-Cyclopenten-1-one, 2-methoxy-3,5-dimethyl- | 518050 | 66723
1,3-Propanediamine, 2,2-bis(aminomethyl)-, sulfate (1:2) | 518043 | 66724
2,2'-Bipyridine, phosphate (1:1) | 518035 | 66725
Benzenesulfonic acid, 4,4'-[3-(2-pyridinyl)-1,2,4-triazine-5,6-diyl]bis-, sodium salt (1:1) | 518027 | 66726
Propanoic acid, 2-hydroxy-, compd. with (9Z)-N-[3-(dimethylamino)propyl]-9-octadecenamide (1:1) | 518019 | 66727
Propanoic acid, 2-hydroxy-, compd. with N-[3-(dimethylamino)propyl]dodecanamide (1:1) | 518001 | 66728
3-Pyridinecarboxylic acid, 2-[(1-ethyl-2-methyl-1H-indol-3-yl)carbonyl]- | 517995 | 66729
Furo[3,4-b]pyridin-5(7H)-one, 7-[4-(diethylamino)-2-ethoxyphenyl]-7-(1-ethyl-2-methyl-1H-indol-3-yl)- | 517979 | 66730
Benzenesulfonic acid, 4-[[3-[2-[2-hydroxy-3-[[(4-methoxyphenyl)amino]carbonyl]-1-naphthalenyl]diazenyl]benzoyl]amino]-, calcium salt (2:1) | 517961 | 66731
1,3-Isobenzofurandione, polymer with 1,2,3-propanetriol, 9,11-octadecadienoate (9Z,12Z)-9,12-octadecadienoate 10,12-octadecadienoate | 517748 | 66732
2-Butenedioic acid (2E)-, polymer with 2,2'-oxybis[ethanol], benzoate | 517730 | 66733
Antimony, compd. with europium (1:1) | 517714 | 66734
2-Propenoic acid, 2-ethylhexyl ester, polymer with 2-ethyl-2-(hydroxymethyl)-1,3-propanediol, 2-hydroxyethyl 2-propenoate, 1,1'-methylenebis[4-isocyanatocyclohexane] and 2-oxepanone | 517706 | 66735
Silanetriol, 1-ethenyl-, 1,1,1-triacetate, polymer with 2-[[3-(trimethoxysilyl)propoxy]methyl]oxirane | 517698 | 66736
2-Propenoic acid, 2-ethylhexyl ester, polymer with 2-ethyl-2-(hydroxymethyl)-1,3-propanediol, 2-hydroxyethyl 2-propenoate, 5-isocyanato-1-(isocyanatomethyl)-1,3,3-trimethylcyclohexane and 2-oxepanone | 517680 | 66737
Phenazinium, 3,7-diamino-2,8-dimethyl-5-phenyl-, chloride (1:1), homopolymer | 517672 | 66738
Hexanedioic acid, polymer with 2,2-dimethyl-1,3-propanediol, 2,5-furandione and 1,1'-oxybis[2-propanol] | 517664 | 66739
1-Hexanol, 2-ethyl-, polymer with 1,1'-oxybis[2-propanol] | 517656 | 66740
2-Butenedioic acid (2E)-, polymer with 1,1'-oxybis[2-propanol] | 517649 | 66741
Phenol, 2,4(or 2,6)-dibromo-, homopolymer | 517623 | 66742
Ethanone, 1-[1(or 4)-methyl-4(or 1)-(1-methylethyl)bicyclo[2.2.2]oct-5-en-2-yl]- | 517615 | 66743
Chromate(1-), bis[2,4-dihydro-4-[2-[2-(hydroxy-.kappa.O)nitrophenyl]diazenyl-.kappa.N1]-5-methyl-2-phenyl-3H-pyrazol-3-onato(2-)-.kappa.O3]-, sodium (1:1) | 517607 | 66744
Benzenesulfonic acid, 4,4'-oxybis[decyl-, sodium salt (1:2) | 517599 | 66745
5-Isobenzofurancarboxylic acid, 1,3-dihydro-1,3-dioxo-, 5,5'-[oxybis(methyleneoxymethylene)] ester | 517573 | 66746
Benzoic acid, 2,3,4,5-tetrachloro-6-[(2-methyl-1H-imidazol-1-yl)carbonyl]- | 517557 | 66747
Triphosphoric acid, 2-(hexyloxy)ethyl ester | 510727 | 66748
1,2-Benzenedicarboxylic acid, 3,4,5,6-tetrachloro-, butyl ester | 510719 | 66749
Sodium carbonate sulfate | 510701 | 66750
Zirconium carbonate oxide (Zr3(CO3)O5) | 510693 | 66751
Hexanedioic acid, 1,6-dimethyl ester, polymer with 1,5-dimethyl pentanedioate and 1,2-propanediol, octadecanoate | 532036 | 66752
Carbonic dichloride, polymer with 4,4'-butylidenebis[2-(1,1-dimethylethyl)-5-methylphenol], diphenyl ester | 532028 | 66753
Oxirane, 2-(chloromethyl)-, homopolymer, monotridecyl ether | 532010 | 66754
Oxirane, 2-methyl-, polymer with oxirane, mono[2,4,6-tris(1-phenylethyl)phenyl] ether | 531996 | 66755
Octadecanoic acid, 1,1',1''-trianhydride with silicic acid (H4SiO4) monopropyl ester | 531988 | 66756
1-Naphthalenesulfonamide, 5-(dimethylamino)-N-[3-(triethoxysilyl)propyl]- | 531970 | 66757
Benzenesulfonic acid, 2,2'-(1,2-ethenediyl)bis[5-[[4-[bis(2-hydroxyethyl)amino]-6-[(4-sulfophenyl)amino]-1,3,5-triazin-2-yl]amino]-, lithium sodium salt (1:?:?) | 531962 | 66758
Cuprate(4-), [3-[2-[3-chloro-2-(hydroxy-.kappa.O)-5-sulfophenyl]diazenyl-.kappa.N1]-5-[[4-chloro-6-[(3-sulfophenyl)amino]-1,3,5-triazin-2-yl]amino]-4-(hydroxy-.kappa.O)-2,7-naphthalenedisulfonato(6-)]-, sodium (1:4) | 531954 | 66759
Chromate(2-), [2,4-dihydro-4-[2-(2-hydroxy-5-nitrophenyl)diazenyl]-5-methyl-2-phenyl-3H-pyrazol-3-onato(2-)][4-hydroxy-3-[2-(2-hydroxy-5-nitrophenyl)diazenyl]-6-[(1-oxo-2-propenyl)amino]-2-naphthalenesulfonato(3-)]-, sodium hydrogen (1:1:1) | 531947 | 66760
Chromate(2-), [N-[7-[2-(5-chloro-2-hydroxyphenyl)diazenyl]-8-hydroxy-6-sulfo-2-naphthalenyl]-2-propenamidato(2-)][1-[2-(2-hydroxyphenyl)diazenyl]-2-naphthalenolato(2-)]-, sodium hydrogen (1:1:1) | 531939 | 66761
Chromate(2-), [3-(hydroxy-.kappa.O)-4-[2-[1-(hydroxy-.kappa.O)-2-naphthalenyl]diazenyl-.kappa.N1]-7-nitro-1-naphthalenesulfonato(3-)][N-[4-(hydroxy-.kappa.O)-3-[2-[2-(hydroxy-.kappa.O)-5-nitrophenyl]diazenyl-.kappa.N1]-1-naphthalenyl]-2-propenamidato(2-)]-, sodium hydrogen (1:1:1) | 531921 | 66762
2-Anthracenesulfonic acid, 4-[[3-(acetylamino)phenyl]amino]-1-amino-9,10-dihydro-9,10-dioxo-, sodium salt (1:1) | 524629 | 66763
2-Anthracenesulfonic acid, 1-amino-4-[[4-(benzoylamino)phenyl]amino]-9,10-dihydro-9,10-dioxo-, sodium salt (1:1) | 524611 | 66764
1,5-Naphthalenedisulfonic acid, 2-[2-[6-[[4-fluoro-6-(methylphenylamino)-1,3,5-triazin-2-yl]amino]-1-hydroxy-3-sulfo-2-naphthalenyl]diazenyl]-, sodium salt (1:3) | 524595 | 66765
Phenol, 3(or 4)-cyclohexyl- | 524587 | 66766
2H-1-Benzopyran-4-carbonitrile, 3-(2-benzothiazolyl)-7-(diethylamino)-2-oxo- | 524579 | 66767
2H-1-Benzopyran-4-carbonitrile, 7-(diethylamino)-3-(5-methyl-2-benzoxazolyl)-2-oxo- | 524561 | 66768
Benzene, 1,4-bis(1,1-dimethylpropyl)-2,5-bis(octyloxy)- | 524553 | 66769
Bicyclo[2.2.1]hept-5-ene-2-carboxylic acid, 3-formyl-, ethyl ester | 524546 | 66770
Chromate(1-), bis[3-[2-[1-(3-chlorophenyl)-4,5-dihydro-3-methyl-5-(oxo-.kappa.O)-1H-pyrazol-4-yl]diazenyl-.kappa.N1]-4-(hydroxy-.kappa.O)benzenesulfonamidato(2-)]-, sodium (1:1) | 524538 | 66771
Cobaltate(2-), bis[3-[2-[1-(3-chlorophenyl)-4,5-dihydro-3-methyl-5-(oxo-.kappa.O)-1H-pyrazol-4-yl]diazenyl-.kappa.N1]-4-(hydroxy-.kappa.O)benzenesulfonamidato(2-)]-, sodium (1:2) | 524520 | 66772
Cuprate(3-), [2-[2-[4-[2-[6-[(4-amino-6-fluoro-1,3,5-triazin-2-yl)methylamino]-1-(hydroxy-.kappa.O)-3-sulfo-2-naphthalenyl]diazenyl-.kappa.N1]-5-(hydroxy-.kappa.O)-2-methylphenyl]diazenyl]-1,4-benzenedisulfonato(5-)]-, sodium (1:3) | 524512 | 66773
9,12-Octadecadienoic acid (9Z,12Z)-, dimer, polymer with 2,2'-[(1-methylethylidene)bis(4,1-phenyleneoxymethylene)]bis[oxirane] and 2-propenoic acid | 524504 | 66774
1,3-Benzenedicarboxylic acid, polymer with 1,4-benzenedicarboxylic acid, 1,3-dihydro-1,3-dioxo-5-isobenzofurancarboxylic acid, ethenylbenzene, 2-(hydroxymethyl)-2-methyl-1,3-propanediol, methyl 2-methyl-2-propenoate and (9Z,12Z)-9,12-octadecadienoic acid | 524496 | 66775
Formaldehyde, polymer with 2,4-dioctylphenol, 2,6-dioctylphenol, phenol and 4-(1,1,3,3-tetramethylbutyl)phenol, zinc salt | 524488 | 66776
Formaldehyde, polymer with 2,4-dioctylphenol, 2,6-dioctylphenol, phenol and 4-(1,1,3,3-tetramethylbutyl)phenol | 524470 | 66777
1,4-Benzenedicarboxylic acid, polymer with 1,5-dimethyl pentanedioate, 1,2-ethanediol and 2,2'-oxybis[ethanol] | 524462 | 66778
Isocyanic acid, polymethylenepolyphenylene ester, polymer with hexahydro-2H-azepin-2-one | 524454 | 66779
1,3-Benzenedicarboxylic acid, polymer with 2,5-furandione, hexanedioic acid, 2,2'-oxybis[ethanol] and 2,2,4-trimethyl-1,3-pentanediol | 524447 | 66780
2,5-Furandione, polymer with 2-ethyl-2-(hydroxymethyl)-1,3-propanediol, 2,2'-oxybis[ethanol], 1,2-propanediol and 3a,4,7,7a-tetrahydro-4,7-methano-1H-indene | 524439 | 66781
1,3-Benzenedicarboxylic acid, polymer with 1,5-dimethyl pentanedioate, 2,5-furandione and 2,2'-oxybis[ethanol] | 524421 | 66782
1,3-Isobenzofurandione, polymer with 2-ethyl-2-(hydroxymethyl)-1,3-propanediol, 2,5-furandione, oxybis[propanol], 1,2-propanediol and 3a,4,7,7a-tetrahydro-4,7-methano-1H-indene | 524413 | 66783
3H-Pyrazol-3-imine, 2,4-dihydro-5-methyl-4-[2-[4-(methylsulfonyl)-2-nitrophenyl]diazenyl]-2-phenyl- | 524405 | 66784
3-Pyridinecarbonitrile, 5-[2-(4-chloro-2-nitrophenyl)diazenyl]-1-ethyl-1,2-dihydro-6-hydroxy-4-methyl-2-oxo- | 524397 | 66785
2,7-Naphthalenedisulfonic acid, 4-amino-6-[2-[5-[[4-[(3-chlorophenyl)amino]-6-fluoro-1,3,5-triazin-2-yl]amino]-2-sulfophenyl]diazenyl]-5-hydroxy-3-[2-(4-sulfophenyl)diazenyl]-, sodium salt (1:4) | 524389 | 66786
1,2-Ethanediamine, N1,N1,N2-trioctyl-N2-[2-(octylamino)ethyl]- | 517540 | 66787
1H-Imidazolium, 1-[2-(carboxymethoxy)ethyl]-1-(carboxymethyl)-4,5-dihydro-2-propyl-, hydroxide, sodium salt (1:1:2) | 517532 | 66788
1H-Imidazolium, 1-[2-(carboxymethoxy)ethyl]-1-(carboxymethyl)-2-heptadecyl-4,5-dihydro-, hydroxide, sodium salt (1:1:2) | 517524 | 66789
1,2-Ethanediamine, N1-(2-methylphenyl)-N2-phenyl- | 517516 | 66790
Formaldehyde, polymer with ammonia, 1,2-ethanediamine, 2-methyloxirane, oxirane and phenol | 517508 | 66791
Benzenediazonium, 2-(aminocarbonyl)-6-methoxy-, (T-4)-tetrachlorozincate(2-) (2:1) | 517490 | 66792
Copper, hydroxy[2-(hydroxy-.kappa.O)-4-hydroxybenzoato-.kappa.O]- | 517482 | 66793
Heptadecanoic acid, 2-ethyl- | 517474 | 66794
Tridecanoic acid, 2-ethyl- | 517466 | 66795
Pentadecanoic acid, 2-ethyl- | 517458 | 66796
Nonadecanoic acid, 2-ethyl- | 517441 | 66797
Cellulose, acetate butanoate hydrogen butanedioate | 517433 | 66798
1,1'-Biphenyl, nonyl- | 517425 | 66799
1,1'-Biphenyl, pentyl- | 517417 | 66800
Spiro[isobenzofuran-1(3H),9'-[9H]xanthen]-3-one, 3',6'-bis(diethylamino)-5(or 6)-isothiocyanato- | 517409 | 66801
2-Oxepanone, polymer with 1,3-diisocyanatomethylbenzene, .alpha.-hydro-.omega.-hydroxypoly(oxy-1,2-ethanediyl) and 3-(2-propen-1-yloxy)-1,2-propanediol | 517391 | 66802
2-Oxepanone, polymer with 1,3-diisocyanatomethylbenzene, 2-ethyl-2-[(2-propen-1-yloxy)methyl]-1,3-propanediol and .alpha.-hydro-.omega.-hydroxypoly(oxy-1,2-ethanediyl) | 517383 | 66803
.alpha.-D-Glucopyranoside, .beta.-D-fructofuranosyl, polymer with 1,2-ethanediamine, 2-methyloxirane and oxirane | 517375 | 66804
.alpha.-D-Glucopyranoside, .beta.-D-fructofuranosyl, polymer with ammonia, 1,2-ethanediamine, 2-methyloxirane and oxirane | 517367 | 66805
Formaldehyde, polymer with [1,1'-biphenyl]-4-ol, 4-(1,1-dimethylethyl)-1,2-benzenediol and 4-(1,1-dimethylethyl)phenol | 517359 | 66806
Formaldehyde, polymer with 1,4-benzenediol and 4-(1,1-dimethylethyl)phenol | 517342 | 66807
Silanetriol, 1-methyl-, polymer with 1,1-dimethylsilanediol and silica | 517334 | 66808
.beta.-Alanine, N-(2-carboxyethyl)-N-[2-(2-heptyl-4,5-dihydro-1H-imidazol-1-yl)ethyl]- | 517326 | 66809
Benzene, [1-methyl-1-(2-propen-1-yloxy)ethyl]- | 517318 | 66810
Benzothiazolium, 2-[2-[4-[ethyl(2-hydroxyethyl)amino]phenyl]diazenyl]-6-methoxy-3-methyl-, (T-4)-tetrachlorozincate(2-) (2:1) | 517292 | 66811
Benzenepropanamide, N,N'-1,3-propanediylbis[3,5-bis(1,1-dimethylethyl)-4-hydroxy- | 517284 | 66812
2-Propenoic acid, 2-methyl-, ammonium salt (1:1), polymer with butyl 2-propenoate and ethenylbenzene | 517276 | 66813
1,3-Benzenedicarboxylic acid, polymer with 1,3-benzenediamine and 2,4-diaminobenzenesulfonic acid | 517268 | 66814
Butanedioic acid, 2-methylene-, polymer with 1,3-butadiene, butyl 2-methyl-2-propenoate, ethenylbenzene, methyl 2-propenoate and 2-methyl-2-propenoic acid | 517250 | 66815
2-Butenedioic acid (2E)-, polymer with 1,3-butadiene, ethenylbenzene, 2-methylenebutanedioic acid, (1-methylethenyl)benzene, methyl 2-methyl-2-propenoate, 2-methyl-2-propenoic acid and 2-propenenitrile | 517243 | 66816
2-Propenoic acid, 2-methyl-, butyl ester, polymer with 1,3-butadiene, ethenylbenzene and methyl 2-propenoate | 517235 | 66817
1,4-Benzenedicarboxylic acid, 1,4-dimethyl ester, polymer with decanedioic acid, 1,4-dimethyl 1,4-cyclohexanedicarboxylate and 1,2-ethanediol | 517227 | 66818
1,3-Benzenedicarboxylic acid, 5-sulfo-, polymer with 1,3-benzenedicarboxylic acid, 1,4-benzenedicarboxylic acid, 1,2-ethanediol and 2,2'-oxybis[ethanol] | 517219 | 66819
2-Propenoic acid, 2-methyl-, methyl ester, telomer with 1-dodecanethiol, methyl 2-propenoate and 2-propenoic acid | 517201 | 66820
2-Propenoic acid, 2-methyl-, polymer with ethenylbenzene, ethyl 2-propenoate and (1-methylethenyl)benzene | 517193 | 66821
2-Propenoic acid, 2-methyl-, methyl ester, polymer with butyl 2-propenoate, N-[(2-methylpropoxy)methyl]-2-propenamide and 2-propenoic acid, compd. with 2-(dimethylamino)ethanol | 517185 | 66822
Eicosanoic acid, compd. with morpholine (1:1) | 517169 | 66823
Benzenesulfonic acid, 4-[2-[4-[2-(4-ethoxyphenyl)diazenyl]-5-methoxy-2-methylphenyl]diazenyl]-, sodium salt (1:1) | 517151 | 66824
Benzoxazole, 2,2'-(1,2-ethenediyl)bis[5,7-dimethyl- | 517136 | 66825
1(3H)-Isobenzofuranone, 3-[4-hydroxy-2-methyl-5-(1-methylethyl)phenyl]-3-[2-methyl-5-(1-methylethyl)-4-(phosphonooxy)phenyl]-, compd. with 2-amino-2-ethyl-1,3-propanediol (1:1) | 517128 | 66826
L-Tyrosine, sodium salt (1:2) | 517102 | 66827
1,3-Benzenedicarboxylic acid, polymer with 1,4-benzenedicarboxylic acid, 1,2-ethanediol, .alpha.-hydro-.omega.-hydroxypoly(oxy-1,4-butanediyl) and nonanedioic acid | 517094 | 66828
1,3-Benzenedicarboxylic acid, polymer with 1,4-dimethyl 1,4-cyclohexanedicarboxylate, 2,2-dimethyl-1,3-propanediol and 2-ethyl-2-(hydroxymethyl)-1,3-propanediol | 517086 | 66829
Formaldehyde, polymer with 2-(chloromethyl)oxirane, 4,4'-(1-methylethylidene)bis[phenol], 2-methyloxirane, nonylphenol and oxirane | 517078 | 66830
Hexanedioic acid, polymer with 1,3-isobenzofurandione, 2-oxepanone and 1,2-propanediol | 517060 | 66831
1,2-Benzenedicarboxylic acid, compd. with N,N-diethylbenzenamine (1:1) | 517052 | 66832
Carbonic acid, 4-[[2-amino-4-[(1-oxooctadecyl)amino]phenyl]amino]phenyl ethyl ester | 517037 | 66833
2-Propenoic acid, 2-methyl-, methyl ester, polymer with butyl 2-propenoate, ethenylbenzene, 1,2-propanediol mono(2-methyl-2-propenoate) and 2-propenoic acid, compd. with 2-(dimethylamino)ethanol | 517029 | 66834
2-Propenamide, N-[3-(dimethylamino)propyl]-, hydrochloride (1:1), polymer with diethenylbenzene and 1,1'-[oxybis(2,1-ethanediyloxy)]bis[ethene] | 517011 | 66835
2-Propenoic acid, 2-methyl-, 1,1'-[2-ethyl-2-[[(2-methyl-1-oxo-2-propen-1-yl)oxy]methyl]-1,3-propanediyl] ester, polymer with diethenylbenzene and ar-ethenyl-N,N-dimethylbenzenemethanamine hydrochloride (1:1) | 517003 | 66836
2-Propenoic acid, 2-methyl-, methyl ester, telomer with butyl 2-propenoate, tert-dodecanethiol, ethenylbenzene, 2-hydroxyethyl 2-propenoate and 2-propenoic acid, compd. with 2-(dimethylamino)ethanol | 516997 | 66837
Benzenesulfonic acid, dodecyl-4-(4-sulfophenoxy)-, ammonium salt (1:2) | 516989 | 66838
Cobalt zirconium oxide (CoZrO3) | 510685 | 66839
Antimony chromium titanium oxide (SbCrTi10O23) | 510677 | 66840
Lead chromate silicate (Pb3(CrO4)(SiO4)) | 510669 | 66841
Lead, [1,2-benzenedicarboxylato(2-)]dioxotri- | 510651 | 66842
Nickel titanium tungsten oxide (NiTi20W2O47) | 510644 | 66843
Phosphoric acid, butyl ester, manganese(2+) salt | 510636 | 66844
.beta.-D-Glucan, (1.fwdarw.4)-, 2-amino-2-deoxy | 510628 | 66845
1,4-Benzenedicarboxylic acid, polymer with 1,3-dihydro-1,3-dioxo-5-isobenzofurancarboxylic acid, 1,2-ethanediol, 4,4'-methylenebis[benzenamine] and 2-methylenebutanedioic acid | 510610 | 66846
Phosphonic acid, P-[[[2-[(2-aminoethyl)amino]ethyl]amino]methyl]-, N,N-bis(phosphonomethyl) deriv. | 510602 | 66847
Phosphonic acid, P,P'-[iminobis(2,1-ethanediyliminomethylene)]bis-, N,N-bis(phosphonomethyl) deriv. | 510594 | 66848
1,1'-Biphenyl, bis(1-methylethyl)- | 510586 | 66849
Poly(oxy-1,2-ethanediyl), .alpha.-(isononylsulfophenyl)-.omega.-hydroxy-, sodium salt (1:1) | 510578 | 66850
Poly(oxy-1,2-ethanediyl), .alpha.-(3-carboxydodecen-1-yl-1-oxopropyl)-.omega.-(3-carboxydodecenyl-1-oxopropoxy)- | 510560 | 66851
2-Anthracenesulfonic acid, 1-amino-9,10-dihydro-4-[[3-[[(4-methylphenyl)sulfonyl]amino]phenyl]amino]-9,10-dioxo-, sodium salt (1:1) | 510552 | 66852
1H-Benzimidazole-5-sulfonic acid, 2,3-dihydro-2-thioxo-, sodium salt (1:2) | 510545 | 66853
Cuprate(4-), [3-[2-[8-[[4-chloro-6-[(2-methylphenyl)amino]-1,3,5-triazin-2-yl]amino]-1-(hydroxy-.kappa.O)-3,6-disulfo-2-naphthalenyl]diazenyl-.kappa.N1]-4-(hydroxy-.kappa.O)-1,5-naphthalenedisulfonato(6-)]-, sodium (1:4) | 510537 | 66854
1,3-Propanediol, 2-ethyl-2-(hydroxymethyl)-, polymer with 1,3,5-trimethoxy-1,5-dimethyl-1,3,5-triphenyltrisiloxane | 510529 | 66855
1,3-Benzenedicarboxylic acid, polymer with 1,3-dihydro-1,3-dioxo-5-isobenzofurancarboxylic acid and 2-ethyl-2-(hydroxymethyl)-1,3-propanediol, (9Z,12R)-12-hydroxy-9-octadecenoate | 510511 | 66856
Phenol, 4,4'-(1-methylethylidene)bis-, polymer with 2-(chloromethyl)oxirane, phosphate, compd. with 2-(dimethylamino)ethanol | 510503 | 66857
2-Propenenitrile, polymer with ethenylbenzene, 2-methyloxirane polymer with oxirane ether with D-glucitol (6:1), and 2-methyloxirane polymer with oxirane ether with 1,2,3-propanetriol (3:1) | 510495 | 66858
Phosphonic acid, P-(2-hydroxyhexadecyl)-, dibutyl ester | 510487 | 66859
2-Propenoic acid, 2-methyl-, 2-(diethylamino)ethyl ester, polymer with dodecyl 2-methyl-2-propenoate, 1-ethenyl-2-pyrrolidinone and methyl 2-methyl-2-propenoate | 510479 | 66860
1-Pentene, polymer with 1-butene, 2-butene and 2-pentene | 510461 | 66861
1-Pentene, polymer with 2-pentene | 510453 | 66862
1,4-Benzenedicarboxylic acid, polymer with 1,4-bis(2-hydroxyethyl) 2-[(6-oxido-6H-dibenz[c,e][1,2]oxaphosphorin-6-yl)methyl]butanedioate and 1,2-ethanediol | 510446 | 66863
9,12-Octadecadienoic acid (9Z,12Z)-, dimer, polymer with 2,2'-[(1-methylethylidene)bis(4,1-phenyleneoxymethylene)]bis[oxirane] and 2-methyl-2-propenoic acid | 510438 | 66864
1,3-Isobenzofurandione, 4,5,6,7-tetrabromo-, polymer with 2,5-furandione, 2-(hydroxymethyl)-2-methyl-1,3-propanediol, 1,3-isobenzofurandione and 1,2-propanediol | 510420 | 66865
2-Heptene, 6,6-dimethoxy-2-methyl- | 510412 | 66866
Phosphonic acid, P,P'-[[(tetrahydro-1,1-dioxido-3-thienyl)imino]bis(methylene)]bis- | 510404 | 66867
4,7-Methano-1H-indene-1-carboxylic acid, octahydro-, ethyl ester | 510396 | 66868
Benzeneacetic acid, compd. with 1,2,3,4-tetrahydro-4-methylquinoline (1:1) | 510388 | 66869
Benzenesulfonic acid, 2-[2-[5-(aminocarbonyl)-1,6-dihydro-2-hydroxy-4-methyl-6-oxo-1-[2-(4-sulfophenyl)ethyl]-3-pyridinyl]diazenyl]-5-[2-(3-phosphonophenyl)diazenyl]-, sodium salt (1:2) | 510370 | 66870
1,5-Naphthalenedisulfonic acid, 2-[2-[1-amino-7-[2-[5-[(4,6-dichloro-1,3,5-triazin-2-yl)amino]-2-sulfophenyl]diazenyl]-8-hydroxy-3,6-disulfo-2-naphthalenyl]diazenyl]-, sodium salt (1:5) | 510362 | 66871
1,5-Naphthalenedisulfonic acid, 3-[2-[4-[2-[4-[(4-amino-6-chloro-1,3,5-triazin-2-yl)amino]-5-sulfo-1-naphthalenyl]diazenyl]-7-sulfo-1-naphthalenyl]diazenyl]-, sodium salt (1:4) | 510354 | 66872
3-Pyridinecarbonitrile, 1-(2-ethylhexyl)-1,2-dihydro-6-hydroxy-5-[2-(4-methoxy-2-nitrophenyl)diazenyl]-4-methyl-2-oxo- | 510347 | 66873
.beta.-Alanine, N-[4-[2-(2,4-dinitrophenyl)diazenyl]-2-methoxy-5-[(1-oxopropyl)amino]phenyl]-N-(3-methoxy-3-oxopropyl)-, methyl ester | 510339 | 66874
2,7-Naphthalenedisulfonic acid, 5-[[4-chloro-6-[[4-[[4-chloro-6-[(3-sulfophenyl)amino]-1,3,5-triazin-2-yl]amino]-2-sulfophenyl]amino]-1,3,5-triazin-2-yl]amino]-4-hydroxy-3-[2-(2-sulfophenyl)diazenyl]-, sodium salt (1:5) | 510321 | 66875
1,3-Benzenedisulfonic acid, 4,4'-[1,2-ethenediylbis[(3-sulfo-4,1-phenylene)imino(6-chloro-1,3,5-triazine-4,2-diyl)imino]]bis[6-[2-[5-(aminocarbonyl)-1-ethyl-1,6-dihydro-2-hydroxy-4-methyl-6-oxo-3-pyridinyl]diazenyl]-, sodium salt (1:6) | 510313 | 66876
2-Naphthalenecarboxaldehyde, 1,2,3,4,5,6,7,8-octahydro-8,8-dimethyl- | 510305 | 66877
2-Naphthalenecarboxaldehyde, 1,2,3,4,5,6,7,8-octahydro-5,5-dimethyl- | 510297 | 66878
1-Hexanol, 3,3,5-trimethyl-, 1-propanoate | 510289 | 66879
1(3H)-Isobenzofuranone, 3-[4-hydroxy-2-methyl-5-(1-methylethyl)phenyl]-3-[2-methyl-5-(1-methylethyl)-4-(phosphonooxy)phenyl]-, magnesium salt (1:?) | 510271 | 66880
1(3H)-Isobenzofuranone, 3-[4-hydroxy-2-methyl-5-(1-methylethyl)phenyl]-3-[2-methyl-5-(1-methylethyl)-4-(phosphonooxy)phenyl]-, compd. with 2-amino-2-methyl-1,3-propanediol (1:2) | 510263 | 66881
1H-Imidazolium, 1-(2-carboxyethyl)-2-hexyl-4,5-dihydro-3-(2-hydroxyethyl)-, inner salt | 510255 | 66882
1,3-Naphthalenedisulfonic acid, 7,7'-[carbonylbis[imino(2-methyl-4,1-phenylene)-2,1-diazenediyl]]bis-, sodium salt, compd. with 2,2'-iminobis[ethanol] (1:?:?) | 510248 | 66883
Bicyclo[2.2.2]oct-5-en-2-ol, 1(or 4)-methyl-4(or 1)-(1-methylethyl)-, 2-acetate | 510230 | 66884
Phosphoric acid, polymer with .alpha.-hydro-.omega.-hydroxypoly(oxy-1,2-ethanediyl) ether with 3,6,9,12-tetrakis(2-hydroxyethyl)-3,6,9,12-tetraazatetradecane-1,14-diol (6:1) | 531418 | 66885
Aluminum, tris[3-[2-(2,4-dimethyl-5-sulfophenyl)diazenyl]-4-hydroxy-1-naphthalenesulfonato(2-)]di- | 531269 | 66886
1,3-Benzenedicarboxylic acid, polymer with 1,4-benzenedicarboxylic acid, 2,2-dimethyl-1,3-propanediol, 2,5-furandione, 2,2'-oxybis[ethanol], oxybis[propanol] and 1,2-propanediol | 531251 | 66887
1-Propanesulfonic acid, 2-hydroxy-3-[3-(trihydroxysilyl)propoxy]- | 531244 | 66888
Benzoic acid, 2-[[4-chloro-6-[[8-hydroxy-3,6-disulfo-7-[2-(2-sulfophenyl)diazenyl]-1-naphthalenyl]amino]-1,3,5-triazin-2-yl]amino]-5-sulfo-, sodium salt (1:4) | 531236 | 66889
Diazene, 1-[4-[2-(3-methylphenyl)diazenyl]-1-naphthalenyl]-2-phenyl- | 531228 | 66890
Benzenesulfonic acid, 2,2'-[(9,10-dihydro-5,8-dihydroxy-9,10-dioxo-1,4-anthracenediyl)diimino]bis[5-butyl-, sodium salt (1:2) | 531210 | 66891
1,7-Anthracenedisulfonic acid, 8-amino-5-[[4-[(4,6-dichloro-1,3,5-triazin-2-yl)amino]-3-sulfophenyl]amino]-9,10-dihydro-9,10-dioxo-, sodium salt (1:3) | 531202 | 66892
1,6-Anthracenedisulfonic acid, 5-amino-8-[[4-[2-[4-[(4,6-dichloro-1,3,5-triazin-2-yl)amino]-2-sulfophenyl]diazenyl]phenyl]amino]-9,10-dihydro-9,10-dioxo-, sodium salt (1:3) | 531194 | 66893
1,7-Anthracenedisulfonic acid, 8-amino-5-[[4-[2-[4-[(4,6-dichloro-1,3,5-triazin-2-yl)amino]-2-sulfophenyl]diazenyl]phenyl]amino]-9,10-dihydro-9,10-dioxo-, sodium salt (1:3) | 531186 | 66894
Benzenesulfonamide, 3-chloro-N-(2-chloroethyl)-4-[2-[4-[(2-hydroxyethyl)amino]-1-naphthalenyl]diazenyl]- | 531178 | 66895
Benzenesulfonamide, 4-[2-[4-[bis(2-hydroxyethyl)amino]phenyl]diazenyl]-2,5-dichloro-N-(2-chloroethyl)- | 531160 | 66896
2,7-Naphthalenedisulfonic acid, 4-amino-6-[2-[5-[(4,6-dichloro-1,3,5-triazin-2-yl)amino]-2-sulfophenyl]diazenyl]-3-[2-(2,5-disulfophenyl)diazenyl]-5-hydroxy-, sodium salt (1:5) | 531152 | 66897
2-Naphthalenesulfonic acid, 6-amino-5-[2-[2-[(ethylphenylamino)sulfonyl]phenyl]diazenyl]-4-hydroxy-, sodium salt (1:1) | 531145 | 66898
1,3-Benzenedisulfonic acid, 4-[2-[5-(aminocarbonyl)-1-ethyl-1,6-dihydro-2-hydroxy-4-methyl-6-oxo-3-pyridinyl]diazenyl]-6-[(4,6-dichloro-1,3,5-triazin-2-yl)amino]-, sodium salt (1:2) | 531137 | 66899
1H-Pyrazole-3-carboxylic acid, 4-[2-[4-[(4,6-dichloro-1,3,5-triazin-2-yl)amino]-2-sulfophenyl]diazenyl]-4,5-dihydro-5-oxo-1-(4-sulfophenyl)-, sodium salt (1:2) | 531129 | 66900
2-Naphthalenesulfonic acid, 6-[(4,6-dichloro-1,3,5-triazin-2-yl)methylamino]-4-hydroxy-3-[2-(4-methoxy-2-sulfophenyl)diazenyl]-, sodium salt (1:2) | 531111 | 66901
Isooctanoic acid, iron salt (1:?) | 524207 | 66902
Spiro[isobenzofuran-1(3H),9'-[9H]xanthen]-3-one, 6'-(ethylhexylamino)-2'-(methylphenylamino)- | 524199 | 66903
Spiro[isobenzofuran-1(3H),9'-[9H]xanthen]-3-one, 6'-(ethylhexylamino)-2'-(phenylamino)- | 524181 | 66904
Spiro[isobenzofuran-1(3H),9'-[9H]xanthen]-3-one, 6'-(ethylhexylamino)-3'-methyl-2'-(phenylamino)- | 524173 | 66905
Spiro[isobenzofuran-1(3H),9'-[9H]xanthen]-3-one, 6'-(hexylmethylamino)-3'-methyl-2'-(phenylamino)- | 524165 | 66906
Spiro[isobenzofuran-1(3H),9'-[9H]xanthen]-3-one, 6'-[ethyl(3-methylbutyl)amino]-3'-methyl-2'-(phenylamino)- | 524157 | 66907
1,3-Benzenedicarboxylic acid, polymer with 2,5-furandione, 2-(hydroxymethyl)-2-methyl-1,3-propanediol and 1,2-propanediol | 524140 | 66908
4,7-Methanoisobenzofuran-1,3-dione, 3a,4,7,7a-tetrahydromethyl-, polymer with 3-(dodecen-1-yl)dihydro-2,5-furandione and .alpha.-hydro-.omega.-hydroxypoly[oxy(methyl-1,2-ethanediyl)] | 524132 | 66909
Poly(oxy-1,2-ethanediyl), .alpha.-hydro-.omega.-hydroxy-, ether with 3-hydroxy-2,2-dimethylpropyl 3-hydroxy-2,2-dimethylpropanoate (2:1) | 524116 | 66910
2-Propen-1-aminium, N,N-dimethyl-N-2-propen-1-yl-, chloride (1:1), polymer with 2-hydroxypropyl 2-propenoate, 2-propenamide and 2-propenoic acid | 524108 | 66911
Guanidine, N-cyano-, polymer with N1-(2-aminoethyl)-1,2-ethanediamine, N1-(6-aminohexyl)-1,6-hexanediamine and 2-(chloromethyl)oxirane | 524090 | 66912
Guanidine, N-cyano-, polymer with N1-(2-aminoethyl)-1,2-ethanediamine and N1-(6-aminohexyl)-1,6-hexanediamine | 524082 | 66913
2,5-Furandione, polymer with ethenylbenzene, ethenylmethylbenzene, 1H-indene, (1-methylethenyl)benzene and 3a,4,7,7a-tetrahydro-4,7-methano-1H-indene | 524074 | 66914
2-Propenoic acid, 1,1'-[methylenebis[2,1-phenyleneoxy(1-methyl-2,1-ethanediyl)]] ester | 524066 | 66915
Methanol, 1,1'-(1,2-ethanediyldiimino)bis- | 524058 | 66916
Thorium telluride (ThTe2) | 524033 | 66917
Antimony, compd. with zirconium (1:1) | 524025 | 66918
Bismuth, compd. with silver (1:3) | 524017 | 66919
Carbamic acid, N-[methyl-3-[[[[(1-methylpropylidene)amino]oxy]carbonyl]amino]phenyl]-, C,C'-[2-ethyl-2-[[[[[methyl-3-[[[[(1-methylpropylidene)amino]oxy]carbonyl]amino]phenyl]amino]carbonyl]oxy]methyl]-1,3-propanediyl] ester | 524009 | 66920
Hexanedioic acid, polymer with 2-(chloromethyl)oxirane, 2,2-dimethyl-1,3-propanediol and 4,4'-(1-methylethylidene)bis[phenol] | 523993 | 66921
1,3-Benzenedicarboxylic acid, polymer with 1,4-butanediol, 1,4-cyclohexanedimethanol and hexanedioic acid | 523985 | 66922
1,3-Benzenedicarboxylic acid, polymer with 1,4-butanediol, 1,4-cyclohexanedimethanol, hexanedioic acid and 1,1'-methylenebis[4-isocyanatobenzene] | 523977 | 66923
1H-Perimidin-2-amine, hydrochloride (1:1) | 523969 | 66924
Europium hydride (EuH3) | 523951 | 66925
Bismuth, compd. with europium (1:1) | 523944 | 66926
Poly[oxy(methyl-1,2-ethanediyl)], .alpha.-hydro-.omega.-hydroxy-, ether with 2,2-bis(hydroxymethyl)-1,3-propanediol (4:1), polymer with 5-isocyanato-1-(isocyanatomethyl)-1,3,3-trimethylcyclohexane | 523936 | 66927
1,3-Benzenedicarboxylic acid, polymer with 1,4-benzenedicarboxylic acid, 1,3-dihydro-1,3-dioxo-5-isobenzofurancarboxylic acid, 2,2-dimethyl-1,3-propanediol, 1,2-ethanediol and 1,6-hexanediol | 523928 | 66928
1,3-Benzenedicarboxylic acid, 5-sulfo-, 1,3-dimethyl ester, sodium salt (1:1), polymer with 1,3-benzenedicarboxylic acid, 1,4-benzenedicarboxylic acid, 1,2-ethanediol, nonanedioic acid and 2,2'-oxybis[ethanol] | 523910 | 66929
2H-Azepin-2-one, 3-(dimethylamino)hexahydro-, polymer with hexahydro-2H-azepin-2-one | 523902 | 66930
2H-Azepin-2-one, 3-(dimethylamino)hexahydro- | 523894 | 66931
Glycine, N-(phosphonomethyl)-, sodium salt (2:3) | 523886 | 66932
Ethanamine, 2-(2-methoxyethoxy)-N,N-bis[2-(2-methoxyethoxy)ethyl]- | 523878 | 66933
Morpholine, 4-(3'-methyl-2,2'-spirobi[2H-1-benzopyran]-7-yl)- | 523860 | 66934
2-Propenoic acid, 2-methyl-, butyl ester, polymer with ethenylbenzene, 2-ethylhexyl 2-propenoate, 1,1'-(1,6-hexanediyl) di-2-propenoate, methyl 2-methyl-2-propenoate and 1,2-propanediol mono(2-methyl-2-propenoate) | 523852 | 66935
Poly(oxy-1,2-ethanediyl), .alpha.-hydro-.omega.-hydroxy-, ether with 1,3-benzenediol | 523787 | 66936
Benzene, 1,1'-oxybis[hexadecyl- | 516963 | 66937
Benzenesulfonic acid, 4,4'-oxybis[hexadecyl-, sodium salt (1:2) | 516955 | 66938
Benzene, 1,1'-oxybis[decyl- | 516930 | 66939
Benzene, decylphenoxy- | 516922 | 66940
Hexanedioic acid, polymer with 2,2-dimethyl-1,3-propanediol, .alpha.-hydro-.omega.-hydroxypoly(oxy-1,4-butanediyl), 3-hydroxy-2-(hydroxymethyl)-2-methylpropanoic acid and 1,1'-methylenebis[4-isocyanatocyclohexane], compd. with 2-(dimethylamino)ethanol | 516914 | 66941
2-Propenoic acid, 2-methyl-, butyl ester, polymer with butyl 2-propenoate, ethenylbenzene, 2-hydroxyethyl 2-propenoate, methyl 2-methyl-2-propenoate and 2-propenoic acid, compd. with 2-(dimethylamino)ethanol | 516906 | 66942
2-Propenoic acid, 2-methyl-, polymer with methyl 2-methyl-2-propenoate and octadecyl 2-methyl-2-propenoate, ammonium salt | 516898 | 66943
Propanoic acid, 3-hydroxy-2-(hydroxymethyl)-2-methyl-, polymer with 1,3-diisocyanatomethylbenzene and 2-methyloxirane polymer with oxirane ether with 1,2,3-propanetriol (3:1) | 516880 | 66944
Cyclohexanol, 2(3 or 4)-(7,7-dimethylbicyclo[2.2.1]hept-2-yl)- | 516872 | 66945
Cyclohexanepropanol, .alpha.,2,2,6-tetramethyl-, monomethyl deriv. | 516864 | 66946
1,2-Propanediol, 3-[[4-[2-(2-chloro-4,6-dinitrophenyl)diazenyl]-1-naphthalenyl]amino]- | 516849 | 66947
1,3-Benzenedicarboxylic acid, 1,3-dimethyl ester, polymer with 1,9-dimethyl nonanedioate, 2,2-dimethyl-1,3-propanediol and 2-ethyl-2-(hydroxymethyl)-1,3-propanediol | 516831 | 66948
3-Cyclohexene-1-carbonyl chloride, 3,4-dimethyl- | 516823 | 66949
2-Naphthalenecarboxamide, 3-hydroxy-4-[2-(4-methoxy-2-nitrophenyl)diazenyl]-N-(3-nitrophenyl)- | 516815 | 66950
1(3H)-Isobenzofuranone, 3,3-bis[4-(phosphonooxy)phenyl]-, potassium salt (1:4) | 516807 | 66951
2-Naphthalenecarboxamide, N-phenyl-3-(phosphonooxy)-, sodium salt (1:2) | 516799 | 66952
1-Naphthaleneacetonitrile, 2-methyl- | 516781 | 66953
3-Pyridinecarbonitrile, 1-butyl-5-[2-(4-chlorophenyl)diazenyl]-1,2-dihydro-6-hydroxy-4-methyl-2-oxo- | 516773 | 66954
Propanoic acid, 2-[4-[[5-(trifluoromethyl)-2-pyridinyl]oxy]phenoxy]-, butyl ester | 516765 | 66955
Propanoic acid, 2-[4-[[3-chloro-5-(trifluoromethyl)-2-pyridinyl]oxy]phenoxy]-, methyl ester | 516757 | 66956
Propanenitrile, 3-[1-[difluoro[(1,2,2-trifluoroethenyl)oxy]methyl]-1,2,2,2-tetrafluoroethoxy]-2,2,3,3-tetrafluoro- | 516740 | 66957
Propanamide, 3-[1-[difluoro[(1,2,2-trifluoroethenyl)oxy]methyl]-1,2,2,2-tetrafluoroethoxy]-2,2,3,3-tetrafluoro- | 516732 | 66958
Benzeneacetic acid, .alpha.-hydroxy-, (.alpha.R)-, compd. with (2R)-2-amino-1-butanol (1:1) | 516724 | 66959
[1,1'-Biphenyl]-4-carboxylic acid, 4'-heptyl-, 4-[(2S)-2-methylbutyl]phenyl ester | 516708 | 66960
Benzoic acid, 4-(decyloxy)-, 4-[(2S)-2-methylbutyl]phenyl ester | 516682 | 66961
Benzoic acid, 4-(octyloxy)-, 4-[(2S)-2-methylbutyl]phenyl ester | 516674 | 66962
Benzoic acid, 4-(hexyloxy)-, 4-[(2S)-2-methylbutyl]phenyl ester | 516666 | 66963
1,2,4-Thiadiazolidine-3,5-dithione, potassium salt (1:2), homopolymer | 516658 | 66964
Benzothiazolium, 3-methyl-2-[2-[(3-methyl-2(3H)-benzothiazolylidene)methyl]-1-buten-1-yl]-, bromide (1:1) | 516641 | 66965
Benzenesulfonic acid, 4-[2-(5-amino-3-methyl-1-phenyl-1H-pyrazol-4-yl)diazenyl]-2,5-dichloro-, sodium salt (1:1) | 516625 | 66966
Phenol, 4,4'-(1-methylethylidene)bis-, polymer with 2,2'-[(1-methylethylidene)bis(4,1-phenyleneoxymethylene)]bis[oxirane] and .alpha.-(2-oxiranylmethyl)-.omega.-(2-oxiranylmethoxy)poly[oxy(methyl-1,2-ethanediyl)] | 516617 | 66967
Ethanaminium, N,N,N-trimethyl-2-[(2-methyl-1-oxo-2-propen-1-yl)oxy]-, chloride (1:1), polymer with 2-propenamide and 2-propenoic acid | 516609 | 66968
Hexanedioic acid, polymer with 2,3-dibromo-2-butene-1,4-diol | 516591 | 66969
3,5-Octanedione, 2,2,7-trimethyl- | 516583 | 66970
9,10-Anthracenedione, 1-amino-4-[[3-[(dimethylamino)methyl]phenyl]amino]-, hydrochloride (1:1) | 516567 | 66971
1-Propanone, 2-hydroxy-2-methyl-1-[4-(1-methylethyl)phenyl]- | 516559 | 66972
1-Propanone, 1-(4-dodecylphenyl)-2-hydroxy-2-methyl- | 516542 | 66973
2-Naphthalenesulfonic acid, 7-[[4-chloro-6-[(3-sulfophenyl)amino]-1,3,5-triazin-2-yl]methylamino]-4-hydroxy-3-[2-(4-methoxy-2-sulfophenyl)diazenyl]-, sodium salt (1:3) | 531103 | 66974
1H-Pyrazole-3-carboxylic acid, 4-[2-[5-[[4-chloro-6-[(4-sulfophenyl)amino]-1,3,5-triazin-2-yl]amino]-2-sulfophenyl]diazenyl]-4,5-dihydro-5-oxo-1-(4-sulfophenyl)-, sodium salt (1:3) | 531095 | 66975
2-Propanol, 1-chloro-3-[ethyl[3-methyl-4-[2-(5-nitro-2-thiazolyl)diazenyl]phenyl]amino]- | 531087 | 66976
Benzenesulfonic acid, 4-[[4-[2-(4-hydroxy-2-methylphenyl)diazenyl]phenyl]amino]-3-nitro-, sodium salt (1:1) | 531079 | 66977
Benzenemethanamine, 3(or 4)-[2-(trimethoxysilyl)ethyl]- | 531061 | 66978
2-Propenoic acid, polymer with 2-methyloxirane polymer with oxirane monobutyl ether | 531053 | 66979
2-Imidazolidinone, 1,1'-methylenebis[4,5-dihydroxy-3-(2-hydroxyethyl)- | 531046 | 66980
Pyridinium, 1-[2-[(2-cyanoacetyl)oxy]ethyl]-, chloride (1:1) | 531038 | 66981
2(3H)-Furanone, 5-(3Z)-3-hexen-1-yldihydro-5-methyl- | 531020 | 66982
6,10,14-Hexadecatrien-3-ol, 3,7,11,15-tetramethyl- | 531012 | 66983
4-Piperidinecarboxylic acid, 2,2,6,6-tetramethyl-, 4,4'-[1,4-cyclohexanediylbis(methylene)] ester | 531004 | 66984
Benzo[f]quinoline-7,9-disulfonic acid, 3-methyl-, sodium salt (1:2) | 530998 | 66985
1,3-Propanediol, 2,2-bis(hydroxymethyl)-, 1,3-bis(dihydrogen phosphate), ammonium salt (1:8) | 530980 | 66986
Urea, N,N,N',N'-tetrakis[(phosphonooxy)methyl]-, sodium salt (1:8) | 530972 | 66987
2-Propenoic acid, 2-methyl-, butyl ester, polymer with 2-(dimethylamino)ethyl 2-methyl-2-propenoate, dodecyl 2-methyl-2-propenoate, eicosyl 2-methyl-2-propenoate, hexadecyl 2-methyl-2-propenoate, octadecyl 2-methyl-2-propenoate, pentadecyl 2-methyl-2-propenoate, tetradecyl 2-methyl-2-propenoate and tridecyl 2-methyl-2-propenoate | 530964 | 66988
9H-Carbazole, 9-[2-(trimethoxysilyl)ethyl]- | 530956 | 66989
Benzenesulfonyl azide, 3-[[[2-[[3-(trimethoxysilyl)propyl]amino]ethyl]amino]carbonyl]- | 530949 | 66990
Silane, chlorodimethyltriacontyl- | 530931 | 66991
1H-Imidazole, 1-[3-(trimethoxysilyl)propyl]- | 530923 | 66992
Silane, dimethoxymethyloctadecyl- | 530915 | 66993
1,3,6,9,12-Pentaoxa-2-silacyclotetradecane, 2,2-dimethyl- | 530907 | 66994
Silane, trichlorotriacontyl- | 530899 | 66995
Silane, (chloromethyl)dodecyldimethyl- | 530881 | 66996
Silane, diethoxymethyl(2-phenylpropyl)- | 530873 | 66997
Benzenesulfonic acid, 2,2'-(1,2-ethenediyl)bis[5-[[4-chloro-6-[(4-sulfophenyl)amino]-1,3,5-triazin-2-yl]amino]-, lithium sodium salt (1:?:?) | 530865 | 66998
Phenazinium, 3-[[4-[[4-chloro-6-[(3-phosphonophenyl)amino]-1,3,5-triazin-2-yl]amino]-2-sulfophenyl]amino]-7-[ethyl[(3-sulfophenyl)methyl]amino]-5-(4-methoxy-3-sulfophenyl)-, inner salt, ammonium salt (1:3) | 530857 | 66999
Spiro[isobenzofuran-1(3H),9'-[9H]xanthene]-6-carboxylic acid, 6'-(diethylamino)-3'-methyl-3-oxo-2'-(phenylamino)- | 530840 | 67000
4,11-Triphenodioxazinedisulfonic acid, 6,13-dichloro-3,10-bis[[4-[[4-chloro-6-[(3-phosphonophenyl)amino]-1,3,5-triazin-2-yl]amino]-2,5-disulfophenyl]amino]-, ammonium sodium salt (1:?:?) | 530832 | 67001
Xanthylium, 9-(2-carboxyphenyl)-3,6-bis(diethylamino)-, hydrogen bis[3-[2-[4,5-dihydro-3-methyl-5-(oxo-.kappa.O)-1-phenyl-1H-pyrazol-4-yl]diazenyl-.kappa.N1]-2-(hydroxy-.kappa.O)-5-nitrobenzenesulfonato(3-)]chromate(3-), compd. with 3-[(2-butylhexyl)oxy]-1-propanamine (1:2:1:1) | 530824 | 67002
1,3-Benzenedicarboxylic acid, polymer with 1,4-cyclohexanedimethanol, hexanedioic acid, 1,6-hexanediol, 1,1'-methylenebis[4-isocyanatobenzene] and 2,2'-oxybis[1-propanol] | 530816 | 67003
1,3-Benzenedicarboxylic acid, polymer with 5-amino-1,3,3-trimethylcyclohexanemethanamine, 2,2-dimethyl-1,3-propanediol, hexanedioic acid, 1,6-hexanediol, 3-hydroxy-2-(hydroxymethyl)-2-methylpropanoic acid and 1,1'-methylenebis[4-isocyanatocyclohexane] | 530808 | 67004
1,3-Propanediol, 2-ethyl-2-(hydroxymethyl)-, polymer with .alpha.-hydro-.omega.-hydroxypoly(oxy-1,4-butanediyl) and 1,1'-methylenebis[isocyanatobenzene] | 530790 | 67005
Cobaltate(4-), bis[2-[[[3-[2-[1-[[(2-chlorophenyl)amino]carbonyl]-2-(oxo-.kappa.O)propyl]diazenyl-.kappa.N1]-4-(hydroxy-.kappa.O)phenyl]sulfonyl]amino]benzoato(3-)]-, sodium (1:4) | 530782 | 67006
1,3-Propanedione, 1-[4-(1,1-dimethylethyl)phenyl]-3-(4-methoxyphenyl)- | 523779 | 67007
3H-Indolium, 2-[2-[(4-ethoxyphenyl)amino]ethenyl]-1,3,3-trimethyl-, sulfate (1:1) | 523761 | 67008
2-Naphthalenecarboxamide, 4-[2-[2-(aminocarbonyl)-5-methylphenyl]diazenyl]-3-hydroxy-N-(4-methoxyphenyl)- | 523753 | 67009
Silver arsenide (Ag2As) | 523746 | 67010
2-Oxocanone, 4,8,8-trimethyl- | 523738 | 67011
Benzenepropanoic acid, 3,5-bis(1,1-dimethylethyl)-4-hydroxy-, 1,1'-[(1,2-dioxo-1,2-ethanediyl)bis(imino-2,1-ethanediyl)] ester | 523720 | 67012
Ethanesulfonic acid, 2-[[2-hydroxy-1,1-bis(hydroxymethyl)ethyl]amino]-, sodium salt (1:1) | 523712 | 67013
9-Octadecenoic acid (9Z)-, polymer with N1-(2-aminoethyl)-N2-[2-[(2-aminoethyl)amino]ethyl]-1,2-ethanediamine | 523704 | 67014
Phenol, 2-(2H-benzotriazol-2-yl)-4,6-bis(1-methyl-1-phenylethyl)- | 523696 | 67015
Benzenesulfonic acid, 4-[(1,3-dioxobutyl)amino]-, potassium salt (1:1) | 523688 | 67016
1H-Anthra[1,2-d]triazole-4-sulfonic acid, 6,11-dihydro-6,11-dioxo-, sodium salt (1:1) | 523670 | 67017
9-Octadecenoic acid (9Z)-, compd. with N,N-dimethyl-1-dodecanamine (1:1) | 523662 | 67018
2-Naphthalenecarboxamide, 4-[2-[2-(aminocarbonyl)-5-methoxyphenyl]diazenyl]-3-hydroxy-N-(4-methoxyphenyl)- | 523654 | 67019
1,3-Naphthalenedisulfonic acid, 7-hydroxy-8-[2-[4-(2-phenyldiazenyl)phenyl]diazenyl]-, potassium sodium salt (1:?:?) | 523647 | 67020
Formaldehyde, polymer with benzenamine, methylphenol and phenol, ammonium salt | 523365 | 67021
Formaldehyde, polymer with 2-(chloromethyl)oxirane, 4,4'-(1-methylethylidene)bis[phenol] and phenol, ammonium salt | 523357 | 67022
Cuprate(4-), [.mu.-[[2,2'-(1,2-ethenediyl)bis[5-[2-[5-hydroxy-4-[2-(2-hydroxy-5-sulfophenyl)diazenyl]-2-methoxyphenyl]oxidodiazenyl]benzenesulfonato]](8-)]]di-, sodium (1:4) | 523340 | 67023
2-Anthracenesulfonic acid, 4-[[3-(acetylamino)-4-methylphenyl]amino]-1-amino-9,10-dihydro-9,10-dioxo-, sodium salt (1:1) | 516344 | 67024
2-Propenoic acid, 2-methyl-, 2-hydroxyethyl ester, polymer with diethenylbenzene and methyl 2-methyl-2-propenoate | 516328 | 67025
Benzenepropanol, 4-hydroxy-.alpha.-methyl- | 516310 | 67026
1,3-Isobenzofurandione, 5,5'-carbonylbis-, polymer with 4,4'-[[2,2,2-trifluoro-1-(trifluoromethyl)ethylidene]bis(4,1-phenyleneoxy)]bis[benzenamine] | 516302 | 67027
2,7-Naphthalenedisulfonic acid, 5-[[4-chloro-6-(methylphenylamino)-1,3,5-triazin-2-yl]amino]-4-hydroxy-3-[2-(2-sulfophenyl)diazenyl]- | 516294 | 67028
Benzenamine, 4,4'-[[2,2,2-trifluoro-1-(trifluoromethyl)ethylidene]bis(4,1-phenyleneoxy)]bis- | 516286 | 67029
2-Anthracenesulfonic acid, 1-amino-9,10-dihydro-9,10-dioxo-4-[(phenylsulfonyl)amino]-, potassium salt (1:1) | 516278 | 67030
Benzenesulfonamide, N-(4-amino-9,10-dihydro-3-methoxy-9,10-dioxo-1-anthracenyl)- | 516260 | 67031
2-Butenedioic acid (2Z)-, 1,1'-(butoxystibylene) 4,4'-dibutyl ester | 516252 | 67032
Poly(oxy-1,2-ethanediyl), .alpha.,.alpha.',.alpha.''-phosphinylidynetris[.omega.-phenoxy- | 516245 | 67033
1,3-Isobenzofurandione, 5,5'-[2,2,2-trifluoro-1-(trifluoromethyl)ethylidene]bis-, polymer with 1,4-benzenediamine and 4,4'-oxybis[benzenamine] | 516237 | 67034
Benzenesulfonic acid, 4-[2-[4-[2-[5-(1,1-dimethylethyl)-2-hydroxyphenyl]diazenyl]phenyl]diazenyl]-, sodium salt (1:1) | 516229 | 67035
L-Alanine, N-(2,6-dimethylphenyl)-N-(methoxyacetyl)-, methyl ester | 516211 | 67036
3H-Anthra[1,2-d]triazole-4-sulfonic acid, 6,11-dihydro-6,11-dioxo-, potassium salt (1:1) | 516203 | 67037
1,2-Propanediol, monocarbamate | 516195 | 67038
5,8-Methano-2H-1-benzopyran-2-one, 6-ethylideneoctahydro- | 516187 | 67039
Propanenitrile, 3-[butyl[4-[2-(4-nitrophenyl)diazenyl]phenyl]amino]- | 516179 | 67040
2-Piperidinecarboxylic acid, potassium salt (1:1) | 516161 | 67041
Poly(oxy-1,2-ethanediyl), .alpha.-hydro-.omega.-hydroxy-, ether with D-glucitol (6:1), tetraoctadecanoate | 516153 | 67042
Benzenesulfonic acid, 3,3'-[carbonylbis[imino(3-methoxy-4,1-phenylene)-2,1-diazenediyl]]bis-, compd. with 2,2',2''-nitrilotris[ethanol] (1:?) | 516146 | 67043
Acetic acid, 2,2',2''-[phosphinylidynetris(thio)]tris-, 1,1',1''-triisooctyl ester | 516138 | 67044
2-Propenoic acid, 3-(2-methoxy-5-nitrophenyl)- | 516120 | 67045
Disulfide, bis[4-(methylthio)-2-nitrophenyl] | 516112 | 67046
1-Naphthalenamine, 4,4'-[1,2-diazenediylbis[4,1-phenylene-2,1-diazenediyl(2,5-dimethyl-4,1-phenylene)-2,1-diazenediyl]]bis[N-ethyl- | 516104 | 67047
Benzenamine, 4,4'-[1,2-diazenediylbis(4,1-phenylene-2,1-diazenediyl)]bis[N,N-diethyl-3-methyl- | 516096 | 67048
Benzenamine, 4,4'-[1,2-diazenediylbis(4,1-phenylene-2,1-diazenediyl)]bis[N,N,3,5-tetramethyl- | 516088 | 67049
Ethanaminium, N,N,N-trimethyl-2-[(1-oxo-2-propen-1-yl)oxy]-, chloride (1:1), polymer with 2-propenamide | 515791 | 67050
1-Azetidinepropanoic acid, butyl ester | 515783 | 67051
Valine, N-[2-chloro-4-(trifluoromethyl)phenyl]-, cyano(3-phenoxyphenyl)methyl ester | 515775 | 67052
Poly(oxy-1,2-ethanediyl), .alpha.-hydro-.omega.-hydroxy-, ether with 4-hydroxy-2H-pyran-3,3,5,5(4H,6H)-tetramethanol dioctanoate (3:1) | 515767 | 67053
Oxirane, 2-methyl-, polymer with oxirane, 1,6-hexanediylbis(nitrilodialkylene) ether | 530485 | 67054
2-Butenedioic acid (2E)-, polymer with 2,5-furandione, 1,3-isobenzofurandione and 1,2-propanediol, benzoate | 530477 | 67055
Oxirane, 2-methyl-, polymer with oxirane, ether with 1,2,3-propanetriol (3:1), tris(hydrogen butanedioate) | 530469 | 67056
Guanidine, N-cyano-, polymer with N1-(2-aminoethyl)-1,2-ethanediamine and 2-(chloromethyl)oxirane, formate (ester) | 530451 | 67057
1-Propanamine, 3-(triethoxysilyl)-, compd. with 2-methyloxirane polymer with oxirane ether with 1,2,3-propanetriol (3:1) tris(hydrogen butanedioate) (3:1) | 530444 | 67058
Hexanedioic acid, polymer with 1,3-dihydro-1,3-dioxo-5-isobenzofurancarboxylic acid and 2,2-dimethyl-1,3-propanediol, tridecyl ester, dodecanoate | 530436 | 67059
Hexanedioic acid, polymer with 1,3-dihydro-1,3-dioxo-5-isobenzofurancarboxylic acid and 2,2-dimethyl-1,3-propanediol, 4-(1,1-dimethylethyl)benzoate | 530428 | 67060
1,3-Isobenzofurandione, polymer with 2,2-bis(hydroxymethyl)-1,3-propanediol, benzoate hexadecanoate | 530410 | 67061
Tamarind seed gum, carboxymethyl ether, sodium salt | 530402 | 67062
Oxirane, 2-methyl-, polymer with oxirane, mono(hydrogen sulfate), tridecyl ether, sodium salt | 530394 | 67063
Oxirane, 2-methyl-, polymer with oxirane, mono(hydrogen sulfate), tridecyl ether | 530386 | 67064
Bicyclo[2.2.1]hept-5-ene-2,3-dicarboxylic acid, 2-methyl ester, polymer with 1,4-benzenediamine and 5,5'-[2,2,2-trifluoro-1-(trifluoromethyl)ethylidene]bis[1,3-isobenzofurandione] | 530378 | 67065
1-Naphthalenesulfonic acid, 8-(phenylamino)-5-[2-[4-(2-phenyldiazenyl)-6(or 7)-sulfo-1-naphthalenyl]diazenyl]- | 530360 | 67066
Benzeneacetonitrile, ar,ar,ar-trichloro- | 530352 | 67067
Poly(oxy-1,2-ethanediyl), .alpha.,.alpha.',.alpha.''-(nitrilotri-2,1-ethanediyl)tris[.omega.-hydroxy-, polymer with 2,4-diisocyanato-1-methylbenzene | 530345 | 67068
1,4-Benzenedicarboxylic acid, polymer with 1,4-cyclohexanedimethanol, 1,3-dihydro-1,3-dioxo-5-isobenzofurancarboxylic acid, 2,2-dimethyl-1,3-propanediol and 12-hydroxyoctadecanoic acid | 530337 | 67069
1,3-Benzenedicarboxylic acid, polymer with (2E)-2-butenedioic acid, 2,2-dimethyl-1,3-propanediol, 2,5-furandione and 4,5,6,7-tetrahydro-1,3-isobenzofurandione | 530329 | 67070
1,3-Benzenedicarboxylic acid, polymer with 2,2-dimethyl-1,3-propanediol, 2,5-furandione and 4,5,6,7-tetrahydro-1,3-isobenzofurandione | 530311 | 67071
1,3-Benzenedicarboxylic acid, polymer with (2E)-2-butenedioic acid, 2,2-dimethyl-1,3-propanediol and 4,5,6,7-tetrahydro-1,3-isobenzofurandione | 530303 | 67072
2-Propenoic acid, 2-methyl-, polymer with 2,5-furandione, 1,3-isobenzofurandione and 1,2-propanediol | 530295 | 67073
1,3-Isobenzofurandione, 4,5,6,7-tetrabromo-, polymer with 2,5-furandione, 2-(hydroxymethyl)-2-methyl-1,3-propanediol, 1,3-isobenzofurandione and 2,2'-oxybis[ethanol] | 530287 | 67074
1,3-Benzenedicarboxylic acid, polymer with hexanedioic acid, 3-hydroxy-2,2-dimethylpropyl 3-hydroxy-2,2-dimethylpropanoate and 1,2-propanediol | 530279 | 67075
1,5-Naphthalenedisulfonic acid, 2-[2-[8-[[4-[(4-chlorophenyl)amino]-6-fluoro-1,3,5-triazin-2-yl]amino]-1-hydroxy-3,6-disulfo-2-naphthalenyl]diazenyl]-, sodium salt (1:4) | 530261 | 67076
2-Tridecanol, 1-nitro- | 530246 | 67077
2-Tridecanol, 1-nitro-, sodium salt (1:1) | 530238 | 67078
Cyclopentanecarboxylic acid, 3-nitro-4,5-dioxo-2-undecyl-, ethyl ester, ion(1-), sodium (1:1) | 530220 | 67079
1-Tridecene, 1-nitro- | 530212 | 67080
2,7-Naphthalenedisulfonic acid, 4-amino-3,6-bis[2-[4-[2-[4-(diethylamino)-2-hydroxyphenyl]diazenyl]phenyl]diazenyl]-5-hydroxy- | 530188 | 67081
1,3-Benzenedicarboxylic acid, polymer with 2,2-dimethyl-1,3-propanediol, 2-ethyl-2-(hydroxymethyl)-1,3-propanediol, hexanedioic acid, 1,2-propanediol and N,N',2-tris(6-isocyanatohexyl)imidodicarbonic diamide | 530170 | 67082
1,3-Benzenedicarboxylic acid, polymer with 1,3-dihydro-1,3-dioxo-5-isobenzofurancarboxylic acid, 2,5-furandione and 1,2-propanediol, ammonium salt | 530162 | 67083
1,3-Benzenedicarboxylic acid, polymer with 2,2-dimethyl-1,3-propanediol, 2-ethyl-2-(hydroxymethyl)-1,3-propanediol, hexanedioic acid, 1,2-propanediol and 2,2,4-trimethyl-1,3-pentanediol | 530154 | 67084
1,3-Benzenedimethanol, .alpha.,.alpha.,.alpha.',.alpha.'-tetramethyl-, polymer with 1,1'-(1,1,4,4-tetramethyl-2-butyne-1,4-diyl)bis[hydroperoxide] | 530147 | 67085
1,4-Benzenedimethanol, .alpha.1,.alpha.1,.alpha.4,.alpha.4-tetramethyl-, compd. with 1,1'-(1,1,4,4-tetramethyl-2-butyne-1,4-diyl)bis[hydroperoxide] (1:1) | 530139 | 67086
Carbonoperoxoic acid, OO-(1,1-dimethylpropyl) O-(2-ethylhexyl) ester | 530121 | 67087
Benzenecarboperoxoic acid, 2-methyl-, 1,1-dimethylpropyl ester | 530113 | 67088
2-Naphthalenesulfonic acid, 7-[[4-(ethylphenylamino)-6-fluoro-1,3,5-triazin-2-yl]amino]-4-hydroxy-3-[2-(4-methoxy-2-sulfophenyl)diazenyl]-, sodium salt (1:2) | 530105 | 67089
Nickel, bis[(3-amino-4,5,6,7-tetrachloro-1H-isoindol-1-one-.kappa.N2) oximato-.kappa.O1]- | 530097 | 67090
Chromate(4-), [2-[[4-[2-[2-hydroxy-4-(hydroxy-.kappa.O)-5-[2-[2-(hydroxy-.kappa.O)-3,5-dinitrophenyl]diazenyl-.kappa.N1]-3-[2-(4-nitrophenyl)diazenyl]phenyl]diazenyl]phenyl]amino]-5-nitrobenzenesulfonato(3-)][2-[2-[2-(hydroxy-.kappa.O)-6-hydroxy-3-[2-[2-(hydroxy-.kappa.O)-3,5-dinitrophenyl]diazenyl-.kappa.N1]-5-[2-[4-[(4-nitro-2-sulfophenyl)amino]phenyl]diazenyl]phenyl]diazenyl]-5-nitrobenzenesulfonato(4-)]-, sodium hydrogen (1:3:1) | 530089 | 67091
Cobaltate(8-), bis[4-(hydroxy-.kappa.O)-3-[2-[2-(hydroxy-.kappa.O)-5-nitrophenyl]diazenyl-.kappa.N1]-7-[(3-phosphonophenyl)amino]-2-naphthalenesulfonato(5-)]-, ammonium hydrogen (1:4:4) | 530071 | 67092
Chromate(1-), [4-(hydroxy-.kappa.O)-5-[2-[2-(hydroxy-.kappa.O)-1-naphthalenyl]diazenyl-.kappa.N1]-1,3-benzenedisulfonato(4-)]-, sodium (1:1) | 530063 | 67093
2-Naphthalenesulfonic acid, sodium salt (1:1), polymer with N-cyanoguanidine and formaldehyde | 530055 | 67094
Formaldehyde, polymer with 1-methyl-4-(1-methylethylidene)cyclohexane and phenol | 530048 | 67095
1,4-Butanediol, polymer with 2,2'-thiobis[ethanol] | 530030 | 67096
Benzenesulfonic acid, 2,2'-(1,2-ethenediyl)bis[5-[2-[2-methoxy-4-[2-(3-sulfophenyl)diazenyl]phenyl]-1-oxidodiazenyl]-, sodium salt (1:4) | 530022 | 67097
Benzenesulfonic acid, 2-[2-[5-(aminocarbonyl)-1,6-dihydro-2-hydroxy-4-methyl-6-oxo-1-[2-(4-sulfophenyl)ethyl]-3-pyridinyl]diazenyl]-5-[2-(3-phosphonophenyl)diazenyl]-, ammonium salt (1:3) | 530014 | 67098
Phosphonic acid, P-[3-[2-[5-(aminocarbonyl)-1-ethyl-1,6-dihydro-2-hydroxy-4-methyl-6-oxo-3-pyridinyl]diazenyl]phenyl]-, potassium salt (1:2) | 530006 | 67099
2,7-Naphthalenedisulfonic acid, 5-(acetylamino)-4-hydroxy-3-[2-(3-phosphonophenyl)diazenyl]-, ammonium sodium salt (1:2:1) | 529990 | 67100
1H-Pyrazole-3-carboxylic acid, 4,5-dihydro-5-oxo-4-[2-(3-phosphonophenyl)diazenyl]-1-(4-sulfophenyl)-, ammonium salt (1:2) | 529982 | 67101
2-Naphthalenesulfonic acid, 6-(acetylmethylamino)-4-hydroxy-3-[2-(3-phosphonophenyl)diazenyl]-, ammonium salt (1:2) | 529974 | 67102
2,7-Naphthalenedisulfonic acid, 4-amino-3-[2-(2,5-disulfophenyl)diazenyl]-5-hydroxy-6-[2-(3-phosphonophenyl)diazenyl]-, ammonium sodium salt (1:4:1) | 529966 | 67103
Silanamine, 1,1,1-trimethyl-N-(trimethylsilyl)-, polymer with 2,4,6-trimethyl-2,4,6-tris(3,3,3-trifluoropropyl)cyclotrisiloxane | 529958 | 67104
Chromate(2-), [2,4-dihydro-4-[2-[2-(hydroxy-.kappa.O)-5-nitrophenyl]diazenyl-.kappa.N1]-5-methyl-2-phenyl-3H-pyrazol-3-onato(2-)-.kappa.O3][2-(hydroxy-.kappa.O)-3-[2-[2-(hydroxy-.kappa.O)-1-naphthalenyl]diazenyl-.kappa.N1]-5-nitrobenzenesulfonato(3-)]-, sodium hydrogen (1:1:1) | 529941 | 67105
Cuprate(4-), [2-[2-[4-[2-[5-hydroxy-4-[2-(2-hydroxy-5-sulfophenyl)diazenyl]-2-methoxyphenyl]oxidodiazenyl]-2-sulfophenyl]ethenyl]-5-[oxido-2-[4-[2-(4-sulfophenyl)diazenyl]phenyl]diazenyl]benzenesulfonato(6-)]-, sodium (1:4) | 523332 | 67106
Cuprate(3-), [5-[2-[4-[2-(3-chloro-2-hydroxy-5-sulfophenyl)diazenyl]-3-hydroxyphenyl]oxidodiazenyl]-2-[2-(4-nitro-2-sulfophenyl)ethenyl]benzenesulfonato(5-)]-, sodium (1:3) | 523324 | 67107
Benzenesulfonic acid, 2,2'-(1,2-ethenediyl)bis[5-[2-[2-methoxy-5-methyl-4-[2-(4-sulfophenyl)diazenyl]phenyl]oxidodiazenyl]-, sodium salt (1:4) | 523316 | 67108
Cuprate(4-), [5-[2-[2,5-dimethyl-4-[2-(4-sulfophenyl)diazenyl]phenyl]oxidodiazenyl]-2-[2-[4-[2-[3-hydroxy-4-[2-(2-hydroxy-5-sulfophenyl)diazenyl]phenyl]oxidodiazenyl]-2-sulfophenyl]ethenyl]benzenesulfonato(6-)]-, sodium (1:4) | 523308 | 67109
Oxirane, 2-methyl-, polymer with oxirane, ether with 2,2'-thiobis[ethanol] (2:1) | 523290 | 67110
Oxirane, 2-(chloromethyl)-, polymer with .alpha.,.alpha.'-[(1-methylethylidene)di-4,1-phenylene]bis[.omega.-hydroxypoly[oxy(methyl-1,2-ethanediyl)]], 2-methyl-2-propenoate 2-propenoate | 523282 | 67111
Ethanaminium, 2-[[2-cyano-3-[4-(diethylamino)phenyl]-1-oxo-2-propen-1-yl]oxy]-N,N,N-trimethyl-, molybdatephosphate (1:1) | 523274 | 67112
Cyclohexanol, 4,4'-(1-methylethylidene)bis-, polymer with 2-(chloromethyl)oxirane, neodecanoate | 523266 | 67113
1,3-Isobenzofurandione, polymer with 2-(hydroxymethyl)-2-methyl-1,3-propanediol, nonanoate | 523258 | 67114
Formaldehyde, polymer with ethenylmethylbenzene and phenol, 4-methylbenzenesulfonate | 523241 | 67115
Formaldehyde, polymer with phenol, acetate | 523233 | 67116
Chromate(1-), [N-[3-[2-[8-(acetylamino)-2-(hydroxy-.kappa.O)-1-naphthalenyl]diazenyl-.kappa.N1]-2-(hydroxy-.kappa.O)-5-nitrophenyl]acetamidato(2-)][N-[7-(hydroxy-.kappa.O)-8-[2-[2-(hydroxy-.kappa.O)-5-[(methylamino)sulfonyl]phenyl]diazenyl-.kappa.N1]-1-naphthalenyl]acetamidato(2-)]-, sodium (1:1) | 523225 | 67117
9-Octadecenamide, N-(9-ethyl-9H-carbazol-3-yl)-, (9Z)- | 523217 | 67118
Chromate(1-), [2-(3-chlorophenyl)-2,4-dihydro-4-[2-[2-(hydroxy-.kappa.O)-5-(methylsulfonyl)phenyl]diazenyl-.kappa.N1]-5-methyl-3H-pyrazol-3-onato(2-)-.kappa.O3][N-[7-(hydroxy-.kappa.O)-8-[2-[2-(hydroxy-.kappa.O)-5-(methylsulfonyl)phenyl]diazenyl-.kappa.N1]-1-naphthalenyl]acetamidato(2-)]-, sodium (1:1) | 523209 | 67119
Cobaltate(1-), bis[3-[2-[4,5-dihydro-3-methyl-1-(4-methylphenyl)-5-(oxo-.kappa.O)-1H-pyrazol-4-yl]diazenyl-.kappa.N1]-4-(hydroxy-.kappa.O)-N-methylbenzenesulfonamidato(2-)]-, sodium (1:1) | 523191 | 67120
Chromate(1-), [2-[2-[2-(hydroxy-.kappa.O)-5-(methylsulfonyl)phenyl]diazenyl-.kappa.N1]-3-(oxo-.kappa.O)-N-phenylbutanamidato(2-)][methyl N-[7-(hydroxy-.kappa.O)-8-[2-[2-(hydroxy-.kappa.O)-5-(methylsulfonyl)phenyl]diazenyl-.kappa.N1]-1-naphthalenyl]carbamato(2-)]-, sodium (1:1) | 523183 | 67121
Pentanoic acid, manganese(2+) salt (2:1) | 523175 | 67122
1,3-Benzenediol, nitro-, lead(2+) salt (1:1) | 523167 | 67123
1H-Benzimidazolesulfonic acid, 2-[7-(diethylamino)-2-oxo-2H-1-benzopyran-3-yl]-, sodium salt (1:1) | 523159 | 67124
1,3-Benzenedicarboxylic acid, polymer with 1,3-butanediol, 2-ethyl-2-(hydroxymethyl)-1,3-propanediol, hexanedioic acid, .alpha.,.alpha.',.alpha.''-1,2,6-hexanetriyltris[.omega.-hydroxypoly[oxy(methyl-1,2-ethanediyl)]], 1,1'-methylenebis[4-isocyanatocyclohexane] and .alpha.,.alpha.',.alpha.''-1,2,3-propanetriyltris[.omega.-hydroxypoly[oxy(methyl-1,2-ethanediyl)]] | 523142 | 67125
1,5-Naphthalenedisulfonic acid, 3,3'-[carbonylbis[imino(2-methyl-4,1-phenylene)-2,1-diazenediyl]]bis-, sodium salt, compd. with 2,2'-iminobis[ethanol] (1:?:?) | 523134 | 67126
1-Propanaminium, N,N,N-trimethyl-3-[[(1,1,2,2,3,3,4,4,5,5,6,6,6-tridecafluorohexyl)sulfonyl]amino]-, sulfate (2:1) | 523126 | 67127
2-Propenoic acid, 2-ethylhexyl ester, polymer with .alpha.-hydro-.omega.-hydroxypoly(oxy-1,2-ethanediyl), 2-hydroxyethyl 2-propenoate, 5-isocyanato-1-(isocyanatomethyl)-1,3,3-trimethylcyclohexane, 2-[[(methylamino)carbonyl]oxy]ethyl 2-propenoate and 2-oxepanone | 523118 | 67128
Starch, polymer with 1,2-ethanediol and 2-methyloxirane | 523100 | 67129
Octadecanoic acid, hydroxy-, homopolymer, ester with 2,3-dihydroxypropyl 2-methyl-2-propenoate (1:1), polymer with butyl 2-methyl-2-propenoate, ethenylbenzene, 2-ethylhexyl 2-propenoate, 2-hydroxyethyl 2-propenoate, methyl 2-methyl-2-propenoate, 2-methyl-2-propenoic acid and 2-oxiranylmethyl 2-methyl-2-propenoate | 515759 | 67130
Octadecanoic acid, hydroxy-, homopolymer, ester with 2,3-dihydroxypropyl 2-methyl-2-propenoate (1:1), polymer with methyl 2-methyl-2-propenoate, 2-methyl-2-propenoic acid and 2-oxiranylmethyl 2-methyl-2-propenoate | 515742 | 67131
Benzenamine, 4,4'-(1,2-diazenediyl)bis[N-(1-naphthalenylmethylene)- | 515734 | 67132
Benzenamine, 4,4'-(1,2-diazenediyl)bis[N-[[4-(dimethylamino)phenyl]methylene]- | 515726 | 67133
4,7-Methano-1H-indene, 3a,4,7,7a-tetrahydro-, polymer with 5-methylbicyclo[2.2.1]hept-2-ene | 515718 | 67134
Chromate(4-), [5-chloro-2-(hydroxy-.kappa.O)-3-[[[2-(hydroxy-.kappa.O)-5-[2-(4-sulfophenyl)diazenyl]phenyl]methylene]amino]benzenesulfonato(4-)][3-[2-[4,5-dihydro-3-methyl-5-(oxo-.kappa.O)-1-phenyl-1H-pyrazol-4-yl]diazenyl-.kappa.N1]-2-(hydroxy-.kappa.O)-5-nitrobenzenesulfonato(3-)]-, sodium (1:4) | 515700 | 67135
Phenol, 4-(5,5-dimethyl-1,3-dioxan-2-yl)-2-ethoxy- | 515692 | 67136
Lignosulfonic acid, ammonium salt, polymer with formaldehyde and phenol | 515684 | 67137
Starch, carboxymethyl 2-hydroxypropyl ether, polymer with 2-(chloromethyl)oxirane | 515676 | 67138
1-Hexadecanol, phosphate, compd. with 2,2'-iminobis[ethanol] | 515668 | 67139
Hexanedioic acid, polymer with 1,3-diisocyanatomethylbenzene, 2-methyloxirane and oxirane | 515650 | 67140
2-Propenoic acid, telomer with 1-dodecanethiol and 2-propenenitrile, ammonium salt | 515643 | 67141
Octanenitrile, 7-methoxy-3,7-dimethyl- | 515635 | 67142
1-Naphthalenamine, 4,4'-[1,2-diazenediylbis(4,1-phenylene-2,1-diazenediyl)]bis[N-ethyl- | 515627 | 67143
1-Naphthalenamine, 4,4'-[1,2-diazenediylbis(4,1-phenylene-2,1-diazenediyl)]bis[N-methyl- | 515619 | 67144
Poly(oxy-1,2-ethanediyl), .alpha.,.alpha.'-[(dimethyliminio)bis(2-hydroxy-3,1-propanediyl)]bis[.omega.-(2,4-dinonylphenoxy)-, chloride (1:1) | 515601 | 67145
2-Propenoic acid, butyl ester, polymer with ethyl 2-propenoate and 2-hydroxyethyl 2-propenoate | 515593 | 67146
Poly(oxy-1,2-ethanediyl), .alpha.-[hydroxy(tridecyloxy)phosphinyl]-.omega.-hydroxy-, potassium salt (1:?) | 515585 | 67147
Cuprate(1-), [3-(hydroxy-.kappa.O)-4-[2-[2-(hydroxy-.kappa.O)-5-[(phenylamino)carbonyl]phenyl]diazenyl-.kappa.N1]-2-naphthalenecarboxylato(3-)]-, hydrogen (1:1) | 515510 | 67148
Silane, (2-bromo-2-methyl-1-methylenepropoxy)trimethyl- | 515205 | 67149
Benzene, dodecylphenoxy-, disulfo deriv., compd. with 1-amino-2-propanol, 1,1'-iminobis[2-propanol]and 1,1',1''-nitrilotris[2-propanol] (1:1:1:1) | 515197 | 67150
Hexanoic acid, 6-[(1-oxononyl)amino]- | 515171 | 67151
7-Silabicyclo[2.2.1]heptane, 7,7-dimethyl- | 515163 | 67152
Cyclohexene, 4-[2-(dichlorosilyl)ethyl]- | 515148 | 67153
Aluminum, tris[2-(2-ethoxyethoxy-.kappa.O)ethanolato-.kappa.O]- | 529933 | 67154
Spiro[isobenzofuran-1(3H),9'-[9H]xanthene]-6-carboxylic acid, 6'-(diethylamino)-3'-methyl-3-oxo-2'-(phenylamino)-, ethyl ester | 529925 | 67155
5-Isobenzofurancarboxylic acid, 3-[4-(diethylamino)-2-hydroxyphenyl]-3-[2-ethoxy-4-methyl-5-(phenylamino)phenyl]-1,3-dihydro-1-oxo- | 529917 | 67156
5-Isobenzofurancarboxylic acid, 1-[4-(diethylamino)-2-hydroxyphenyl]-1-[2-ethoxy-4-methyl-5-(phenylamino)phenyl]-1,3-dihydro-3-oxo- | 529909 | 67157
Spiro[isobenzofuran-1(3H),9'-[9H]xanthene]-5-carboxylic acid, 6'-(diethylamino)-3'-methyl-3-oxo-2'-(phenylamino)- | 529891 | 67158
2-Naphthalenesulfonic acid, 6-amino-5-[2-[4-[(4-chlorobenzoyl)amino]-2-sulfophenyl]diazenyl]-4-hydroxy-, sodium salt (1:2) | 529883 | 67159
Benzenesulfonic acid, 2,5-dichloro-4-[4,5-dihydro-3-methyl-4-[2-(2-methyl-4-sulfophenyl)diazenyl]-5-oxo-1H-pyrazol-1-yl]-, sodium salt (1:2) | 529875 | 67160
Spiro[isobenzofuran-1(3H),9'-[9H]xanthene]-5-carboxylic acid, 6'-(diethylamino)-3'-methyl-3-oxo-2'-(phenylamino)-, ethyl ester | 529867 | 67161
2-Naphthalenesulfonic acid, 6-amino-5-[2-[5-[(4-chlorobenzoyl)amino]-2-sulfophenyl]diazenyl]-4-hydroxy-, sodium salt (1:2) | 529859 | 67162
2-Propenoic acid, 2-methyl-, monoester with 1,2-propanediol, polymer with ethenylbenzene, ethenylmethylbenzene, ethyl 2-propenoate and 2-propenoic acid | 529842 | 67163
Ethanesulfinic acid, 2-[1-[difluoro[(1,2,2-trifluoroethenyl)oxy]methyl]-1,2,2,2-tetrafluoroethoxy]-1,1,2,2-tetrafluoro-, polymer with 1,1,2,2-tetrafluoroethene | 529834 | 67164
2,5-Furandione, polymer with 1,2-propanediol and 2,2,4-trimethyl-1,3-pentanediol | 529826 | 67165
2,5-Furandione, polymer with 2-ethyl-2-(hydroxymethyl)-1,3-propanediol, 1,2-propanediol and 3a,4,7,7a-tetrahydro-4,7-methano-1H-indene | 529818 | 67166
Poly(oxy-1,2-ethanediyl), .alpha.-(1-oxohexadecyl)-.omega.-[2-(diethylmethylammonio)ethoxy]-, methyl sulfate (1:1) | 529800 | 67167
Poly(oxy-1,2-ethanediyl), .alpha.-(1-oxohexadecyl)-.omega.-[2-(diethylamino)ethoxy]- | 529792 | 67168
Nonanedioic acid, polymer with oxybis[propanol] | 529784 | 67169
Butanenitrile, 3-oxo-, ion(1-), sodium (1:1) | 529776 | 67170
2-Propenoic acid, 2-hydroxyethyl ester, polymer with .alpha.-hydro-.omega.-hydroxypoly[oxy(methyl-1,2-ethanediyl)], 1,1'-methylenebis[4-isocyanatobenzene] and 2-methyloxirane | 529768 | 67171
2-Propenoic acid, 2-methyl-, 2-[(1,1-dimethylethyl)amino]ethyl ester, polymer with methyl 2-methyl-2-propenoate, 1,2-propanediol mono(2-methyl-2-propenoate), 2-propenoic acid and N-(1,1,3,3-tetramethylbutyl)-2-propenamide | 529750 | 67172
2-Propenoic acid, 2-hydroxyethyl ester, polymer with 1,3-diisocyanatomethylbenzene and 2-methyloxirane | 529743 | 67173
Benzene, chloro[(1-methylethyl)phenoxy]- | 529735 | 67174
Zinc, tris(neodecanoato-.kappa.O)[.mu.3-[orthoborato(3-)-.kappa.O:.kappa.O':.kappa.O'']]tri- | 529719 | 67175
Hexanedioic acid, polymer with 5-amino-1,3,3-trimethylcyclohexanemethanamine, 2,2-dimethyl-1,3-propanediol, 1,6-hexanediol, 3-hydroxy-2-(hydroxymethyl)-2-methylpropanoic acid and 1,1'-methylenebis[4-isocyanatocyclohexane] | 529701 | 67176
2-Propenoic acid, 2-methyl-, butyl ester, polymer with N-[(2-methylpropoxy)methyl]-2-propenamide | 529693 | 67177
Chromate(3-), bis[2-[2-[6-[(4,6-dichloro-1,3,5-triazin-2-yl)amino]-1-(hydroxy-.kappa.O)-3-sulfo-2-naphthalenyl]diazenyl-.kappa.N1]benzoato(3-)-.kappa.O]-, sodium hydrogen (1:2:1) | 529685 | 67178
Chromate(3-), bis[2-[2-[6-[(4-chloro-6-methoxy-1,3,5-triazin-2-yl)amino]-1-(hydroxy-.kappa.O)-3-sulfo-2-naphthalenyl]diazenyl-.kappa.N1]benzoato(3-)-.kappa.O]-, sodium hydrogen (1:2:1) | 529677 | 67179
Methanone, [3,4-bis(dichloromethyl)phenyl](3,5-dichlorophenyl)- | 529669 | 67180
2-Propenoic acid, sodium salt (1:1), polymer with N-[(dimethylamino)methyl]-2-propenamide | 529651 | 67181
2-Propenoic acid, polymer with 3-(butylamino)-3-oxopropyl 2-propenoate, 2-(chloromethyl)oxirane and 4,4'-(1-methylethylidene)bis[phenol] | 529644 | 67182
9H-Thioxanthen-9-one, 2-(dichloromethyl)- | 529628 | 67183
Pyridine, 2,3,4-trichloro-6-(trichloromethyl)- | 529610 | 67184
Propanoic acid, 3-[1-[difluoro[(1,2,2-trifluoroethenyl)oxy]methyl]-1,2,2,2-tetrafluoroethoxy]-2,2,3,3-tetrafluoro-, potassium salt (1:1), polymer with 1,1,2,2-tetrafluoroethene | 529602 | 67185
1-Propanesulfonic acid, 2-hydroxy-3-[(phenylsulfonyl)amino]-, sodium salt (1:1) | 529594 | 67186
2-Anthracenesulfonic acid, 4-[[4-(acetylamino)phenyl]amino]-1-amino-9,10-dihydro-9,10-dioxo-, compd. with 2,2',2''-nitrilotris[ethanol] (1:1) | 529586 | 67187
Anthra[1,9-ab]naphtho[2,3-i]carbazole-5,13,18(17H)-trione, 6-amino- | 529578 | 67188
Benzamide, N-(5,13,17,18-tetrahydro-5,13,18-trioxoanthra[1,9-ab]naphtho[2,3-i]carbazol-6-yl)- | 529560 | 67189
Cyclotrisiloxane, 2,2,4,4,6,6-hexakis(1-methylpropoxy)- | 529552 | 67190
2-Propenoic acid, 2-methyl-, butyl ester, polymer with ethenylbenzene, methyl 2-methyl-2-propenoate and 2-methylpropyl 2-methyl-2-propenoate | 529545 | 67191
2-Propenoic acid, 2-methyl-, 2-[(1,1-dimethylethyl)amino]ethyl ester, polymer with 2-propenoic acid | 529537 | 67192
Formaldehyde, polymer with 4,4'-methylenebis[2-chlorobenzenamine] and 2,2'-[(1-methyl-1,2-ethanediyl)bis(thio)]bis[benzenamine] | 529529 | 67193
Poly[oxy(methyl-1,2-ethanediyl)], .alpha.,.alpha.'-methylenebis[.omega.-[3-(dimethoxymethylsilyl)propoxy]- | 529503 | 67194
2-Propenoic acid, 2-methyl-, methyl ester, polymer with butyl 2-propenoate, 1,2-propanediol mono(2-methyl-2-propenoate) and 2-propenoic acid, compd. with N,N-diethylethanamine | 529495 | 67195
Benzenesulfonic acid, dimethyl-, polymer with formaldehyde, sodium salt | 529487 | 67196
Benzenesulfonic acid, 2(or 4)-methyl-, compd. with benzenamine (1:1) | 529479 | 67197
Propanoic acid, 3-hydroxy-2-(hydroxymethyl)-2-methyl-, polymer with 5-amino-1,3,3-trimethylcyclohexanemethanamine, .alpha.-hydro-.omega.-hydroxypoly(oxy-1,2-ethanediyl), 5-isocyanato-1-(isocyanatomethyl)-1,3,3-trimethylcyclohexane, 1,1'-methylenebis[4-isocyanatocyclohexane] and 2-oxepanone | 529461 | 67198
2-Propenoic acid, 2-methyl-, butyl ester, telomer with tert-dodecanethiol, ethenylbenzene, 2-ethylhexyl 2-propenoate, 2-hydroxyethyl 2-propenoate and methyl 2-methyl-2-propenoate | 529453 | 67199
2-Propenoic acid, telomer with methyl 2-propenoate, 1-octanethiol and sodium ethenesulfonate (1:1) | 529446 | 67200
1,4-Butanediol, polymer with 1,2-ethanediol, 2-ethyloxirane, 1,1'-methylenebis[isocyanatobenzene] and oxirane | 529438 | 67201
Tetradecanoic acid, 2-sulfo-, 1-(2-ethylhexyl) ester, ammonium salt (1:1) | 529420 | 67202
Tetradecanoic acid, 2-sulfo-, 2-ethylhexyl ester, sodium salt (1:1) | 529412 | 67203
Cyclohexanepropanol, 2,2,6-trimethyl-.alpha.-propyl- | 529404 | 67204
1,3,5,7-Tetraazatricyclo[3.3.1.13,7]decane, polymer with 2-(chloromethyl)oxirane, hydrochloride | 529396 | 67205
Nickel, (2-ethylhexanoato-.kappa.O)(2,2,2-trifluoroacetato-.kappa.O)- | 529388 | 67206
Chromate(1-), bis[3-[4-[2-[5-chloro-2-(hydroxy-.kappa.O)phenyl]diazenyl-.kappa.N1]-4,5-dihydro-3-methyl-5-(oxo-.kappa.O)-1H-pyrazol-1-yl]benzenesulfonamidato(2-)]-, hydrogen (1:1) | 529370 | 67207
C.I. Pigment Brown 37 | 522722 | 67208
Poly(oxy-1,2-ethanediyl), .alpha.-[2-(dimethylamino)ethyl]-.omega.-[(1,1,3,3-tetramethylbutyl)phenoxy]- | 522615 | 67209
2,5-Furandione, homopolymer, sodium salt | 522540 | 67210
Chromate(1-), bis[5-(aminosulfonyl)-2-[2-[1-(3-chlorophenyl)-4,5-dihydro-3-methyl-5-(oxo-.kappa.O)-1H-pyrazol-4-yl]diazenyl-.kappa.N1]benzoato(2-)-.kappa.O]-, sodium (1:1) | 522425 | 67211
Cobaltate(1-), bis[4-(hydroxy-.kappa.O)-3-[2-[2-(hydroxy-.kappa.O)-1-naphthalenyl]diazenyl-.kappa.N1]-N-(2-methoxyethyl)benzenesulfonamidato(2-)]-, sodium (1:1) | 522417 | 67212
Chromate(2-), [5,8-dichloro-2-[2-[5-chloro-2-(hydroxy-.kappa.O)phenyl]diazenyl-.kappa.N1]-1-naphthalenolato(2-)-.kappa.O][4-(hydroxy-.kappa.O)-3-[2-[2-(hydroxy-.kappa.O)-4-nitrophenyl]diazenyl-.kappa.N1]-1-naphthalenesulfonato(3-)]-, sodium (1:2) | 522409 | 67213
Cobaltate(1-), bis[N-(2-chlorophenyl)-2-[2-[2-(hydroxy-.kappa.O)-5-[(methylamino)sulfonyl]phenyl]diazenyl-.kappa.N1]-3-(oxo-.kappa.O)butanamidato(2-)]-, sodium (1:1) | 522391 | 67214
Cuprate(3-), [4-(hydroxy-.kappa.O)-5-[2-[1-(hydroxy-.kappa.O)-3-sulfo-6-[[4-[(2,5,6-trichloro-4-pyrimidinyl)amino]phenyl]amino]-2-naphthalenyl]diazenyl-.kappa.N1]-1,3-benzenedisulfonato(5-)]-, sodium (1:3) | 522383 | 67215
Cuprate(4-), [.mu.-[[2,2'-[carbonylbis[imino(2-sulfo-4,1-phenylene)-2,1-ethenediyl(3-sulfo-4,1-phenylene)[4,5-dihydro-3-methyl-5-(oxo-.kappa.O)-1H-pyrazole-1,4-diyl]-2,1-diazenediyl-.kappa.N1]]bis[benzoato-.kappa.O]](8-)]]di-, sodium (1:4) | 522375 | 67216
Benzenesulfonic acid, 4-[4-[2-[5-[(2-bromo-1-oxo-2-propen-1-yl)amino]-2-sulfophenyl]diazenyl]-4,5-dihydro-3-methyl-5-oxo-1H-pyrazol-1-yl]-2,5-dichloro-, sodium salt (1:2) | 522367 | 67217
1-Naphthalenesulfonic acid, 4,4'-[(3,3'-dimethoxy[1,1'-biphenyl]-4,4'-diyl)bis[iminocarbonyl(2-hydroxy-4,1-phenylene)-2,1-diazenediyl]]bis[3-hydroxy-, sodium salt (1:2) | 522359 | 67218
Benzenesulfonic acid, 4-chloro-3-[4-[2-[2-[(2-chlorophenoxy)sulfonyl]phenyl]diazenyl]-2,5-dihydro-5-imino-3-methyl-1H-pyrazol-1-yl]-, sodium salt (1:1) | 522342 | 67219
[1,1'-Biphenyl]-4-carbonitrile, 4'-(decyloxy)- | 522334 | 67220
Chromate(2-), [3-[4,5-dihydro-4-[2-[2-(hydroxy-.kappa.O)-5-nitrophenyl]diazenyl-.kappa.N1]-3-methyl-5-(oxo-.kappa.O)-1H-pyrazol-1-yl]benzenesulfonato(3-)][1-[2-[2-(hydroxy-.kappa.O)-5-(2-phenyldiazenyl)phenyl]diazenyl-.kappa.N1]-2-naphthalenolato(2-)-.kappa.O]-, sodium (1:2) | 522326 | 67221
Chromate(2-), [2,4-dihydro-4-[2-[2-(hydroxy-.kappa.O)-5-nitrophenyl]diazenyl-.kappa.N1]-5-methyl-2-phenyl-3H-pyrazol-3-onato(2-)-.kappa.O3][2-(hydroxy-.kappa.O)-3-[2-[2-(hydroxy-.kappa.O)-1-naphthalenyl]diazenyl-.kappa.N1]-5-nitrobenzenesulfonato(3-)]-, sodium (1:2) | 522318 | 67222
Chromate(2-), [2,4-dihydro-4-[2-[2-(hydroxy-.kappa.O)-5-nitrophenyl]diazenyl-.kappa.N1]-5-methyl-2-phenyl-3H-pyrazol-3-onato(2-)-.kappa.O3][3-(hydroxy-.kappa.O)-4-[2-[2-(hydroxy-.kappa.O)-1-naphthalenyl]diazenyl-.kappa.N1]-7-nitro-1-naphthalenesulfonato(3-)]-, sodium (1:2) | 522300 | 67223
Cobaltate(1-), bis[6-(amino-.kappa.N)-5-[2-[2-(hydroxy-.kappa.O)-4-nitrophenyl]diazenyl-.kappa.N1]-N-methyl-2-naphthalenesulfonamidato(2-)]-, sodium (1:1) | 522292 | 67224
Chromate(2-), [3-(hydroxy-.kappa.O)-4-[2-[2-(hydroxy-.kappa.O)-1-naphthalenyl]diazenyl-.kappa.N1]-7-nitro-1-naphthalenesulfonato(3-)][1-[2-[2-(hydroxy-.kappa.O)-4-nitrophenyl]diazenyl-.kappa.N1]-2-naphthalenolato(2-)-.kappa.O]-, sodium (1:2) | 522284 | 67225
Chromate(2-), [3-(hydroxy-.kappa.O)-4-[2-[2-(hydroxy-.kappa.O)-1-naphthalenyl]diazenyl-.kappa.N1]-7-nitro-1-naphthalenesulfonato(3-)][N-[7-(hydroxy-.kappa.O)-8-[2-[2-(hydroxy-.kappa.O)-5-nitrophenyl]diazenyl-.kappa.N1]-1-naphthalenyl]acetamidato(2-)]-, sodium (1:2) | 522276 | 67226
Chromate(2-), [1-[2-[2-(hydroxy-.kappa.O)-3,5-dinitrophenyl]diazenyl-.kappa.N1]-2-naphthalenolato(2-)-.kappa.O][3-(hydroxy-.kappa.O)-4-[2-[2-(hydroxy-.kappa.O)-1-naphthalenyl]diazenyl-.kappa.N1]-7-nitro-1-naphthalenesulfonato(3-)]-, sodium (1:2) | 522268 | 67227
Cuprate(3-), [4-amino-5-(hydroxy-.kappa.O)-6-[2-[2-(hydroxy-.kappa.O)-3-sulfo-5-[(2,5,6-trichloro-4-pyrimidinyl)amino]phenyl]diazenyl-.kappa.N1]-1,3-naphthalenedisulfonato(5-)]-, sodium (1:3) | 522250 | 67228
Cyclohexene, 4-(dichlorosilyl)- | 515130 | 67229
Cyclohexene, 3-(dichlorosilyl)- | 515122 | 67230
Pyrrolidinium, 1-ethyl-1-methyl-, bromide (1:1) | 515114 | 67231
Phosphine, tris(3,5-dimethylphenyl)- | 515106 | 67232
1-Propanamine, N-(phenylmethylene)-3-(triethoxysilyl)- | 515098 | 67233
Benzenesulfonic acid, dodecyl-, compd. with 1-amino-2-propanol, 1,1'-iminobis[2-propanol] and 1,1',1''-nitrilotris[2-propanol] (1:?:?:?) | 515080 | 67234
Decanoic acid, ester with 2-(hydroxymethyl)-2-methyl-1,3-propanediol octanoate | 514844 | 67235
Ethanaminium, 2-[[2-cyano-3-[4-(diethylamino)phenyl]-1-oxo-2-propen-1-yl]oxy]-N,N,N-trimethyl-, tungstatephosphate | 514836 | 67236
Benzothiazolium, 2-[4-(dimethylamino)phenyl]-3,6-dimethyl-, molybdatephosphate | 514828 | 67237
Methanaminium, N-[4-[bis[4-(dimethylamino)phenyl]methylene]-2,5-cyclohexadien-1-ylidene]-N-methyl-, tungstatephosphate | 514810 | 67238
Octadecanoic acid, hydroxy-, homopolymer, ester with 2,3-dihydroxypropyl 2-methyl-2-propenoate (1:1) | 514802 | 67239
Hexanedioic acid, polymer with 1,6-diisocyanatohexane, 2-(dimethylamino)ethanol, 1,2-ethanediol, formaldehyde, 3-hydroxy-2-(hydroxymethyl)-2-methylpropanoic acid, 1,3-isobenzofurandione, 2-methyloxirane, oxirane and urea | 514794 | 67240
Formaldehyde, polymer with benzenamine, 1,3-benzenediamine, 2-(chloromethyl)oxirane, 4,4'-methylenebis[benzenamine] and 4,4'-(1-methylethylidene)bis[phenol] | 514786 | 67241
Benzenemethanaminium, N,N-dimethyl-N-[3-[(1-oxononyl)amino]propyl]-, chloride (1:1) | 514778 | 67242
9-Octadecenamide, N-(2-hydroxy-1,1-dimethylethyl)-, (9Z)- | 514760 | 67243
Benzene, [(2-methylbutoxy)methyl]- | 514752 | 67244
2-Naphthalenesulfonic acid, 4-hydroxy-7-[[[[5-hydroxy-6-[2-(2-methoxyphenyl)diazenyl]-7-sulfo-2-naphthalenyl]amino]carbonyl]amino]-3-[2-(2-methylphenyl)diazenyl]-, sodium salt (1:2) | 514745 | 67245
Cobalt, dibromobis[tris(3,5-dimethylphenyl)phosphine]-, (T-4)- | 514729 | 67246
Phosphonic acid, P,P'-(1-hydroxyethylidene)bis-, cadmium potassium salt (1:1:2) | 514711 | 67247
2-Propenoic acid, 2-methyl-, polymer with 2-hydroxyethyl 2-methyl-2-propenoate, methyl 2-methyl-2-propenoate, (tetrahydro-2-furanyl)methyl 2-methyl-2-propenoate and tribromophenyl 2-propenoate | 514703 | 67248
Isooctane, 1,1-diethoxy- | 514687 | 67249
Cobalt, bis[2-[2-[2-(hydroxy-.kappa.O)-5-[(methylamino)sulfonyl]phenyl]diazenyl-.kappa.N1]-3-(oxo-.kappa.O)-N-phenylbutanamidato(2-)]- | 514679 | 67250
Formaldehyde, polymer with 2-ethylbenzenamine | 514661 | 67251
Formaldehyde, polymer with benzenamine and 2-ethylbenzenamine | 514653 | 67252
1,2-Cyclohexanedicarboxylic acid, 1-[2-[[(6-amino-1-oxohexyl)oxy]methyl]-2-(hydroxymethyl)butyl] ester | 514646 | 67253
2,7-Naphthalenedisulfonic acid, 6-[2-(2,4-diaminophenyl)diazenyl]-4-hydroxy-3-[2-(4-sulfo-1-naphthalenyl)diazenyl]-, sodium salt (1:3) | 514638 | 67254
2H-Naphtho[1,2-d]triazole-5-sulfonic acid, 2-[4-[2-(4-nitro-2-sulfophenyl)ethenyl]-3-sulfophenyl]-, sodium salt (1:3) | 514620 | 67255
Phosphonic acid, P,P'-(1-hydroxyethylidene)bis-, ammonium cobalt(2+) salt (1:2:1) | 514604 | 67256
Hexanedioic acid, polymer with 1,11-undecanediamine | 514596 | 67257
Formaldehyde, polymer with 2-(chloromethyl)oxirane, 4,4'-(1-methylethylidene)bis[phenol], methylphenol and phenol | 514570 | 67258
Hexanedioic acid, polymer with 5-isocyanato-1-(isocyanatomethyl)-1,3,3-trimethylcyclohexane and oxybis[propanol] | 543264 | 67259
2-Propenoic acid, 2-methyl-, polymer with butyl 2-methyl-2-propenoate, ethenylbenzene, 2-ethylhexyl 2-propenoate and methyl 2-methyl-2-propenoate | 543256 | 67260
2-Propenoic acid, polymer with ethenylbenzene, N-(ethoxymethyl)-2-propenamide and ethyl 2-propenoate, ammonium salt, compd. with N,N-diethylethanamine | 543249 | 67261
2-Propenoic acid, polymer with ethenylbenzene, N-(ethoxymethyl)-2-propenamide and ethyl 2-propenoate, compd. with 2-(dimethylamino)ethanol | 543231 | 67262
Hexanedioic acid, polymer with 2-ethyl-2-(hydroxymethyl)-1,3-propanediol, 1,6-hexanediol, 3-hydroxy-2,2-dimethylpropyl 3-hydroxy-2,2-dimethylpropanoate, 3-hydroxy-2-(hydroxymethyl)-2-methylpropanoic acid and 1,1'-methylenebis[4-isocyanatocyclohexane], compd. with 2-(dimethylamino)ethanol | 543223 | 67263
2-Propenoic acid, polymer with ethenylbenzene and N-(ethoxymethyl)-2-propenamide, ammonium salt, compd. with N,N-diethylethanamine | 543215 | 67264
2-Propenoic acid, polymer with ethenylbenzene and N-(ethoxymethyl)-2-propenamide | 543207 | 67265
Octadecanoic acid, 12-hydroxy-, polymer with 2-(chloromethyl)oxirane and 4,4'-(1-methylethylidene)bis[cyclohexanol] | 543199 | 67266
2-Propenoic acid, polymer with ethenylbenzene and N-(hydroxymethyl)-2-propenamide, ammonium salt | 543181 | 67267
Phenol, 4,4'-(1-methylethylidene)bis-, polymer with 2-(chloromethyl)oxirane, ammonium salt | 543173 | 67268
2-Butenedioic acid (2Z)-, polymer with chloroethene, ethenyl acetate and 2-methyloxirane | 543165 | 67269
2-Propenoic acid, polymer with butyl 2-propenoate, ethenylbenzene, ethyl 2-propenoate and N-(hydroxymethyl)-2-propenamide | 543157 | 67270
2-Propenoic acid, 2-methyl-, polymer with butyl 2-propenoate, ethenyl acetate, methyl 2-methyl-2-propenoate and 2-propenenitrile | 543140 | 67271
2-Propenoic acid, 2-methyl-, polymer with ethenyl acetate, methyl 2-methyl-2-propenoate, 2-methylpropyl 2-propenoate, 2-propenenitrile and 2-propenoic acid | 543132 | 67272
2-Propenoic acid, 2-methyl-, polymer with ethenylbenzene, ethyl 2-propenoate, methyl 2-methyl-2-propenoate and 2-propenamide | 543124 | 67273
2-Propenoic acid, 2-methyl-, polymer with butyl 2-propenoate, ethenylbenzene, ethyl 2-propenoate, 2-hydroxyethyl 2-propenoate and methyl 2-methyl-2-propenoate | 543116 | 67274
12-Tetradecen-9-yn-1-ol, 1-acetate, (12E)- | 543108 | 67275
3-Buten-1-ol, 2-methyl-, 1-(4-methylbenzenesulfonate) | 543090 | 67276
3-Octadecen-13-yn-1-ol, 1-acetate, (3E)- | 543082 | 67277
5-Tetradecyne, 14,14-diethoxy- | 543074 | 67278
5-Tetradecyne, 14,14-dimethoxy- | 543066 | 67279
5-Tetradecene, 14,14-dimethoxy-, (5Z)- | 543058 | 67280
5-Tetradecene, 14,14-diethoxy-, (5Z)- | 543041 | 67281
2H-Pyran, tetrahydro-2-(3,13-tetradecadiyn-1-yloxy)- | 543033 | 67282
5-Hexadecyne, 16,16-diethoxy- | 543025 | 67283
5-Hexadecene, 16,16-diethoxy-, (5Z)- | 543017 | 67284
7-Hexadecene, 1,1-dimethoxy-, (7Z)- | 543009 | 67285
7-Hexadecene, 16,16-dimethoxy-, (7Z)- | 542993 | 67286
5-Hexadecene, 16,16-dimethoxy-, (5Z)- | 542985 | 67287
1-Naphthalenediazonium, 4-[2-[4-(acetylamino)phenyl]diazenyl]-6-sulfo-, inner salt | 542977 | 67288
Benzoic acid, 5-[2-[4-[2-(4-amino-7-sulfo-1-naphthalenyl)diazenyl]phenyl]diazenyl]-2-hydroxy- | 542969 | 67289
Benzoic acid, 5-[2-[4-[2-[4-[2-(7-amino-1-hydroxy-3-sulfo-2-naphthalenyl)diazenyl]-7-sulfo-1-naphthalenyl]diazenyl]phenyl]diazenyl]-2-hydroxy-, sodium salt (1:3) | 542951 | 67290
Spiro[12H-benzo[a]xanthene-12,1'(3'H)-isobenzofuran]-3'-one, 4-amino-5'-(diethylamino)- | 542944 | 67291
1,3-Benzenedicarboxylic acid, 5-sulfo-, lithium salt (1:1), polymer with 1,3-benzenedicarboxylic acid, 1,4-cyclohexanedimethanol and 2,2'-oxybis[ethanol] | 542928 | 67292
2-Butenoic acid, 3-methyl-, 3,7-dimethyloctyl ester | 542910 | 67293
Benzamide, N-[5-(dipropylamino)-2-[2-[5-(ethylthio)-1,3,4-thiadiazol-2-yl]diazenyl]phenyl]- | 542902 | 67294
1-Tridecanol, 1-(hydrogen sulfate), compd. with 2,2',2''-nitrilotris[ethanol] (1:1) | 542894 | 67295
Benzoic acid, 4-(diethylamino)-, sodium salt (1:1) | 542886 | 67296
Chromate(1-), bis[2-[2-[1-(2-chlorophenyl)-4,5-dihydro-3-methyl-5-(oxo-.kappa.O)-1H-pyrazol-4-yl]diazenyl-.kappa.N1]benzoato(2-)-.kappa.O]-, sodium (1:1) | 542878 | 67297
Oxirane, 2-methyl-, polymer with oxirane, ether with 2-hydroxy-N,N-bis(2-hydroxyethyl)-N-methylethanaminium, methyl sulfate (3:1:1), polymer with 2,4-diisocyanato-1-methylbenzene | 542860 | 67298
1,5-Dioxaspiro[5.5]undecane-3,3-dicarboxylic acid, 3,3-diethyl ester | 542852 | 67299
Chromate(3-), bis[2-[2-[4,5-dihydro-3-methyl-5-(oxo-.kappa.O)-1-(4-sulfophenyl)-1H-pyrazol-4-yl]diazenyl-.kappa.N1]benzoato(3-)-.kappa.O]-, hydrogen (1:3) | 542845 | 67300
Carbonic dichloride, polymer with 4,4'-(1-methylethylidene)bis[2,6-dibromophenol], bis(2,4,6-tribromophenyl) ester | 542571 | 67301
Carbonic dichloride, polymer with 4,4'-(1-methylethylidene)bis[2,6-dibromophenol], methyl ester | 542563 | 67302
1,2,4-Benzenetricarboxylic acid, ester with 1,2-ethanediol | 542514 | 67303
2-Butenoic acid, phenylmethyl ester, (2E)- | 542506 | 67304
9,10-Anthracenedione, 1,5-bis[[4-(1-methylethyl)phenyl]amino]- | 542498 | 67305
9,10-Anthracenedione, 1,5-bis[[4-(pentyloxy)phenyl]amino]- | 542480 | 67306
9,10-Anthracenedione, 1,5-bis[(4-ethylphenyl)amino]- | 542472 | 67307
9,10-Anthracenedione, 1-hydroxy-4-[[4-(nonyloxy)phenyl]amino]- | 542464 | 67308
9,10-Anthracenedione, 1-[(4-butylphenyl)amino]-4-hydroxy- | 542456 | 67309
Guar gum, 2-hydroxypropyl 2-hydroxy-3-(trimethylammonio)propyl ether, chloride | 542449 | 67310
1-Phenanthrenecarboxylic acid, 1,2,3,4,4a,4b,5,6,10,10a-decahydro-1,4a-dimethyl-7-(1-methylethyl)-, 2-hydroxy-3-sulfopropyl ester, sodium salt (1:1) | 542290 | 67311
Aroclor 1240 | 542282 | 67312
2H-Pyran, tetrahydro-2-(12-tetradecen-9-yn-1-yloxy)- | 542274 | 67313
3-Nonyne, 8,8-dimethoxy- | 542266 | 67314
3-Nonene, 8,8-dimethoxy-, (3E)- | 542258 | 67315
3-Nonene, 8,8-dimethoxy-, (3Z)- | 542241 | 67316
11,13-Hexadecadienal, (11Z,13Z)- | 542233 | 67317
1-Undecyne, 11-bromo- | 542225 | 67318
2H-Pyran, 2-[(10-chlorodecyl)oxy]tetrahydro- | 542217 | 67319
7-Pentadecyne, 15-chloro- | 542209 | 67320
6-Pentadecyne, 1-chloro- | 542191 | 67321
3,5-Pentadecadiyne, 15-chloro- | 542183 | 67322
3,5-Pentadecadiene, 15-chloro-, (3Z,5Z)- | 542175 | 67323
5-Pentadecene, 15-chloro-, (5Z)- | 542167 | 67324
3-Decyn-1-ol, 10-chloro- | 542159 | 67325
5-Hexadecyne, 16,16-dimethoxy- | 542142 | 67326
5-Tridecyne, 13-chloro- | 542134 | 67327
3-Tridecyne, 13-chloro- | 542126 | 67328
7-Pentadecyne, 1-chloro-13-methyl- | 542118 | 67329
1-Eicosanol, 1-(hydrogen sulfate), potassium salt (1:1) | 542100 | 67330
1-Docosanol, 1-(hydrogen sulfate), compd. with 2,2',2''-nitrilotris[ethanol] (1:1) | 542092 | 67331
Sulfuric acid, monodecyl ester, compd. with 2-propanamine (1:1) | 542084 | 67332
1-Docosanol, 1-(hydrogen sulfate), ammonium salt (1:1) | 542076 | 67333
1-Tridecanol, 1-(hydrogen sulfate), magnesium salt (2:1) | 542068 | 67334
1-Octacosanol, 1-(hydrogen sulfate), ammonium salt (1:1) | 542050 | 67335
1-Octacosanol, 1-(hydrogen sulfate), compd. with 2,2',2''-nitrilotris[ethanol] (1:1) | 542043 | 67336
1-Hexacosanol, 1-(hydrogen sulfate), sodium salt (1:1) | 542035 | 67337
1-Hexacosanol, 1-(hydrogen sulfate), ammonium salt (1:1) | 542027 | 67338
1-Eicosanol, 1-(hydrogen sulfate), compd. with 2,2',2''-nitrilotris[ethanol] (1:1) | 542019 | 67339
1-Tetracosanol, 1-(hydrogen sulfate), sodium salt (1:1) | 542001 | 67340
1-Tetracosanol, 1-(hydrogen sulfate), ammonium salt (1:1) | 541995 | 67341
1-Octacosanol, 1-(hydrogen sulfate), sodium salt (1:1) | 541987 | 67342
1-Hexacosanol, 1-(hydrogen sulfate), compd. with 2,2',2''-nitrilotris[ethanol] (1:1) | 541979 | 67343
1-Docosanol, 1-(hydrogen sulfate), potassium salt (1:1) | 541961 | 67344
1-Tridecanol, 1-(hydrogen sulfate), potassium salt (1:1) | 541953 | 67345
Butanedioic acid, 2-sulfo-, 4-cyclohexyl 1-(1-methylethyl) ester, sodium salt (1:1) | 541946 | 67346
1-Tetracosanol, 1-(hydrogen sulfate), compd. with 2,2',2''-nitrilotris[ethanol] (1:1) | 541938 | 67347
Sulfuric acid, monohexyl ester, calcium salt (2:1) | 541920 | 67348
Poly(oxy-1,2-ethanediyl), .alpha.-sulfo-.omega.-[2-(dodecylthio)ethoxy]-, sodium salt (1:1) | 541912 | 67349
Benzenesulfonic acid, 3-[2-[4-[2-(4-hydroxyphenyl)diazenyl]-5-methoxy-2-methylphenyl]diazenyl]-, lithium salt (1:1) | 541904 | 67350
Benzoic acid, 2-[2-[1-[[(2,3-dihydro-2-oxo-1H-benzimidazol-5-yl)amino]carbonyl]-2-oxopropyl]diazenyl]-, methyl ester | 541896 | 67351
Phenol, 2,6-dinonyl-, 1,1',1''-phosphite | 541680 | 67352
Furan, 2,2,3,3,4,4-hexafluorotetrahydro-5-[2,2,2-trifluoro-1,1-bis(trifluoromethyl)ethyl]- | 541672 | 67353
Acetamide, N-(9,10-dihydro-9,10-dioxo-1-anthracenyl)-2,2,2-trifluoro-N-methyl- | 541664 | 67354
Ethanol, 2,2'-[(9Z,12Z)-9,12-octadecadien-1-ylimino]bis- | 541656 | 67355
1,4-Naphthalenedione, 5-(3-buten-1-yl)-4a,5,8,8a-tetrahydro- | 541649 | 67356
9-Octadecenamide, N,N-dimethyl-, (9Z)-, dimer | 541631 | 67357
2-Propenoic acid, butyl ester, telomer with butanediol di-2-propenoate, diethenylbenzene, 1-dodecanethiol, ethenylbenzene and 2-propenenitrile | 541623 | 67358
Benzoic acid, 4-chloro-3-[[2-[3,5-dioxo-1-phenyl-2-(phenylmethyl)-1,2,4-triazolidin-4-yl]-4,4-dimethyl-1,3-dioxopentyl]amino]-, 2-(dodecyloxy)-1-methyl-2-oxoethyl ester | 541615 | 67359
Hexanedioic acid, polymer with 5-amino-1,3,3-trimethylcyclohexanemethanamine, 2-ethyl-2-(hydroxymethyl)-1,3-propanediol, 1,6-hexanediol, 1,1'-methylenebis[4-isocyanatocyclohexane] and 2,2'-oxybis[ethanol] | 541607 | 67360
Propanoic acid, 2-hydroxy-, compd. with N1-(2-aminoethyl)-1,2-ethanediamine polymer with 2-(chloromethyl)oxirane, 2-(methylamino)ethanol, 4,4'-(1-methylethylidene)bis[phenol], 2-oxepanone and 2,2'-oxybis[ethanol] | 541599 | 67361
2-Propenoic acid, 2-methyl-, butyl ester, polymer with ethenylbenzene, 2-ethylhexyl 2-propenoate, methyl 2-methyl-2-propenoate and 3-(trimethoxysilyl)propyl 2-methyl-2-propenoate | 541581 | 67362
Propanoic acid, 2-[4-[(6-chloro-2-benzoxazolyl)oxy]phenoxy]-, ethyl ester, (2R)- | 541573 | 67363
Poly(difluoromethylene), .alpha.,.alpha.',.alpha.''-[(2-hydroxy-1,2,3-propanetriyl)tris[carbonyloxy[2-(chloromethyl)-2,1-ethanediyl]]]tris[.omega.-fluoro- | 541565 | 67364
2-Naphthalenesulfonic acid, 6-amino-5-[2-[3-[(ethylphenylamino)sulfonyl]-4-methylphenyl]diazenyl]-4-hydroxy-, sodium salt (1:1) | 541557 | 67365
Benzoic acid, 2-[2-[2-amino-6-[2-[3,3'-dimethoxy-4'-[2-(6-sulfo-1-naphthalenyl)diazenyl][1,1'-biphenyl]-4-yl]diazenyl]-5-hydroxy-7-sulfo-1-naphthalenyl]diazenyl]-5-nitro-, sodium salt (1:2) | 541540 | 67366
2-Anthracenesulfonic acid, 4-[[4-(acetylethylamino)phenyl]amino]-1-amino-9,10-dihydro-9,10-dioxo-, sodium salt (1:1) | 541532 | 67367
Hexanedioic acid, polymer with 1,6-hexanediol, 3-hydroxy-2-(hydroxymethyl)-2-methylpropanoic acid, 1,1'-methylenebis[4-isocyanatocyclohexane] and 2,2'-oxybis[ethanol] | 541524 | 67368
2-Propenoic acid, polymer with ethenylbenzene, N-(ethoxymethyl)-2-propenamide and ethyl 2-propenoate, compd. with N,N-diethylethanamine | 541516 | 67369
Hexanedioic acid, polymer with 1,6-hexanediol and 2,2'-oxybis[ethanol] | 541508 | 67370
Hexanedioic acid, polymer with N1-(2-aminoethyl)-1,2-ethanediamine, 2-(chloromethyl)oxirane, 1,6-hexanediol, 2-(methylamino)ethanol, 4,4'-(1-methylethylidene)bis[phenol] and 2,2'-oxybis[ethanol], acetate (salt) | 541490 | 67371
Hexanedioic acid, polymer with 2-ethyl-2-(hydroxymethyl)-1,3-propanediol, 1,6-hexanediol, 3-hydroxy-2,2-dimethylpropyl 3-hydroxy-2,2-dimethylpropanoate, 3-hydroxy-2-(hydroxymethyl)-2-methylpropanoic acid, 1,1'-methylenebis[4-isocyanatocyclohexane], 2-oxepanone and 2,2'-oxybis[ethanol], compd. with 1,1'-iminobis[2-propanol] | 541482 | 67372
Acetic acid, 2-hydroxy-, compd. with N1-(2-aminoethyl)-1,2-ethanediamine polymer with 2-(chloromethyl)oxirane, 2-(methylamino)ethanol, 4,4'-(1-methylethylidene)bis[phenol], 2-oxepanone and 2,2'-oxybis[ethanol] | 541474 | 67373
Hexanedioic acid, polymer with N1-(2-aminoethyl)-1,2-ethanediamine, 2-(chloromethyl)oxirane, 2,2-dimethyl-1,3-propanediol, 2-(methylamino)ethanol and 4,4'-(1-methylethylidene)bis[phenol], 2-hydroxyacetate (salt) | 541466 | 67374
1,4-Benzenedicarboxylic acid, polymer with 1,2-ethanediol, 2,2'-[1,2-ethanediylbis(oxy)]bis[ethanol] and 1,3,5-tris(2-hydroxyethyl)-1,3,5-triazine-2,4,6(1H,3H,5H)-trione | 541458 | 67375
1,3-Benzenedicarboxylic acid, polymer with 1,3-dihydro-1,3-dioxo-5-isobenzofurancarboxylic acid, 1,2-ethanediol, 2-methyl-1,3-benzenediamine, 4-methyl-1,3-benzenediamine and 1,3,5-tris(2-hydroxyethyl)-1,3,5-triazine-2,4,6(1H,3H,5H)-trione | 541441 | 67376
Methanaminium, N,N,N-trimethyl-1-[(1-oxo-2-propen-1-yl)amino]-, chloride (1:1), polymer with 2-propenamide and 2-propenoic acid | 541433 | 67377
Hexanedioic acid, polymer with dihydro-3-(tetrapropenyl)-2,5-furandione, 5-isocyanato-1-(isocyanatomethyl)-1,3,3-trimethylcyclohexane and 2,2'-oxybis[ethanol] | 541425 | 67378
Benzenesulfonic acid, dodecyl(sulfophenoxy)-, compd. with 2,2',2''-nitrilotris[ethanol] (1:2) | 541417 | 67379
2-Propenoic acid, 2-methyl-, butyl ester, polymer with butyl 2-propenoate, ethenylbenzene, methyl 2-methyl-2-propenoate, 2-methyl-2-[(1-oxo-2-propen-1-yl)amino]-1-propanesulfonic acid, 1,2-propanediol mono-2-propenoate and 2-propenoic acid, compd. with 2-amino-2-methyl-1-propanol | 541409 | 67380
Hexanedioic acid, polymer with 5-amino-1,3,3-trimethylcyclohexanemethanamine, butanediol, 2-ethyl-2-(hydroxymethyl)-1,3-propanediol, 1,6-hexanediol and 1,1'-methylenebis[4-isocyanatocyclohexane] | 541391 | 67381
Hexanedioic acid, polymer with butanediol, 2-ethyl-2-(hydroxymethyl)-1,3-propanediol, 1,6-hexanediol, 3-hydroxy-2,2-dimethylpropyl 3-hydroxy-2,2-dimethylpropanoate, 3-hydroxy-2-(hydroxymethyl)-2-methylpropanoic acid and 1,1'-methylenebis[4-isocyanatocyclohexane], compd. with 2-(dimethylamino)ethanol | 541383 | 67382
2-Propenoic acid, telomer with butyl 2-propenoate, tert-dodecanethiol, ethenylbenzene and 2-hydroxyethyl 2-propenoate | 541375 | 67383
Acetic acid, 2-hydroxy-, compd. with N1-(2-aminoethyl)-1,2-ethanediamine polymer with 2-(chloromethyl)oxirane, .alpha.-(3-mercapto-1-oxopropyl)-.omega.-(3-mercapto-1-oxopropoxy)poly(oxy-1,4-butanediyl), 2-(methylamino)ethanol and 4,4'-(1-methylethylidene)bis[phenol] | 541367 | 67384
Poly(oxy-1,2-ethanediyl), .alpha.-hydro-.omega.-[(1-oxooctadecyl)oxy]-, ether with D-glucitol (4:1) | 541359 | 67385
1,4-Benzenedisulfonic acid, 2-[2-[6-[[4-chloro-6-(methylphenylamino)-1,3,5-triazin-2-yl]amino]-1-hydroxy-3-sulfo-2-naphthalenyl]diazenyl]-5-methyl-, sodium salt (1:3) | 541342 | 67386
2-Propenoic acid, 2-ethylhexyl ester, polymer with ethenylbenzene, phenol, 3a,4,7,7a-tetrahydro-4,7-methano-1H-indene and 4-(1,1,3,3-tetramethylbutyl)phenol | 541326 | 67387
Cobaltate(2-), [1-[2-[5-chloro-2-(hydroxy-.kappa.O)phenyl]diazenyl-.kappa.N1]-2-naphthalenolato(2-)-.kappa.O][3-(hydroxy-.kappa.O)-4-[2-[2-(hydroxy-.kappa.O)-1-naphthalenyl]diazenyl-.kappa.N1]-7-nitro-1-naphthalenesulfonato(3-)]-, sodium hydrogen (1:1:1) | 541318 | 67388
Nickelate(3-), [22-[[[3-[(5-chloro-2,6-difluoro-4-pyrimidinyl)amino]phenyl]amino]sulfonyl]-29H,31H-phthalocyanine-1,8,15-trisulfonato(5-)-.kappa.N29,.kappa.N30,.kappa.N31,.kappa.N32]-, sodium (1:3), (SP-4-2)- | 541300 | 67389
Formaldehyde, polymer with 1,4-butanediol and 1,3,5-triazine-2,4,6-triamine | 541292 | 67390
Tantalum zirconium carbide (Ta0.68Zr0.32C) | 541284 | 67391
Molybdenum zirconium boride silicide (Mo0.08Zr0.92B1.85Si0.15) | 541227 | 67392
Indium tin oxide (In1.69Sn0.15O2.85) | 541219 | 67393
Hafnium yttrium oxide (Hf0.95Y0.09O2.05) | 541185 | 67394
Hafnium tantalum carbide (Hf0.2Ta0.8C) | 541177 | 67395
Calcium zirconium oxide (Ca0.1-0.2Zr0.8-0.9O1.8-1.9) | 541151 | 67396
Calcium hafnium oxide (Ca0.16Hf0.84O1.84) | 541144 | 67397
Cadmium selenide sulfide (CdSe0.53S0.47) | 541136 | 67398
Aluminum silicon carbide nitride (Al0.95Si0.05C0.05N0.95) | 541128 | 67399
1,2,4-Benzenetricarboxylic acid, 2,2-bis[(2-propen-1-yloxy)methyl]butyl ester | 540823 | 67400
1,2,4-Benzenetricarboxylic acid, ester with 1,2,3-propanetriol | 540815 | 67401
Poly(oxy-1,2-ethanediyl), .alpha.-hydro-.omega.-hydroxy-, ester with boric acid (H3BO3), methyl ether | 540807 | 67402
2,5-Furandione, polymer with oxybis[propanol] and 1,2-propanediol, 2-ethylhexyl ester | 540799 | 67403
4-Oxazolidinone, 3-ethyl-5-[1-methyl-2-(3-methyl-2-thiazolidinylidene)ethylidene]-2-thioxo- | 540781 | 67404
Poly(oxy-1,2-ethanediyl), .alpha.-hydro-.omega.-[(1-oxododecyl)oxy]-, ether with D-glucitol (5:1) | 540773 | 67405
Poly(oxy-1,2-ethanediyl), .alpha.-hydro-.omega.-hydroxy-, ether with D-glucitol (5:1), monododecanoate tetra-(9Z)-9-octadecenoate | 540765 | 67406
7-Oxabicyclo[4.1.0]heptane-3-methanol, .alpha.,.alpha.,6-trimethyl- | 540757 | 67407
Hexanedioic acid, polymer with 2,2-bis(bromomethyl)-1,3-propanediol, 1,3-diisocyanatomethylbenzene and 1,2-ethanediol | 540740 | 67408
Hexanedioic acid, polymer with 2,2-bis(bromomethyl)-1,3-propanediol, 1,4-butanediol, 1,3-diisocyanatomethylbenzene and 1,2-ethanediol | 540732 | 67409
Hexanedioic acid, polymer with 2,2-bis(bromomethyl)-1,3-propanediol, 1,3-diisocyanatomethylbenzene and 2,2'-oxybis[ethanol] | 540724 | 67410
Poly(difluoromethylene), .alpha.,.alpha.',.alpha.''-[1,2,4-benzenetriyltris[carbonyloxy[2-(chloromethyl)-2,1-ethanediyl]]]tris[.omega.-fluoro- | 540716 | 67411
Poly(difluoromethylene), .alpha.,.alpha.',.alpha.''-[1,2,4-benzenetriyltris[carbonyloxy(2-iodo-3,1-propanediyl)]]tris[.omega.-fluoro- | 540708 | 67412
1-Butanamine, N-butyl-, phosphate (3:1) | 540690 | 67413
Pyrrolidine, 1-(2,5-dimethoxy-4-nitrophenyl)- | 540682 | 67414
Benzenediazonium, 4-(dimethylamino)-2,5-dimethoxy-, hexafluorophosphate(1-) (1:1) | 540674 | 67415
Benzenamine, 2,5-dimethoxy-4-(1-pyrrolidinyl)- | 540666 | 67416
Benzenediazonium, 2,5-dimethoxy-4-(1-pyrrolidinyl)-, (T-4)-tetrachlorozincate(2-) (2:1) | 540658 | 67417
Benzenediazonium, 2,5-dimethoxy-4-(1-pyrrolidinyl)-, hexafluorophosphate(1-) (1:1) | 540641 | 67418
Acetamide, N-(3-amino-4-methylphenyl)-, hydrochloride (1:1) | 540633 | 67419
Phosphonic acid, P,P',P'',P'''-(1,4-piperazinediyldimethylidyne)tetrakis- | 540625 | 67420
Phosphonic acid, P,P'-[(4-formyl-1-piperazinyl)methylene]bis- | 540617 | 67421
Propanol, [(1-methylethylidene)bis(4,1-phenyleneoxy)]bis[3-phenoxy- | 540609 | 67422
Benzenesulfonic acid, 2,2'-(1,2-ethenediyl)bis[5-[[4-[bis(2-hydroxyethyl)amino]-6-(phenylamino)-1,3,5-triazin-2-yl]amino]-, potassium salt (1:2) | 540591 | 67423
[3,3'-Bianthra[1,9-cd]pyrazole]-6,6'(1H,1'H)-dione, 1-methyl-1'-(1-methylethyl)- | 540583 | 67424
Propanamide, N-[3-amino-4-(2-methoxyethoxy)phenyl]- | 540575 | 67425
Formaldehyde, polymer with 6,6'-(1-methyl-1,3-propanediyl)bis[1,3,5-triazine-2,4-diamine] and 1,3,5-triazine-2,4,6-triamine | 540567 | 67426
Formaldehyde, polymer with 6,6'-(1-methyl-1,3-propanediyl)bis[1,3,5-triazine-2,4-diamine] | 540559 | 67427
Acetic acid ethenyl ester, polymer with chloroethene, ethene and ethenyl N,N-diethylcarbamodithioate | 540542 | 67428
Ethanaminium, N-ethyl-N,N-dimethyl-2-[(2-methyl-1-oxo-2-propen-1-yl)oxy]-, bromide (1:1), polymer with chloroethene, ethene, ethenyl acetate and .alpha.-(2-methyl-1-oxo-2-propen-1-yl)-.omega.-methoxypoly(oxy-1,2-ethanediyl) | 540534 | 67429
Benzamide, N-(4-amino-6-hydroxy-1-naphthalenyl)- | 540526 | 67430
Carbonic acid, 2,3,4,5,6-pentabromophenyl 2,4,6-tribromophenyl ester | 540500 | 67431
Carbonic acid, C,C'-1,2-ethanediyl C,C'-bis(2,3,4,5,6-pentabromophenyl) ester | 540484 | 67432
Urea, N,N''-(methylenedi-4,1-phenylene)bis[N'-tridecyl- | 540468 | 67433
2,2'-Spirobi[2.lambda.5-1,3,2-benzodioxaphosphole], 2-(isodecyloxy)- | 540450 | 67434
Nickel(2+), bis(1,2-ethanediamine-.kappa.N1,.kappa.N2)-, dimethylbenzenesulfonate (1:2) | 540443 | 67435
Nickel(2+), tris(1,2-ethanediamine-.kappa.N1,.kappa.N2)-, (OC-6-11)-, dimethylbenzenesulfonate (1:2) | 540435 | 67436
1H-Imidazole, 1-(2-chloroethyl)-2-methyl-, hydrochloride (1:1) | 540419 | 67437
1,3,5-Pentanetrione, 1-(4-ethoxyphenyl)-5-phenyl- | 540401 | 67438
Benzenesulfonic acid, 3-[(ethoxycarbonyl)amino]-, sodium salt (1:1) | 540393 | 67439
Benzenepropanoic acid, 4-(diphenylamino)-, methyl ester | 540385 | 67440
Benzenesulfonic acid, 2-amino-5-[(4-amino-3-sulfophenyl)(4-imino-3-methyl-5-sulfo-2,5-cyclohexadien-1-ylidene)methyl]-3-methyl-, sodium salt (1:2) | 540369 | 67441
Benzothiazole, 2-methyl-5-phenyl- | 540351 | 67442
Benzenamine, N-methyl-2-[(methylimino)methyl]-4-nitro- | 540336 | 67443
1(3H)-Isobenzofuranone, 3-(1-butyl-2-methyl-1H-indol-3-yl)-3-(1-ethyl-2-methyl-1H-indol-3-yl)- | 540310 | 67444
Benzoic acid, 5-[2-[4'-[2-(2-amino-8-hydroxy-6-sulfo-1-naphthalenyl)diazenyl]-2,2'-dichloro[1,1'-biphenyl]-4-yl]diazenyl]-2-hydroxy-, sodium salt (1:2) | 540294 | 67445
Benzothiazolium, 2-[2-[4-[ethyl(2-hydroxy-1-methylethyl)amino]phenyl]diazenyl]-6-methoxy-3-methyl-, chloride (1:1) | 540286 | 67446
Benzenesulfonamide, 5-amino-2-chloro-N-(2,4-dimethylphenyl)- | 540278 | 67447
Magnesium, (1-methylpropyl)octyl- | 540252 | 67448
Carbonic dichloride, polymer with 2,2-dibromo-1,3-propanediol | 540245 | 67449
Carbonochloridic acid, C,C'-(1,2-ethanediyl) ester, polymer with 1,2-ethanedithiol | 540237 | 67450
Carbonochloridic acid, C,C'-(oxydi-2,1-ethanediyl) ester, polymer with 1,2-ethanedithiol | 540229 | 67451
Cuprate(2-), [3-(hydroxy-.kappa.O)-4-[2-[2-(hydroxy-.kappa.O)-4-hydroxy-3-[2-(4-nitrophenyl)diazenyl]-5-[2-[4-[(4-nitro-2-sulfophenyl)amino]phenyl]diazenyl]phenyl]diazenyl-.kappa.N1]-7-nitro-1-naphthalenesulfonato(4-)]-, hydrogen (1:2) | 540211 | 67452
Cuprate(2-), [4-[2-[4-amino-2-(hydroxy-.kappa.O)-3-[2-(4-nitrophenyl)diazenyl]-5-[2-[4-[(4-nitro-2-sulfophenyl)amino]phenyl]diazenyl]phenyl]diazenyl-.kappa.N1]-3-(hydroxy-.kappa.O)-7-nitro-1-naphthalenesulfonato(4-)]-, hydrogen (1:2) | 540203 | 67453
Nickel, [[2,2'-[methylenebis(thio-.kappa.S)]bis[acetato-.kappa.O]](2-)]- | 540195 | 67454
Antimony, tris[2-(mercapto-.kappa.S)ethanolato-.kappa.O]- | 540187 | 67455
Ethanaminium, N,N-diethyl-N-methyl-2-[(2-methyl-1-oxo-2-propen-1-yl)oxy]-, methyl sulfate (1:1), polymer with 2-(diethylamino)ethyl 2-methyl-2-propenoate and dodecyl 2-methyl-2-propenoate | 540179 | 67456
Dodecanedioic acid, polymer with 6-aminohexanoic acid, decanedioic acid, 1,6-hexanediamine and hexanedioic acid | 540161 | 67457
3-Oxazolidinepropanesulfonic acid, 5-[1-methyl-2-(3-methyl-2(3H)-benzoxazolylidene)ethylidene]-4-oxo-2-thioxo- | 540153 | 67458
Acetic acid, 2-bromo-, manganese(2+) salt (2:1) | 540146 | 67459
9,12-Octadecadien-1-ol, 1-(hydrogen sulfate), sodium salt (1:1), (9Z,12Z)- | 540138 | 67460
Phosphonic acid, polymer with oxybis[propanol] | 540120 | 67461
Chromate(3-), tris(formato-.kappa.O)[3-(hydroxy-.kappa.O)-4-[2-[2-(hydroxy-.kappa.O)-1-naphthalenyl]diazenyl-.kappa.N1]-7-nitro-1-naphthalenesulfonato(3-)]-, sodium hydrogen (1:1:2) | 540112 | 67462
2(1H)-Pyrimidinone, tetrahydro-1-(hydroxymethyl)-4-methoxy-5,5-dimethyl- | 540104 | 67463
Benzenesulfonic acid, 3-[2-(4-aminophenyl)diazenyl]-4-chloro- | 540088 | 67464
Glycine, N-[[3-[(ethoxycarbonyl)amino]phenyl]sulfonyl]-, sodium salt (1:1) | 540062 | 67465
Quinolinium, 2-methyl-1-(4-sulfobutyl)-, inner salt | 540054 | 67466
Quinolinium, 2-methyl-1-(4-sulfobutyl)-, iodide, sodium salt (1:1:1) | 540047 | 67467
Naphtho[2,3-d]thiazolium, 3-(3-hydroxypropyl)-2-methyl-, bromide (1:1) | 540039 | 67468
Thiourea, N-[3-(methylthio)phenyl]- | 540021 | 67469
Naphtho[1,2-d]thiazolium, 1-ethyl-2-methyl-, iodide (1:1) | 540013 | 67470
Phenol, 4-[[(4-butylphenyl)methylene]amino]- | 540005 | 67471
3H-Naphtho[1,2,3-de]quinoline-1-carboxylic acid, 6-bromo-2,7-dihydro-3-methyl-2,7-dioxo-, ethyl ester | 539999 | 67472
2-Naphthalenesulfonic acid, 5-[acetyl(methylsulfonyl)amino]-1-(acetyloxy)-, sodium salt (1:1) | 539981 | 67473
2-Naphthalenesulfonyl chloride, 5-[acetyl(methylsulfonyl)amino]-1-(acetyloxy)- | 539973 | 67474
Butanamide, N-[4-(3-ethoxy-4,5-dihydro-5-oxo-1H-pyrazol-1-yl)phenyl]-2-(3-pentadecylphenoxy)- | 539965 | 67475
Cyclohexanone, 2-[3-oxo-1,3-bis[4-(pentyloxy)phenyl]propyl]- | 539957 | 67476
Carbamic acid, N-[3-(chlorosulfonyl)phenyl]-, ethyl ester | 539940 | 67477
5H-Tetrazole-5-thione, 1-(3-aminophenyl)-1,2-dihydro-, hydrochloride (1:1) | 539932 | 67478
2-Propenoic acid, 2-methyl-, methyl ester, telomer with butyl 2-methyl-2-propenoate, tert-dodecanethiol, ethenylbenzene, 2-ethylhexyl 2-propenoate, 2-hydroxyethyl 2-propenoate and 2-propenoic acid, compd. with 1-aziridineethanol | 539882 | 67479
Hexanedioic acid, polymer with 2,2-dimethyl-1,3-propanediol, 1,2-ethanediamine, .alpha.-hydro-.omega.-hydroxypoly(oxy-1,4-butanediyl), 3-hydroxy-2-(hydroxymethyl)-2-methylpropanoic acid and 1,1'-methylenebis[4-isocyanatocyclohexane], compd. with 2-(dimethylamino)ethanol | 539874 | 67480
Hexanedioic acid, polymer with 2-(chloromethyl)oxirane, 2,2-dimethyl-1,3-propanediol, 3-mercaptopropanoic acid and 4,4'-(1-methylethylidene)bis[phenol], compd. with 2-(dimethylamino)ethanol, N,N-dimethylcyclohexanamine and 2-hydroxypropanoic acid | 539866 | 67481
Benzoic acid, 4-(sulfoamino)- | 539858 | 67482
Benzoic acid, 2-[[4-(1-methylethyl)phenyl]methyl]- | 539841 | 67483
Benzoic acid, 2-[(4-dodecylphenyl)methyl]- | 539833 | 67484
Benzenesulfonic acid, 2-[[9,10-dihydro-4-[(4-methylphenyl)amino]-9,10-dioxo-1-anthracenyl]amino]-5-methyl-, sodium salt (1:1) | 539825 | 67485
4H-1-Benzopyran-4-one, 2,3-dihydro-3-[(2,3,6,7-tetrahydro-1H,5H-benzo[ij]quinolizin-9-yl)methylene]- | 539817 | 67486
Pentanedioic acid, 1,5-bis(2-methylpropyl) ester | 539809 | 67487
Hexadecadien-1-ol | 539783 | 67488
Hexanedioic acid, polymer with 1,6-hexanediol, 3-hydroxy-2-(hydroxymethyl)-2-methylpropanoic acid and 1,1'-methylenebis[4-isocyanatocyclohexane], compd. with N,N-diethylethanamine | 539775 | 67489
2-Propenoic acid, 2-methyl-, butyl ester, polymer with butyl 2-propenoate, ethenylbenzene, methyl 2-methyl-2-propenoate, 1,2-propanediol mono(2-methyl-2-propenoate) and 2-propenoic acid, compd. with 4-ethylmorpholine | 539767 | 67490
Benzenesulfonic acid, sulfonylbis-, sodium salt (1:2) | 539759 | 67491
Pyridinium, 1-(2-hydroxyethyl)-4-(phenylthio)-, bromide (1:1) | 539742 | 67492
2-Naphthalenesulfonic acid, 1-hydroxy-5-[(methylsulfonyl)amino]-, sodium salt (1:1) | 539734 | 67493
2-Naphthalenecarboxylic acid, 5-[[[3-(fluorosulfonyl)phenyl]sulfonyl]amino]-1-hydroxy- | 539718 | 67494
2-Propanamine, N-[(2-chloro-5-nitrophenyl)methylene]- | 539692 | 67495
Quinolinium, 4-[2-(acetylphenylamino)ethenyl]-1-butyl-, iodide (1:1) | 539676 | 67496
Acetamide, 2,2,2-trifluoro-N-methyl-N-[[2-(methylamino)-5-nitrophenyl]methyl]- | 539650 | 67497
Benzothiazolium, 3-ethyl-6-methoxy-2-methyl-, 4-methylbenzenesulfonate (1:1) | 539643 | 67498
Urea, N,N'-bis[bis[4-(dimethylamino)phenyl]methyl]- | 539627 | 67499
3H-Indolium, 1,3,3-trimethyl-2-[(2-methyl-2-phenylhydrazinylidene)methyl]-, methanesulfonate (1:1) | 539619 | 67500
2,7-Naphthalenedisulfonic acid, 4-amino-5-hydroxy-3-[2-(4-nitrophenyl)diazenyl]-6-[2-(3-sulfophenyl)diazenyl]-, compd. with N-octyl-1-octanamine (1:3) | 539601 | 67501
Hexane, 1-chloro-3,5-dimethyl- | 539585 | 67502
Hexane, 1-chloro-4,5-dimethyl- | 539577 | 67503
L-Histidine, acetate (1:1) | 539551 | 67504
L-Arginine, acetate (1:1) | 539544 | 67505
Hexanedioic acid, polymer with 2,2-dimethyl-1,3-propanediol, 1,2-ethanediamine, 1,6-hexanediol, 3-hydroxy-2-(hydroxymethyl)-2-methylpropanoic acid and 1,1'-methylenebis[4-isocyanatocyclohexane], compd. with 2-(dimethylamino)ethanol | 539536 | 67506
2-Pyrrolidinone, 1-ethenyl-, polymer with ethene, 1,4-hexadiene and 1-propene | 539528 | 67507
Propanoic acid, 2-hydroxy-, compd. with 2-(chloromethyl)oxirane polymer with 2,4-diisocyanato-1-methylbenzene and 4,4'-(1-methylethylidene)bis[phenol] and 2-(dimethylamino)ethanol | 539510 | 67508
2H-1-Benzopyran-2-one, 7-(ethylamino)- | 539502 | 67509
Anthra[2,3-b]oxirene-3,8-dione, 1a,2,9,9a-tetrahydro-1a-methyl- | 539494 | 67510
4a,9a-Epoxyanthracene-9,10-dione, 1,2,3,4-tetrahydro-6,7-dimethyl- | 539486 | 67511
Anthra[2,3-b]oxirene-3,8-dione, 1a,2,2a,8a,9,9a-hexahydro-1a-methyl- | 539478 | 67512
2,3-Aziridinedithione | 539452 | 67513
Benzenamine, N-phenyl-4-(2,4,4-trimethylpentyl)- | 539445 | 67514
1,3-Benzenedicarboxylic acid, compd. with N-methylmethanamine (1:1) | 539437 | 67515
1,3-Benzenedicarboxylic acid, polymer with .alpha.-(2-aminomethylethyl)-.omega.-(2-aminomethylethoxy)poly[oxy(methyl-1,2-ethanediyl)], 1,3-diisocyanatomethylbenzene, 1,6-hexanediamine, hexanedioic acid and 1,6-hexanediol | 539411 | 67516
Nonanedioic acid, polymer with 1,4-butanediol and 1,6-hexanediol | 539403 | 67517
1,3-Benzenedicarboxylic acid, polymer with 1,3-diisocyanatomethylbenzene, 1,6-hexanediamine, hexanedioic acid and 1,6-hexanediol | 539395 | 67518
1-Propanaminium, 3,3',3'',3'''-[(9,10-dihydro-9,10-dioxo-1,4,5,8-anthracenetetrayl)tetraimino]tetrakis[N,N,N-trimethyl-, 4-methylbenzenesulfonate (1:4) | 539387 | 67519
1,2,4-Benzenetricarboxylic acid, polymer with hexanedioic acid and 1,6-hexanediol | 539379 | 67520
3,4-Hexanedione, 3,4-dioxime, sodium salt (1:2) | 539361 | 67521
1H-Inden-1-one, 2-[[4-(diethylamino)-2-methylphenyl]methylene]-2,3-dihydro- | 539353 | 67522
4H-1-Benzopyran-4-one, 2-[[4-(diethylamino)-2-methylphenyl]methylene]-2,3-dihydro- | 539346 | 67523
Urea, N,N-bis(1-methylpropyl)- | 539338 | 67524
2,5-Cyclohexadiene-1,4-dione, 2-(diethylamino)-3,5,6-trimethyl- | 539320 | 67525
Phenol, 4,4'-(1,1-dioxido-3H-2,1-benzoxathiol-3-ylidene)bis[2,6-dibromo-3-methyl-, sodium salt (1:2) | 539312 | 67526
Cellulose, acetate hydrogen butanedioate, compd. with N,N-diethylcyclohexanamine (1:1) | 539304 | 67527
Urea, N-(3-isocyanatomethylphenyl)-N'-[[[4-[[[(3-isocyanatomethylphenyl)amino]carbonyl]amino]phenyl]methyl]phenyl]- | 539296 | 67528
2-Butene-1,4-diol, 2,3-dibromo-, polymer with .alpha.-hydro-.omega.-hydroxypoly(oxy-1,4-butanediyl) and 1,1'-methylenebis[4-isocyanatobenzene] | 539288 | 67529
Hexanedioic acid, polymer with 2,2-dimethyl-1,3-propanediol, 1,2-ethanediol, 1,6-hexanediamine, 5-isocyanato-1-(isocyanatomethyl)-1,3,3-trimethylcyclohexane and 1,1'-methylenebis[4-isocyanatocyclohexane] | 539270 | 67530
Hexanedioic acid, polymer with 5-amino-1,3,3-trimethylcyclohexanemethanamine, 1,1'-methylenebis[4-isocyanatocyclohexane] and 2,2'-oxybis[ethanol] | 539262 | 67531
2-Propenoic acid, 2-hydroxyethyl ester, polymer with 5-isocyanato-1-(isocyanatomethyl)-1,3,3-trimethylcyclohexane and 2-methyloxirane | 539254 | 67532
Hexanedioic acid, polymer with 1,4-butanediol, 1,2-ethanediol and 1,6-hexanediol | 539247 | 67533
Benzenesulfonic acid, 2,2'-[(9,10-dihydro-4,8-dihydroxy-9,10-dioxo-1,5-anthracenediyl)diimino]bis[5-methyl-, lithium salt (1:2) | 539239 | 67534
Tetradecanoic acid, 2-(4-nitrophenoxy)-, methyl ester | 539221 | 67535
7-Quinolinol, 1-ethyl-1,2,3,4-tetrahydro- | 539213 | 67536
1,3,5-Naphthalenetrisulfonic acid, 7-[2-[4-[(2,5,6-trichloro-4-pyrimidinyl)amino]phenyl]diazenyl]- | 539205 | 67537
Benzothiazolium, 3-ethyl-2-methyl-5-phenyl-, iodide (1:1) | 539197 | 67538
Benzenesulfonic acid, 2-amino-5-[(4-amino-3-methyl-5-sulfophenyl)(4-imino-3-methyl-5-sulfo-2,5-cyclohexadien-1-ylidene)methyl]-3-methyl-, sodium salt (1:2) | 539189 | 67539
Benzenepropanoic acid, 5-amino-2-methoxy-, hydrochloride (1:1) | 539171 | 67540
1,3-Benzenedicarboxylic acid, 5-[(dithiocarboxy)amino]-, 1,3-dimethyl ester, compd. with 1,4-diazabicyclo[2.2.2]octane (1:1) | 539163 | 67541
2,4-Pentadienal, 5-[(2,4-dinitrophenyl)amino]-3-phenyl-, O-methyloxime | 539155 | 67542
Phenol, 2-[(ethylamino)methyl]-4-nitro- | 539148 | 67543
1-Propanesulfonamide, N-[4-(2-chloroacetyl)phenyl]- | 539130 | 67544
Benzoxazolium, 2-[4-(acetylphenylamino)-1,3-butadien-1-yl]-3-(3-sulfopropyl)-, inner salt | 539122 | 67545
Benzenemethanamine, N-methyl-2-(methylamino)-5-nitro- | 539106 | 67546
Benzenamine, 2-(tetradecyloxy)-, hydrochloride (1:1) | 539098 | 67547
1H-Benzimidazole-1-butanesulfonic acid, 5,6-dichloro-2-[2-(1,3-diethyltetrahydro-4,6-dioxo-2-thioxo-5(2H)-pyrimidinylidene)ethylidene]-3-ethyl-2,3-dihydro- | 539072 | 67548
Benzenesulfonic acid, 2-[(9,10-dihydro-4-hydroxy-9,10-dioxo-1-anthracenyl)amino]-, sodium salt (1:1) | 539064 | 67549
Benzenesulfonic acid, 4-arsenoso- | 539056 | 67550
Benzenesulfonic acid, 4-arsenoso-, sodium salt (1:1) | 539049 | 67551
1,4-Benzenediamine, N1,N1-diethyl-, 4-methylbenzenesulfonate (1:1) | 539031 | 67552
Hexanedioic acid, polymer with .alpha.-(2-aminomethylethyl)-.omega.-(2-aminomethylethoxy)poly[oxy(methyl-1,2-ethanediyl)], 1,4-butanediol, 1,6-hexanediol and 1,1'-methylenebis[4-isocyanatobenzene] | 539023 | 67553
1,3-Benzenedicarboxylic acid, polymer with 1,3-diisocyanatomethylbenzene, hexanedioic acid, 1,6-hexanediol, 1,2-propanediol and 1,2,3-propanetriol | 539015 | 67554
Hexanedioic acid, polymer with .alpha.-(2-aminomethylethyl)-.omega.-(2-aminomethylethoxy)poly[oxy(methyl-1,2-ethanediyl)], 1,3-diisocyanatomethylbenzene, 2,2'-oxybis[ethanol] and 1,2,3-propanetriol | 539007 | 67555
1,3-Benzenedicarboxylic acid, polymer with .alpha.-(2-aminomethylethyl)-.omega.-(2-aminomethylethoxy)poly[oxy(methyl-1,2-ethanediyl)], 1,3-diisocyanatomethylbenzene, hexanedioic acid, 1,6-hexanediol, 1,2-propanediol and 1,2,3-propanetriol | 538991 | 67556
Hexanedioic acid, polymer with .alpha.-(2-aminomethylethyl)-.omega.-(2-aminomethylethoxy)poly[oxy(methyl-1,2-ethanediyl)], 1,4-butanediol, 1,3-diisocyanatomethylbenzene and 1,6-hexanediol | 538983 | 67557
Hexanedioic acid, polymer with .alpha.-(2-aminomethylethyl)-.omega.-(2-aminomethylethoxy)poly[oxy(methyl-1,2-ethanediyl)], 1,3-diisocyanatomethylbenzene and 2,2'-oxybis[ethanol] | 538975 | 67558
Hexanedioic acid, polymer with .alpha.-(2-aminomethylethyl)-.omega.-(2-aminomethylethoxy)poly[oxy(methyl-1,2-ethanediyl)], 1,6-hexanediol and 1,1'-methylenebis[4-isocyanatobenzene] | 538967 | 67559
1,3-Benzenedicarboxylic acid, polymer with .alpha.-(2-aminomethylethyl)-.omega.-(2-aminomethylethoxy)poly[oxy(methyl-1,2-ethanediyl)], 1,3-diisocyanatomethylbenzene, hexanedioic acid and 1,6-hexanediol | 538959 | 67560
Hexanedioic acid, polymer with 2,2-dimethyl-1,3-propanediol, .alpha.-hydro-.omega.-hydroxypoly[oxy(methyl-1,2-ethanediyl)] ether with 2-ethyl-2-(hydroxymethyl)-1,3-propanediol (3:1) and 1,1'-methylenebis[4-isocyanatocyclohexane] | 538942 | 67561
1,6-Hexanediamine, polymer with .alpha.-(2-aminomethylethyl)-.omega.-(2-aminomethylethoxy)poly[oxy(methyl-1,2-ethanediyl)], 1,3-diisocyanatomethylbenzene, .alpha.-hydro-.omega.-hydroxypoly[oxy(methyl-1,2-ethanediyl)] and .alpha.,.alpha.',.alpha.''-1,2,3-propanetriyltris[.omega.-hydroxypoly[oxy(methyl-1,2-ethanediyl)]] | 538934 | 67562
1,3-Benzenedicarboxylic acid, polymer with 1,4-butanediol, 1,2-ethanediol, 2-ethyl-2-(hydroxymethyl)-1,3-propanediol, hexanedioic acid, 1,6-hexanediol and .alpha.-hydro-.omega.-hydroxypoly(oxy-1,2-ethanediyl) | 538926 | 67563
Hexanedioic acid, polymer with .alpha.-hydro-.omega.-hydroxypoly(oxy-1,2-ethanediyl), 1,3-isobenzofurandione and 1,2,3-propanetriol | 538918 | 67564
Hexanedioic acid, polymer with 1,4-butanediol, 1,2-ethanediol, 2-ethyl-2-(hydroxymethyl)-1,3-propanediol and .alpha.-hydro-.omega.-hydroxypoly(oxy-1,2-ethanediyl) | 538900 | 67565
Hexanedioic acid, polymer with 2,3-dibromo-2-butene-1,4-diol, .alpha.-hydro-.omega.-hydroxypoly(oxy-1,2-ethanediyl) and 1,2,3-propanetriol | 538892 | 67566
1,3-Benzenedicarboxylic acid, polymer with 1,4-butanediol, hexanedioic acid, 1,6-hexanediol and .alpha.-hydro-.omega.-hydroxypoly(oxy-1,2-ethanediyl) | 538884 | 67567
1,3-Benzenedicarboxylic acid, polymer with 1,3-diisocyanatomethylbenzene, hexanedioic acid and 1,6-hexanediol | 538876 | 67568
Butanamide, N,N'-[(3,3'-dichloro[1,1'-biphenyl]-4,4'-diyl)bis(2,1-diazenediyl-4,1-phenylene)]bis[3-oxo- | 538868 | 67569
2-Naphthalenecarboxylic acid, 3-methoxy-, 1-[(3-methoxy-2-naphthalenyl)carbonyl]hydrazide | 538850 | 67570
7,10-Ethano-2,5-benzodioxocin-1,6-dione, octahydro-7-methyl-10-(1-methylethyl)- | 538843 | 67571
[9,9'-Bianthracene]-10,10'(9H,9'H)-dione, 3,3'-diethyl- | 538835 | 67572
[9,9'-Bianthracene]-10,10'(9H,9'H)-dione, 3,3'-bis(1,1-dimethylethyl)- | 538827 | 67573
Benzoxazolium, 5-benzoyl-2-[3-(5-benzoyl-3-ethyl-2(3H)-benzoxazolylidene)-1-propen-1-yl]-3-ethyl-, iodide (1:1) | 538819 | 67574
2,5-Cyclohexadiene-1,4-dione, 2-(dimethylamino)-3,5,6-trimethyl- | 538801 | 67575
Methanone, [4-(1-ethylbutyl)phenyl]phenyl- | 538793 | 67576
Lanthanum neodymium praseodymium titanium oxide | 538736 | 67577
4-Morpholineethanesulfonic acid, sodium salt (1:1) | 538728 | 67578
4-Morpholinepropanesulfonic acid, sodium salt (1:1) | 538710 | 67579
Nonanedioic acid, polymer with 2,3-dibromo-2-butene-1,4-diol and 1,2,3-propanetriol | 538702 | 67580
Hexanedioic acid, polymer with 1,4-cyclohexanedimethanol and 1,6-hexanediol | 538694 | 67581
Hexanedioic acid, polymer with 1,4-butanediol, 1,3-diisocyanatomethylbenzene and 2,2-dimethyl-1,3-propanediol | 538686 | 67582
1,3-Benzenedicarboxylic acid, polymer with dihydro-2,5-furandione, hexanedioic acid, 1,6-hexanediol and 5-isocyanato-1-(isocyanatomethyl)-1,3,3-trimethylcyclohexane | 538678 | 67583
Phenol, 2,2'-methylenebis[4,6-bis(1-methyl-1-phenylethyl)- | 538660 | 67584
Phenol, 2,2'-methylenebis[4-(1-methyl-1-phenylethyl)- | 538652 | 67585
Phosphonic acid, P,P'-[[[3-(dimethylamino)propyl]imino]bis(methylene)]bis-, hydrochloride (1:1) | 538645 | 67586
1,3,5-Triazine-2,4,6(1H,3H,5H)-trione, 1,3,5-tris(3,3-difluoro-2-propen-1-yl)- | 538637 | 67587
3-Dibenzofurancarboxamide, N-(2-ethoxyphenyl)-2-hydroxy-, sodium salt (1:1) | 538629 | 67588
1H-Pyrazole-3-carboxylic acid, 1-[3-[[4-chloro-6-[(3-sulfophenyl)amino]-1,3,5-triazin-2-yl]amino]-2-methyl-5-sulfophenyl]-4-[2-[4-[[4-chloro-6-[(3-sulfophenyl)amino]-1,3,5-triazin-2-yl]amino]-2-sulfophenyl]diazenyl]-4,5-dihydro-5-oxo-, sodium salt (1:4) | 538611 | 67589
Benzenesulfonic acid, 2,5-dichloro-4-[4-[2-[3-[[3-[2-[1-(2,5-dichloro-4-sulfophenyl)-4,5-dihydro-3-methyl-5-oxo-1H-pyrazol-4-yl]diazenyl]benzoyl](phenylmethyl)amino]-4-methylphenyl]diazenyl]-4,5-dihydro-3-methyl-5-oxo-1H-pyrazol-1-yl]-, sodium salt (1:2) | 538603 | 67590
Nonanedioic acid, polymer with 1,4-butanediol, 1,6-hexanediol and .alpha.-hydro-.omega.-hydroxypoly(oxy-1,2-ethanediyl) | 538595 | 67591
1,3-Benzenedicarboxylic acid, 1,3-dimethyl ester, polymer with 1,4-butanediol, dodecanedioic acid, 1,4-dimethyl 1,4-benzenedicarboxylate and .alpha.-hydro-.omega.-hydroxypoly(oxy-1,4-butanediyl) | 538587 | 67592
Hexanedioic acid, polymer with 1,4-butanediol, 1,6-hexanediol and .alpha.-hydro-.omega.-hydroxypoly(oxy-1,2-ethanediyl) | 538579 | 67593
Urea, N-[[(aminophenyl)methyl]phenyl]-N'-(3-isocyanatomethylphenyl)- | 538561 | 67594
Hexanedioic acid, polymer with 1,4-butanediol, 1,3-diisocyanatomethylbenzene, 2,2-dimethyl-1,3-propanediol and 1,6-hexanediol | 538553 | 67595
Heptenenitrile, 3,6-dimethyl- | 538546 | 67596
Cuprate(2-), [.mu.-[4-[2-[4'-[2-[6-amino-1-(hydroxy-.kappa.O)-2-naphthalenyl]diazenyl-.kappa.N1]-3,3'-di(hydroxy-.kappa.O)[1,1'-biphenyl]-4-yl]diazenyl-.kappa.N1]-3-(hydroxy-.kappa.O)-2,7-naphthalenedisulfonato(6-)]]di-, sodium (1:2) | 538538 | 67597
Cuprate(4-), [4-amino-5-hydroxy-6-[2-[5-(hydroxy-.kappa.O)-6-[2-[2-(hydroxy-.kappa.O)-5-[[2-(sulfooxy)ethyl]sulfonyl]phenyl]diazenyl-.kappa.N1]-7-sulfo-2-naphthalenyl]diazenyl]-1,3-naphthalenedisulfonato(6-)]-, potassium (1:4) | 538520 | 67598
1,2-Benzenedicarboxylic acid, 1,1'-(2,2-dimethyl-1,3-propanediyl) 2,2'-diisooctyl ester | 538512 | 67599
1,3-Benzenedicarboxylic acid, polymer with 2,2-dimethyl-1,3-propanediol, 2-ethyl-2-(hydroxymethyl)-1,3-propanediol, nonanedioic acid and (9Z,12Z)-9,12-octadecadienoic acid dimer | 538504 | 67600
Formaldehyde, polymer with 1,2-benzenediol, [1,1'-biphenyl]-ar,ar'-diol and [1,1'-biphenyl]triol | 538496 | 67601
5-Isobenzofurancarboxylic acid, 1,3-dihydro-1,3-dioxo-, polymer with 1,4-cyclohexanedimethanol, 2,5-furandione and 3a,4,7,7a-tetrahydro-4,7-methano-1H-indene | 538488 | 67602
9-Dodecyn-1-ol | 538470 | 67603
2H-Pyran, 2-(11-dodecyn-1-yloxy)tetrahydro- | 538462 | 67604
2H-Pyran, tetrahydro-2-(11-tetradecyn-1-yloxy)- | 538454 | 67605
1-Oxaspiro[4.5]deca-3,6-diene, 2,6,9,10-tetramethyl- | 538447 | 67606
Magnesium, bromo[1-(dimethylamino)-1-propanolato-.kappa.O]- | 538439 | 67607
Magnesium, chloro[.alpha.-(dimethylamino)-4-(trifluoromethyl)benzenemethanolato-.kappa.O]- | 538421 | 67608
Acetamide, N-[3-(ethylamino)-4-(2-methoxyethoxy)phenyl]- | 538413 | 67609
1,3-Benzenediamine, 4-(2-methoxyethoxy)- | 538405 | 67610
Thiazolium, 3-methyl-2-[2-[4-[methyl(phenylmethyl)amino]phenyl]diazenyl]-, methyl sulfate (1:1) | 538397 | 67611
Benzenesulfonic acid, 4-[(3-amino-4-methylbenzoyl)amino]-, sodium salt (1:1) | 538389 | 67612
Benzeneacetic acid, 4-hydroxy-.alpha.-(4-hydroxyphenyl)-, butyl ester | 538371 | 67613
2-Oxepanemethanol, 3,7,7-trimethyl- | 538363 | 67614
4,9-Decadienal, 4,8-dimethyl- | 538355 | 67615
2-Octene, 8-butoxy-2,6-dimethyl- | 538348 | 67616
Benzenesulfonic acid, 3-[2-[4-[2-(4-hydroxy-2-methylphenyl)diazenyl]-3-methoxyphenyl]diazenyl]-, sodium salt (1:1) | 538330 | 67617
Poly(oxy-1,2-ethanediyl), .alpha.,.alpha.'-[(dimethyliminio)di-2,1-ethanediyl]bis[.omega.-[(9Z)-9-octadecen-1-yloxy]-, chloride (1:1) | 538322 | 67618
Octadecanoic acid, 12-hydroxy-, polymer with 1-aziridineethanol, butyl 2-methyl-2-propenoate, ethenylbenzene, 2-ethylhexyl 2-propenoate, 2-hydroxyethyl 2-propenoate, methyl 2-methyl-2-propenoate, 2-methyl-2-propenoic acid and 2-oxiranylmethyl 2-methyl-2-propenoate | 538314 | 67619
Benzoic acid, 2-hydroxy-, polymer with 4-(1,1-dimethylethyl)phenol, formaldehyde, 4-(1,1,3,3-tetramethylbutyl)phenol and zinc 2-propenoate (1:2) | 538306 | 67620
Benzoic acid, 2-hydroxy-, polymer with formaldehyde, 4-nonylphenol and zinc oxide (ZnO) | 538298 | 67621
2-Propenoic acid, polymer with 2-methyloxirane | 537944 | 67622
Cobaltate(2-), bis[4-(hydroxy-.kappa.O)-3-[2-[2-(hydroxy-.kappa.O)-1-naphthalenyl]diazenyl-.kappa.N1]benzenesulfonamidato(2-)]-, sodium (1:2) | 537936 | 67623
Hexanedioic acid, polymer with 1,3-butanediol and 1,3-isobenzofurandione, isodecyl ester | 537761 | 67624
2-Propenoic acid, polymer with sodium phosphinate (1:1) | 537746 | 67625
Benzoic acid, 3,5-bis(1,1-dimethylethyl)-2-hydroxy-, polymer with 4-(1,1-dimethylethyl)phenol, formaldehyde and 4-(1,1,3,3-tetramethylbutyl)phenol | 537738 | 67626
1,3-Benzenedicarboxylic acid, polymer with 1,3-dihydro-1,3-dioxo-5-isobenzofurancarboxylic acid, 2,2-dimethyl-1,3-propanediol, 2-(hydroxymethyl)-2-methyl-1,3-propanediol and nonanedioic acid | 537720 | 67627
Nonanedioic acid, polymer with 2-amino-2-ethyl-1,3-propanediol and formaldehyde | 537712 | 67628
2-Propenoic acid, zinc salt (2:1), polymer with [1,1'-biphenyl]-4-ol, 4-(1,1-dimethylethyl)phenol, formaldehyde and 4,4'-thiobis[phenol] | 537704 | 67629
Acetic acid, nickel(2+) salt (2:1), polymer with formaldehyde and 4-(1,1,3,3-tetramethylbutyl)phenol | 537696 | 67630
Platinum(2+), bis(1,2-propanediamine-.kappa.N1,.kappa.N2)-, bis(cyano-.kappa.C)aurate(1-) (1:2) | 537688 | 67631
1,3-Benzenedicarboxylic acid, polymer with 1,4-benzenedicarboxylic acid, 1,3-diisocyanatomethylbenzene, 1,2-ethanediol, hexanedioic acid, 1,3-isobenzofurandione, 4,4'-(1-methylethylidene)bis[phenol] and 2,2'-[(1-methylethylidene)bis(4,1-phenyleneoxymethylene)]bis[oxirane] | 537670 | 67632
Benzenesulfonic acid, 2,5-dichloro-4-[4-[2-[3-[[3-[2-[1-(2,5-dichloro-4-sulfophenyl)-4,5-dihydro-5-oxo-1H-pyrazol-4-yl]diazenyl]benzoyl](phenylmethyl)amino]-4-methylphenyl]diazenyl]-4,5-dihydro-5-oxo-1H-pyrazol-1-yl]-, sodium salt (1:2) | 537662 | 67633
2-Buten-1-one, 1-[(1R,2S)-2,6,6-trimethyl-3-cyclohexen-1-yl]-, (2E)-rel- | 537654 | 67634
1,8,11,14-Heptadecatetraene | 537647 | 67635
Cuprate(4-), [.mu.-[[4,4'-[[3,3'-di(hydroxy-.kappa.O)[1,1'-biphenyl]-4,4'-diyl]bis(2,1-diazenediyl-.kappa.N1)]bis[3-(hydroxy-.kappa.O)-2,7-naphthalenedisulfonato]](8-)]]bis(morpholine-.kappa.N4)di-, sodium (1:4) | 537639 | 67636
2-Butenenitrile, 4-(2,2,3-trimethyl-3-cyclopenten-1-yl)- | 537613 | 67637
3-Butenenitrile, 4-(2,2,3-trimethyl-3-cyclopenten-1-yl)- | 537605 | 67638
Urea, N,N''-methylenebis[N'-[3-(hydroxymethyl)-2,5-dioxo-4-imidazolidinyl]-, sodium salt (1:1) | 537597 | 67639
Urea, N-(2,5-dioxo-4-imidazolidinyl)-, ammonium salt (1:1) | 537589 | 67640
Ethanaminium, 2-hydroxy-N,N,N-trimethyl-, salt with (2,5-dioxo-4-imidazolidinyl)urea (1:1) | 537563 | 67641
Benzoic acid, 2-(4-methylbenzoyl)-, 2-propen-1-yl ester, polymer with butyl 2-propenoate, ethenylbenzene and 2-propenenitrile | 537555 | 67642
Benzoic acid, 2-(4-methylbenzoyl)-, 2-propen-1-yl ester | 537548 | 67643
2-Propenoic acid, 2-methyl-, 2-hydroxyethyl ester, polymer with methyl 2-propenoate, 2-propenamide and 2-propenoic acid, ammonium sodium salt | 537530 | 67644
2-Propenoic acid, 2-methyl-, telomer with 2-[(1,1-dimethylethyl)amino]ethyl 2-methyl-2-propenoate, 1-dodecanethiol, methyl 2-methyl-2-propenoate and rel-(1R,2R,4R)-1,7,7-trimethylbicyclo[2.2.1]hept-2-yl 2-methyl-2-propenoate | 537522 | 67645
2-Propenoic acid, 2-methyl-, 2-methylpropyl ester, telomer with butyl 2-propenoate, 1-dodecanethiol, ethenylbenzene and 2-(3-oxazolidinyl)ethyl 2-methyl-2-propenoate | 537514 | 67646
2-Propenoic acid, 2-methyl-, polymer with butyl 2-propenoate, ethenylbenzene and rel-(1R,2R,4R)-1,7,7-trimethylbicyclo[2.2.1]hept-2-yl 2-methyl-2-propenoate | 537506 | 67647
Formaldehyde, polymer with 1,2-benzenediol, 1,3-benzenediol, [1,1'-biphenyl]-ar,ar'-diol and [1,1'-biphenyl]triol | 537498 | 67648
1H-Purine-2,6,8(3H)-trione, 7,9-dihydrobis(hydroxymethyl)- | 537480 | 67649
1H-Purine-2,6,8(3H)-trione, 7,9-dihydrotris(hydroxymethyl)- | 537472 | 67650
3H-Indolizinium, 2,3-diphenyl-, chloride (1:1) | 537464 | 67651
Benzenesulfonic acid, 3-(chlorosulfonyl)-, phenyl ester | 537456 | 67652
Pyrrolidinium, 1-[2-(2-oxo-2-phenylethyl)cyclohexylidene]-, bromide (1:1) | 537449 | 67653
1H-Indene-4-carbonyl chloride, 2,3-dihydro-7-methyl- | 537431 | 67654
1H-Indene-4-carboxylic acid, 2,3-dihydro-7-methyl- | 537423 | 67655
1H-Indene-4-carboxylic acid, 2,3,7,7a-tetrahydro-7-methyl-, ethyl ester | 537415 | 67656
1H-Indene-4-carboxylic acid, 2,3-dihydro-7-methyl-, ethyl ester | 537407 | 67657
.beta.-Alanine, N-(3-butoxy-3-oxopropyl)-N-(3-hydroxypropyl)-, butyl ester | 537399 | 67658
.beta.-Alanine, N-(3-butoxy-3-oxopropyl)-N-(3-chloropropyl)-, butyl ester | 537381 | 67659
5-Benzoxazolesulfonic acid, 2-[2-[1,5-dihydro-3-methyl-5-oxo-1-(4-sulfophenyl)-4H-pyrazol-4-ylidene]ethylidene]-3-ethyl-2,3-dihydro- | 537373 | 67660
Benzothiazolesulfonic acid, 2,2'-(1,2-diazenediyldi-4,1-phenylene)bis[6-methyl-, sodium salt (1:2) | 537365 | 67661
1,4-Benzenedisulfonic acid, 2-[2-[4-[2-[4-[[4-chloro-6-(2-ethoxyethoxy)-1,3,5-triazin-2-yl]amino]-5-sulfo-1-naphthalenyl]diazenyl]-2,5-dimethylphenyl]diazenyl]-, sodium salt (1:3) | 537357 | 67662
Benzenesulfonic acid, 3,3'-[sulfonylbis[4,1-phenylene-2,1-diazenediyl(5-imino-3-methyl-1H-pyrazole-4,1-diyl)]]bis-, sodium salt (1:2) | 537340 | 67663
2-Naphthalenesulfonic acid, 7,7'-iminobis[3-[2-[4-[2-(4-amino-2-sulfophenyl)diazenyl]-7-sulfo-1-naphthalenyl]diazenyl]-4-hydroxy-, sodium salt (1:6) | 537332 | 67664
1,4-Benzenedisulfonic acid, 2-[2-[4-[2-[4-[2-[6-[(4-aminobenzoyl)amino]-1-hydroxy-3-sulfo-2-naphthalenyl]diazenyl]-2,5-dimethoxyphenyl]diazenyl]-6-sulfo-1-naphthalenyl]diazenyl]-, sodium salt (1:4) | 537324 | 67665
2H-Naphtho[1,2-d]triazole-6,8-disulfonic acid, 2,2'-[1,4-phenylenebis[2,1-ethenediyl(3-sulfo-4,1-phenylene)]]bis-, sodium salt (1:6) | 537316 | 67666
1H-Naphth[2,3-f]isoindole-1,3,5,10(2H)-tetrone, 2-[3-(dimethylamino)propyl]- | 537308 | 67667
Benzeneethanaminium, 4-[2-[4-[(2-cyanoethyl)methylamino]phenyl]diazenyl]-N,N,N-trimethyl-.beta.-oxo-, (T-4)-tetrachlorozincate(2-) (2:1) | 537290 | 67668
Ethanaminium, 2-[[4-[2-(2,6-dichloro-4-nitrophenyl)diazenyl]phenyl]ethylamino]-N,N,N-trimethyl-, chloride (1:1) | 537282 | 67669
Acetamide, N-[4-[(4-amino-3-methylphenyl)(4-imino-2,5-cyclohexadien-1-ylidene)methyl]phenyl]-, hydrochloride (1:1) | 537274 | 67670
2-Naphthalenesulfonic acid, 3-[2-[4-[2-(4-amino-2-sulfophenyl)diazenyl]-6-sulfo-1-naphthalenyl]diazenyl]-7-[[6-[2-[4-[2-(4-amino-2-sulfophenyl)diazenyl]-7-sulfo-1-naphthalenyl]diazenyl]-5-hydroxy-7-sulfo-2-naphthalenyl]amino]-4-hydroxy-, sodium salt (1:6) | 537266 | 67671
2-Naphthalenesulfonic acid, 7-amino-4-hydroxy-3-[2-[4-[[[5-hydroxy-7-sulfo-6-[2-[4-[2-(3-sulfophenyl)diazenyl]-1-naphthalenyl]diazenyl]-2-naphthalenyl]amino]carbonyl]phenyl]diazenyl]-, sodium salt (1:3) | 537258 | 67672
Oxirane, 2,2'-[(1-methylethylidene)bis[4,1-phenyleneoxy[1-(butoxymethyl)-2,1-ethanediyl]oxymethylene]]bis- | 537241 | 67673
1,3-Naphthalenedisulfonic acid, 7-[2-[4-[[4-[2-[4-[(4-aminobenzoyl)amino]-2-methylphenyl]diazenyl]benzoyl]amino]-2-methylphenyl]diazenyl]- | 537233 | 67674
1,3-Naphthalenedisulfonic acid, 7-[2-[4-[2-[4-[2-[4-[(4-aminobenzoyl)amino]-2-methylphenyl]diazenyl]-2-methylphenyl]diazenyl]-2-methylphenyl]diazenyl]- | 537225 | 67675
2,7-Naphthalenedisulfonic acid, 5-[[4-chloro-6-[[3-[[4-chloro-6-(1-methylethoxy)-1,3,5-triazin-2-yl]amino]-4-sulfophenyl]amino]-1,3,5-triazin-2-yl]amino]-4-hydroxy-3-[2-(2-sulfophenyl)diazenyl]-, sodium salt (1:4) | 537217 | 67676
2-Butenedioic acid, 2-mercapto-, polymer with 2-ethylhexyl 2-propenoate, 2-mercaptoethanol, methyl 2-methyl-2-propenoate and N,N',2-tris(6-isocyanatohexyl)imidodicarbonic diamide | 537209 | 67677
2-Propenamide, polymer with N-cyanoguanidine, formaldehyde and 2-(methylamino)ethanol | 537191 | 67678
1,3,5-Triazine-2-acetamide, .alpha.-acetyl-4,6-dichloro-N-(2-methoxyphenyl)- | 537183 | 67679
1,4-Benzenedicarboxylic acid, 2-bromo-5-(phenylamino)- | 537175 | 67680
1,3'-Bipyridinium, 5',5'''-[1,2-ethanediylbis(4,1-phenylene-2,1-diazenediyl)]bis[1',2'-dihydro-6'-hydroxy-4'-methyl-2'-oxo-, 2-hydroxypropanate (1:2) | 537167 | 67681
2-Propenoic acid, 2-cyano-3-[4-[ethyl[2-[[(phenylamino)carbonyl]oxy]ethyl]amino]-2-methylphenyl]-, ethyl ester | 537159 | 67682
3,6,9,12,15-Pentaoxaoctacosan-1-ol, 1,1'-(hydrogen phosphate), sodium salt (1:1) | 537142 | 67683
2-Naphthalenesulfonic acid, 7-[[4,6-bis[[3-(diethylamino)propyl]amino]-1,3,5-triazin-2-yl]amino]-4-hydroxy-3-[2-[4-(2-phenyldiazenyl)phenyl]diazenyl]-, acetate (1:1) | 537134 | 67684
Chromate(2-), [5-chloro-3-[2-[4,5-dihydro-3-methyl-5-oxo-1-[4-[(1-oxo-2-propen-1-yl)amino]phenyl]-1H-pyrazol-4-yl]diazenyl]-2-hydroxybenzenesulfonato(3-)][4-[2-(5-chloro-2-hydroxyphenyl)diazenyl]-2,4-dihydro-5-methyl-2-phenyl-3H-pyrazol-3-onato(2-)]-, sodium hydrogen (1:1:1) | 537126 | 67685
Cuprate(3-), [2-[2-[4-[2-[6-[(4,6-dichloro-1,3,5-triazin-2-yl)methylamino]-1-(hydroxy-.kappa.O)-3-sulfo-2-naphthalenyl]diazenyl-.kappa.N1]-5-(hydroxy-.kappa.O)-2-methylphenyl]diazenyl]-1,4-benzenedisulfonato(5-)]-, sodium (1:3) | 537118 | 67686
7-Benzothiazolesulfonic acid, 2-(4-aminophenyl)-5-methyl-, potassium salt (1:1) | 537100 | 67687
1,2-Propanediol, 3-[3-hydroxy-2-(9-octadecen-1-yloxy)propoxy]- | 537092 | 67688
Butane, epoxy-, homopolymer, dodecylphenyl ether | 537084 | 67689
1,3-Propanediamine, N1,N1-dimethyl-, polymer with 2-(chloromethyl)oxirane, compd. with 4-methylmorpholine | 536748 | 67690
2-Propen-1-ol, polymer with ethenylbenzene, benzoate butanedioate | 536482 | 67691
1,3-Propanediol, 2,2-bis(hydroxymethyl)-, homopolymer, isooctadecanoate | 536474 | 67692
1,3-Isobenzofurandione, polymer with 2-ethyl-2-(hydroxymethyl)-1,3-propanediol, isononanoate | 536466 | 67693
Hexanedioic acid, polymer with 2-ethyl-2-(hydroxymethyl)-1,3-propanediol, 2,5-furandione, 1,6-hexanediol and 1,3-isobenzofurandione, 4-methylbenzenesulfonate octanoate | 536458 | 67694
Dodecanedioic acid, polymer with 2,2-dimethyl-1,3-propanediol, hexanedioic acid and 1,3-isobenzofurandione, 4-methylbenzenesulfonate octadecanoate | 536441 | 67695
Dodecanedioic acid, polymer with 2,2-dimethyl-1,3-propanediol, hexanedioic acid and 1,3-isobenzofurandione, 4-methylbenzenesulfonate (9Z)-9-octadecenoate | 536433 | 67696
1,3-Isobenzofurandione, polymer with 2,5-furandione, 1,2-propanediol and 1,2,3-propanetriol, 2-propen-1-yl ester | 536425 | 67697
Guar gum, 2-sulfoethyl ether | 536417 | 67698
1,3-Benzenedicarboxylic acid, polymer with 2,2-bis(hydroxymethyl)-1,3-propanediol, 2,2-dimethyl-1,3-propanediol, hexanedioic acid and 1,3-isobenzofurandione, benzoate | 536409 | 67699
Hexanedioic acid, polymer with 2,2'-oxybis[ethanol], 2-propenoate | 536391 | 67700
2-Propenoic acid, polymer with ethenylbenzene and 2-propen-1-ol, 4-methylbenzenesulfonate | 536383 | 67701
9-Octadecenoic acid (9Z)-, ester with 2,2'-[oxybis(methylene)]bis[2-(hydroxymethyl)-1,3-propanediol] | 536375 | 67702
Dodecanoic acid, ester with 2,2'-[oxybis(methylene)]bis[2-(hydroxymethyl)-1,3-propanediol] | 536367 | 67703
Gellan gum | 536359 | 67704
Poly(difluoromethylene), .alpha.-[3-(dimethylamino)-2-hydroxypropyl]-.omega.-fluoro- | 536342 | 67705
2-Propenenitrile, polymer with N1-(2-aminoethyl)-N2-[2-[(2-aminoethyl)amino]ethyl]-1,2-ethanediamine and 2-oxiranemethanol | 529362 | 67706
1,4-Benzenedicarboxylic acid, polymer with 2,5-furandione, hexanedioic acid, oxybis[propanol] and 1,2-propanediol | 529354 | 67707
1,4-Benzenedicarboxylic acid, polymer with 1,4-dimethyl 1,4-cyclohexanedicarboxylate, 2,5-furandione, oxybis[propanol] and 1,2-propanediol | 529347 | 67708
1,4-Benzenedicarboxylic acid, polymer with 2,5-furandione, 1,3-isobenzofurandione, oxybis[propanol] and 1,2-propanediol | 529339 | 67709
1,4-Benzenedicarboxylic acid, polymer with 1,3-dihydro-1,3-dioxo-5-isobenzofurancarboxylic acid, dihydro-2,5-furandione and 2,2-dimethyl-1,3-propanediol | 529321 | 67710
Hexanedioic acid, polymer with butanedioic acid, 1,4-butanediol and 1,2-ethanediol | 529313 | 67711
2-Propenenitrile, polymer with N1-(2-aminoethyl)-N2-[2-[(2-aminoethyl)amino]ethyl]-1,2-ethanediamine, 5-isocyanato-1-(isocyanatomethyl)-1,3,3-trimethylcyclohexane and 2-oxiranemethanol | 529305 | 67712
Pyridine, 4-(1,1-di-2-buten-1-yl-3-penten-1-yl)- | 529297 | 67713
2-Butanone, 4,4'-[[[(1R,4aS,10aR)-1,2,3,4,4a,9,10,10a-octahydro-1,4a-dimethyl-7-(1-methylethyl)-1-phenanthrenyl]methyl]imino]bis- | 529289 | 67714
1-Propanone, 3,3'-[[[(1R,4aS,10aR)-1,2,3,4,4a,9,10,10a-octahydro-1,4a-dimethyl-7-(1-methylethyl)-1-phenanthrenyl]methyl]imino]bis[1-phenyl- | 529271 | 67715
Hexanedioic acid, polymer with 2,2-dimethyl-1,3-propanediol and 3-mercaptopropanoic acid | 529263 | 67716
2-Propenoic acid, 2-methyl-, polymer with N-(butoxymethyl)-2-propenamide, ethenylbenzene and ethyl 2-propenoate, compd. with 2-(dimethylamino)ethanol | 529255 | 67717
Propanoic acid, 3-hydroxy-2,2-dimethyl-, 3-hydroxy-2,2-dimethylpropyl ester, polymer with 1,6-diisocyanatohexane, 2-ethyl-2-(hydroxymethyl)-1,3-propanediol and 2-oxepanone | 529248 | 67718
Propanoic acid, 3-hydroxy-2,2-dimethyl-, 3-hydroxy-2,2-dimethylpropyl ester, polymer with 2-oxepanone | 529230 | 67719
Butanedioic acid, 2-methylene-, polymer with butyl 2-propenoate, ethyl 2-propenoate and 2-methyl-2-propenoic acid | 529222 | 67720
1,3-Benzenedicarboxylic acid, polymer with 1,2-ethanediol, 1,3-isobenzofurandione and (1R,4aR,4bS,10aR)-tetradecahydro-1,4a-dimethyl-7-(1-methylethyl)-1-phenanthrenemethanol | 529214 | 67721
Oxirane, 2-methyl-, polymer with oxirane, hexanedioate, polymer with 1,1'-methylenebis[4-isocyanatocyclohexane] | 529206 | 67722
Cyclohexanemethanamine, 5-amino-1,3,3-trimethyl-, polymer with 1,1'-methylenebis[4-isocyanatocyclohexane] and 2-methyloxirane polymer with oxirane, hexanedioate | 529198 | 67723
2-Propenoic acid, 2-methyl-, 2-hydroxyethyl ester, polymer with ethenylbenzene, ethyl 2-propenoate and 2-propenoic acid, compd. with 2-(dimethylamino)ethanol | 529180 | 67724
Acetic acid, 2-[1-[difluoro[(1,2,2-trifluoroethenyl)oxy]methyl]-1,2,2,2-tetrafluoroethoxy]difluoro-, polymer with 1,1,2,2-tetrafluoroethene | 529172 | 67725
Benzamide, N-[4-[2-[4-amino-2-(cyanoamino)-1,6-dihydro-6-oxo-5-pyrimidinyl]diazenyl]-5-methoxy-2-methylphenyl]- | 529164 | 67726
Propanoic acid, 3-mercapto-, ammonium salt (1:1) | 529156 | 67727
1-Propanaminium, N-ethyl-2-hydroxy-N,N-bis(2-hydroxyethyl)-3-(octyloxy)-, ethyl sulfate (1:1) | 529149 | 67728
1-Propanaminium, 3-(decyloxy)-N-ethyl-2-hydroxy-N,N-bis(2-hydroxyethyl)-, ethyl sulfate (1:1) | 529131 | 67729
1-Propanaminium, 2-hydroxy-N,N-bis(2-hydroxyethyl)-N-methyl-3-(octyloxy)-, methyl sulfate (1:1) | 529123 | 67730
1-Propanaminium, 3-(decyloxy)-2-hydroxy-N,N-bis(2-hydroxyethyl)-N-methyl-, methyl sulfate (1:1) | 529115 | 67731
Propanoic acid, 3-mercapto-, compd. with 2-aminoethanol (1:1) | 529107 | 67732
Benzenesulfonic acid, 3-[2-[5-methoxy-4-[2-(4-methoxyphenyl)diazenyl]-2-methylphenyl]diazenyl]-, sodium salt (1:1) | 529081 | 67733
Benzenesulfonic acid, 4-[2-[4-[2-(4-hydroxyphenyl)diazenyl]-5-methoxy-2-methylphenyl]diazenyl]-, sodium salt (1:2) | 529073 | 67734
Benzenesulfonic acid, 4-[2-(5-amino-3-methyl-1-phenyl-1H-pyrazol-4-yl)diazenyl]-2,5-dichloro-, compd. with 2-(dimethylamino)-2-methyl-1-propanol (1:1) | 529065 | 67735
Benzenemethanesulfonic acid, .alpha.-(2-oxopropyl)-, sodium salt (1:1) | 529057 | 67736
1H-Imidazolium, 1-(2-carboxyethyl)-2-heptyl-4,5-dihydro-3-(2-hydroxyethyl)-, inner salt | 529040 | 67737
Hexanedioic acid, polymer with 1,6-hexanediol, .alpha.-hydro-.omega.-hydroxypoly[oxy(methyl-1,2-ethanediyl)] and 5-isocyanato-1-(isocyanatomethyl)-1,3,3-trimethylcyclohexane | 529032 | 67738
Oxirane, 2-methyl-, polymer with oxirane, ether with 2-ethyl-2-(hydroxymethyl)-1,3-propanediol (3:1), polymer with .alpha.-hydro-.omega.-hydroxypoly[oxy(methyl-1,2-ethanediyl)] and 1,1'-methylenebis[4-isocyanatocyclohexane] | 529024 | 67739
Phenol, 4,4'-(1-methylethylidene)bis[2,6-dibromo-, polymer with .alpha.-(4-aminobutyl)-.omega.-(4-aminobutoxy)poly(oxy-1,4-butanediyl) and 2,2'-[(1-methylethylidene)bis(4,1-phenyleneoxymethylene)]bis[oxirane] | 529016 | 67740
Cobaltate(5-), bis[5-[(4-amino-6-chloro-1,3,5-triazin-2-yl)amino]-4-(hydroxy-.kappa.O)-3-[2-[2-(hydroxy-.kappa.O)-5-nitrophenyl]diazenyl-.kappa.N1]-2,7-naphthalenedisulfonato(4-)]-, sodium hydrogen (1:4:1) | 529008 | 67741
Chromate(5-), bis[5-[(4-amino-6-chloro-1,3,5-triazin-2-yl)amino]-4-(hydroxy-.kappa.O)-3-[2-[2-(hydroxy-.kappa.O)-5-nitrophenyl]diazenyl-.kappa.N1]-2,7-naphthalenedisulfonato(4-)]-, sodium hydrogen (1:4:1) | 528992 | 67742
Poly(oxy-1,2-ethanediyl), .alpha.-[3-(trimethoxysilyl)propyl]-.omega.-[3-(trimethoxysilyl)propoxy]- | 528984 | 67743
Poly(oxy-1,2-ethanediyl), .alpha.-methyl-.omega.-[4-(1-methylpentadecyl)phenoxy]- | 528976 | 67744
2-Propenoic acid, 2-methyl-, 2-hydroxyethyl ester, polymer with butyl 2-propenoate, methyl 2-methyl-2-propenoate, methyl 2-propenoate and 2-propenoic acid, compd. with 2-(dimethylamino)ethanol | 528968 | 67745
Nonanedioic acid, polymer with 2-(chloromethyl)oxirane, 1,3-dihydro-1,3-dioxo-5-isobenzofurancarboxylic acid, 4,4'-(1-methylethylidene)bis[phenol] and 2-(phenoxymethyl)oxirane, compd. with 2-(dimethylamino)ethanol | 528950 | 67746
1,3-Isobenzofurandione, polymer with 2,2-bis(hydroxymethyl)-1,3-propanediol, 2,5-furandione, 2-methyloxirane polymer with oxirane, ether with .beta.-D-fructofuranosyl .alpha.-D-glucopyranoside and 1,2-propanediol | 528943 | 67747
2-Propenoic acid, polymer with ethenyl acetate and 2-methylpropyl 2-propenoate | 528935 | 67748
2-Propenoic acid, 2-ethylhexyl ester, polymer with ethenyl acetate, ethyl 2-propenoate and N-(hydroxymethyl)-2-propenamide | 528927 | 67749
2-Propenoic acid, 2-ethylhexyl ester, polymer with ethenyl acetate, ethyl 2-propenoate and 2-hydroxyethyl 2-propenoate | 528919 | 67750
2-Propenoic acid, polymer with 2-ethylhexyl 2-propenoate, 2-hydroxyethyl 2-propenoate and methyl 2-propenoate | 528901 | 67751
1,3-Benzenedicarboxylic acid, polymer with 1,4-butanediol, 1,2-ethanediol, hexanedioic acid and 1,1'-methylenebis[4-isocyanatobenzene] | 528893 | 67752
Benzoic acid, 2-propen-1-yl ester, polymer with ethenylbenzene and 2-propen-1-ol | 528885 | 67753
Acetic acid, 2-propen-1-yl ester, polymer with ethenylbenzene and 2-propen-1-ol | 528877 | 67754
1,3-Propanediol, 2-ethyl-2-(hydroxymethyl)-, polymer with 2-(diethylamino)ethanol, 1,3-diisocyanatobenzene, 1,2-ethanediamine and 2-methyloxirane, acetate (salt) | 528869 | 67755
1-Piperazineethanamine, polymer with 2,2'-[(1-methylethylidene)bis(4,1-phenyleneoxymethylene)]bis[oxirane] | 528851 | 67756
2-Propenoic acid, 2-methyl-, octadecyl ester, polymer with 1,1-dichloroethene, 2-[[(1,1,2,2,3,3,4,4,5,5,6,6,7,7,8,8,8-heptadecafluorooctyl)sulfonyl]methylamino]ethyl 2-propenoate, N-(hydroxymethyl)-2-propenamide, 2-[methyl[(1,1,2,2,3,3,4,4,4-nonafluorobutyl)sulfonyl]amino]ethyl 2-propenoate, 2-[methyl[(1,1,2,2,3,3,4,4,5,5,6,6,7,7,7-pentadecafluoroheptyl)sulfonyl]amino]ethyl 2-propenoate, 2-[methyl[(1,1,2,2,3,3,4,4,5,5,6,6,6-tridecafluorohexyl)sulfonyl]amino]ethyl 2-propenoate and 2-[methyl[(1,1,2,2,3,3,4,4,5,5,5-undecafluoropentyl)sulfonyl]amino]ethyl 2-propenoate | 528844 | 67757
Magnesium, butylmethyl- | 528836 | 67758
Hexanedioic acid, 1,6-bis[3-bromo-2-(bromomethyl)-2-(hydroxymethyl)propyl] ester | 528828 | 67759
1H-Imidazolium, 1-[2-(carboxymethoxy)ethyl]-1-(carboxymethyl)-4,5-dihydro-2-pentyl-, hydroxide, sodium salt (1:1:2) | 528810 | 67760
Hexanedioic acid, 1,6-bis[3-bromo-2,2-bis(hydroxymethyl)propyl] ester | 528802 | 67761
Cuprate(3-), [2-[2-[4-[2-[6-[(4-amino-6-chloro-1,3,5-triazin-2-yl)methylamino]-1-(hydroxy-.kappa.O)-3-sulfo-2-naphthalenyl]diazenyl-.kappa.N1]-5-(hydroxy-.kappa.O)-2-methylphenyl]diazenyl]-1,4-benzenedisulfonato(5-)]-, sodium (1:3) | 522243 | 67762
Cuprate(3-), [.mu.-[2-[2-[6-[[[[6-[2-[3-chloro-2-(hydroxy-.kappa.O)-5-sulfophenyl]diazenyl-.kappa.N1]-5-(hydroxy-.kappa.O)-7-sulfo-2-naphthalenyl]amino]carbonyl]amino]-1-(hydroxy-.kappa.O)-3-sulfo-2-naphthalenyl]diazenyl-.kappa.N1]benzoato(7-)-.kappa.O]]di-, sodium (1:3) | 522235 | 67763
2,7-Naphthalenedisulfonic acid, 4-hydroxy-5-[2-[4-[[4-[[5-hydroxy-6-[2-(2-methoxy-5-sulfophenyl)diazenyl]-7-sulfo-2-naphthalenyl]amino]-6-(phenylamino)-1,3,5-triazin-2-yl]amino]-5-methoxy-2-methylphenyl]diazenyl]-, sodium salt (1:4) | 522227 | 67764
Cuprate(3-), [4-amino-5-(hydroxy-.kappa.O)-6-[2-[2-(hydroxy-.kappa.O)-4-sulfo-6-[(2,5,6-trichloro-4-pyrimidinyl)amino]-1-naphthalenyl]diazenyl-.kappa.N1]-1,3-naphthalenedisulfonato(5-)]-, sodium (1:3) | 522219 | 67765
Chromium, [3-(hydroxy-.kappa.O)-4-[2-[2-(hydroxy-.kappa.O)-1-naphthalenyl]diazenyl-.kappa.N1]-7-nitro-1-naphthalenesulfonato(3-)]- | 522201 | 67766
1H-Pyrazolium, 3-[2-(1,2-dimethyl-1H-indol-3-yl)diazenyl]-1,5-dimethyl-2-phenyl-, trichlorozincate(1-) (1:1) | 522193 | 67767
1H-Imidazolium, 2-[2-[4-(dimethylamino)phenyl]diazenyl]-1,3-dimethyl-, trichlorozincate(1-) (1:1) | 522185 | 67768
3H-Indolium, 2-[2-[4-[(2-cyanoethyl)methylamino]phenyl]ethenyl]-1,3,3-trimethyl-, trichlorozincate(1-) (1:1) | 522177 | 67769
Cobaltate(1-), bis[2-(3-chlorophenyl)-2,4-dihydro-4-[2-[2-(hydroxy-.kappa.O)-5-(methylsulfonyl)phenyl]diazenyl-.kappa.N1]-5-methyl-3H-pyrazol-3-onato(2-)-.kappa.O3]-, sodium (1:1) | 522169 | 67770
Cobaltate(1-), bis[5-[2-[5-chloro-2-(hydroxy-.kappa.O)phenyl]diazenyl-.kappa.N1]-6-(hydroxy-.kappa.O)-N-(2-hydroxyethyl)-N-methyl-2-naphthalenesulfonamidato(2-)]-, sodium (1:1) | 522151 | 67771
Chromate(1-), bis[2,4-dihydro-4-[2-[2-(hydroxy-.kappa.O)-4-(methylsulfonyl)phenyl]diazenyl-.kappa.N1]-5-methyl-2-phenyl-3H-pyrazol-3-onato(2-)-.kappa.O3]-, sodium (1:1) | 522144 | 67772
Cobaltate(1-), [2,4-dihydro-4-[2-[2-(hydroxy-.kappa.O)-5-(methylsulfonyl)phenyl]diazenyl-.kappa.N1]-5-methyl-2-phenyl-3H-pyrazol-3-onato(2-)-.kappa.O3][N-[7-(hydroxy-.kappa.O)-8-[2-[2-(hydroxy-.kappa.O)-5-(methylsulfonyl)phenyl]diazenyl-.kappa.N1]-1-naphthalenyl]acetamidato(2-)]-, sodium (1:1) | 522136 | 67773
Chromate(1-), [2-(3-chlorophenyl)-2,4-dihydro-4-[2-[2-(hydroxy-.kappa.O)-5-(methylsulfonyl)phenyl]diazenyl-.kappa.N1]-5-methyl-3H-pyrazol-3-onato(2-)-.kappa.O3][methyl N-[7-(hydroxy-.kappa.O)-8-[2-[2-(hydroxy-.kappa.O)-5-(methylsulfonyl)phenyl]diazenyl-.kappa.N1]-1-naphthalenyl]carbamato(2-)]-, sodium (1:1) | 522128 | 67774
Benzenesulfonic acid, [4-[[9,10-dihydro-4-[(1-methylethyl)amino]-9,10-dioxo-1-anthracenyl]amino]phenoxy][[(1-oxo-2-propen-1-yl)amino]methyl]-, sodium salt (1:1) | 522110 | 67775
Hexanedioic acid, polymer with 2,2-bis(hydroxymethyl)-1,3-propanediol, 2,2-dimethyl-1,3-propanediol, 1,3-isobenzofurandione and 2-propenoic acid | 522102 | 67776
.alpha.-D-Glucopyranoside, .beta.-D-fructofuranosyl, polymer with ammonia, 2-methyloxirane and oxirane | 522094 | 67777
D-Glucitol, polymer with ammonia, 2-methyloxirane and oxirane | 522086 | 67778
1-Propanaminium, N,N,N-trimethyl-3-[[(1,1,2,2,3,3,4,4,4-nonafluorobutyl)sulfonyl]amino]-, sulfate (2:1) | 522052 | 67779
1-Propanaminium, N,N,N-trimethyl-3-[[(1,1,2,2,3,3,4,4,5,5,6,6,7,7,7-pentadecafluoroheptyl)sulfonyl]amino]-, sulfate (2:1) | 522045 | 67780
1-Butanesulfonic acid, 1,1,2,2,3,3,4,4,4-nonafluoro-, compd. with 2,2'-iminobis[ethanol] (1:1) | 522037 | 67781
1-Pentanesulfonic acid, 1,1,2,2,3,3,4,4,5,5,5-undecafluoro-, compd. with 2,2'-iminobis[ethanol] (1:1) | 522029 | 67782
1-Hexanesulfonic acid, 1,1,2,2,3,3,4,4,5,5,6,6,6-tridecafluoro-, compd. with 2,2'-iminobis[ethanol] (1:1) | 522011 | 67783
1-Heptanesulfonic acid, 1,1,2,2,3,3,4,4,5,5,6,6,7,7,7-pentadecafluoro-, compd. with 2,2'-iminobis[ethanol] (1:1) | 522003 | 67784
1-Octanesulfonic acid, 1,1,2,2,3,3,4,4,5,5,6,6,7,7,8,8,8-heptadecafluoro-, compd. with 2,2'-iminobis[ethanol] (1:1) | 521997 | 67785
2-Propenoic acid, 2-methyl-, methyl ester, polymer with 1,1'-(1,6-hexanediyl) di-2-propenoate and 1,2-propanediol mono(2-methyl-2-propenoate) | 521989 | 67786
2-Propenoic acid, 2-methyl-, butyl ester, polymer with ethenylbenzene, 2-ethylhexyl 2-propenoate, 1,1'-[2-ethyl-2-[[(1-oxo-2-propen-1-yl)oxy]methyl]-1,3-propanediyl] di-2-propenoate, 1,2-propanediol mono(2-methyl-2-propenoate) and 2-propenoic acid | 521971 | 67787
2-Propenoic acid, 2-methyl-, butyl ester, polymer with diethenylbenzene, ethenylbenzene, 2-ethylhexyl 2-propenoate, 1,2-propanediol mono(2-methyl-2-propenoate) and 2-propenoic acid | 521963 | 67788
2-Propenoic acid, 2-methyl-, monoester with 1,2-propanediol, polymer with diethenylbenzene and 2-ethylhexyl 2-propenoate | 521955 | 67789
Benzenesulfonic acid, [3-[[9,10-dihydro-4-[(1-methylethyl)amino]-9,10-dioxo-1-anthracenyl]amino]butyl]-, sodium salt (1:1) | 521880 | 67790
Benzenesulfonic acid, [[9,10-dihydro-4-[(1-methylethyl)amino]-9,10-dioxo-1-anthracenyl]amino]methoxymethyl-, monosodium salt | 521872 | 67791
1,7-Naphthalenedisulfonic acid, 4-(acetylamino)-6-[2-[5-[(2-bromo-1-oxo-2-propen-1-yl)amino]-2-sulfophenyl]diazenyl]-5-hydroxy-, sodium salt (1:3) | 521864 | 67792
Benzoic acid, 5-[2-[4-[[[4-[2-[4-[2-(4,8-disulfo-2-naphthalenyl)diazenyl]-3-methylphenyl]diazenyl]-2-methoxy-5-methylphenyl]amino]carbonyl]phenyl]diazenyl]-2-hydroxy-, sodium salt (1:3) | 521856 | 67793
1H-Pyrazole-3-carboxylic acid, 4,4'-[carbonylbis[imino(3-sulfo-4,1-phenylene)imino(6-chloro-1,3,5-triazine-4,2-diyl)imino(6-sulfo-3,1-phenylene)-2,1-diazenediyl]]bis[4,5-dihydro-5-oxo-1-(4-sulfophenyl)-, sodium salt (1:8) | 521849 | 67794
Benzenesulfonic acid, 2,2'-(1,2-ethenediyl)bis[5-[[4-chloro-6-[[3-[2-[1-(2,5-dichloro-4-sulfophenyl)-4,5-dihydro-3-methyl-5-oxo-1H-pyrazol-4-yl]diazenyl]-4-sulfophenyl]amino]-1,3,5-triazin-2-yl]amino]-, sodium salt (1:6) | 521831 | 67795
1,3,6-Naphthalenetrisulfonic acid, 5-[2-[4-[2-[4-[(4-amino-6-chloro-1,3,5-triazin-2-yl)amino]-7-sulfo-1-naphthalenyl]diazenyl]-1-naphthalenyl]diazenyl]-, sodium salt (1:4) | 521823 | 67796
Phenol, 4,4'-(1-methylethylidene)bis-, polymer with .alpha.,.alpha.',.alpha.''-1,2,6-hexanetriyltris[.omega.-hydroxypoly[oxy(methyl-1,2-ethanediyl)]], .alpha.-hydro-.omega.-hydroxypoly[oxy(methyl-1,2-ethanediyl)] ether with 2,2-bis(hydroxymethyl)-1,3-propanediol (4:1) and 1,1'-methylenebis[4-isocyanatocyclohexane] | 521815 | 67797
Poly[oxy(methyl-1,2-ethanediyl)], .alpha.,.alpha.',.alpha.''-1,2,6-hexanetriyltris[.omega.-hydroxy-, polymer with 1,1'-methylenebis[4-isocyanatocyclohexane] and .alpha.,.alpha.',.alpha.''-1,2,3-propanetriyltris[.omega.-hydroxypoly[oxy(methyl-1,2-ethanediyl)]] | 521807 | 67798
2-Oxabicyclo[2.2.2]octan-6-one, 1,3,3-trimethyl-, (1R,4S)- | 521799 | 67799
Benzeneacetic acid, .alpha.-hydroxy-, (.alpha.R)-, compd. with (2R)-2-[[(4-chlorophenyl)methyl]amino]-1-butanol (1:1) | 521781 | 67800
1-Butanol, 2-[[(4-chlorophenyl)methyl]amino]-, (2R)- | 521773 | 67801
1,2-Ethanediol, polymer with phosphorus oxide (P2O5), 2-ethylhexyl ester | 521765 | 67802
1,3,6-Naphthalenetrisulfonic acid, 7-[2-[2-[(aminocarbonyl)amino]-4-[[4-[[5-[(4-amino-9,10-dihydro-9,10-dioxo-3-sulfo-1-anthracenyl)amino]-2-sulfophenyl]amino]-6-chloro-1,3,5-triazin-2-yl]amino]phenyl]diazenyl]-, sodium salt (1:5) | 521757 | 67803
2,7-Naphthalenedisulfonic acid, 5-[[4-chloro-6-(methylphenylamino)-1,3,5-triazin-2-yl]amino]-4-hydroxy-3-[2-(4-methyl-2-sulfophenyl)diazenyl]-, sodium salt (1:3) | 521740 | 67804
2-Naphthalenesulfonic acid, 5,5'-[sulfonylbis(3,1-phenylene-2,1-diazenediyl)]bis[6-amino-4-hydroxy-, sodium salt (1:2) | 521732 | 67805
Benzoic acid, 5-[2-[3-[2-[5-[2-[4-[[[4-[2-(4,5-dihydro-3-methyl-5-oxo-1H-pyrazol-4-yl)diazenyl]phenyl]amino]carbonyl]phenyl]diazenyl]-2,4-dihydroxyphenyl]diazenyl]-4-hydroxyphenyl]diazenyl]-2-hydroxy-, sodium salt (1:1) | 521724 | 67806
2-Naphthalenesulfonic acid, 7-[[4-chloro-6-[(4-sulfophenyl)amino]-1,3,5-triazin-2-yl]methylamino]-4-hydroxy-3-[2-(2-sulfophenyl)diazenyl]-, sodium salt (1:3) | 521716 | 67807
2-Anthracenesulfonic acid, 1-amino-4-[[3-[(2,3-dibromo-1-oxopropyl)amino]-2,4,6-trimethyl-5-sulfophenyl]amino]-9,10-dihydro-9,10-dioxo-, sodium salt (1:2) | 521708 | 67808
2-Naphthalenesulfonic acid, 6-amino-5-[2-[5-[(2-bromo-1-oxo-2-propen-1-yl)amino]-2-sulfophenyl]diazenyl]-, sodium salt (1:2) | 521690 | 67809
2-Naphthalenesulfonic acid, 6-amino-5-[2-[4-[(2-bromo-1-oxo-2-propen-1-yl)amino]-2-sulfophenyl]diazenyl]-4-hydroxy-, sodium salt (1:2) | 521682 | 67810
2-Naphthalenesulfonic acid, 5-[2-[4-[(2-bromo-1-oxo-2-propen-1-yl)amino]-2-sulfophenyl]diazenyl]-4-hydroxy-6-(methylamino)-, sodium salt (1:2) | 521674 | 67811
Benzoic acid, 2-[3-nitro-4-[[4-(phenylamino)-3-sulfophenyl]amino]benzoyl]-, sodium salt (1:2) | 521666 | 67812
2,7-Naphthalenedisulfonic acid, 5-(benzoylamino)-4-hydroxy-3-[2-[2-(2-methylphenoxy)phenyl]diazenyl]-, sodium salt (1:2) | 521658 | 67813
Cyclotrisiloxane, 2,4,6-trimethyl-2,4,6-tris(3,3,3-trifluoropropyl)-, polymer with chloroethenyldimethylsilane | 514562 | 67814
Cellulose, acetate hydrogen butanedioate, compd. with N,N-diethylcyclohexanamine | 514554 | 67815
Tetrasiloxane, 1,1,1,3,5,7,7,7-octamethyl-3,5-bis[3-(2-oxiranylmethoxy)propyl]- | 514547 | 67816
Platinum, chloro[isooctyl 2-(mercapto-.kappa.S)acetato-.kappa.O']- | 514489 | 67817
2,7-Naphthalenedisulfonic acid, 4-amino-3-[2-[5-[(5-chloro-2,6-difluoro-4-pyrimidinyl)amino]-2-sulfophenyl]diazenyl]-6-[2-(2,5-disulfophenyl)diazenyl]-5-hydroxy-, sodium salt (1:5) | 514471 | 67818
Titanium, bis[2-(mercapto-.kappa.S)acetato-.kappa.O](2-mercaptoacetato-.kappa.O)(2-propanolato)- | 514463 | 67819
Phosphonic acid, P,P'-(1-hydroxyethylidene)bis-, copper(2+) potassium salt (1:1:2) | 514455 | 67820
Phosphonic acid, P,P'-(1-hydroxyethylidene)bis-, cobalt(2+) sodium salt (1:1:2) | 514448 | 67821
Phosphonic acid, P,P'-(1-hydroxyethylidene)bis-, cobalt(2+) potassium salt (1:1:2) | 514430 | 67822
4H-1,2,4-Triazolium, 5-[2-[4-[ethyl(phenylmethyl)amino]phenyl]diazenyl]-1,4-dimethyl-, acetate (1:1) | 514422 | 67823
Benzenesulfonic acid, 2(or 5)-[(4-amino-3-bromo-9,10-dihydro-9,10-dioxo-1-anthracenyl)amino]-5(or 2)-methyl-, lithium salt (1:1) | 514414 | 67824
Cuprate(3-), [7-[2-[4-[(5-chloro-2,6-difluoro-4-pyrimidinyl)amino]-2-(hydroxy-.kappa.O)phenyl]diazenyl-.kappa.N1]-8-(hydroxy-.kappa.O)-1,3,6-naphthalenetrisulfonato(5-)]-, sodium (1:3) | 514406 | 67825
Cuprate(3-), [3-[2-[3-[(5-chloro-2,6-difluoro-4-pyrimidinyl)amino]-2-(hydroxy-.kappa.O)-5-sulfophenyl]diazenyl-.kappa.N1]-4-(hydroxy-.kappa.O)-2,7-naphthalenedisulfonato(5-)]-, sodium (1:3) | 514398 | 67826
2-Naphthalenesulfonic acid, 4-hydroxy-7-[[[[5-hydroxy-6-[2-(2-methyl-4-sulfophenyl)diazenyl]-7-sulfo-2-naphthalenyl]amino]carbonyl]amino]-3-[2-(6-sulfo-2-naphthalenyl)diazenyl]-, sodium salt (1:4) | 514380 | 67827
2-Propanol, 1,1',1''-nitrilotris-, benzoate (1:1) | 514372 | 67828
Benzenediazonium, 2,5-dichloro-4-sulfo-, inner salt | 514364 | 67829
Octadecanoic acid, 12-hydroxy-, cadmium salt (2:1) | 514356 | 67830
1,3-Benzenedisulfonic acid, 4-[2-[6-[(5-chloro-2,6-difluoro-4-pyrimidinyl)amino]-1-hydroxy-3-sulfo-2-naphthalenyl]diazenyl]-5-methyl-, sodium salt (1:3) | 514349 | 67831
Benzoic acid, 5-[[4-[2-[2,6-dihydroxy-3-[2-[2-hydroxy-5-[2-(3-sulfophenyl)diazenyl]phenyl]diazenyl]phenyl]diazenyl]benzoyl]amino]-2-hydroxy-, sodium salt (1:2) | 514331 | 67832
4,7-Methanoazulene-8-methanol, decahydro-2-(1-methylethenyl)-, 8-acetate | 514323 | 67833
Methanone, 1,1'-[methylenebis(2-hydroxy-4-methoxy-3,1-phenylene)]bis[1-phenyl- | 514315 | 67834
Propanoic acid, 3-[1-[difluoro[1,2,2,2-tetrafluoro-1-(fluorocarbonyl)ethoxy]methyl]-1,2,2,2-tetrafluoroethoxy]-2,2,3,3-tetrafluoro-, methyl ester | 514307 | 67835
Propanoic acid, 2,2,3,3-tetrafluoro-3-[1,2,2,2-tetrafluoro-1-(fluorocarbonyl)ethoxy]-, methyl ester | 514299 | 67836
Propanoic acid, 2,2,3-trifluoro-3-oxo-, methyl ester | 514281 | 67837
Benzenemethanaminium, N,N-dimethyl-N-octadecyl-, 4-aminobenzoate (1:1) | 514273 | 67838
Acetic acid, isodecyl ester | 514265 | 67839
Acetic acid, isotridecyl ester | 514257 | 67840
1H-1,2,4-Triazolium, 5-[2-[4-[ethyl(phenylmethyl)amino]phenyl]diazenyl]-1,2-dimethyl-, acetate (1:1) | 514240 | 67841
Oxirane, 2,2-dimethyl-3-(3-methyl-2,4-pentadien-1-yl)- | 514232 | 67842
Ethanol, 2,2',2''-nitrilotris-, compd. with .alpha.,.alpha.'-phosphinicobis[.omega.-(nonyloxy)poly(oxy-1,2-ethanediyl)] (1:1) | 514224 | 67843
Ethanol, 2,2'-[1,4-phenylenebis(oxy)]bis-, polymer with .alpha.-hydro-.omega.-hydroxypoly[oxy(methyl-1,2-ethanediyl)] and 1,1'-methylenebis[4-isocyanatobenzene] | 514216 | 67844
1,4-Butanediol, polymer with .alpha.-hydro-.omega.-hydroxypoly[oxy(methyl-1,2-ethanediyl)], 1,1'-methylenebis[4-isocyanatobenzene], 2-methyloxirane and oxirane | 514208 | 67845
Titanium, [2-(mercapto-.kappa.S)acetato(2-)-.kappa.O]bis[3-(mercapto-.kappa.S)propanoato-.kappa.O]- | 514190 | 67846
Titanium, [14-(3-ethyl-2-oxiranyl)-9,12-tetradecadienoato-.kappa.O][2-(hydroxy-.kappa.O)acetato-.kappa.O](isooctadecanoato-.kappa.O)- | 514182 | 67847
Titanium, [2-(hydroxy-.kappa.O)acetato-.kappa.O](isooctadecanoato-.kappa.O)[3-(2,5-octadien-1-yl)-2-oxiraneoctanoato-.kappa.O2]- | 514174 | 67848
Titanium, [2-(hydroxy-.kappa.O)acetato-.kappa.O](isooctadecanoato-.kappa.O)(3-octyl-2-oxiraneoctanoato-.kappa.O2)- | 514166 | 67849
Octadecanoic acid, 9(or 10)-(sulfooxy)-, 1-methylethyl ester, sodium salt (1:1) | 494591 | 67850
Cyclopropa[5,6]naphth[1,8a-b]oxirene, decahydro-1,7,7,7b-tetramethyl-, (1R,3aS,4aR,6aR,7aS,7bR)- | 494583 | 67851
Hexanedioic acid, polymer with N1,N1,N4,N4-tetramethyl-1,4-benzenediamine and 2,2,4-trimethyl-1,3-pentanediol mono(2-methylpropanoate) | 494575 | 67852
2-Propenoic acid, 2-methyl-, polymer with ethenyl acetate, ethyl 2-propenoate and 2-propenoic acid | 494567 | 67853
1,4-Benzenedicarboxylic acid, polymer with 1,4-cyclohexanedimethanol, 1,3-dihydro-1,3-dioxo-5-isobenzofurancarboxylic acid and 2,2-dimethyl-1,3-propanediol | 494559 | 67854
1,3-Benzenedicarboxylic acid, polymer with 1,4-benzenedicarboxylic acid, 1,4-cyclohexanedimethanol, 1,3-dihydro-1,3-dioxo-5-isobenzofurancarboxylic acid, 2,2-dimethyl-1,3-propanediol and 3-hydroxy-2,2-dimethylpropyl 3-hydroxy-2,2-dimethylpropanoate | 494542 | 67855
1,3'-Bipyridinium, 1',2'-dihydro-6'-hydroxy-4'-methyl-2'-oxo-5'-(2-phenyldiazenyl)-, acetate (1:1) | 494534 | 67856
Phenol, 2,4-bis(1,1-dimethylethyl)-5-methyl-, 1,1',1''-phosphite | 494526 | 67857
Pyridinium, 1-[2-[[4-[2-(2-bromo-4,6-dinitrophenyl)diazenyl]-3-methylphenyl]ethylamino]ethyl]-, acetate (1:1) | 494518 | 67858
Pyridinium, 1-[2-[[4-[2-[2,6-dichloro-4-[(dimethylamino)sulfonyl]phenyl]diazenyl]phenyl]ethylamino]ethyl]-, acetate (1:1) | 494500 | 67859
2-Pyridineethanesulfonic acid | 494492 | 67860
Piperidine, 1,1'-methylenebis[3-methyl- | 494484 | 67861
Nonanoic acid, 4-(acetyloxy)-3-methyl- | 494476 | 67862
Nonanoic acid, 3-[(acetyloxy)methyl]- | 494468 | 67863
1-Nonanol, 2,4,6,8-tetramethyl-, 1-acetate | 494450 | 67864
2-Cyclopenten-1-one, 3-methyl-2-(pentyloxy)- | 494443 | 67865
10-Dodecen-3-one, 5-hydroxy-7,11-dimethyl- | 494435 | 67866
Butanoic acid, 1-methyl-2-phenylethyl ester | 494427 | 67867
Butanoic acid, 3-methyl-, 3,7-dimethyl-6-octen-1-yl ester | 494419 | 67868
2-Propanol, 1-[(2-pyridinylmethyl)amino]-, sulfate (2:1) | 494393 | 67869
Propanal, 3-(2-furanylthio)- | 494377 | 67870
Acetaldehyde, 2-(2-furanylthio)- | 494369 | 67871
2H-Pyran-2-one, 5-decyltetrahydro- | 494344 | 67872
2-Oxiranecarboxylic acid, 3-(2-hydroxyphenyl)-, ethyl ester | 494336 | 67873
Butanoic acid, 2-nonen-1-yl ester | 494310 | 67874
Silicon(1+), tris[2-(acetyl-.kappa.O)cyclohexanonato-.kappa.O]-, (OC-6-11)-hexafluoroantimonate(1-) (1:1) | 494294 | 67875
4(1H)-Pyrimidinone, 2,3-dihydro-2-hydroxy-2-phenyl- | 494286 | 67876
4(1H)-Pyrimidinone, 2,3-dihydro-2-hydroxy-5-nitro-2-phenyl- | 494278 | 67877
Benzenepropanoic acid, 2,4-dichloro-.alpha.-hydroxy- | 494252 | 67878
Ethanesulfonic acid, 2-[[(2R)-2,4-dihydroxy-3,3-dimethyl-1-oxobutyl]amino]-, calcium salt (1:?) | 494237 | 67879
Methanone, [4-(methoxymethyl)phenyl]phenyl- | 494229 | 67880
Phenol, 4,4'-(1-methylethylidene)bis-, compd. with N1-(2-aminoethyl)-1,2-ethanediamine (1:?) | 494211 | 67881
2,5-Furandione, polymer with oxybis[propanol], compd. with N1-(2-aminoethyl)-1,2-ethanediamine | 494203 | 67882
2-Propanol, 1,1',1''-nitrilotris-, polymer with .alpha.-hydro-.omega.-hydroxypoly[oxy(methyl-1,2-ethanediyl)], 1,1'-methylenebis[4-isocyanatobenzene] and oxybis[propanol] | 494195 | 67883
Benzoic acid, 2-(dimethylamino)-, 2-ethylhexyl ester | 494179 | 67884
Cyclohexanethiol, 1-methyl-4-(1-methylethenyl)- | 494153 | 67885
2-Anthracenecarboxamide, 3-hydroxy-N-(2-methylphenyl)-, sodium salt (1:1) | 494146 | 67886
Decanoyl chloride, 2-chloro- | 494138 | 67887
Benzoxazolium, 2-[3-[4-methyl-3-(phenylmethyl)-2(3H)-thiazolylidene]-1-propen-1-yl]-3-(phenylmethyl)-, bromide (1:1) | 494120 | 67888
Thiazolium, 4,5-dihydro-3-methyl-2-[3-(3-methyl-2-thiazolidinylidene)-1-propen-1-yl]-, iodide (1:1) | 494112 | 67889
3-Thiazolidineacetic acid, 5-[1-methyl-2-(3-methyl-2-thiazolidinylidene)ethylidene]-4-oxo-2-thioxo-, compd. with piperidine (1:1) | 494104 | 67890
3-Thiazolidineacetic acid, 5-[2-(3-ethyl-2-thiazolidinylidene)ethylidene]-4-oxo-2-thioxo-, compd. with piperidine (1:1) | 494096 | 67891
3-Thiazolidineacetic acid, 5-[2-(3-ethyl-2(3H)-benzoxazolylidene)ethylidene]-4-oxo-2-thioxo-, compd. with piperidine (1:1) | 494088 | 67892
3-Thiazolidineacetic acid, 5-[2-(3-ethyl-2-thiazolidinylidene)ethylidene]-4-oxo-2-thioxo-, sodium salt (1:1) | 494070 | 67893
2-Naphthalenecarboxamide, N-[2-[(2-aminoethyl)amino]ethyl]-3-hydroxy-, hydrochloride (1:2) | 494062 | 67894
Phosphoric acid, octyl ester, compd. with 2,2'-iminobis[ethanol] (1:1) | 494054 | 67895
1,3,2-Dioxastannolan-2-ylidene | 494047 | 67896
Poly(oxy-1,2-ethanediyl), .alpha.,.alpha.'-[[(2-hydroxyhexadecyl)oxidoimino]di-2,1-ethanediyl]bis[.omega.-hydroxy- | 487785 | 67897
2-Propenoic acid, 2-methyl-, butyl ester, polymer with butyl 2-propenoate, 2-hydroxyethyl 2-propenoate, methyl 2-methyl-2-propenoate and 2-methylpropyl 2-methyl-2-propenoate | 487777 | 67898
2-Propenoic acid, 2-methyl-, methyl ester, polymer with butyl 2-propenoate, 2-(dimethylamino)ethanol, ethenylbenzene and 2-propenoic acid | 487769 | 67899
Ethanaminium, N,N,N-trimethyl-2-[(2-methyl-1-oxo-2-propen-1-yl)oxy]-, bromide (1:1), homopolymer | 487751 | 67900
Benzenamine, 4-[(1-ethyl-2-methyl-1H-indol-3-yl)[(4-methylphenyl)sulfonyl]methyl]-N,N-dimethyl- | 487744 | 67901
Pyridinium, 4-[[2-(4-methoxyphenyl)-2-methylhydrazinylidene]methyl]-1-methyl-, methyl sulfate (1:1) | 487736 | 67902
Butanamide, N-(1,3-dioxobutyl)-N-(2-methylphenyl)-3-oxo- | 487728 | 67903
Ethanaminium, N-[4-[[2-chloro-4-(dimethylamino)phenyl][4-(diethylamino)phenyl]methylene]-2,5-cyclohexadien-1-ylidene]-N-ethyl-, iodide (1:1) | 487710 | 67904
2-Naphthalenecarboxamide, N-(2-ethylphenyl)-3-hydroxy- | 487702 | 67905
2-Naphthalenol, 8-(2-amino-4-imino-1,3,5-triazin-1(4H)-yl)-, hydrochloride (1:1) | 487694 | 67906
Benzenediazonium, 4-(diethylamino)-3-methyl-, hexafluorophosphate(1-) (1:1) | 487686 | 67907
Oxirane, 2-methyl-, polymer with oxirane, mono(dihydrogen phosphate), butyl ether | 479923 | 67908
Oxirane, 2-methyl-, polymer with oxirane, hydrogen phosphate (2:1), dibutyl ether | 479915 | 67909
Heptanoic acid, ester with 2,2-dimethyl-1,3-propanediol | 479907 | 67910
Heptanoic acid, ester with 2-ethyl-2-(hydroxymethyl)-1,3-propanediol | 479899 | 67911
2-Propenoic acid, 2-methyl-, methyl ester, polymer with 2,2-bis(hydroxymethyl)-1,3-propanediol, ethenylbenzene, 2-ethylhexyl 2-propenoate, 1,3-isobenzofurandione and 2-propenenitrile, 2-butenoate (ester) (9Z,12Z)-9,12-octadecadienoate (ester) | 479881 | 67912
1,3-Isobenzofurandione, polymer with 2,2-bis(hydroxymethyl)-1,3-propanediol, 2-butenoate (9Z,12Z)-9,12-octadecadienoate | 479873 | 67913
Hexanedioic acid, polymer with pentanedioic acid and 1,2-propanediol, 2-ethylhexyl ester | 479865 | 67914
Hexanedioic acid, 1,6-dimethyl ester, polymer with 1,5-dimethyl pentanedioate and 1,2-propanediol, 2-ethylhexyl ester | 479857 | 67915
Oxirane, 2-ethyl-, polymer with oxirane, mono(dioctylphenyl) ether | 479840 | 67916
Butanoic acid, 4-[[2-(acetylamino)-4,5-dichlorophenyl]amino]-, methyl ester | 494039 | 67917
Acetamide, N-[3-chloro-9,10-dihydro-9,10-bis(sulfooxy)-2-anthracenyl]-, potassium salt (1:2) | 494021 | 67918
1,3-Propanediol, 2,2-bis(hydroxymethyl)-, homopolymer, decanoate octanoate pentanoate | 493981 | 67919
1,3-Propanediol, 2,2-bis(hydroxymethyl)-, homopolymer, decanoate heptanoate octanoate | 493973 | 67920
Benzenemethanaminium, N-ethyl-N-[4-[[4-[ethyl[(3-sulfophenyl)methyl]amino]phenyl](2-sulfophenyl)methylene]-2,5-cyclohexadien-1-ylidene]-3-sulfo-, inner salt, aluminum salt (1:?) | 493775 | 67921
C.I. Acid Yellow 23:1 | 493767 | 67922
Oxirane, 2-ethyl-, polymer with oxirane, mono[bis(1-methylpropyl)phenyl] ether | 479832 | 67923
Oxirane, 2-ethyl-, polymer with oxirane, monooctyl ether | 479824 | 67924
2-Propenoic acid, 2-methyl-, 2-propen-1-yl ester, polymer with ethenylbenzene, ethyl 2-propenoate, 2-propenenitrile and 2-propenoic acid | 479816 | 67925
2-Octenoic acid, methyl ester, (2Z)- | 479808 | 67926
9-Octadecenamide, N-(2-aminoethyl)-N-(2-hydroxyethyl)-, (9Z)-, compd. with 1-tridecanol phosphate | 479790 | 67927
Benzenamine, 4,4'-carbonimidoylbis[N,N-dimethyl-, compd. with tungsten hydroxide oxide phosphate | 479782 | 67928
Benzenamine, 4-[(4-aminophenyl)(4-imino-2,5-cyclohexadien-1-ylidene)methyl]-2-methyl-, compd. with molybdenum phosphorus hydroxide oxide | 479774 | 67929
Benzenamine, 4,4'-carbonimidoylbis[N,N-dimethyl-, compd. with molybdenum tungsten hydroxide oxide phosphate | 479766 | 67930
2-Cyclohexen-1-one, diethyldimethyl- | 479758 | 67931
2-Cyclohexen-1-one, triethyltrimethyl- | 479741 | 67932
Pentanamine, 2,4,4-trimethyl-N-1-naphthalenyl-N-phenyl- | 479733 | 67933
Cyclohexane, 1-ethenyl-1-methyl-2-(1-methylethenyl)-4-(1-methylethyl)-, didehydro deriv. | 479725 | 67934
Propanenitrile, 3-(isononyloxy)- | 479717 | 67935
Acetic acid, 2-mercapto-, isodecyl ester | 479709 | 67936
1,3-Cyclohexanedimethanamine, polymer with 2,2'-[(1-methylethylidene)bis(4,1-phenyleneoxymethylene)]bis[oxirane], 2-[(methylphenoxy)methyl]oxirane and 2,2,4-trimethyl-1,6-hexanediamine | 479691 | 67937
Hexanedioic acid, polymer with 2,2-dimethyl-1,3-propanediol, 1,6-hexanediol, 1,1'-methylenebis[4-isocyanatocyclohexane] and 1,2-propanediamine | 479683 | 67938
Hexanedioic acid, polymer with 1,4-cyclohexanedimethanol, 2,2-dimethyl-1,3-propanediol, 1,6-hexanediol and 1,1'-methylenebis[4-isocyanatocyclohexane] | 479675 | 67939
Hexanedioic acid, polymer with 1,4-cyclohexanedimethanol, 2,2-dimethyl-1,3-propanediol, 1,6-hexanediol and 1,1'-methylenebis[4-isocyanatobenzene] | 479667 | 67940
Hexanedioic acid, polymer with 1,4-butanediol, 1,4-cyclohexanedimethanol, 1,2-ethanediol, 1,1'-methylenebis[4-isocyanatobenzene] and 2-oxepanone | 479659 | 67941
2-Oxepanone, polymer with 5-amino-1,3,3-trimethylcyclohexanemethanamine, 1,3-butanediol and 1,1'-methylenebis[4-isocyanatocyclohexane] | 479642 | 67942
Cellulose, 2-hydroxyethyl ether, polymer with ethenyl acetate | 479634 | 67943
1-Octanesulfonic acid, 1-hydroxy-3,7-dimethyl-, sodium salt (1:1) | 479626 | 67944
2-Propenoic acid, 2-methyl-, 1,1',1''-(1,3,5-triazine-2,4,6-triyltri-2,1-ethanediyl) ester | 479618 | 67945
Oxirane, 2,2'-[(1-methylethylidene)bis(4,1-phenyleneoxymethylene)]bis-, polymer with 2,2,4-trimethyl-1,6-hexanediamine | 479600 | 67946
Ethanol, 2,2',2''-nitrilotris-, polymer with 1,4-cyclohexanedimethanamine, 2,2'-[(1-methylethylidene)bis(4,1-phenyleneoxymethylene)]bis[oxirane] and 2,2,4-trimethyl-1,6-hexanediamine | 479592 | 67947
Ethanol, 2,2',2''-nitrilotris-, polymer with 1,3-cyclohexanedimethanamine, 2,2'-[(1-methylethylidene)bis(4,1-phenyleneoxymethylene)]bis[oxirane] and 2,2,4-trimethyl-1,6-hexanediamine | 479584 | 67948
Phenol, 4-nonyl-, polymer with sulfur chloride (SCl2) | 479576 | 67949
1,2-Ethanediamine, N1,N2-bis[3-(trimethoxysilyl)propyl]- | 479568 | 67950
2-Anthracenecarboxamide, N,N'-(9,10-dihydro-9,10-dioxo-1,5-anthracenediyl)bis[1-amino-9,10-dihydro-9,10-dioxo- | 479550 | 67951
Urea, N,N''-(methylphenylene)bis[N'-[3-(triethoxysilyl)propyl]- | 479535 | 67952
1-Propanaminium, 3-chloro-2-hydroxy-N,N-dimethyl-N-[2-[(2-methyl-1-oxo-2-propen-1-yl)oxy]ethyl]-, nitrate (1:1), polymer with ethyl 2-propenoate | 479527 | 67953
Titanium, tetrakis[2-(methoxy-.kappa.O)ethanolato-.kappa.O]-, polymer with 1,2-ethanediol and trichloromethylsilane | 479519 | 67954
1,3-Benzenedicarboxylic acid, 5-sulfo-, sodium salt (1:1), polymer with 1,3-benzenedicarboxylic acid, 1,4-benzenedicarboxylic acid, .alpha.-hydro-.omega.-hydroxypoly(oxy-1,2-ethanediyl), 2,2'-oxybis[ethanol] and 1,2,3-propanetriol | 479501 | 67955
Formaldehyde, polymer with nonylphenol, phenol and 1,3,5,7-tetraazatricyclo[3.3.1.13,7]decane | 479493 | 67956
Formaldehyde, polymer with methylphenol and 1,3,5,7-tetraazatricyclo[3.3.1.13,7]decane | 479485 | 67957
Butanedioic acid, 2-methylene-, polymer with ethyl 2-propenoate, N-(hydroxymethyl)-2-propenamide and 2-propenenitrile | 479477 | 67958
2-Propenoic acid, 2-methyl-, polymer with butyl 2-propenoate, chloroethene, ethenyl acetate and 2-propenoic acid | 479469 | 67959
Benzoic acid, 2-[[(2,4-dimethyl-3-cyclohexen-1-yl)methylene]amino]-, methyl ester | 479451 | 67960
Bicyclo[3.3.1]nonane, 2-ethoxy-2,6,6-trimethyl-9-methylene- | 479436 | 67961
Trisulfide, methyl 1-methylethyl | 479428 | 67962
Benzeneacetaldehyde, 3,4-dimethyl- | 479402 | 67963
1,3-Benzodioxole-5-propanol, .alpha.-methyl-, 5-acetate | 479394 | 67964
Urea, polymer with ethanedial, formaldehyde and 2-methyloxirane | 479378 | 67965
1,3-Benzenedicarboxylic acid, 5-(3-sulfopropoxy)-, 1,3-dimethyl ester, sodium salt (1:1), polymer with 1,4-dimethyl 1,4-benzenedicarboxylate, 1,2-ethanediol and hexanedioic acid | 479360 | 67966
1,3-Benzenedicarboxylic acid, polymer with 1,4-dimethyl 1,4-benzenedicarboxylate, 1,2-ethanediol and pentanedioic acid | 479352 | 67967
Ferrocene, ethyl-, polymer with 2-propanone | 479345 | 67968
Hexanedioic acid, polymer with 5-amino-1,3,3-trimethylcyclohexanemethanamine, 1,1'-methylenebis[4-isocyanatocyclohexane], 2-methyloxirane and oxirane | 479337 | 67969
Hexanedioic acid, polymer with 5-amino-1,3,3-trimethylcyclohexanemethanamine, 1,2-ethanediol, 4,4'-methylenebis[cyclohexanamine] and 1,1'-methylenebis[4-isocyanatocyclohexane] | 479329 | 67970
Pyridinium, 2-ethenyl-1-methyl-, methyl sulfate (1:1), polymer with ethenylbenzene | 479311 | 67971
Hexanedioic acid, polymer with 2-methyloxirane polymer with oxirane ether with D-glucitol (6:1) | 479303 | 67972
Formaldehyde, polymer with 4-dodecylphenol and oxirane | 479295 | 67973
1,2,3-Propanetricarboxylic acid, 2-hydroxy-, polymer with 2-methyloxirane polymer with oxirane ether with 1,2,3-propanetriol (3:1) | 479287 | 67974
2,5-Furandione, polymer with 2-methyloxirane polymer with oxirane ether with 1,2,3-propanetriol (3:1) | 479279 | 67975
Decanamide, N-[2-[[2-[[2-[(2-aminoethyl)amino]ethyl]amino]ethyl]amino]ethyl]- | 479261 | 67976
1,5-Naphthalenedisulfonic acid, 3-[2-[3-methoxy-4-[(methylsulfonyl)amino]phenyl]diazenyl]- | 479253 | 67977
1,3-Propanediamine, N1,N1-dimethyl-, polymer with 2-(chloromethyl)oxirane, compd. with 3-chloro-1-propene | 500728 | 67978
Benzene, 1-bromo-4-(1,1,2,2-tetrafluoroethoxy)- | 479220 | 67979
Benzenesulfonic acid, 3-nitro-4-[2-[2-oxo-1-[(phenylamino)carbonyl]propyl]diazenyl]-, sodium salt (1:1) | 479212 | 67980
Benzamide, N,N'-[(7,14-dihydro-7,14-dioxodibenzo[b,def]chrysene-2,9-diyl)bis[imino(9,10-dihydro-9,10-dioxo-4,1-anthracenediyl)]]bis- | 479204 | 67981
[1,1'-Biphenyl]-4-carboxamide, 4'-[2-[4'-[[[5-(benzoylamino)-9,10-dihydro-9,10-dioxo-1-anthracenyl]amino]carbonyl][1,1'-biphenyl]-4-yl]diazenyl]-N-(9,10-dihydro-9,10-dioxo-1-anthracenyl)- | 479188 | 67982
Propanenitrile, 3-[[2-chloro-4-[2-(2-chloro-4-nitrophenyl)diazenyl]phenyl]amino]- | 479170 | 67983
2-Naphthalenesulfonic acid, 7-(acetylamino)-4-hydroxy-3-[2-[6-sulfo-8-[[2-(sulfooxy)ethyl]sulfonyl]-2-naphthalenyl]diazenyl]- | 479162 | 67984
2,7-Naphthalenedisulfonic acid, 5-(acetylamino)-4-hydroxy-3-[2-[8-[[2-(sulfooxy)ethyl]sulfonyl]-2-naphthalenyl]diazenyl]- | 479154 | 67985
Phenol, 2-[(dimethylamino)methyl]-6-ethoxy-4-nitro- | 479147 | 67986
1H-Indole-2,7-dicarboxylic acid | 479139 | 67987
Phenol, 4-amino-2-ethoxy-6-methyl-, hydrochloride (1:1) | 479121 | 67988
Docosanoic acid, compd. with N,N-diethylethanamine (1:1) | 479113 | 67989
1H-Indol-7-amine, hydrochloride (1:1) | 479105 | 67990
2-Undecen-4-one, 7-ethyl-2-methyl- | 479097 | 67991
Ethanol, 2,2',2''-nitrilotris-, compd. with P,P'-[[(2-hydroxyethyl)imino]di-2,1-ethanediyl] bis(dihydrogen phosphate) (3:1) | 479089 | 67992
Chromate(3-), bis[4-[2-[1-(2,5-dichlorophenyl)-4,5-dihydro-3-methyl-5-(oxo-.kappa.O)-1H-pyrazol-4-yl]diazenyl-.kappa.N1]-3-(hydroxy-.kappa.O)-1-naphthalenesulfonato(3-)]-, hydrogen (1:3) | 479071 | 67993
Chromate(3-), bis[5-chloro-3-[2-[1-(2-chlorophenyl)-4,5-dihydro-3-methyl-5-(oxo-.kappa.O)-1H-pyrazol-4-yl]diazenyl-.kappa.N1]-2-(hydroxy-.kappa.O)benzenesulfonato(3-)]-, hydrogen (1:3) | 479063 | 67994
Copper(2+), tetraammine-, carbonate hydroxide (2:1:2) | 479055 | 67995
Iron, [N,N-bis[[2-(hydroxy-.kappa.O)-5-sulfophenyl]methyl]glycinato(3-)-.kappa.N,.kappa.O]- | 479048 | 67996
Carbamic acid, N-(2-hydroxyethyl)-, 2-hydroxyethyl ester, polymer with 1,3-diisocyanatomethylbenzene, 2-methyloxirane polymer with oxirane ether with 1,2,3-propanetriol (3:1), and polymethylenepolyphenylene isocyanate | 479030 | 67997
Oxirane, 2-ethyl-, homopolymer, mono(dodecylphenyl) ether | 479022 | 67998
Oxirane, 2-methyl-, polymer with oxirane, ether with 2-ethyl-2-(hydroxymethyl)-1,3-propanediol (3:1), polymer with 1,3-diisocyanatomethylbenzene, .alpha.-hydro-.omega.-hydroxypoly[oxy(methyl-1,2-ethanediyl)] and 1,1'-methylenebis[4-isocyanatobenzene] | 479014 | 67999
Poly(oxy-1,2-ethanediyl), .alpha.-[(4-ethyl-2-heptadecyl-4,5-dihydro-4-oxazolyl)methyl]-.omega.-hydroxy- | 479006 | 68000
Phenol, methyl-, polymer with 1,1'-methylenebis[4-isocyanatobenzene] | 478990 | 68001
Poly[oxy(methyl-1,2-ethanediyl)], .alpha.,.alpha.',.alpha.''-1,2,3-propanetriyltris[.omega.-hydroxy-, polymer with 1,3-diisocyanatomethylbenzene, .alpha.-hydro-.omega.-hydroxypoly[oxy(methyl-1,2-ethanediyl)] and 1,1'-methylenebis[4-isocyanatobenzene] | 478982 | 68002
Isocyanic acid, polymethylenepolyphenylene ester, polymer with 1,3-diisocyanatomethylbenzene, .alpha.-hydro-.omega.-hydroxypoly[oxy(methyl-1,2-ethanediyl)] and .alpha.-hydro-.omega.-hydroxypoly[oxy(methyl-1,2-ethanediyl)] ether with 2-ethyl-2-(hydroxymethyl)-1,3-propanediol (3:1) | 478974 | 68003
Oxirane, 2-methyl-, polymer with oxirane, ether with 2-ethyl-2-(hydroxymethyl)-1,3-propanediol (3:1), polymer with 1,3-diisocyanatomethylbenzene | 478966 | 68004
9,12-Octadecadienoic acid (9Z,12Z)-, polymer with 2,2-bis(hydroxymethyl)-1,3-propanediol, ethenylbenzene, 1,3-isobenzofurandione, 2-propenenitrile and 2-propenoic acid | 478958 | 68005
1-Propanaminium, 3-chloro-2-hydroxy-N,N-dimethyl-N-[2-[(2-methyl-1-oxo-2-propen-1-yl)oxy]ethyl]-, nitrate (1:1), polymer with butyl 2-propenoate | 478941 | 68006
1-Propanaminium, 3-chloro-2-hydroxy-N,N-dimethyl-N-[2-[(2-methyl-1-oxo-2-propen-1-yl)oxy]ethyl]-, nitrate (1:1), polymer with ethyl 2-propenoate and 2-propenenitrile | 478933 | 68007
1-Propanaminium, 3-chloro-2-hydroxy-N,N-dimethyl-N-[2-[(2-methyl-1-oxo-2-propen-1-yl)oxy]ethyl]-, nitrate (1:1), polymer with butyl 2-propenoate, ethenylbenzene and 2-propenenitrile | 478925 | 68008
1-Propanaminium, 3-chloro-2-hydroxy-N,N-dimethyl-N-[2-[(2-methyl-1-oxo-2-propen-1-yl)oxy]ethyl]-, nitrate (1:1), polymer with ethyl 2-propenoate and methyl 2-methyl-2-propenoate | 478917 | 68009
1-Propanaminium, 3-chloro-2-hydroxy-N,N-dimethyl-N-[2-[(2-methyl-1-oxo-2-propen-1-yl)oxy]ethyl]-, nitrate (1:1), polymer with methyl 2-propenoate | 478909 | 68010
1,3-Benzenedicarboxylic acid, polymer with hexanedioic acid, 1,3-isobenzofurandione, 1,2,3-propanetriol and N1,N1,N4,N4-tetramethyl-1,4-benzenediamine | 478891 | 68011
1,3-Benzenedicarboxylic acid, polymer with 2,2-bis(hydroxymethyl)-1,3-propanediol, 2,2-dimethyl-1,3-propanediol, hexanedioic acid and 3-hydroxy-2-(hydroxymethyl)-2-methylpropanoic acid | 478883 | 68012
Nonanedioic acid, compd. with 2,2',2''-nitrilotris[ethanol] (1:?) | 478875 | 68013
Nonanedioic acid, compd. with 2,2'-iminobis[ethanol] (1:?) | 478867 | 68014
Naphthalenesulfonic acid, dinonyl-, compd. with 2-(dimethylamino)-2-methyl-1-propanol (1:1) | 478859 | 68015
Naphthalenesulfonic acid, dinonyl-, compd. with 2-amino-2-methyl-1-propanol (1:1) | 478842 | 68016
Benzenesulfonic acid, dodecyl-, compd. with 2-(dimethylamino)-2-methyl-1-propanol (1:1) | 478834 | 68017
Bicyclo[2.2.1]hept-5-ene-2,3-dicarboxylic acid, 1,4,5,6,7,7-hexachloro-, 2,3-bis[2-(2-hydroxyethoxy)ethyl] ester | 478826 | 68018
3H-Naphtho[1,2,3-de]quinoline-1-carboxylic acid, 2,7-dihydro-4-methyl-6-[(4-methylphenyl)amino]-2,7-dioxo-, ethyl ester | 478818 | 68019
Ethanaminium, 2-[[[4-[[(acetyloxy)methyl][(octadecyloxy)methyl]amino]-6-[(methoxymethyl)[(octadecyloxy)methyl]amino]-1,3,5-triazin-2-yl](methoxymethyl)amino]methoxy]-N,N-bis(2-hydroxyethyl)-N-methyl-, methyl sulfate (1:1) | 478800 | 68020
Benzoic acid, 2-hydroxy-5-[2-[2-methoxy-5-methyl-4-[2-(4-nitro-2-sulfophenyl)diazenyl]phenyl]diazenyl]-, sodium salt (1:2) | 478792 | 68021
Benzene, 2-(chloromethyl)-4-dodecyl-1-methyl- | 478784 | 68022
Benzene, 1,3-bis(chloromethyl)-5-dodecyl-2-methyl- | 478776 | 68023
2-Propenoic acid, 2-methyl-, monoester with 1,2-propanediol, polymer with butyl 2-propenoate and ethenyl acetate | 478768 | 68024
Phenol, thiobis[dodecyl-, barium salt (1:1) | 478750 | 68025
Butanedioic acid, 2-(dodecen-1-yl)-, compd. with .alpha.,.alpha.'-[[[(9Z)-1-oxo-9-octadecen-1-yl]imino]di-2,1-ethanediyl]bis[.omega.-hydroxypoly(oxy-1,2-ethanediyl)] (1:1) | 478743 | 68026
2-Butenedioic acid (2Z)-, 1,4-bis(2-ethylbutyl)ester, polymer with ethenyl acetate | 478735 | 68027
1,3-Benzenedicarboxylic acid, 5-sulfo-, 1,3-dimethyl ester, lithium salt (1:1) | 478727 | 68028
Anthracene, 9,10-diethoxy- | 478719 | 68029
Poly(oxy-1,2-ethanediyl), .alpha.,.alpha.'-phosphinicobis[.omega.-(pentadecyloxy)- | 478701 | 68030
Dextran, 2-hydroxypropyl ether, polymer with 2-(chloromethyl)oxirane | 500165 | 68031
Dextran, 2-(diethylamino)ethyl ether, polymer with 2-(chloromethyl)oxirane | 500157 | 68032
Dextran, carboxymethyl ether, polymer with 2-(chloromethyl)oxirane | 500140 | 68033
Dextran, polymer with 2-(chloromethyl)oxirane | 500132 | 68034
1H-Benzindene, hexahydrodimethyl- | 499954 | 68035
1,3-Benzenedicarboxylic acid, polymer with 2,2-dimethyl-1,3-propanediol, 2-ethyl-2-(hydroxymethyl)-1,3-propanediol, hexanedioic acid, 1,3-isobenzofurandione, 1,2,3-propanetriol and 2,2,4-trimethyl-1,3-pentanediol, 4-(1,1-dimethylethyl)benzoate | 499814 | 68036
Agarose, 2-(diethylamino)ethyl ether, polymer with 2,3-dibromo-1-propanol | 499624 | 68037
C.I. Sulphur Black 6 | 485813 | 68038
Benzoic acid, 2,3,4,5-tetrachloro-6-[[[3-[[(1,1,2,2,3,3,4,4,5,5,6,6,6-tridecafluorohexyl)sulfonyl]oxy]phenyl]amino]carbonyl]-, potassium salt (1:1) | 478693 | 68039
Formaldehyde, polymer with 2,2'-iminobis[ethanol] and methylphenol | 478685 | 68040
2-Propanol, 1,1'-[(1-methylethylidene)bis(4,1-phenyleneoxy)]bis[3-[[3-[2-[(5-aminopentyl)oxy]ethoxy]propyl]amino]- | 478677 | 68041
Propanoic acid, 2-hydroxy-, compd. with 2-aminoethanol (1:1) | 478669 | 68042
Phosphoric acid, isooctyl ester, compd. with 2,2'-iminobis[ethanol] | 478651 | 68043
Phenol, thiobis[tetrapropylene- | 478644 | 68044
1,2-Ethanediamine, N1-(2-aminoethyl)-N2-[2-[(2-aminoethyl)amino]ethyl]-, polymer with 2-methyloxirane and oxirane, hydrochloride | 478636 | 68045
1,2-Ethanediamine, N1-(2-aminoethyl)-N2-[2-[(2-aminoethyl)amino]ethyl]-, polymer with 2-methyloxirane and oxirane | 478628 | 68046
Formaldehyde, polymer with dodecylphenol and oxirane | 478610 | 68047
Poly[oxy(methyl-1,2-ethanediyl)], .alpha.-hydro-.omega.-hydroxy-, ether with bis[[(2-hydroxyethyl)amino]methyl]phenol (3:1) | 485227 | 68048
Proteinase, Bacillus megaterium-fermented | 485144 | 68049
Hexanedioic acid, polymer with 1,2-ethanediol and 1,3-isobenzofurandione, isodecyl isooctyl ester | 484758 | 68050
2,5-Furandione, polymer with oxybis[propanol], (tetrahydro-2-furanyl)methyl ester | 484717 | 68051
Thorium yttrium oxide | 484550 | 68052
1,3-Isobenzofurandione, polymer with 1,2,3-propanetriol, dodecyl ester | 477356 | 68053
1,3-Benzenedicarboxylic acid, polymer with 2,2-dimethyl-1,3-propanediol and nonanedioic acid, 2,2-dimethylpropanoate | 477349 | 68054
1,3-Isobenzofurandione, polymer with 2-(hydroxymethyl)-2-methyl-1,3-propanediol, 4-(1,1-dimethylethyl)benzoate | 477331 | 68055
9,12-Octadecadienoic acid (9Z,12Z)-, dimer, polymer with 2-(chloromethyl)oxirane, 1,2-ethanediamine and 4,4'-(1-methylethylidene)bis[phenol], butyl ester | 477323 | 68056
2-Propanol, 1-(2-butoxyethoxy)-, phosphate | 477315 | 68057
Ethanol, 2-(hexyloxy)-, phosphate | 477307 | 68058
1-Hexadecanol, phosphate | 477299 | 68059
Ethanol, 2-(2-butoxyethoxy)-, phosphate, sodium salt | 477281 | 68060
Ethanol, 2-(2-butoxyethoxy)-, phosphate | 477273 | 68061
Methanaminium, N-[4-[(2-chlorophenyl)[4-(dimethylamino)phenyl]methylene]-2,5-cyclohexadien-1-ylidene]-N-methyl-, molybdatephosphate | 477265 | 68062
Methanaminium, N-[4-[[4-(dimethylamino)phenyl]phenylmethylene]-2,5-cyclohexadien-1-ylidene]-N-methyl-, tungstatephosphate | 477257 | 68063
Methanaminium, N-[4-[[4-(dimethylamino)phenyl]phenylmethylene]-2,5-cyclohexadien-1-ylidene]-N-methyl-, molybdatephosphate | 477240 | 68064
C.I. Pigment Yellow 115 | 477232 | 68065
Methanaminium, N-[4-[(2-chlorophenyl)[4-(dimethylamino)phenyl]methylene]-2,5-cyclohexadien-1-ylidene]-N-methyl-, tungstatephosphate | 477224 | 68066
Ethanaminium, N-[4-[bis[4-(diethylamino)phenyl]methylene]-2,5-cyclohexadien-1-ylidene]-N-ethyl-, molybdatephosphate | 477216 | 68067
Ethanaminium, N-[4-[[4-(diethylamino)phenyl]phenylmethylene]-2,5-cyclohexadien-1-ylidene]-N-ethyl-, molybdatephosphate | 477208 | 68068
1,3-Benzenedicarboxylic acid, polymer with hexanedioic acid, 2-(hydroxymethyl)-2-methyl-1,3-propanediol and 2,2,4-trimethyl-1,3-pentanediol, benzoate | 477190 | 68069
2-Propenoic acid, 2-methyl-, methyl ester, polymer with 2,2-bis(hydroxymethyl)-1,3-propanediol, ethenylbenzene, 1,3-isobenzofurandione and 1,2,3-propanetriol, (9Z,12Z)-9,12-octadecadienoate | 477182 | 68070
1,3-Isobenzofurandione, polymer with 2,2-bis(hydroxymethyl)-1,3-propanediol and 1,2,3-propanetriol, (9Z,12Z)-9,12-octadecadienoate | 477174 | 68071
2,5-Furandione, polymer with 1,2-propanediol, benzoate | 477166 | 68072
1,3-Propanediol, 2-ethyl-2-(hydroxymethyl)-, polymer with 5-isocyanato-1-(isocyanatomethyl)-1,3,3-trimethylcyclohexane, nonanoate (ester) | 477158 | 68073
Sulfuric acid, zinc salt, basic | 477141 | 68074
Carbamic acid, 2-propen-1-yl ester, polymer with ethene and ethenyl acetate | 477133 | 68075
Acetamide, 2,2'-(1H-isoindole-1,3(2H)-diylidene)bis[N-(4-chlorophenyl)-2-cyano- | 477125 | 68076
Acetamide, 2-[3-[2-[(4-chlorophenyl)amino]-1-cyano-2-oxoethylidene]-2,3-dihydro-1H-isoindol-1-ylidene]-2-cyano-N-(3,4-dichlorophenyl)- | 477117 | 68077
Acetic acid, [1-[difluoro[(1,2,2-trifluoroethenyl)oxy]methyl]-1,2,2,2-tetrafluoroethoxy]difluoro-, potassium salt (1:1), polymer with 1,1,2,2-tetrafluoroethene | 477109 | 68078
2-Propenoic acid, butyl ester, polymer with ethenyl acetate and .alpha.-(nonylphenyl)-.omega.-hydroxypoly(oxy-1,2-ethanediyl) | 477091 | 68079
Titanium, tris[11-[3-(2-penten-1-yl)-2-oxiranyl]-9-undecenoato-.kappa.O](2-propanolato)-, (T-4)- | 477083 | 68080
2-Propenoic acid, butyl ester, polymer with bicyclo[2.2.1]heptenylmethyl 2-chloroacetate, ethyl 2-propenoate and 2-methoxyethyl 2-propenoate | 477075 | 68081
2-Propenoic acid, 2-methyl-, 2-ethylhexyl ester, polymer with 2-[[(1,1,2,2,3,3,4,4,5,5,6,6,7,7,8,8,8-heptadecafluorooctyl)sulfonyl]methylamino]ethyl 2-propenoate, 2-[methyl[(1,1,2,2,3,3,4,4,4-nonafluorobutyl)sulfonyl]amino]ethyl 2-propenoate, 2-[methyl[(1,1,2,2,3,3,4,4,5,5,6,6,7,7,7-pentadecafluoroheptyl)sulfonyl]amino]ethyl 2-propenoate, 2-[methyl[(1,1,2,2,3,3,4,4,5,5,6,6,6-tridecafluorohexyl)sulfonyl]amino]ethyl 2-propenoate, 2-[methyl[(1,1,2,2,3,3,4,4,5,5,5-undecafluoropentyl)sulfonyl]amino]ethyl 2-propenoate and 2-oxiranylmethyl 2-methyl-2-propenoate | 477067 | 68082
Hexanedioic acid, polymer with 2-methyloxirane polymer with oxirane ether with 1,2,3-propanetriol (3:1) | 477059 | 68083
Hexanoic acid, 4-(1,1-dimethylethyl)cyclohexyl ester | 477042 | 68084
Acetaldehyde, 2-[2,6-bis(1,1-dimethylethyl)-4-methylphenoxy]- | 477034 | 68085
3-Cyclopentene-1-carboxylic acid, 4-methyl-2-oxo-3-pentyl-, ethyl ester | 477026 | 68086
2-Naphthalenol, 6-(1,1-dimethylethyl)-1,2,3,4-tetrahydro- | 477018 | 68087
1,3-Dioxepin, 5,6-didehydro-2-hexyl-4,7-dihydro- | 476994 | 68088
2-Hexenoic acid, 5-methyl-, methyl ester | 476978 | 68089
Propanoic acid, compd. with N,N-dipropyl-1-propanamine (1:1) | 476960 | 68090
3-Cyclohexene-1-methanol, .alpha.,.alpha.,4-trimethyl-, sodium salt (1:1), (1S)- | 476945 | 68091
Octadecanoic acid, compd. with 2,2'-iminobis[ethanol] and urea (1:?:?) | 476937 | 68092
Pyrimidine, 5-bromo-4,6-dichloro- | 476929 | 68093
Ethanol, 2-[[2-[(2-aminoethyl)amino]ethyl]amino]-, N-(2-hydroxyethyl) deriv. | 476903 | 68094
Poly(oxy-1,2-ethanediyl), .alpha.-phosphono-.omega.-(pentadecyloxy)- | 476895 | 68095
1H-Imidazole, polymer with 2-(chloromethyl)oxirane | 476887 | 68096
2-Propenoic acid, polymer with 2,2-bis(hydroxymethyl)-1,3-propanediol, 2-(chloromethyl)oxirane and 4,4'-(1-methylethylidene)bis[phenol], compd. with N-ethylethanamine | 476879 | 68097
Poly[oxy(methyl-1,2-ethanediyl)], .alpha.-hydro-.omega.-hydroxy-, ether with 2,6-bis[[bis(2-hydroxyethyl)amino]methyl]-4-nonylphenol (5:1) | 484436 | 68098
Propanoic acid, 3-mercapto-, isodecyl ester | 484428 | 68099
Poly[oxy(methyl-1,2-ethanediyl)], .alpha.-[2-(diethylmethylammonio)ethyl]-.omega.-hydroxy-, phosphate (1:1) | 484410 | 68100
Benzenemethanamine, N-(dimethylphenyl)-, hydrochloride (1:1) | 484402 | 68101
Azulene, 1,2,3,4,5,6,7,8-octahydro-1,4-dimethyl-7-(1-methylethyl)-, didehydro deriv. | 484394 | 68102
Benzenediazonium, 4-(phenylamino)-, polymer with formaldehyde, (T-4)-tetrachlorozincate(2-) | 484378 | 68103
1,3-Dioxolane, 2-[6-methyl-8-(1-methylethyl)bicyclo[2.2.2]oct-5-en-2-yl]- | 484360 | 68104
2-Propenoic acid, polymer with 2,2-bis(hydroxymethyl)-1,3-propanediol, 1,3-isobenzofurandione and 2,2'-oxybis[ethanol] | 484352 | 68105
Benzenediazonium, 4-(phenylamino)-, polymer with formaldehyde, zinc phosphate (1:1) | 484345 | 68106
1,2,3-Propanetriol, polymer with 2-methyloxirane, oxirane and 1,2-propanediol | 484337 | 68107
1-Naphthalenesulfonic acid, 6-diazo-5,6-dihydro-5-oxo-, 1,1'-(thiodi-1,2-naphthalenediyl) ester | 484329 | 68108
1,2-Cyclohexanedicarboxylic acid, 1,1',1''-(1,2,3-propanetriyl) ester | 484303 | 68109
1,2-Cyclohexanedicarboxylic acid, 1,1'-(2-carboxy-2-methyl-1,3-propanediyl) ester | 484287 | 68110
Hydrazinecarbodithioic acid, 2-(aminothioxomethyl)-, compd. with N,N-diethylethanamine (1:1) | 484261 | 68111
Phosphonic acid, P,P',P'',P'''-[1,2-ethanediylbis[nitrilobis(methylene)]]tetrakis-, ammonium salt (1:8) | 484246 | 68112
Urea, N-[[(1-methyl-1H-imidazol-2-yl)thio]methyl]-N'-phenyl- | 484238 | 68113
Acetic acid, 2-(cyclohexyloxy)-, 2-propen-1-yl ester | 484220 | 68114
.alpha.-D-Glucopyranose, 1-(dihydrogen phosphate), lead salt (1:?) | 484204 | 68115
Benzenesulfonamide, 2-chloro-N-(2,4-dimethylphenyl)-5-nitro- | 484188 | 68116
Benzoic acid, 2-chloro-5-[(methylamino)sulfonyl]- | 484170 | 68117
3-Thiazolidineacetic acid, 5-(3-methyl-4-phenyl-2(3H)-thiazolylidene)-4-oxo-2-thioxo- | 484154 | 68118
2-Propenoic acid, 1,1'-[1,3-propanediylbis(oxy-3,1-propanediyl)] ester | 484139 | 68119
1H-Azepine, 1-(2,5-diethoxy-4-nitrophenyl)hexahydro- | 484113 | 68120
Benzenediazonium, 2,5-diethoxy-4-(hexahydro-1H-azepin-1-yl)-, hexafluorophosphate(1-) (1:1) | 484105 | 68121
Benzenediazonium, 4-(4-benzoyl-1-piperazinyl)-2,5-bis(1-methylethoxy)-, sulfate (1:1) | 484089 | 68122
Benzenediazonium, 2-methoxy-4-(phenylamino)-, hexafluorophosphate(1-) (1:1) | 484071 | 68123
Chromium, diaquatetrachloro[.mu.-[N-ethyl-N-[(1,1,2,2,3,3,4,4,4-nonafluorobutyl)sulfonyl]glycinato-.kappa.O:.kappa.O']]-.mu.-hydroxybis(2-propanol)di- | 484063 | 68124
1,2,3-Propanetriol, decamer, deca-9,12-octadecadienoate | 484055 | 68125
Octadecanoic acid, 2-[[2-[(1-oxooctadecyl)amino]ethyl]amino]ethyl ester | 484030 | 68126
1,2-Ethanediamine, polymer with 1,3-diisocyanatomethylbenzene and (9Z)-9-octadecen-1-amine | 484022 | 68127
1,3-Benzenedicarboxylic acid, polymer with 1,4-benzenedicarboxylic acid, 1,6-diisocyanatohexane, 2,2-dimethyl-1,3-propanediol, 2-ethyl-2-(hydroxymethyl)-1,3-propanediol and 1,6-hexanediol | 484014 | 68128
1,3-Benzenedicarboxylic acid, polymer with 1,4-benzenedicarboxylic acid, 1,6-hexanediol, 1,1'-methylenebis[4-isocyanatobenzene] and 2-oxepanone | 484006 | 68129
Aluminum, didecyl[(3Z)-3-tetradecen-1-olato]- | 483982 | 68130
3-Hepten-1-ol, 6-methyl-, (3E)- | 483974 | 68131
3-Dodecen-1-ol, (3E)- | 483966 | 68132
3-Tetradecen-1-ol, (3E)- | 483958 | 68133
Aluminum, (1E)-1-butenyldiethyl- | 483941 | 68134
Aluminum, diethyl[(3E)-3-hexen-1-olato]- | 483933 | 68135
Aluminum, (1E)-1-pentenyldipropyl- | 483925 | 68136
Aluminum, [(1E)-4-methyl-1-pentenyl]bis(2-methylpropyl)- | 483917 | 68137
Aluminum, dibutyl[(3E)-3-octen-1-olato]- | 483909 | 68138
Aluminum, dihexyl-(1E)-1-octenyl- | 483891 | 68139
Aluminum, [(3E)-6-methyl-3-hepten-1-olato]bis(2-methylpropyl)- | 483883 | 68140
Aluminum, [(3E)-3-decen-1-olato]dihexyl- | 483875 | 68141
Aluminum, (1E)-1-decenyldioctyl- | 483867 | 68142
Aluminum, [(3E)-3-dodecen-1-olato]dioctyl- | 483859 | 68143
Aluminum, didecyl-(1E)-1-dodecenyl- | 483842 | 68144
Aluminum, didecyl[(3E)-3-tetradecen-1-olato]- | 483834 | 68145
1,3,2-Dioxaphosphorinan-5-ol, 2-hydroxy-, 2-oxide, sodium salt (1:1) | 483826 | 68146
Decanedioic acid, polymer with 2,2-dimethyl-1,3-propanediol, 2-ethyl-2-(hydroxymethyl)-1,3-propanediol and 1,3-isobenzofurandione | 476861 | 68147
Nonanedioic acid, polymer with 1,2-ethanediol, 2-ethyl-2-(hydroxymethyl)-1,3-propanediol and 1,3-isobenzofurandione | 476853 | 68148
Pyridinium, 1,1'-(2-butene-1,4-diyl)bis-, chloride (1:2) | 476846 | 68149
Acetic acid, 2-[[(diethylamino)thioxomethyl]thio]-, sodium salt (1:1) | 476820 | 68150
Carbamimidothioic acid, N,N'-dibutyl-, butyl ester, hydrobromide (1:1) | 476812 | 68151
Acetic acid, 2-[(4,5-dihydro-2-thiazolyl)thio]-, sodium salt (1:1) | 476796 | 68152
2-Propenoic acid, 2-methyl-, 2-aminoethyl ester, sulfate (1:1) | 476788 | 68153
Propanoic acid, 2-chloro-, 2-butoxyethyl ester | 476770 | 68154
Boric acid (H3BO3), compd. with 2-aminoethanol (1:3) | 476762 | 68155
Ethanol, 2-[[2-(benzoyloxy)ethyl]amino]- | 476754 | 68156
Benzeneoctadecanoic acid, compd. with 2,2',2''-nitrilotris[ethanol] (1:1) | 476747 | 68157
2-Propenoic acid, 2-methyl-, 2-oxiranylmethyl ester, polymer with (+)-2-methylbutyl 2-propenoate and 2-propenoic acid | 476739 | 68158
1,3-Butanediol, polymer with .alpha.-hydro-.omega.-hydroxypoly(oxy-1,4-butanediyl) and 1,1'-methylenebis[4-isocyanatobenzene] | 476721 | 68159
1H-Imidazolium, 1(or 3)-(carboxymethyl)-4,5-dihydro-1-(2-hydroxyethyl)-2-undecyl-, salt with .alpha.-sulfo-.omega.-(tridecyloxy)poly(oxy-1,2-ethanediyl), sodium salt (1:1:1) | 476713 | 68160
2-Propenenitrile, polymer with N1-(2-aminoethyl)-1,2-ethanediamine, 2-(chloromethyl)oxirane and 4,4'-(1-methylethylidene)bis[phenol] | 476705 | 68161
.alpha.-D-Glucopyranosiduronic acid, (3.beta.,20.beta.)-20-carboxy-11-oxo-30-norolean-12-en-3-yl 2-O-.beta.-D-glucopyranuronosyl-, potassium salt (1:2) | 476697 | 68162
2-Butenedioic acid (2Z)-, 1,4-dibutyl ester, polymer with 1-butyl hydrogen (2Z)-2-butenedioate and chloroethene | 476689 | 68163
Poly(oxy-1,2-ethanediyl), .alpha.,.alpha.'-[(methyloctadecen-1-yliminio)di-2,1-ethanediyl]bis[.omega.-hydroxy-, methyl sulfate (1:1) | 476671 | 68164
Benzenediazonium, 2,5-diethoxy-4-(1-pyrrolidinyl)-, (T-4)-tetrachlorozincate(2-) (2:1) | 476663 | 68165
Silver, [bis[(trifluoromethyl)sulfonyl-.kappa.O]methanato]- | 476655 | 68166
Poly(oxy-1,2-ethanediyl), .alpha.-sulfo-.omega.-[bis(1-methylpropyl)phenoxy]-, ammonium salt (1:1) | 476648 | 68167
Octadecanoic acid, hexaester with 2,2-bis[[3-hydroxy-2,2-bis(hydroxymethyl)propoxy]methyl]-1,3-propanediol | 476630 | 68168
Phosphonic acid, P-[[[2-[(2-aminoethyl)amino]ethyl]amino]methyl]-, N,N'-bis(phosphonomethyl) deriv. | 476622 | 68169
Phosphonic acid, P,P'-[[[2-[[2-[(phosphonomethyl)amino]ethyl]amino]ethyl]imino]bis(methylene)]bis-, N-(phosphonomethyl) deriv. | 476614 | 68170
Formaldehyde, polymer with N1-(2-aminoethyl)-1,2-ethanediamine and 4-(1,1-dimethylpropyl)phenol | 476606 | 68171
Formaldehyde, polymer with 4-(1,1-dimethylethyl)phenol, epoxyhexadecane and oxirane | 476598 | 68172
Hexanedinitrile, polymer with 6-aminohexanenitrile, N1-(6-aminohexyl)-1,6-hexanediamine, N1,N6-bis(6-aminohexyl)-1,6-hexanediamine, 1,2-dichloroethane, 1,6-hexanediamine, 2-piperidinecarbonitrile and 2,4-pyridinediamine | 476580 | 68173
Hexanedinitrile, polymer with 6-aminohexanenitrile, N1-(6-aminohexyl)-1,6-hexanediamine, N1,N6-bis(6-aminohexyl)-1,6-hexanediamine, 2-(chloromethyl)oxirane, 1,6-hexanediamine, 2-piperidinecarbonitrile and 2,4-pyridinediamine | 476572 | 68174
1,6-Hexanediamine, polymer with 1,2-dichloroethane, sodium salt | 476564 | 68175
Quinolinium, 2-methyl-1-(phenylmethyl)-, chloride (1:1) | 476556 | 68176
1,5-Diazaspiro[5.5]undec-1-ene, 2,4,4-trimethyl- | 476549 | 68177
Sulfonium, [5-(1,1-dimethylethyl)-4-(2,2-dimethylpropyl)-3H-1,2-dithiol-3-ylidene]methyl-, chloride (1:1) | 476531 | 68178
Anthracene, 9,10-dihydro-2-[[4-(phenylmethyl)phenyl]methyl]- | 476523 | 68179
Octadecanoic acid, 3,5-dimethyl-1-(2-methylpropyl)hexyl ester | 476515 | 68180
Hexadecanoic acid, 3,5-dimethyl-1-(2-methylpropyl)hexyl ester | 476507 | 68181
2-Butenedioic acid (2E)-, polymer with 1,3-isobenzofurandione and tricyclodecanedimethanol | 476499 | 68182
Sulfuric acid, monoethyl ester, compd. with N-[2-[ethyl(2-hydroxyethyl)amino]ethyl]octadecenamide (1:1) | 476481 | 68183
Titanium, tris[3-(2,5-octadien-1-yl)-2-oxiraneoctanoato-.kappa.O2](2-propanolato)-, (T-4)- | 476473 | 68184
Octadecanoic acid, hydroxy-, homopolymer, 2-hydroxy-3-[(2-methyl-1-oxo-2-propen-1-yl)oxy]propyl ester, polymer with methyl 2-methyl-2-propenoate and 2-methyl-2-propenoic acid | 476465 | 68185
Benzenesulfonic acid, 4-[2-(2-hydroxy-3,5-dimethylphenyl)diazenyl]- | 497529 | 68186
Poly(oxy-1,2-ethanediyl), .alpha.-(isononylsulfophenyl)-.omega.-hydroxy-, ammonium salt (1:1) | 497511 | 68187
Octadecadienoic acid, compd. with 2,2',2''-nitrilotris[ethanol] (1:1) | 497503 | 68188
Formaldehyde, polymer with tin chloride (SnCl2) and 1,3,5-triazine-2,4,6-triamine | 497495 | 68189
Benzene, phenoxytetrapropylene- | 497487 | 68190
2-Propenoic acid, 2-methyl-, polymer with butyl 2-propenoate, ethyl 2-propenoate, N-(hydroxymethyl)-2-propenamide and 1,2-propanediol mono-2-propenoate, ammonium salt | 497479 | 68191
Osmate(3-), hexachloro-, potassium (1:3), (OC-6-11)- | 497461 | 68192
12H-Dibenzo[d,g][1,3,2]dioxaphosphocin, 6,6'-[1,6-hexanediylbis(oxy)]bis[4,8-bis(1,1-dimethylethyl)-2,10-dimethyl- | 497453 | 68193
Platinum bromide (PtBr4) | 497446 | 68194
Titanium, tris[(9Z,12R)-12-hydroxy-9-octadecenoato-.kappa.O](2-propanolato)-, (T-4)- | 497438 | 68195
1,3,5-Triazine-2-sulfenamide, N-(1,1-dimethylethyl)-4,6-bis[(1,1-dimethylethyl)amino]- | 497420 | 68196
2-Propenoic acid, 2-methyl-, butyl ester, polymer with ethenylbenzene, 2-methylpropyl 2-methyl-2-propenoate and 2-propenoic acid | 497412 | 68197
Hexanedioic acid, polymer with 1,4-butanediol, 2,2-dimethyl-1,3-propanediol, 2-hydroxyethyl 2-propenoate and 5-isocyanato-1-(isocyanatomethyl)-1,3,3-trimethylcyclohexane | 497404 | 68198
Chromium(1+), [4-[2-[4,5-dihydro-3-methyl-5-(oxo-.kappa.O)-1-phenyl-1H-pyrazol-4-yl]diazenyl-.kappa.N1]-3-hydroxy-N,N-bis(2-hydroxyethyl)-1-naphthalenesulfonamidato(2-)]-, chloride (1:1) | 483818 | 68199
Chromium, [4-[2-[4,5-dihydro-3-methyl-5-(oxo-.kappa.O)-1-phenyl-1H-pyrazol-4-yl]diazenyl-.kappa.N1]-3-(hydroxy-.kappa.O)-N,N-bis(2-hydroxyethyl)-1-naphthalenesulfonamidato(2-)][2-[3-(2,5-dihydroxyphenyl)-1-(oxo-.kappa.O)propyl]cyclopentanonato-.kappa.O]- | 483800 | 68200
Chromate(2-), [2-[2-[4,5-dihydro-3-methyl-5-(oxo-.kappa.O)-1-phenyl-1H-pyrazol-4-yl]diazenyl-.kappa.N1]benzoato(2-)][4-[2-[4,5-dihydro-3-methyl-5-(oxo-.kappa.O)-1-phenyl-1H-pyrazol-4-yl]diazenyl-.kappa.N1]-3-(hydroxy-.kappa.O)-1-naphthalenesulfonato(3-)]-, sodium (1:2) | 483792 | 68201
Octadecanoic acid, triester with 1,1',1'',1'''-[[(2-hydroxypropyl)imino]bis(2,1-ethanediylnitrilo)]tetrakis[2-propanol], compd. with dimethyl sulfate (1:1) | 483784 | 68202
Benzene, 1,1'-oxybis[ethyl- | 483776 | 68203
Benzenesulfonic acid, [[[4-(diethylamino)phenyl]methylene]bis[(3-methyl-4,1-phenylene)(ethylimino)methylene]]bis- | 483750 | 68204
Starch, carboxymethyl ether, ammonium salt | 483743 | 68205
1,4-Benzenedisulfonic acid, 2-[2-[4-[2-[4-[(4,6-dichloro-1,3,5-triazin-2-yl)amino]-5-sulfo-1-naphthalenyl]diazenyl]-2,5-dimethylphenyl]diazenyl]-, sodium salt (1:3) | 483735 | 68206
Benzenesulfonic acid, hydroxydinonyl- | 483727 | 68207
9,10-Anthracenedione, 2-(1,2-dimethylpropyl)- | 483701 | 68208
4-Octen-3-ol, 3,7-dimethyl-, (4Z)- | 483685 | 68209
4-Octen-3-ol, 3,7-dimethyl-, (4E)- | 483677 | 68210
Aluminum, didecyl-(1Z)-1-dodecenyl- | 483651 | 68211
Aluminum, diethyl[(3Z)-3-hexen-1-olato]- | 483644 | 68212
Aluminum, dibutyl[(3Z)-3-octen-1-olato]- | 483628 | 68213
Aluminum, [(3Z)-3-decen-1-olato]dihexyl- | 483602 | 68214
Aluminum, [(3Z)-3-dodecen-1-olato]dioctyl- | 483594 | 68215
2-Furanol, 5-ethenyltetrahydro-5-methyl-2-(1-methylethyl)- | 483578 | 68216
2-Oxiranecarboxylic acid, 2-phenylethyl ester | 483560 | 68217
Benzenesulfonic acid, 2-[[ethyl(3-methylphenyl)amino]methyl]- | 483545 | 68218
2-Cyclopenten-1-one, 2-hydroxy-4-undecyl- | 483537 | 68219
Cyclopentene, 1,2-bis[(trimethylsilyl)oxy]-4-undecyl- | 483529 | 68220
Benzoic acid, 4-[4-[[2-chloro-4-(dimethylamino)phenyl]methylene]-4,5-dihydro-3-methyl-5-oxo-1H-pyrazol-1-yl]- | 483511 | 68221
4,6(1H,5H)-Pyrimidinedione, 5-[5-(1,3-diethyltetrahydro-4,6-dioxo-2-thioxo-5(2H)-pyrimidinylidene)-1,3-pentadien-1-yl]-1,3-diethyldihydro-2-thioxo-, radical ion(1-), silver(1+) (1:1) | 483503 | 68222
1H-Imidazole-4-carboxylic acid, 2,3-dihydro-3-methyl-2-thioxo-, methyl ester | 483495 | 68223
Glycine, N-formyl-N-methyl-, methyl ester | 483487 | 68224
10-Undecenoic acid, 3,7-dimethyl-2,6-octadien-1-yl ester | 483479 | 68225
Benzenesulfonic acid, 5-chloro-2-(4-chloro-2-nitrophenoxy)- | 483461 | 68226
Cellulose, 2-hydroxyethyl ether, polymer with 4-ethenylpyridine and ar-ethenyl-N,N,N-trimethylbenzenemethanaminium chloride (1:1) | 483453 | 68227
2-Propenoic acid, 2-methyl-, polymer with butyl 2-propenoate, N-(1,1-dimethyl-3-oxobutyl)-2-propenamide, ethenylbenzene and 2-propenoic acid | 483446 | 68228
Boron(1+), bis(2,4-pentanedionato-.kappa.O2,.kappa.O4)-, (T-4)-, hexafluoroarsenate(1-) (1:1) | 483438 | 68229
Benzoic acid, 2-hydroxy-, polymer with 4-(1,1-dimethylethyl)phenol, formaldehyde and 4,4'-(1-methylethylidene)bis[phenol] | 483420 | 68230
Chromium, diaquatetrachloro[.mu.-[N-ethyl-N-[(1,1,2,2,3,3,4,4,5,5,5-undecafluoropentyl)sulfonyl]glycinato-.kappa.O:.kappa.O']]-.mu.-hydroxybis(2-propanol)di- | 483412 | 68231
Chromium, diaquatetrachloro[.mu.-[N-ethyl-N-[(1,1,2,2,3,3,4,4,5,5,6,6,6-tridecafluorohexyl)sulfonyl]glycinato-.kappa.O:.kappa.O']]-.mu.-hydroxybis(2-propanol)di- | 483404 | 68232
Chromium, diaquatetrachloro[.mu.-[N-ethyl-N-[(1,1,2,2,3,3,4,4,5,5,6,6,7,7,7-pentadecafluoroheptyl)sulfonyl]glycinato-.kappa.O:.kappa.O']]-.mu.-hydroxybis(2-propanol)- | 483396 | 68233
Chromium, diaquatetrachloro[.mu.-[N-ethyl-N-[(1,1,2,2,3,3,4,4,5,5,6,6,7,7,8,8,8-heptadecafluorooctyl)sulfonyl]glycinato-.kappa.O:.kappa.O']]-.mu.-hydroxybis(2-methyl-1-propanol)di- | 483388 | 68234
1H-3a,7-Methanoazulen-5(4H)-one, hexahydro-3,6,8,8-tetramethyl- | 483370 | 68235
2-Butenedioic acid (2Z)-, 1,4-dibutyl ester, polymer with ethenyl acetate, 2-methyloxirane and oxirane | 483362 | 68236
Sulfurous acid, sodium salt (1:1), polymer with 2-(chloromethyl)oxirane, formaldehyde, phenol and urea | 483354 | 68237
Propanoic acid, 3-mercapto-, 1,1'-[oxybis(2,1-ethanediyloxy-2,1-ethanediyl)] ester | 483347 | 68238
4-Azulenemethanol, decahydro-8-methyl-2-(1-methylethenyl)-, 4-acetate | 483339 | 68239
4-Heptenoic acid, 2,2,5-trimethyl-, methyl ester | 483321 | 68240
1,3-Dioxolane, 2-methyl-2-(3,7,7-trimethylbicyclo[4.1.0]hept-3-en-2-yl)- | 483313 | 68241
3-Cyclohexene-1-carboxaldehyde, 4-(4-hydroxy-3,4-dimethylpentyl)- | 483305 | 68242
Poly(oxy-1,2-ethanediyl), .alpha.-(2-ethylhexyl)-.omega.-hydroxy-, decyl phosphate, potassium salt | 483255 | 68243
Poly(oxy-1,2-ethanediyl), .alpha.-(dodecylphenyl)-.omega.-hydroxy-, 2-ethylhexyl phosphate, sodium salt | 483180 | 68244
2-Butenedioic acid (2E)-, polymer with 1,3-butadiene, ethenylbenzene and 2-methylenebutanedioic acid, ammonium salt | 497396 | 68245
2-Oxepanone, polymer with 1,6-hexanediol and 1,1'-methylenebis[4-isocyanatobenzene] | 497388 | 68246
1-Naphthalenamine, N-[(1,1,3,3-tetramethylbutyl)phenyl]-, polymer with 4-octyl-N-(4-octylphenyl)benzenamine | 497370 | 68247
9,12-Octadecadienoic acid (9Z,12Z)-, dimer, polymer with 2-methyloxirane and oxirane | 497362 | 68248
1,3-Benzenedicarboxylic acid, polymer with (2E)-2-butenedioic acid, 1,4-cyclohexanedimethanol and 2,2-dimethyl-1,3-propanediol | 497354 | 68249
Phenol, 2,5-dichloro-, potassium salt (1:1) | 497347 | 68250
Benzoic acid, 3,6-dichloro-2-hydroxy-, potassium salt (1:2) | 497339 | 68251
9-Octadecen-1-one, 1-[4,5-dihydro-1-(2-hydroxyethyl)-1H-imidazol-2-yl]-, (9Z)-, phosphate (1:1) | 497313 | 68252
2-Propanol, 1-(diethylamino)-3-[2-(diethylamino)-1-[[(2-ethylpentyl)oxy]methyl]ethoxy]-, hydrochloride (1:2) | 497297 | 68253
1-Propanaminium, 3-[(2-ethylpentyl)oxy]-2-[2-hydroxy-3-(trimethylammonio)propoxy]-N,N,N-trimethyl-, chloride (1:2) | 497289 | 68254
21H,23H-Porphine-2,7,12,18-tetrapropanoic acid, 3,8,13,17-tetramethyl-, hydrochloride (1:2) | 497271 | 68255
21H,23H-Porphine-2,18-dipropanoic acid, 7,12-diethyl-3,8,13,17-tetramethyl-, hydrochloride (1:2) | 497263 | 68256
9,12-Octadecadienoic acid (9Z,12Z)-, dimer, compd. with N-cyclohexylcyclohexanamine (1:2) | 497255 | 68257
Ethanol, 2,2',2''-nitrilotris-, homopolymer, compd. with chloromethane | 497248 | 68258
1-Naphthalenediazonium, 4-[2-(3-sulfophenyl)diazenyl]-, sulfate (2:1) | 497222 | 68259
Ethanol, 2-[ethyl[4-[2-(6-nitro-2-benzothiazolyl)diazenyl]phenyl]amino]-, 1-benzoate | 497214 | 68260
Ethanol, 2,2'-[[3-chloro-4-[2-(2,6-dichloro-4-nitrophenyl)diazenyl]phenyl]imino]bis-, 1,1'-diacetate | 497206 | 68261
Ethanol, 2-[[3-chloro-4-[2-(4-nitrophenyl)diazenyl]phenyl]ethylamino]- | 497198 | 68262
1,2-Propanediol, 3-phenoxy-, 1-(4-methylbenzenesulfonate) | 497180 | 68263
Carbamic acid, N-(5-isocyanato-2-methylphenyl)-, 2-ethylhexyl ester | 497172 | 68264
1H-Imidazolium, 1-ethyl-2-(2-heptadecen-1-yl)-4,5-dihydro-3-(2-hydroxyethyl)-, ethyl sulfate (1:1) | 497164 | 68265
2-Butenoic acid, (3E)-3-hexen-1-yl ester, (2E)- | 497156 | 68266
1,2,4,5-Benzenetetracarboxylic acid, compd. with 1-methyl-1H-imidazole (1:4) | 497149 | 68267
Ethanone, 1-(1,5,5-trimethyl-3-cyclohexen-1-yl)- | 497131 | 68268
Poly(oxy-1,2-ethanediyl), .alpha.-decyl-.omega.-hydroxy-, 2-ethylhexyl phosphate, potassium salt | 483172 | 68269
Dodecanedioic acid, polymer with 1,2-ethanediol, octadecyl ester | 482513 | 68270
Aziridine, homopolymer, compd. with (chloromethyl)benzene | 482448 | 68271
Poly[oxy(methyl-1,2-ethanediyl)], .alpha.-hydro-.omega.-hydroxy-, ether with 2-ethyl-2-(hydroxymethyl)-1,3-propanediol (3:1), 2-propenoate | 482349 | 68272
2,5-Furandione, polymer with ethenylbenzene, 2-butoxyethyl ester | 482331 | 68273
2,5-Furandione, polymer with ethenylbenzene, cyclohexyl ester | 482323 | 68274
2,5-Furandione, polymer with ethenylbenzene, cyclohexyl 1-methylethyl ester | 482315 | 68275
2,5-Furandione, polymer with ethenylbenzene, propyl ester | 482307 | 68276
2,5-Furandione, polymer with ethenylbenzene, 2-butoxyethyl ester, ammonium salt | 482299 | 68277
Hexanedioic acid, polymer with 1,4-butanediol, 1,3-isobenzofurandione and 1,2-propanediol, hexanoate octanoate | 482281 | 68278
Hexanedioic acid, polymer with 1,4-butanediol, 1,3-isobenzofurandione and 1,2-propanediol, didodecanoate | 482273 | 68279
Hexanedioic acid, polymer with 1,4-butanediol and 1,2-propanediol, diacetate | 482265 | 68280
1,3-Isobenzofurandione, 4,5,6,7-tetrachloro-, polymer with 2,2-bis(hydroxymethyl)-1,3-propanediol, 1,2-ethanediol and 1,3-isobenzofurandione, (9Z)-9-octadecenoate | 482257 | 68281
2-Oxiranemethanol, homopolymer, acetate | 482240 | 68282
9,12-Octadecadienoic acid (9Z,12Z)-, dimer, polymer with N1-(2-aminoethyl)-1,2-ethanediamine, nonanoate (9Z)-9-octadecenoate | 482232 | 68283
.alpha.-D-Glucopyranoside, .beta.-D-fructofuranosyl, polymer with formaldehyde, 2-furanmethanol and urea | 482224 | 68284
1,3-Isobenzofurandione, polymer with 2,5-furandione and 2-(hydroxymethyl)-2-methyl-1,3-propanediol, nonanoate | 482216 | 68285
Ethanedioic acid, 1,2-bis[(1R,2S,5R)-5-methyl-2-(1-methylethyl)cyclohexyl] ester, rel- | 482190 | 68286
4,7-Methano-1H-indenedimethanamine, octahydro- | 482182 | 68287
9-Octadecenoic acid (9Z)-, 1,2,3-propanetriyl ester, polymer with .alpha.-hydro-.omega.-hydroxypoly(oxy-1,2-ethanediyl) | 482174 | 68288
2-Oxepanone, polymer with .alpha.-hydro-.omega.-hydroxypoly(oxy-1,2-ethanediyl) and 1,1'-methylenebis[4-isocyanatobenzene] | 482166 | 68289
Hexanedioic acid, polymer with 1,3-dihydro-1,3-dioxo-5-isobenzofurancarboxylic acid, 1,3-isobenzofurandione, 2-oxiranylmethyl neodecanoate and 1,2-propanediol | 482158 | 68290
Sulfuric acid, polymer with 1,3-diisocyanatomethylbenzene, .alpha.-hydro-.omega.-hydroxypoly[oxy(methyl-1,2-ethanediyl)] and 2,2'-oxybis[ethanol], sodium salt | 482141 | 68291
Poly[oxy(methyl-1,2-ethanediyl)], .alpha.,.alpha.',.alpha.''-1,2,3-propanetriyltris[.omega.-hydroxy-, polymer with 1,1'-methylenebis[isocyanatobenzene] | 482133 | 68292
Acetamide, N-[3-[(2-cyanoethyl)-2-propen-1-ylamino]phenyl]- | 482125 | 68293
Acetamide, N-[2-[2-(2-bromo-4,6-dinitrophenyl)diazenyl]-5-[(2-cyanoethyl)-2-propen-1-ylamino]-4-methoxyphenyl]- | 482117 | 68294
3-Pyridinecarbonitrile, 2-amino-5-[2-(2-chloro-6-cyano-4-nitrophenyl)diazenyl]-6-[[3-(4-hydroxybutoxy)propyl]amino]-4-methyl- | 482109 | 68295
Phenol, nonyl-, compd. with N-(2-aminoethyl)-1,2-ethanediamine and N,N'-bis(2-aminoethyl)-1,2-ethanediamine (1:?:?) | 496042 | 68296
4H-1,2,4-Triazolium, 5-[2-[4-[ethyl(phenylmethyl)amino]phenyl]diazenyl]-1,4-dimethyl-, methyl sulfate (1:1) | 482091 | 68297
1H-1,2,4-Triazolium, 3-[2-[4-[ethyl(phenylmethyl)amino]phenyl]diazenyl]-1,2-dimethyl-, methyl sulfate (1:1) | 482083 | 68298
Cyclohexane, (ethynyloxy)- | 482075 | 68299
1,2-Benzenedicarboxylic acid, 3-nitro-, compd. with N1,N1-diethyl-1,4-benzenediamine (1:1) | 482067 | 68300
Propanoic acid, 3-[2-(2-heptyl-4,5-dihydro-1H-imidazol-1-yl)ethoxy]-, sodium salt (1:1) | 482059 | 68301
1,4-Butanediol, polymer with 2,4-diisocyanato-1-methylbenzene and 2,2'-thiobis[ethanol] | 482042 | 68302
Ethanol, 2,2'-thiobis-, polymer with 2,4-diisocyanato-1-methylbenzene | 482034 | 68303
2H-Azepin-2-one, hexahydro-, polymer with 1,3-diisocyanatomethylbenzene and .alpha.-hydro-.omega.-hydroxypoly(oxy-1,2-ethanediyl) | 482026 | 68304
Poly(oxy-1,2-ethanediyl), .alpha.-[1,4,4,5,5,5-hexafluoro-1,2,3-tris(trifluoromethyl)-2-penten-1-yl]-.omega.-methoxy- | 482018 | 68305
2-Propenoic acid, 2-methyl-, [(1R,4aR,4bR,10aR)-1,2,3,4,4a,4b,5,6,10,10a-decahydro-1,4a-dimethyl-7-(1-methylethyl)-1-phenanthrenyl]methyl ester, polymer with 2-(diethylamino)ethyl 2-methyl-2-propenoate and ethyl 2-methyl-2-propenoate, compd. with dimethyl sulfate | 482000 | 68306
2-Propenoic acid, 2-methyl-, 2-(diethylamino)ethyl ester, polymer with ethyl 2-methyl-2-propenoate and (9Z)-9-octadecen-1-yl 2-methyl-2-propenoate, compd. with dimethyl sulfate | 481994 | 68307
2-Propenoic acid, 2-methyl-, 2-ethylhexyl ester, polymer with ethenylbenzene, 2-hydroxy-1-methylethyl 2-methyl-2-propenoate, 2-methyl-2-propenamide and 2-oxiranylmethyl 2-methyl-2-propenoate | 481986 | 68308
Ethanedial, polymer with aziridine and 2-(phenylmethyl)aziridine, hydrochloride | 481978 | 68309
2,5-Furandione, dihydro-, polymer with ammonia, 2-(chloromethyl)oxirane and 4,4'-(1-methylethylidene)bis[phenol], compd. with 2-(dimethylamino)ethanol | 481960 | 68310
1-Naphthalenesulfonic acid, 4,4'-[[2,4-dihydroxy-5-[2-(4-sulfophenyl)diazenyl]-1,3-phenylene]bis(2,1-diazenediyl)]bis-, sodium salt (1:3) | 481952 | 68311
Poly(oxy-1,2-ethanediyl), .alpha.-[1,4,4,5,5,5-hexafluoro-1,2,3-tris(trifluoromethyl)-2-penten-1-yl]-.omega.-[[1,4,4,5,5,5-hexafluoro-1,2,3-tris(trifluoromethyl)-2-penten-1-yl]oxy]- | 481945 | 68312
5-Isobenzofurancarboxylic acid, 1,3-dihydro-1,3-dioxo-, polymer with 1,1'-(diisocyanatomethylene)bis[benzene] | 481937 | 68313
Acetamide, N-[2-[2-(2,5-dichlorophenyl)diazenyl]-5-(diethylamino)-4-methoxyphenyl]- | 481929 | 68314
1,3-Propanediamine, N1-[3-[(2-ethylhexyl)oxy]propyl]-, acetate (1:1) | 481911 | 68315
1,3-Propanediamine, N1-[3-[(2-ethylhexyl)oxy]propyl]- | 481903 | 68316
2,7-Naphthalenedisulfonic acid, 4-amino-3-[2-[4-[2-(2,4-diaminophenyl)diazenyl]phenyl]diazenyl]-5-hydroxy-6-(2-phenyldiazenyl)-, sodium salt (1:2) | 481895 | 68317
2-Propenoic acid, 2-methyl-, 2-[ethyl[(1,1,2,2,3,3,4,4,5,5,6,6,7,7,8,8,8-heptadecafluorooctyl)sulfonyl]amino]ethyl ester, polymer with 2-[ethyl[(1,1,2,2,3,3,4,4,4-nonafluorobutyl)sulfonyl]amino]ethyl 2-methyl-2-propenoate, 2-[ethyl[(1,1,2,2,3,3,4,4,5,5,6,6,7,7,7-pentadecafluoroheptyl)sulfonyl]amino]ethyl 2-methyl-2-propenoate, 2-[ethyl[(1,1,2,2,3,3,4,4,5,5,6,6,6-tridecafluorohexyl)sulfonyl]amino]ethyl 2-methyl-2-propenoate, 2-[ethyl[(1,1,2,2,3,3,4,4,5,5,5-undecafluoropentyl)sulfonyl]amino]ethyl 2-methyl-2-propenoate and 2-methyl-1,3-butadiene | 481887 | 68318
2-Propenoic acid, 2-methyl-, butyl ester, polymer with methyl 2-methyl-2-propenoate, 2-methylpropyl 2-methyl-2-propenoate and 2-sulfoethyl 2-methyl-2-propenoate | 481879 | 68319
Benzenamine, ar,ar-dimethyl-, hydrochloride (1:1) | 481861 | 68320
Cyclohexanol, (1,7,7-trimethylbicyclo[2.2.1]hept-2-yl)- | 481853 | 68321
Quinolinium, 1-[(dodecylphenyl)methyl]- | 481846 | 68322
Sulfuric acid, monododecyl ester, compd. with 1-amino-2-propanol, 1,1'-iminobis[2-propanol] and 1,1',1''-nitrilotris[2-propanol] (1:?:?:?) | 481820 | 68323
Octadecanoic acid, compd. with guanidine and 2,2',2''-nitrilotris[ethanol] (1:?:?) | 481747 | 68324
Butanoic acid, 4-[(carboxymethyl)amino]dodecen-1-yl-4-oxo- | 481689 | 68325
Phosphoric acid, (1-methylethyl)phenyl phenyl ester | 474601 | 68326
Poly(oxy-1,2-ethanediyl), .alpha.-isodecyl-.omega.-hydroxy-, tridecyl phosphate | 474593 | 68327
Naphthalenesulfonic acid, methylenebis-, aluminum salt (3:2) | 474585 | 68328
1H-Imidazolium, 1(or 3)-(carboxymethyl)-4,5-dihydro-1-(2-hydroxyethyl)-2-tridecyl-, salt with .alpha.-sulfo-.omega.-(tridecyloxy)poly(oxy-1,2-ethanediyl), sodium salt (1:1:1) | 474569 | 68329
1,3-Propanediol, 2,2-dimethyl-, polymer with .alpha.-hydro-.omega.-hydroxypoly(oxy-1,4-butanediyl), 1,1'-methylenebis[4-isocyanatobenzene] and 2,2'-(methylimino)bis[ethanol] | 474551 | 68330
2-Propenoic acid, polymer with N-(1,1-dimethylethyl)-2-propenamide, ethenylbenzene and isooctyl 2-propenoate | 474544 | 68331
1,3-Benzenedicarboxylic acid, polymer with 2-ethyl-2-(hydroxymethyl)-1,3-propanediol, hexanedioic acid, 2,2'-[(1-methylethylidene)bis(4,1-phenyleneoxymethylene)]bis[oxirane] and 1,2-propanediol | 474536 | 68332
2,4,6(1H,3H,5H)-Pyrimidinetrione, 5,5'-(2-pentene-1,5-diylidene)bis[1,3-dimethyl- | 474528 | 68333
Carbamodithioic acid, N,N'-(iminodi-2,1-ethanediyl)bis-, calcium salt (1:1) | 474510 | 68334
1-Imidazolidineacetic acid, 5-[5-[2-(6-ethoxy-1-ethyl-2(1H)-quinolinylidene)ethylidene]-3-ethyl-4-oxo-2-thiazolidinylidene]-4-oxo-3-phenyl-2-thioxo- | 474502 | 68335
Butanoic acid, 4-(methylamino)-4-oxo-, methyl ester | 474494 | 68336
Benzoic acid, 4-(1,1-dimethylethyl)-, 2-[(2-hydroxy-1-naphthalenyl)methylene]hydrazide | 474486 | 68337
3-Thiazolidineacetic acid, 5-(3-ethyl-2(3H)-benzothiazolylidene)-2-thioxo-, compd. with N,N-diethylethanamine (1:1) | 474478 | 68338
Pyrimido[1,2-a]benzimidazolium, 2-[[3-ethyl-5-[2-(3-ethyl-4,5-diphenyl-2(3H)-thiazolylidene)ethylidene]-4-oxo-2-thiazolidinylidene]methyl]-4-methyl-1-(4-sulfobutyl)-, inner salt | 474460 | 68339
Benzoselenazolium, 3-(2-carboxyethyl)-2-[2-[[3-(2-carboxyethyl)-2(3H)-benzoselenazolylidene]methyl]-1-buten-1-yl]-5-methyl-, bromide (1:1) | 474452 | 68340
7-Oxabicyclo[2.2.1]hept-5-ene-2,3-dicarboxylic acid, potassium salt (1:2) | 474445 | 68341
Phosphoric acid, diisodecyl ester, potassium salt (1:1) | 474437 | 68342
Phosphoric acid, monoisodecyl ester, potassium salt (1:2) | 474429 | 68343
Poly(oxy-1,2-ethanediyl), .alpha.-hydro-.omega.-hydroxy-, ether with 1-[bis(2-hydroxyethyl)amino]-2-hexadecanol (3:1) | 495853 | 68344
2,5-Furandione, polymer with 2,2-dimethyl-1,3-propanediol and 1,2-propanediol, 3a,4,5,6,7,7a-hexahydro-4,7-methano-1H-inden-5-yl ester | 495614 | 68345
Hexanedioic acid, polymer with 2,2-dimethyl-1,3-propanediol, 2,5-furandione, 2,2'-oxybis[ethanol] and 1,2-propanediol, 3a,4,5,6,7,7a-hexahydro-4,7-methano-1H-inden-5-yl ester | 495606 | 68346
D-Glucopyranoside, methyl, octadecanoate (2:3) | 495598 | 68347
1,3-Isobenzofurandione, polymer with ethenylbenzene and 1,2,3-propanetriol, (9Z,12Z)-9,12-octadecadienoate | 495580 | 68348
1,3-Isobenzofurandione, polymer with 2,2-bis(hydroxymethyl)-1,3-propanediol, benzoate (9Z,12Z)-9,12-octadecadienoate | 495572 | 68349
1,2,3-Propanetriol, homopolymer, (9Z,12R)-12-hydroxy-9-octadecenoate | 495564 | 68350
Hexanedioic acid, polymer with 2-ethyl-2-(hydroxymethyl)-1,3-propanediol and 1,3-isobenzofurandione, decanoate | 495556 | 68351
Phenol, 4-nonyl-, phosphate, potassium salt | 495549 | 68352
Poly(oxy-1,2-ethanediyl), .alpha.-phosphono-.omega.-[(9Z)-9-octadecen-1-yloxy]-, sodium salt (1:2) | 495531 | 68353
Amylopectin, 2-hydroxy-3-(trimethylammonio)propyl ether, chloride | 495523 | 68354
Poly(oxy-1,2-ethanediyl), .alpha.-hydro-.omega.-hydroxy-, ether with 2,2-bis(hydroxymethyl)-1,3-propanediol (4:1), phosphate | 495515 | 68355
Oxirane, 2-methyl-, polymer with oxirane, ether with polypropylene glycol ether with glycerol (3:1) | 495507 | 68356
2,5-Furandione, polymer with 1,2-ethanediol, 3a,4,5,6,7,7a-hexahydro-4,7-methano-1H-inden-5-yl ester | 495499 | 68357
1H-Imidazolium, 2-[2-[4-(dimethylamino)phenyl]diazenyl]-1,3-dimethyl-, (T-4)-tetrachlorozincate(2-) (2:1) | 495481 | 68358
1,3-Benzenediamine, 4-[2-(4-methylphenyl)diazenyl]-, hydrochloride (1:1) | 495473 | 68359
Silicon(1+), tris(3-chloro-2,4-pentanedionato-.kappa.O2,.kappa.O4)-, (OC-6-11)-, (OC-6-11)-hexafluoroantimonate(1-) (1:1) | 495465 | 68360
1,6,10,14-Hexadecatetraen-3-ol, 3,7,11,15-tetramethyl- | 495457 | 68361
2-Propenoic acid, homopolymer, compd. with 2-amino-2-methyl-1-propanol | 495440 | 68362
2-Propenoic acid, butyl ester, polymer with ethyl 2-propenoate, N-(hydroxymethyl)-2-propenamide, 2-oxiranylmethyl 2-propenoate and 2-propenenitrile | 495432 | 68363
1,3-Isobenzofurandione, polymer with 2,2-bis(hydroxymethyl)-1,3-propanediol, 1,2-ethanediol, 2,2'-[1,2-ethanediylbis(oxy)]bis[ethanol], 2,5-furandione, 1,1'-[(1-methyl-1,2-ethanediyl)bis(oxy)]bis[2-propanol], 2,2'-oxybis[ethanol], oxybis[propanol] and 1,2-propanediol | 495424 | 68364
Hexanedioic acid, 1,6-dimethyl ester, polymer with 1,4-dimethyl butanedioate, 1,5-dimethyl pentanedioate and 2,2'-oxybis[ethanol] | 495416 | 68365
Octadecanoic acid, compd. with 2-(diethylamino)ethanol (1:1) | 495408 | 68366
Benzoic acid, 4-(1,1-dimethylethyl)-, compd. with N,N-diethylethanamine (1:1) | 495390 | 68367
1,7-Naphthalenedisulfonic acid, 4-[(2,4-dichlorobenzoyl)amino]-5-hydroxy-6-[2-(2-methoxyphenyl)diazenyl]-, barium sodium salt (1:1:2) | 495382 | 68368
1,7-Naphthalenedisulfonic acid, 4-(benzoylamino)-5-hydroxy-6-[2-(3-methylphenyl)diazenyl]-, barium sodium salt (1:1:2) | 495374 | 68369
8-Quinolinol, 7-(2-ethylhexyl)- | 495366 | 68370
Benzeneacetamide, 2,4-dihydroxy- | 495358 | 68371
9,10-Anthracenedione, 2,3-dihydro-1,4,5,8-tetrahydroxy-, sodium salt (1:4) | 495341 | 68372
2-Anthracenesulfonic acid, 1-amino-9,10-dihydro-9,10-dioxo-4-[(phenylamino)sulfonyl]-, potassium salt (1:1) | 495333 | 68373
2-Anthracenesulfonic acid, 1-amino-9,10-dihydro-4-[[(4-methylphenyl)amino]sulfonyl]-9,10-dioxo-, potassium salt (1:1) | 495325 | 68374
Benzothiazolium, 2-[2-[4-[ethyl(2-hydroxyethyl)amino]phenyl]diazenyl]-5-methoxy-3-methyl-, methyl sulfate (1:1) | 495317 | 68375
21H,23H-Porphine-2,7,12,17-tetrapropanoic acid, 3,8,13,18-tetrakis(carboxymethyl)-, hydrochloride (1:2) | 495309 | 68376
21H,23H-Porphine-2,18-dipropanoic acid, 3,7,12,17-tetramethyl-, hydrochloride (1:2) | 495291 | 68377
1H-Imidazolium, 1-[2-(2-carboxyethoxy)ethyl]-1-(2-carboxyethyl)-4,5-dihydro-2-undecyl-, hydroxide, sodium salt (1:1:2) | 495283 | 68378
1,3-Benzenedicarboxylic acid, polymer with hexanedioic acid, 1,2-propanediol and trimethoxydimethyltriphenyltrisiloxane | 481333 | 68379
1,3-Benzenedicarboxylic acid, polymer with hexanedioic acid, 1,6-hexanediol, 1,1'-methylenebis[4-isocyanatocyclohexane] and 1,3-propanediamine | 481325 | 68380
Hexanedioic acid, polymer with 1,2-ethanediol, 1,6-hexanediol, 1,3-isobenzofurandione, 1,1'-methylenebis[4-isocyanatocyclohexane] and 1,3-propanediamine | 481317 | 68381
1,3-Isobenzofurandione, polymer with 1,1'-(dimethoxysilylene)bis[benzene] and 1,2,3-propanetriol | 481309 | 68382
2,5-Furandione, polymer with 2,2-bis(hydroxymethyl)-1,3-propanediol, 1,2,3-propanetriol and 3a,4,7,7a-tetrahydro-4,7-methano-1H-indene | 481291 | 68383
1,3-Benzenedicarboxylic acid, 1,3-dimethyl ester, polymer with 2-(hydroxymethyl)-2-methyl-1,3-propanediol and 1,2-propanediol | 481283 | 68384
Hexanedioic acid, polymer with 1,2-butanediol and 1,2-propanediol | 481275 | 68385
Starch, ethyl ether, polymer with 1,3-butadiene, ethanedial, ethenylbenzene, formaldehyde and 1,3,5-triazine-2,4,6-triamine | 481267 | 68386
Phenol, 4,4'-(1-methylethylidene)bis[2,6-dibromo-, polymer with 2-(chloromethyl)oxirane, 4,4'-methylenebis[benzenamine] and 4,4'-(1-methylethylidene)bis[phenol] | 481259 | 68387
Urea, polymer with N-cyanoguanidine, formaldehyde and 1,3,5-triazine-2,4,6-triamine, phosphate, ammonium salt | 481242 | 68388
Pentanedioic acid, 1,5-dimethyl ester, polymer with N1-(2-aminoethyl)-1,2-ethanediamine and 2-(chloromethyl)oxirane | 481234 | 68389
Formaldehyde, polymer with (1-methylethenyl)benzene and phenol | 481226 | 68390
1,3-Propanediamine, N1-[3-(octadecyloxy)propyl]- | 481200 | 68391
Guanidine, N-cyano-, polymer with formaldehyde, ar-methylbenzenesulfonamide and 1,3,5-triazine-2,4,6-triamine | 481184 | 68392
Triphenodioxazinedisulfonic acid, 6,13-dichloro-3,10-bis[[4-[(4,6-dichloro-1,3,5-triazin-2-yl)amino]sulfophenyl]amino]-, sodium salt (1:4) | 481176 | 68393
2-Propenoic acid, 2-methyl-, 2-[ethyl[(1,1,2,2,3,3,4,4,5,5,6,6,7,7,8,8,8-heptadecafluorooctyl)sulfonyl]amino]ethyl ester, telomer with 2-[ethyl[(1,1,2,2,3,3,4,4,4-nonafluorobutyl)sulfonyl]amino]ethyl 2-methyl-2-propenoate, 2-[ethyl[(1,1,2,2,3,3,4,4,5,5,6,6,7,7,7-pentadecafluoroheptyl)sulfonyl]amino]ethyl 2-methyl-2-propenoate, 2-[ethyl[(1,1,2,2,3,3,4,4,5,5,6,6,6-tridecafluorohexyl)sulfonyl]amino]ethyl 2-methyl-2-propenoate, 2-[ethyl[(1,1,2,2,3,3,4,4,5,5,5-undecafluoropentyl)sulfonyl]amino]ethyl 2-methyl-2-propenoate, 1-octanethiol and .alpha.-(1-oxo-2-propen-1-yl)-.omega.-methoxypoly(oxy-1,2-ethanediyl) | 481168 | 68394
2-Propenoic acid, 2-[[(1,1,2,2,3,3,4,4,5,5,6,6,7,7,8,8,8-heptadecafluorooctyl)sulfonyl]methylamino]ethyl ester, polymer with 2-[methyl[(1,1,2,2,3,3,4,4,4-nonafluorobutyl)sulfonyl]amino]ethyl 2-propenoate, 2-[methyl[(1,1,2,2,3,3,4,4,5,5,6,6,7,7,7-pentadecafluoroheptyl)sulfonyl]amino]ethyl 2-propenoate, 2-[methyl[(1,1,2,2,3,3,4,4,5,5,6,6,6-tridecafluorohexyl)sulfonyl]amino]ethyl 2-propenoate, 2-[methyl[(1,1,2,2,3,3,4,4,5,5,5-undecafluoropentyl)sulfonyl]amino]ethyl 2-propenoate and .alpha.-(1-oxo-2-propen-1-yl)-.omega.-methoxypoly(oxy-1,2-ethanediyl) | 481150 | 68395
Pyridinium, 3-(butoxycarbonyl)-1-methyl-, methyl sulfate (1:1) | 481143 | 68396
Ethanone, 1-(octahydro-3,6,8,8-tetramethyl-1H-3a,7-methanoazulenyl)-, didehydro deriv. | 481135 | 68397
1H-Benzimidazolesulfonic acid, 2-heptadecylmethyl-, sodium salt (1:1) | 481127 | 68398
2-Propenoic acid, 2-methyl-, methyl ester, polymer with 2,2,2-trichloroethyl 2-methyl-2-propenoate | 481119 | 68399
1-Tridecanol, zirconium(4+) salt (4:1) | 481101 | 68400
2-Propenoic acid, 2-methyl-, 1,1'-[1,2-ethanediylbis[oxy(2-hydroxy-3,1-propanediyl)]] ester | 481093 | 68401
Cyclohexanemethanol, 2,2,6-trimethyl-, didehydro deriv., sodium salt (1:1) | 481085 | 68402
Benzenesulfonic acid, 2(or 5)-hydroxy-5(or 2)-[1-(4-hydroxyphenyl)-1-methylethyl]-, sodium salt (1:1), polymer with formaldehyde | 481077 | 68403
Octadecanoic acid, 9,12(or 10,12)bis(sulfooxy)-, 1-methyl ester, sodium salt (1:?) | 481069 | 68404
Hexanedioic acid, polymer with 1,3-diisocyanatomethylbenzene, 2,2-dimethyl-1,3-propanediol, 1,6-hexanediol and 2,2'-(methylimino)bis[ethanol] | 481051 | 68405
Hexanedioic acid, compd. with N1-(9Z)-9-octadecen-1-yl-1,3-propanediamine (1:?) | 481044 | 68406
Ethanaminium, 2-hydroxy-N,N,N-trimethyl-, 2-ethylhexanoate (1:1) | 481036 | 68407
1,3-Propanediol, 2,2-dimethyl-, polymer with 1,3-diisocyanatomethylbenzene, 2-ethyl-2-(hydroxymethyl)-1,3-propanediol and .alpha.-hydro-.omega.-hydroxypoly[oxy(methyl-1,2-ethanediyl)] | 481028 | 68408
1-Naphthalenesulfonic acid, polymer with formaldehyde, calcium salt | 481010 | 68409
1,6-Hexanediamine, polymer with 5-amino-1,3,3-trimethylcyclohexanemethanamine and 2-[(methylphenoxy)methyl]oxirane | 481002 | 68410
Poly[oxy(methyl-1,2-ethanediyl)], .alpha.-[2-[(2-cyanoethyl)amino]methylethyl]-.omega.-[2-[(2-cyanoethyl)amino]methylethoxy]- | 480996 | 68411
1,2,3-Propanetricarboxylic acid, 2-hydroxy-, polymer with .alpha.,.alpha.',.alpha.''-1,2,3-propanetriyltris[.omega.-hydroxypoly[oxy(methyl-1,2-ethanediyl)]] | 480988 | 68412
1,3-Propanediamine, N1-(9Z)-9-octadecen-1-yl-, acetate (1:?) | 480970 | 68413
1,3-Benzenedicarboxylic acid, polymer with butyl 2-propenoate, 1,3-dihydro-1,3-dioxo-5-isobenzofurancarboxylic acid, N-(hydroxymethyl)-2-propenamide, methyl 2-methyl-2-propenoate, 2,2'-oxybis[ethanol] and 2-propenamide, ammonium salt | 480962 | 68414
Isoeicosenoic acid, 2-[2-[[4-chloro-3-[[4,5-dihydro-5-oxo-1-(2,4,6-trichlorophenyl)-1H-pyrazol-3-yl]amino]phenyl]amino]-2-oxoethyl]- | 474411 | 68415
2-Propenoic acid, polymer with butyl 2-propenoate, 2-hydroxyethyl 2-propenoate and isooctyl 2-propenoate | 474403 | 68416
[1,1'-Biphenyl]-ar,ar'-diol, tetrabromo-, polymer with 2-(chloromethyl)oxirane and 4,4'-(1-methylethylidene)bis[phenol] | 474395 | 68417
2-Propenoic acid, butyl ester, polymer with ethenyl acetate and 1,3-propanediol | 474387 | 68418
1,2-Ethanediamine, N1-[2-(1-imidazolidinyl)ethyl]- | 474379 | 68419
Benzamide, 5-chloro-2,4-dihydroxy-N-(2-hydroxyethyl)- | 474353 | 68420
Benzeneacetic acid, .alpha.,4-dihydroxy-, methyl ester | 474338 | 68421
Benzeneacetic acid, .alpha.,4-dihydroxy-, ethyl ester | 474320 | 68422
Naphtho[1,2-d]thiazolium, 1-ethyl-2-[3-(1-ethyl-4(1H)-quinolinylidene)-1-propen-1-yl]-, 4-methylbenzenesulfonate (1:1) | 474304 | 68423
Benzeneacetic acid, 4-hydroxy-.alpha.-imino-, ethyl ester, hydrochloride (1:1) | 474296 | 68424
Hexanedioic acid, polymer with 5-amino-1,3,3-trimethylcyclohexanemethanamine, butanediol and 1,1'-methylenebis[4-isocyanatocyclohexane] | 474288 | 68425
Nickel(2+), hexaammine-, (OC-6-11)-, formate (1:2) | 474270 | 68426
2-Propenamide, N,N'-methylenebis-, polymer with 1,2-ethanediol, formaldehyde and 2-propenamide | 474262 | 68427
Formaldehyde, polymer with 4-(1,1-dimethylethyl)phenol and 4,4'-(1-methylethylidene)bis[phenol], magnesium salt | 474254 | 68428
2-Propenoic acid, 2-[methyl[(2,2,3,3,4,4,5,5,6,6,7,7,8,8,9,9,10,10,11,11,12,12,13,13,14,14,15,15,16,16,17,17,17-tritriacontafluoroheptadecyl)sulfonyl]amino]ethyl ester | 474239 | 68429
Propanoic acid, 2,2-dimethyl-, 2-(hexyloxy)ethyl ester | 474213 | 68430
Benzenemethanaminium, N-[2-(2-cyanoethoxy)ethyl]-N,N-diethyl-, chloride (1:1) | 474205 | 68431
9-Octadecenoic acid (9Z)-, zirconium(2+) salt (2:1) | 474197 | 68432
2-Naphthol, 1-[2-(dimethylphenyl)diazenyl]- | 474171 | 68433
Octadecanetriol, 1-acetate bis(hydrogen sulfate), disodium salt | 474163 | 68434
Titanium, [2-(hydroxy-.kappa.O)acetato(2-)-.kappa.O](isooctadecanoato-.kappa.O)[11-[3-(2-pentenyl)-2-oxiranyl]-9-undecenoato-.kappa.O]- | 474155 | 68435
1,3-Benzenedimethanamine, polymer with 2,2'-[(1-methylethylidene)bis(4,1-phenyleneoxymethylene)]bis[oxirane], 2-[(methylphenoxy)methyl]oxirane and 2,2,4-trimethyl-1,6-hexanediamine | 474148 | 68436
1,6-Hexanediamine, polymer with 5-amino-1,3,3-trimethylcyclohexanemethanamine, 2,2'-[(1-methylethylidene)bis(4,1-phenyleneoxymethylene)]bis[oxirane] and 2-[(methylphenoxy)methyl]oxirane | 474130 | 68437
1,6-Hexanediamine, 2,2,4-trimethyl-, polymer with 2-[(methylphenoxy)methyl]oxirane | 474122 | 68438
Benzoic acid, 2-[[[2,4(or 3,5)-dimethyl-3-cyclohexen-1-yl]methylene]amino]-, methyl ester | 474106 | 68439
4,7-Methano-1H-indene, 3a,4,5,6,7,7a-hexahydro-6-methoxydimethyl- | 474098 | 68440
2-Naphthalenecarboxaldehyde, octahydro-5,5-dimethyl- | 474072 | 68441
2-Naphthalenecarboxaldehyde, octahydro-8,8-dimethyl- | 474064 | 68442
Hexanedioic acid, polymer with 5-amino-1,3,3-trimethylcyclohexanemethanamine, 1,4-butanediol, 2,2-dimethyl-1,3-propanediol and 5-isocyanato-1-(isocyanatomethyl)-1,3,3-trimethylcyclohexane | 474049 | 68443
Hexanedioic acid, polymer with 5-amino-1,3,3-trimethylcyclohexanemethanamine, 1,4-butanediol, 2,2-dimethyl-1,3-propanediol, 1,6-hexanediol and 1,1'-methylenebis[4-isocyanatobenzene] | 474031 | 68444
1H-Purine-2,6-dione, 3,9-dihydro-, sodium salt (1:?) | 474023 | 68445
4,5,6-Pyrimidinetriamine, sulfate (1:?) | 474015 | 68446
Morpholine, 4-ethyl-, 4-methylbenzenesulfonate (1:1) | 474007 | 68447
2-Butenoic acid, 4,4'-(1,3-phenylenediimino)bis[4-oxo-, (2Z,2'Z)-, homopolymer | 473991 | 68448
1,3-Isobenzofurandione, 5,5'-[2,2,2-trifluoro-1-(trifluoromethyl)ethylidene]bis-, polymer with 1,3-benzenediamine and 1,4-benzenediamine | 473983 | 68449
Palladium, tetrachlorobis(methanol)-, polymer with tin chloride (SnCl2) | 473975 | 68450
1,3-Cyclohexanedimethanamine, polymer with 2,2'-[(1-methylethylidene)bis(4,1-phenyleneoxymethylene)]bis[oxirane] and 2,2,4-trimethyl-1,6-hexanediamine | 473967 | 68451
2-Propenamide, N-[(2-methylpropoxy)methyl]-, polymer with 2,2,4-trimethyl-1,6-hexanediamine | 473959 | 68452
Nonanedioic acid, polymer with 1,2-ethanediamine, (9Z,12Z)-9,12-octadecadienoic acid dimer and 1,4-piperazinedipropanamine | 473942 | 68453
1,3-Benzenedimethanamine, polymer with 2,2'-[(1-methylethylidene)bis(4,1-phenyleneoxymethylene)]bis[oxirane] and 2,2,4-trimethyl-1,6-hexanediamine | 473934 | 68454
Nonanedioic acid, polymer with .alpha.-(2-aminomethylethyl)-.omega.-(2-aminomethylethoxy)poly[oxy(methyl-1,2-ethanediyl)], 1,2-ethanediamine and (9Z,12Z)-9,12-octadecadienoic acid dimer | 473926 | 68455
2-Propenoic acid, 2-methyl-, polymer with butyl 2-propenoate, 2-ethylhexyl 2-propenoate and 2-methylpropyl 2-propenoate | 473918 | 68456
1,2-Ethanediamine, N1-(2-aminoethyl)-, polymer with 2-(chloromethyl)oxirane and .alpha.-[[(isocyanatomethylphenyl)amino]carbonyl]-.omega.-[[[(isocyanatomethylphenyl)amino]carbonyl]oxy]poly(oxy-1,2-ethanediyl) | 473900 | 68457
Octadecanoic acid, 9(or 10)-(sulfooxy)-, ammonium salt (1:?) | 473892 | 68458
1,2,4-Benzenetricarboxylic acid, 1(or 2)-(2-ethylhexyl) ester | 473884 | 68459
1,4-Benzenedicarboxylic acid, polymer with N,N-bis(2-hydroxyethyl)-4-[(nonadecafluorodecyl)oxy]benzenesulfonamide didehydro deriv., 1,2-ethanediol, .alpha.-hydro-.omega.-hydroxypoly(oxy-1,2-ethanediyl) and 1,1'-methylenebis[4-isocyanatobenzene] | 473876 | 68460
Methanone, 1,1'-[methylenebis(6-hydroxy-4-methoxy-3,1-phenylene)]bis[1-phenyl- | 473868 | 68461
Octadecanoic acid, monoester with 1,2,3-propanetriol, polymer with 1,3-diisocyanatomethylbenzene, 3-hydroxy-2-(hydroxymethyl)-2-methylpropanoic acid and 2,2'-(methylimino)bis[ethanol] | 473850 | 68462
2,5-Furandione, polymer with 2-ethyl-2-(hydroxymethyl)-1,3-propanediol, .alpha.-hydro-.omega.-hydroxypoly(oxy-1,2-ethanediyl) and 1,2-propanediol | 473843 | 68463
Cyclohexanemethanamine, 5-amino-1,3,3-trimethyl-, polymer with aziridine and 2,2'-[(1-methylethylidene)bis(4,1-phenyleneoxymethylene)]bis[oxirane] | 473835 | 68464
1,3-Benzenedicarboxylic acid, polymer with hexanedioic acid, 1,2-propanediol and 2,2,4-trimethyl-1,3-pentanediol | 473827 | 68465
1,3-Benzenedicarboxylic acid, polymer with 1,3-dihydro-1,3-dioxo-5-isobenzofurancarboxylic acid, 2,2-dimethyl-1,3-propanediol, hexanedioic acid and 2-(hydroxymethyl)-2-methyl-1,3-propanediol | 473819 | 68466
Carbonic acid, ethyl 4-[[2-nitro-4-[(1-oxooctadecyl)amino]phenyl]amino]phenyl ester | 473801 | 68467
1,3-Isobenzofurandione, polymer with ethenylbenzene, 2-(hydroxyethyl)-2-methyl-1,3-propanediol and 2,2'-oxybis[ethanol], benzoate | 506394 | 68468
1,3-Isobenzofurandione, polymer with 2,2-bis(hydroxymethyl)-1,3-propanediol, 1,2-ethanediol and ethenylbenzene, nonanoate | 506386 | 68469
Ethanol, 2-(dimethylamino)-, compd. with (chloromethyl)ethenylbenzene polymer with diethenylbenzene | 506089 | 68470
Poly(oxy-1,2-ethanediyl), .alpha.-eicosyl-.omega.-hydroxy-, phosphate | 506014 | 68471
9-Octadecenoic acid, 12-hydroxy-, (9Z,12R)-, ester with 2-ethyl-2-(hydroxymethyl)-1,3-propanediol | 506006 | 68472
Barium bismuth lead niobium titanium oxide | 505990 | 68473
Agarose, cyclic carbonimidate | 505982 | 68474
Phenol, 4,4'-(1-methylethylidene)bis-, polymer with 2-(chloromethyl)oxirane, (2Z)-2-butenedioate | 505974 | 68475
Formaldehyde, polymer with phenol, borate | 505966 | 68476
1-Octadecanol, phosphate, potassium salt | 505958 | 68477
Propanoic acid, 3-hydroxy-2,2-dimethyl-, 3-hydroxy-2,2-dimethylpropyl ester, polymer with 2,5-furandione, 2-ethylhexyl ester | 505941 | 68478
Nonanedioic acid, homopolymer, 2-ethylhexyl ester | 505933 | 68479
1,3-Benzenedicarboxylic acid, polymer with 1,3-dihydro-1,3-dioxo-5-isobenzofurancarboxylic acid and 2-ethyl-2-(hydroxymethyl)-1,3-propanediol, nonanoate | 505925 | 68480
2-Oxiranemethanol, homopolymer, sulfate, ammonium salt | 505909 | 68481
1,3-Isobenzofurandione, polymer with 2,2-bis(hydroxymethyl)-1,3-propanediol and ethenylbenzene, (9Z,12Z)-9,12-octadecadienoate | 505891 | 68482
Hexanedioic acid, polymer with 1,6-diisocyanatohexane trimer and oxybis[propanol] | 505883 | 68483
Zinc, (piperidine)bis(1-piperidinecarbodithioato-.kappa.S1,.kappa.S'1)- | 505875 | 68484
Carbamic acid, N-[(5-isocyanato-1,3,3-trimethylcyclohexyl)methyl]-, C,C'-(oxydi-2,1-ethanediyl) ester | 505867 | 68485
Carbamic acid, N-[(5-isocyanato-1,3,3-trimethylcyclohexyl)methyl]-, C,C'-[2-ethyl-2-[[[[[(5-isocyanato-1,3,3-trimethylcyclohexyl)methyl]amino]carbonyl]oxy]methyl]-1,3-propanediyl] ester | 505842 | 68486
Propanenitrile, 3-[(6-amino-3,3,5-trimethylhexyl)amino]- | 505826 | 68487
Propanenitrile, 3-[(6-amino-3,5,5-trimethylhexyl)amino]- | 505818 | 68488
1-Penten-3-ol, 1-bicyclo[2.2.1]hept-5-en-2-yl-2-methyl- | 505792 | 68489
2-Propenoic acid, 2-methyl-, telomer with tert-dodecanethiol, ethenylbenzene, 2-ethylhexyl 2-methyl-2-propenoate, 2-hydroxyethyl 2-propenoate and 2-methylpropyl 2-methyl-2-propenoate | 505776 | 68490
1,4-Benzenedicarboxylic acid, 1,4-dimethyl ester, polymer with 1,3-diisocyanatomethylbenzene, methylphenol and 1,3,5-tris(2-hydroxyethyl)-1,3,5-triazine-2,4,6(1H,3H,5H)-trione | 505768 | 68491
1,4-Benzenedicarboxylic acid, polymer with 1,3-diisocyanatomethylbenzene, methylphenol and 1,3,5-tris(2-hydroxyethyl)-1,3,5-triazine-2,4,6(1H,3H,5H)-trione | 505750 | 68492
1,4-Benzenedicarboxylic acid, polymer with 1,3-diisocyanatomethylbenzene, 1,2-ethanediol and methylphenol | 505743 | 68493
1,4-Benzenedicarboxylic acid, 1,4-dimethyl ester, polymer with 1,3-diisocyanatomethylbenzene, 1,2-ethanediol and methylphenol | 505735 | 68494
Benzenesulfonic acid, 2,2'-(1,2-ethenediyl)bis[5-[[4-[(2-hydroxyethyl)methylamino]-6-[(4-sulfophenyl)amino]-1,3,5-triazin-2-yl]amino]-, sodium salt, compd. with 2,2'-iminobis[ethanol] (1:2:2) | 505727 | 68495
Sulfuric acid, diethyl ester, compd. with 1-(2-hydroxyethyl)-3-octadecyl-2-imidazolidinone (1:1) | 505719 | 68496
2-Oxepanone, polymer with 5-amino-1,3,3-trimethylcyclohexanemethanamine, .alpha.-hydro-.omega.-hydroxypoly(oxy-1,2-ethanediyl), 5-isocyanato-1-(isocyanatomethyl)-1,3,3-trimethylcyclohexane and .alpha.,.alpha.'-[(1-methylethylidene)di-4,1-phenylene]bis[.omega.-hydroxypoly[oxy(methyl-1,2-ethanediyl)]] | 505701 | 68497
Copper(2+), [2,2',2'',2'''-[1,2-ethanediyldi(nitrilo-.kappa.N)]tetrakis[2-propanol-.kappa.O]]-, (OC-6-21)-, sulfate (1:1) | 505693 | 68498
Copper(1+), (thioureato-.kappa.S)-, bis(cyano-.kappa.C)aurate(1-) (1:1) | 505685 | 68499
2H-Pyrano[3,2-g]quinolin-2-one, 9-ethyl-6,7,8,9-tetrahydro-4-(trifluoromethyl)- | 505677 | 68500
Hexanedioic acid, polymer with 5-amino-1,3,3-trimethylcyclohexanemethanamine, 11-aminoundecanoic acid, azacyclotridecan-2-one and 2,2,4(or 2,4,4)-trimethyl-1,6-hexanediamine | 505669 | 68501
Phenol, thiobis[(tetrapropenyl)-, magnesium salt (1:?) | 505651 | 68502
2-Butenedioic acid, 1,1'-(1,1,3,3-tetrabutyl-1,3-distannoxanediyl) 4,4'-diisooctyl ester | 505644 | 68503
2-Butenedioic acid (2Z)-, 1,4-bis(2-ethylhexyl) ester, polymer with ethenyl acetate, ethyl 2-propenoate and 2-hydroxypropyl 2-propenoate | 505636 | 68504
Poly(oxy-1,2-ethanediyl), .alpha.-acetyl-.omega.-(isononylsulfophenoxy)-, sodium salt (1:1) | 505628 | 68505
2-Propenoic acid, 2-methyl-, polymer with ethenylbenzene and .alpha.-[(ethenylphenyl)methyl]-.omega.-(nonylphenoxy)poly(oxy-1,2-ethanediyl) | 505610 | 68506
3,5-Undecadien-2-one | 505602 | 68507
Nonacyclo[43.3.1.13,7.19,13.115,19.121,25.127,31.133,37.139,43]hexapentaconta-1(49),3,5,7(56),9,11,13(55),15,17,19(54),21,23,25(53),27,29,31(52),33,35,37(51),39,41,43(50),45,47-tetracosaene-49,50,51,52,53,54,55,56-octol, 5,11,17,23,29,35,41,47-octakis(1,1-dimethylethyl)- | 505594 | 68508
1,4-Benzenedisulfonic acid, 2,2'-[1,2-ethenediylbis[(3-sulfo-4,1-phenylene)imino[6-[bis(2-hydroxyethyl)amino]-1,3,5-triazine-4,2-diyl]imino]]bis-, sodium salt (1:6) | 505586 | 68509
2-Butenedioic acid (2Z)-, 1-butyl 4-(2-propen-1-yl) ester | 505578 | 68510
Cuprate(2-), [C,C-bis[[[4-[[bis(3-amino-3-oxopropyl)amino]sulfonyl]phenyl]amino]sulfonyl]-29H,31H-phthalocyanine-C,C-disulfonato(4-)-.kappa.N29,.kappa.N30,.kappa.N31,.kappa.N32]-, sodium (1:2) | 505560 | 68511
Cuprate(2-), [C-[[[3-[(4-amino-6-chloro-1,3,5-triazin-2-yl)amino]-4-sulfophenyl]amino]sulfonyl]-C-(aminosulfonyl)-29H,31H-phthalocyanine-C-sulfonato(4-)-.kappa.N29,.kappa.N30,.kappa.N31,.kappa.N32]-, sodium (1:2) | 505552 | 68512
Aluminate(1-), .mu.-chlorohexachlorodi-, hydrogen, compd. with (1-methylethyl)benzene (1:1:2) | 505545 | 68513
Chromate(1-), [2-[2-[4,5-dihydro-3-methyl-1-(2-methyl-4-sulfophenyl)-5-(oxo-.kappa.O)-1H-pyrazol-4-yl]diazenyl-.kappa.N1]-4-sulfobenzoato(4-)-.kappa.O]-, hydrogen (1:1) | 505537 | 68514
Cobaltate(1-), bis[2-[2-[2-(amino-.kappa.N)-1-naphthalenyl]diazenyl-.kappa.N1]-5-nitrophenolato(2-)-.kappa.O]-, sodium (1:1) | 505529 | 68515
Cadmate(1-), [4-[2-[5-chloro-4-methyl-2-(sulfo-.kappa.O)phenyl]diazenyl-.kappa.N1]-3-(hydroxy-.kappa.O)-2-naphthalenecarboxylato(3-)]-, hydrogen (1:1) | 505511 | 68516
Cobaltate(1-), [N-[8-[2-[5-(aminosulfonyl)-2-(hydroxy-.kappa.O)phenyl]diazenyl-.kappa.N1]-7-(hydroxy-.kappa.O)-1-naphthalenyl]acetamidato(2-)][3-[2-[4,5-dihydro-3-methyl-5-(oxo-.kappa.O)-1-phenyl-1H-pyrazol-4-yl]diazenyl-.kappa.N2]-4-(hydroxy-.kappa.O)benzenesulfonamidato(2-)]-, sodium (1:1) | 505503 | 68517
Cobaltate(1-), bis[N-[8-[2-[5-(aminosulfonyl)-2-(hydroxy-.kappa.O)phenyl]diazenyl-.kappa.N1]-7-(hydroxy-.kappa.O)-1-naphthalenyl]acetamidato(2-)]-, sodium (1:1) | 505495 | 68518
Chromate(1-), [3-[2-[4,5-dihydro-3-methyl-5-(oxo-.kappa.O)-1-phenyl-1H-pyrazol-4-yl]diazenyl-.kappa.N1]-4-(hydroxy-.kappa.O)-N-methylbenzenesulfonamidato(2-)][N-[7-(hydroxy-.kappa.O)-8-[2-[2-(hydroxy-.kappa.O)-5-[(methylamino)sulfonyl]phenyl]diazenyl-.kappa.N1]-1-naphthalenyl]acetamidato(2-)]-, hydrogen, compd. with 2-propanamine (1:1:1) | 505487 | 68519
Chromate(1-), bis[3-[2-[4,5-dihydro-3-methyl-5-(oxo-.kappa.O)-1-phenyl-1H-pyrazol-4-yl]diazenyl-.kappa.N1]-4-(hydroxy-.kappa.O)-N-methylbenzenesulfonamidato(2-)]-, sodium (1:1) | 505479 | 68520
Cuprate(4-), [2-[2-[4-[2-[2-(hydroxy-.kappa.O)-6-hydroxy-3-[2-[2-(hydroxy-.kappa.O)-5-sulfophenyl]diazenyl-.kappa.N2]phenyl]diazenyl]-2-sulfophenyl]ethenyl]-5-[2-[4-[2-(4-sulfophenyl)diazenyl]phenyl]diazenyl]benzenesulfonato(6-)]-, sodium (1:4) | 505453 | 68521
Cuprate(3-), [5-[(4-amino-6-chloro-1,3,5-triazin-2-yl)amino]-4-(hydroxy-.kappa.O)-3-[2-[2-(hydroxy-.kappa.O)-5-sulfophenyl]diazenyl-.kappa.N1]-2,7-naphthalenedisulfonato(5-)]-, sodium (1:3) | 505446 | 68522
Chromate(1-), [3-[2-(4,5-dihydro-3-methyl-5-oxo-1-phenyl-1H-pyrazol-4-yl)diazenyl]-4-hydroxy-N-methylbenzenesulfonamidato(2-)][N-[7-hydroxy-8-[2-[2-hydroxy-5-[(methylamino)sulfonyl]phenyl]diazenyl]-1-naphthalenyl]acetamidato(2-)]-, sodium (1:1) | 505438 | 68523
Chromate(1-), bis[N-[7-hydroxy-8-[2-[2-hydroxy-5-[(methylamino)sulfonyl]phenyl]diazenyl]-1-naphthalenyl]acetamidato(2-)]-, sodium (1:1) | 505420 | 68524
Bicyclo[2.2.2]oct-5-ene-2-carboxylic acid, 1(or 4)-methyl-4(or 1)-(1-methylethyl)-, methyl ester | 505412 | 68525
7-Benzothiazolesulfonic acid, 2-[4-[2-[2-hydroxy-1-[[(4-sulfo-1-naphthalenyl)amino]carbonyl]propyl]diazenyl]sulfophenyl]-6-methyl-, sodium salt (1:3) | 505404 | 68526
1,3-Benzenediamine, ar-ethyl-ar-methyl- | 505396 | 68527
Benzenesulfonic acid, 2(or 5)-[(1-amino-9,10-dihydro-4-hydroxy-9,10-dioxo-2-anthracenyl)oxy]-5(or 2)-(1,1-dimethylpropyl)-, sodium salt (1:1) | 505388 | 68528
Phenol, bis(1,1-dimethylpropyl)-, 1,1'-(hydrogen phosphate) | 505362 | 68529
Benzeneethanol, ar-nitro-, 1-acetate | 505347 | 68530
Undecanoic acid, phenyl-, phenylmethyl ester | 505321 | 68531
Octadecanoic acid, phenyl-, 1,1'-[oxybis(methyl-2,1-ethanediyl)] ester | 505313 | 68532
Phenol, nonyl-, compd. with N1,N2-bis(2-aminoethyl)-1,2-ethanediamine (1:?) | 505305 | 68533
Ethanol, 2,2',2''-nitrilotris-, compd. with .alpha.-phenyl-.omega.-hydroxypoly(oxy-1,2-ethanediyl) phosphate (1:1) | 505297 | 68534
2-Propenoic acid, 2-methyl-, methyl ester, polymer with butyl 2-propenoate, ethyl 2-propenoate, N-(hydroxymethyl)-2-propenamide and 2-propenenitrile | 505289 | 68535
1,3-Butanediol, polymer with 1,3-diisocyanatomethylbenzene, .alpha.-hydro-.omega.-hydroxypoly[oxy(methyl-1,2-ethanediyl)] and .alpha.-hydro-.omega.-hydroxypoly[oxy(methyl-1,2-ethanediyl)] ether with 2-ethyl-2-(hydroxymethyl)-1,3-propanediol (3:1) | 505271 | 68536
Ethanol, 2,2'-[[2,2-dimethyl-1-(1-methylethyl)-1,3-propanediyl]bis(oxy)]bis- | 505263 | 68537
2-Propenoic acid, 2-methyl-, polymer with 1-aziridineethanol, butyl 2-propenoate, 1,3-diisocyanatomethylbenzene, .alpha.-hydro-.omega.-hydroxypoly[oxy(methyl-1,2-ethanediyl)], .alpha.,.alpha.',.alpha.''-1,2,3-propanetriyltris[.omega.-hydroxypoly[oxy(methyl-1,2-ethanediyl)]] and 2-propenenitrile, ammonium salt | 505255 | 68538
2-Oxepanone, polymer with 5-amino-1,3,3-trimethylcyclohexanemethanamine, 1,3-diisocyanatomethylbenzene and .alpha.-hydro-.omega.-hydroxypoly(oxy-1,2-ethanediyl) | 505248 | 68539
Hexanedioic acid, polymer with 1,3-isobenzofurandione, 2-oxiranylmethyl neodecanoate and 1,2-propanediol | 505230 | 68540
2-Propenoic acid, 2-methyl-, butyl ester, polymer with ethenylbenzene, 2-ethylhexyl 2-propenoate, methyl 2-methyl-2-propenoate, 1,2-propanediol mono-2-propenoate and 2-propenoic acid | 505222 | 68541
Hexanedioic acid, polymer with 4-amino-.alpha.,.alpha.,4-trimethylcyclohexanemethanamine, 1,3-diisocyanatomethylbenzene and 1,2-ethanediol | 505214 | 68542
1,3-Benzenedicarboxylic acid, polymer with 1,6-hexanediol, 1,1'-methylenebis[4-isocyanatocyclohexane] and nonanedioic acid | 505206 | 68543
Hexanedioic acid, polymer with 2-ethyl-2-(hydroxymethyl)-1,3-propanediol, 1,6-hexanediol, 1,3-isobenzofurandione and 5-isocyanato-1-(isocyanatomethyl)-1,3,3-trimethylcyclohexane | 505198 | 68544
Urea, polymer with oxirane | 505172 | 68545
1,2-Benzenedicarboxylic acid, polymer with 1,4-benzenedicarboxylic acid and 1,4-butanediol | 505164 | 68546
Isocyanic acid, polymethylenepolyphenylene ester, polymer with 1,3-diisocyanatomethylbenzene, .alpha.-hydro-.omega.-hydroxypoly(oxy-1,2-ethanediyl), .alpha.-hydro-.omega.-hydroxypoly[oxy(methyl-1,2-ethanediyl)] and 4,4'-(1-methylethylidene)bis[phenol] | 505156 | 68547
Ethanol, 2,2',2''-nitrilotris-, compd. with .alpha.-phosphono-.omega.-(octyloxy)poly(oxy-1,2-ethanediyl) (1:1) | 505149 | 68548
Ethanol, 2,2',2''-nitrilotris-, compd. with .alpha.-phosphono-.omega.-(decyloxy)poly(oxy-1,2-ethanediyl) (1:1) | 505131 | 68549
Ethanol, 2,2'-iminobis-, compd. with .alpha.-(4-nonylphenyl)-.omega.-hydroxypoly(oxy-1,2-ethanediyl) phosphate | 505123 | 68550
Benzenesulfonic acid, 2,2'-(1,2-ethenediyl)bis[5-[2-(4-hydroxyphenyl)diazenyl]-, sodium salt (1:?) | 505115 | 68551
1,3-Naphthalenedisulfonic acid, 7-[2-(4-amino-2-methylphenyl)diazenyl]-, sodium salt (1:?) | 505107 | 68552
1,3-Naphthalenedisulfonic acid, 7,7'-[carbonylbis[imino(2-methyl-4,1-phenylene)-2,1-diazenediyl]]bis-, sodium salt (1:?) | 505099 | 68553
2,7-Naphthalenedisulfonic acid, 3,3'-[(3,3'-dimethoxy[1,1'-biphenyl]-4,4'-diyl)bis(2,1-diazenediyl)]bis[5-amino-4-hydroxy-, sodium salt (1:?) | 505081 | 68554
1,5-Naphthalenedisulfonic acid, 3,3'-[carbonylbis[imino(5-methoxy-2-methyl-4,1-phenylene)-2,1-diazenediyl]]bis-, compd. with 2,2'-iminobis[ethanol] (1:?) | 505073 | 68555
Benzenesulfonic acid, 2,2'-(1,2-ethenediyl)bis[5-[2-(4-hydroxyphenyl)diazenyl]-, sodium salt, compd. with 2-aminoethanol (1:?:?) | 505065 | 68556
1-Naphthalenesulfonic acid, 2-[2-[1-(2,5-dichloro-4-sulfophenyl)-4,5-dihydro-3-methyl-5-oxo-1H-pyrazol-4-yl]diazenyl]-, sodium salt (1:?) | 505040 | 68557
1,5-Naphthalenedisulfonic acid, 3,3'-[carbonylbis[imino(5-methoxy-2-methyl-4,1-phenylene)-2,1-diazenediyl]]bis-, sodium salt, compd. with 2,2'-iminobis[ethanol] (1:?:?) | 505032 | 68558
D-Fructose, 1,6-bis(dihydrogen phosphate), compd. with cyclohexanamine (1:3) | 505008 | 68559
2-Propenoic acid, 2-methyl-, methyl ester, polymer with ethenylbenzene, 2-methyloxirane polymer with oxirane ether with 1,2,3-propanetriol (3:1), and polymethylenepolyphenylene isocyanate | 504985 | 68560
1H-Imidazole-1-ethanol, 4,5-dihydro-2-isoheptadecyl- | 504977 | 68561
2-Propenamide, N-[3-hydroxy-2,2-bis(hydroxymethyl)-1,1-dimethylbutyl]- | 504944 | 68562
1H,3H,5H-Oxazolo[3,4-c]oxazole, 7a-ethyldihydro-, sulfate (1:1) | 504936 | 68563
1,2-Benzenedicarboxylic acid, 3-chloro-, sodium salt (1:1) | 504910 | 68564
Octadecanoic acid, 9(or 10)-(sulfooxy)-, sodium salt (1:1) | 504894 | 68565
Ferrate(2-), tetracarbonyl-, (T-4)-, sodium, compd. with 1,4-dioxane (1:2:1) | 504886 | 68566
Phosphoric acid, dioctyl ester, compd. with 2,2'-(dodecylimino)bis[ethanol] (1:1) | 504860 | 68567
1-Propanesulfonic acid, 2-hydroxy-3-[(6-methylheptyl)oxy]-, sodium salt (1:1) | 504852 | 68568
Benzo[a]phenazinium, 9-[(4-aminophenyl)amino]-7-phenyl-5-(phenylamino)-4,10-disulfo-, inner salt, sodium salt (1:1) | 504845 | 68569
Benzenesulfonamide, 4-chloro-N-(3-methoxypropyl)-3-nitro- | 504837 | 68570
Benzene, 1,3,5-triethoxy-2,4,6-trinitro- | 504811 | 68571
Benzene, 1,3,5-trinitro-2,4,6-tripropoxy- | 504803 | 68572
Benzene, 1,3,5-tris(1,1-dimethylethoxy)-2,4,6-trinitro- | 504795 | 68573
Benzene, 1,3,5-tributoxy-2,4,6-trinitro- | 504787 | 68574
2-Naphthalenesulfonic acid, 3-[2-(2,4-dimethylphenyl)diazenyl]-4-hydroxy-7-[[5-hydroxy-6-[2-(2-methoxyphenyl)diazenyl]-7-sulfo-2-naphthalenyl]amino]-, sodium salt (1:2) | 504779 | 68575
Benzenesulfonic acid, 3,3'-[[[4-(diethylamino)phenyl]methylene]bis[(3-methyl-4,1-phenylene)(ethylimino)methylene]]bis- | 504761 | 68576
2-Naphthalenesulfonic acid, 7,7'-iminobis[4-hydroxy-3-[2-(2-methoxyphenyl)diazenyl]-, sodium salt (1:2) | 504753 | 68577
9,10-Anthracenedione, 1-(butylamino)-4-(cyclohexylamino)- | 504746 | 68578
2-Naphthalenecarboxylic acid, 3-hydroxy-4-[2-(2-methyl-5-nitrophenyl)diazenyl]- | 504738 | 68579
1,3,6,8-Tetrazecine-2,7-dione, octahydro-1,3-bis(2-hydroxyethyl)-6,8-bis(1-oxooctadecyl)- | 504720 | 68580
Benzenesulfonic acid, 4-chloro-3-[2-[4-[2-(4-methoxyphenyl)diazenyl]phenyl]diazenyl]-, sodium salt (1:1) | 504712 | 68581
Benzenesulfonic acid, 4-chloro-3-[2-[4-[2-(4-hydroxyphenyl)diazenyl]phenyl]diazenyl]-, sodium salt (1:2) | 504704 | 68582
2-Furanaminium, tetrahydro-N,N-dimethyl-N-(2-oxiranylmethyl)-, chloride (1:1) | 504688 | 68583
3-Pentanol, 1-(2-hydroxyethoxy)-2,2,4-trimethyl- | 504670 | 68584
Oxirane, 2,2',2''-[1,2,6-hexanetriyltris(oxymethylene)]tris- | 504654 | 68585
Urea, N-(1-phenylethyl)-N'-[3-(triethoxysilyl)propyl]- | 504639 | 68586
1-Decanaminium, N-decyl-N-methyl-N-[3-(trimethoxysilyl)propyl]-, chloride (1:1) | 504621 | 68587
Ethanesulfonic acid, 2-[[[2,5-dichloro-4-[2-(2-methyl-1H-indol-3-yl)diazenyl]phenyl]sulfonyl]amino]-, sodium salt (1:1) | 504613 | 68588
1-Naphthalenesulfonic acid, 4-[2-[2,6-dihydroxy-3-[2-(7-sulfo-1-naphthalenyl)diazenyl]phenyl]diazenyl]-, sodium salt (1:2) | 504605 | 68589
2-Naphthalenesulfonic acid, 7-[(5-chloro-2,6-difluoro-4-pyrimidinyl)amino]-4-hydroxy-3-[2-(4-methoxy-2-sulfophenyl)diazenyl]-, sodium salt (1:2) | 504597 | 68590
Ethanesulfonic acid, 2-[[[2,5-dichloro-4-[2-[4-(diethylamino)-2-methylphenyl]diazenyl]phenyl]sulfonyl]amino]-, sodium salt (1:1) | 504589 | 68591
1,2,3-Propanetricarboxylic acid, 2-hydroxy-, sodium titanium(4+) salt (1:?:?) | 504571 | 68592
2-Naphthalenesulfonic acid, 3-[[5-hydroxy-2-[(4-hydroxyphenyl)sulfonyl]phenyl]methyl]-, sodium salt (1:1) | 504563 | 68593
Benzenesulfonic acid, 2-hydroxy-5-(1,1,3,3-tetramethylbutyl)- | 504548 | 68594
2-Naphthalenesulfonic acid, 3-[(6-sulfo-2-naphthalenyl)methyl]- | 504522 | 68595
Octadecanamide, N-[2-(2-heptadecyl-4,5-dihydro-1H-imidazol-1-yl)ethyl]-, acetate (1:1) | 504514 | 68596
4,8-Methanobenzo[1,2-d:4,5-d']bistriazole, 1,3a,4,4a,7,7a,8,8a-octahydro-1,7-bis(trimethylsilyl)- | 504506 | 68597
Aluminum, bis(2-butanolato)(triethyl orthosilicato-.kappa.O''')- | 504498 | 68598
Phosphoric acid, monoethyl ester, compd. with N,N-diethylethanamine (1:2) | 504480 | 68599
Benzenesulfonic acid, 2-[[4-[2-[3-methyl-4-[[(4-methylphenyl)sulfonyl]oxy]phenyl]diazenyl]phenyl]amino]-5-nitro-, potassium salt (1:1) | 504472 | 68600
Bisbenzimidazo[2,1-b:2',1'-i]benzo[lmn][3,8]phenanthroline-8,17-dione, potassium salt (1:2) | 504464 | 68601
9-Octadecenoic acid, 9-sulfo-, sodium salt (1:1) | 504456 | 68602
Benzenesulfonic acid, 4-chloro-3-[2-[4-[2-(4-ethoxyphenyl)diazenyl]phenyl]diazenyl]-, sodium salt (1:1) | 504449 | 68603
Benzenesulfonic acid, 3-[2-[4-[2-(2-ethoxy-5-methylphenyl)diazenyl]-1-naphthalenyl]diazenyl]-, sodium salt (1:1) | 504431 | 68604
Benzenesulfonic acid, 3-[2-[3-methoxy-4-[[[[2-methoxy-5-methyl-4-[2-(3-sulfophenyl)diazenyl]phenyl]amino]carbonyl]amino]phenyl]diazenyl]-, sodium salt (1:2) | 504423 | 68605
Benzenesulfonic acid, 3-[2-[4-[2-(4-hydroxyphenyl)diazenyl]-1-naphthalenyl]diazenyl]-, sodium salt (1:1) | 504415 | 68606
Phosphorous acid, P,P',P''-[(1-methyl-1-propanyl-3-ylidene)tris[2-(1,1-dimethylethyl)-5-methyl-4,1-phenylene]] P,P,P',P',P'',P''-hexatridecyl ester | 504407 | 68607
Chromate(1-), bis[3-[2-[4,5-dihydro-3-methyl-5-(oxo-.kappa.O)-1-phenyl-1H-pyrazol-4-yl]diazenyl-.kappa.N1]-4-(hydroxy-.kappa.O)-N-methylbenzenesulfonamidato(2-)]-, hydrogen, compd. with 2-propanamine (1:1:1) | 504399 | 68608
Ruthenium(1+), tetraamminedichloro-, hydroxide (1:1) | 504381 | 68609
Chromate(1-), bis[N-[7-(hydroxy-.kappa.O)-8-[2-[2-(hydroxy-.kappa.O)-5-[(methylamino)sulfonyl]phenyl]diazenyl-.kappa.N1]-1-naphthalenyl]acetamidato(2-)]-, hydrogen, compd. with 2-propanamine (1:1:1) | 504373 | 68610
Copper, dichloro(1,4-diazabicyclo[2.2.2]octane-.kappa.N1)- | 504365 | 68611
Cobalt(2+), bis(1,2-ethanediamine-.kappa.N1.kappa.N2)-, bis(cyano-.kappa.C)aurate(1-) (1:2) | 504357 | 68612
Nickel(2+), bis(1,2-ethanediamine-.kappa.N1,.kappa.N2)-, bis(cyano-.kappa.C)aurate(1-) (1:2) | 504340 | 68613
Nickelate(6-), [[[1,2-ethanediylbis[(nitrilo-.kappa.N)bis(methylene)]]tetrakis[phosphonato-.kappa.O]](8-)]-, sodium hydrogen (1:5:1), (OC-6-21)- | 504332 | 68614
Nickelate(6-), [[[1,2-ethanediylbis[(nitrilo-.kappa.N)bis(methylene)]]tetrakis[phosphonato-.kappa.O]](8-)]-, potassium hydrogen (1:5:1), (OC-6-21)- | 504324 | 68615
Nickelate(6-), [[[1,2-ethanediylbis[(nitrilo-.kappa.N)bis(methylene)]]tetrakis[phosphonato-.kappa.O]](8-)]-, ammonium hydrogen (1:5:1), (OC-6-21)- | 504316 | 68616
Platinate(2-), bis(nitrito-.kappa.N)bis[sulfato(2-)-.kappa.O]-, hydrogen (1:2) | 504308 | 68617
Platinum, dichlorobis(2,4-pentanedionato-.kappa.O2,.kappa.O4)- | 504290 | 68618
Formaldehyde, polymer with 4-(1,1-dimethylethyl)phenol, dinonylphenol and nonylphenol | 504282 | 68619
Formaldehyde, polymer with 4-(1,1-dimethylethyl)phenol, dinonylphenol, nonylphenol and oxirane | 504274 | 68620
Hexanedioic acid, polymer with 1,3-diisocyanatomethylbenzene, 1,2-ethanediol and 2-oxepanone | 504266 | 68621
1,3-Benzenedicarboxylic acid, polymer with 1,3-diisocyanatomethylbenzene, hexanedioic acid, 1,6-hexanediol, 2,2'-(methylimino)bis[ethanol] and 2,2',2''-nitrilotris[ethanol] | 504258 | 68622
Hexanedioic acid, polymer with butanediol and 1,1'-methylenebis[4-isocyanatocyclohexane] | 504241 | 68623
Hexanedioic acid, polymer with 5-amino-1,3,3-trimethylcyclohexanemethanamine, azacyclotridecan-2-one, hexahydro-2H-azepin-2-one and C,C,C-trimethyl-1,6-hexanediamine | 504233 | 68624
2-Propenoic acid, monoester with 1,2-propanediol, polymer with 2-(chloromethyl)oxirane, dihydro-2,5-furandione and 4,4'-(1-methylethylidene)bis[phenol] | 504225 | 68625
2-Propenoic acid, 2-methyl-, methyl ester, polymer with butyl 2-propenoate, 1,2-propanediol mono(2-methyl-2-propenoate) and 2-propenoic acid, compd. with 2-(dimethylamino)ethanol | 504217 | 68626
Neodecanoic acid, 2-oxiranylmethyl ester, polymer with 2-ethyl-2-(hydroxymethyl)-1,3-propanediol and 1,3-isobenzofurandione | 504209 | 68627
1,3-Isobenzofurandione, 4,5,6,7-tetrabromo-, polymer with .alpha.-hydro-.omega.-hydroxypoly[oxy(methyl-1,2-ethanediyl)] and 2,2'-[(1-methylethylidene)bis(4,1-phenyleneoxymethylene)]bis[oxirane] | 504191 | 68628
2-Propenoic acid, polymer with butyl 2-propenoate, 1,3-diisocyanatomethylbenzene, .alpha.-hydro-.omega.-hydroxypoly[oxy(methyl-1,2-ethanediyl)], .alpha.,.alpha.',.alpha.''-1,2,3-propanetriyltris[.omega.-hydroxypoly[oxy(methyl-1,2-ethanediyl)]] and 2-propenenitrile, ammonium salt | 504183 | 68629
1,3-Benzenedicarboxylic acid, 5-(3-sulfopropoxy)-, sodium salt (1:1), polymer with 1,3-benzenedicarboxylic acid, 1,4-benzenedicarboxylic acid, .alpha.-hydro-.omega.-hydroxypoly(oxy-1,2-ethanediyl) and 2,2'-oxybis[ethanol] | 504175 | 68630
2-Oxepanone, polymer with 5-amino-1,3,3-trimethylcyclohexanemethanamine, .alpha.-hydro-.omega.-hydroxypoly(oxy-1,2-ethanediyl), 4,4'-methylenebis[cyclohexanamine] and 1,1'-methylenebis[4-isocyanatocyclohexane] | 504167 | 68631
2,4-Imidazolidinedione, 1,3-bis(2-hydroxyethyl)-5,5-dimethyl-, polymer with 5-amino-1,3,3-trimethylcyclohexanemethanamine, .alpha.-hydro-.omega.-hydroxypoly(oxy-1,2-ethanediyl), 1,1'-methylenebis[4-isocyanatocyclohexane] and 2-oxepanone | 504159 | 68632
1,3-Propanediol, 2-ethyl-2-(hydroxymethyl)-, polymer with 1,3-diisocyanatomethylbenzene, .alpha.-hydro-.omega.-hydroxypoly[oxy(methyl-1,2-ethanediyl)] and 2,2'-oxybis[ethanol] | 504142 | 68633
Poly(oxy-1,2-ethanediyl), .alpha.-(2-carboxyethyl)-.omega.-(decyloxy)-, potassium salt (1:1) | 504134 | 68634
Poly(oxy-1,2-ethanediyl), .alpha.,.alpha.'-(thiodi-2,1-ethanediyl)bis[.omega.-butoxy- | 504126 | 68635
Poly(oxy-1,2-ethanediyl), .alpha.,.alpha.',.alpha.''-1,2,3-propanetriyltris[.omega.-[[(9Z)-1-oxo-9-octadecen-1-yl]oxy]- | 504118 | 68636
Poly(oxy-1,2-ethanediyl), .alpha.-[2-[bis(2-hydroxyethyl)amino]ethyl]-.omega.-[2-[bis(2-hydroxyethyl)amino]ethoxy]- | 504100 | 68637
Poly(oxy-1,2-ethanediyl), .alpha.-[2-(trimethylammonio)ethyl]-.omega.-[2-(trimethylammonio)ethoxy]-, chloride (1:2) | 504092 | 68638
Poly(oxy-1,2-ethanediyl), .alpha.-[2-[ethyl[(1,1,2,2,3,3,4,4,5,5,6,6,7,7,8,8,8-heptadecafluorooctyl)sulfonyl]amino]ethyl]-.omega.-methoxy- | 504084 | 68639
Poly(oxy-1,2-ethanediyl), .alpha.-[2-[ethyl[(1,1,2,2,3,3,4,4,5,5,6,6,7,7,7-pentadecafluoroheptyl)sulfonyl]amino]ethyl]-.omega.-methoxy- | 504076 | 68640
Poly(oxy-1,2-ethanediyl), .alpha.-hydro-.omega.-hydroxy-, ether with 1,2,3-propanetriol mono[(9Z,12R)-12-hydroxy-9-octadecenoate] (2:1) | 504068 | 68641
Poly(oxy-1,2-ethanediyl), .alpha.-hydro-.omega.-hydroxy-, ether with 1,2,3-propanetriol mono(16-methylheptadecanoate) (2:1) | 504050 | 68642
Poly(oxy-1,2-ethanediyl), .alpha.-(carboxymethyl)-.omega.-(diisononylphenoxy)-, sodium salt (1:1) | 504043 | 68643
Poly(oxy-1,2-ethanediyl), .alpha.-(1-oxoisooctadecyl)-.omega.-[(1-oxoisooctadecyl)oxy]- | 504035 | 68644
1-Propanesulfonic acid, 2-hydroxy-2-[1-[(isooctyloxy)methyl]-2-sulfoethoxy]-, sodium salt (1:2) | 504027 | 68645
Isooctadecanoic acid, 1,1'-(1-methyl-1,2-ethanediyl) ester | 504019 | 68646
Benzene, 1-isooctyl-4-(4-nitrophenoxy)- | 504001 | 68647
Neodecanoic acid, iron(3+) salt (3:1) | 503995 | 68648
1-Piperidinebutanoic acid, .beta.-dodecen-1-yl-.gamma.-oxo- | 503987 | 68649
Octadecanoic acid, diamide with 3-[[2-[(2-aminoethyl)amino]ethyl]amino]propanenitrile | 503979 | 68650
Isooctadecanoic acid, diester with 1,2,3-propanetriol | 503961 | 68651
Nonanedioic acid, polymer with aminoundecanoic acid, azacyclotridecan-2-one, hexahydro-2H-azepin-2-one and 1,6-hexanediamine | 503953 | 68652
9,12-Octadecadienoic acid (9Z,12Z)-, polymer with ethenylmethylbenzene, 1,3-isobenzofurandione and 1,2,3-propanetriol | 503946 | 68653
2-Propenoic acid, 2-methyl-, polymer with butyl 2-propenoate, (chloromethyl)ethenylbenzene, ethyl 2-propenoate and 2-methoxyethyl 2-propenoate | 503938 | 68654
Formaldehyde, polymer with 2-(chloromethyl)oxirane, 4-(1,1-dimethylethyl)phenol, 4-(1,1-dimethylpropyl)phenol, 2-ethyloxirane, 4,4'-(1-methylethylidene)bis[phenol], 2-methyloxirane and oxirane | 503920 | 68655
1,3-Benzenedicarboxylic acid, polymer with 1,2-ethanediol, 2,5-furandione, 2,2'-oxybis[ethanol] and 1,2-propanediol | 503912 | 68656
Formaldehyde, polymer with N1-(2-aminoethyl)-1,2-ethanediamine, 4-(1,1-dimethylpropyl)phenol and 2-methyloxirane | 503904 | 68657
Pyridinium, 3-ethenyl-1-methyl-, chloride (1:1), polymer with 5-ethenyl-2-methylpyridine | 503896 | 68658
1,2-Ethanediamine, N1-(2-aminoethyl)-N2-[2-[(2-aminoethyl)amino]ethyl]-, polymer with 2-methyloxirane | 503888 | 68659
Formaldehyde, polymer with 4-(1,1-dimethylethyl)phenol, oxirane and 2-tetradecyloxirane | 503870 | 68660
Formaldehyde, polymer with 4-(1,1-dimethylethyl)phenol and 2-tetradecyloxirane | 503862 | 68661
2-Propenoic acid, 2-methyl-, methyl ester, polymer with 2-ethylhexyl 2-propenoate, 2-mercaptoethanol and N,N',2-tris(6-isocyanatohexyl)imidodicarbonic diamide | 503854 | 68662
1,6-Hexanediamine, N1-(6-aminohexyl)-N2-[6-[(6-aminohexyl)amino]hexyl]-, polymer with N1-(6-aminohexyl)-1,6-hexanediamine, N1,N2-bis(6-aminohexyl)-1,6-hexanediamine and 2-(chloromethyl)oxirane | 503847 | 68663
2-Oxepanone, polymer with 2-ethyl-2-(hydroxymethyl)-1,3-propanediol, 5-isocyanato-1-(isocyanatomethyl)-1,3,3-trimethylcyclohexane and 2,2'-oxybis[ethanol] | 503839 | 68664
2,5-Furandione, polymer with 1,1'-oxybis[2-propanol] and 1,2-propanediol | 503821 | 68665
2-Propenoic acid, polymer with 2-hydroxyethyl 2-propenoate, 4-hydroxy-N-(2-hydroxyethyl)-N-methylbutanamide, 1,1'-methylenebis[4-isocyanatocyclohexane], 2-oxepanone and 2,2'-oxybis[ethanol] | 503813 | 68666
Hexanedioic acid, polymer with 5-amino-1,3,3-trimethylcyclohexanemethanamine, 1,4-butanediol, 2,2-dimethyl-1,3-propanediol, 1,2-ethanediamine, 1,6-hexanediol and 1,1'-methylenebis[4-isocyanatobenzene] | 503805 | 68667
Isocyanic acid, polymethylenepolyphenylene ester, polymer with 2-methyloxirane polymer with oxirane monobutyl ether | 503797 | 68668
Hexanedioic acid, polymer with 2-ethyl-2-(hydroxymethyl)-1,3-propanediol, 1,6-hexanediol and 1,3-isobenzofurandione | 503789 | 68669
2-Propenoic acid, 2-methyl-, methyl ester, polymer with bis(2-chloroethyl) P-ethenylphosphonate and 1,1-dichloroethene | 503771 | 68670
Hexanedioic acid, polymer with 5-amino-1,3,3-trimethylcyclohexanemethanamine, 1,3-diisocyanatomethylbenzene, 2,2-dimethyl-1,3-propanediol and 1,6-hexanediol | 503763 | 68671
Hexanedioic acid, polymer with 2,2-dimethyl-1,3-propanediol, 1,2-ethanediol, 1,6-hexanediol and 1,1'-methylenebis[4-isocyanatocyclohexane] | 503755 | 68672
2-Propenoic acid, polymer with butyl 2-propenoate, ethenyl acetate, 2-ethylhexyl 2-propenoate and N-(hydroxymethyl)-2-propenamide | 503748 | 68673
Hexanedioic acid, polymer with 5-amino-1,3,3-trimethylcyclohexanemethanamine, 2,2-dimethyl-1,3-propanediol, 1,2-ethanediol, 1,6-hexanediol and 1,1'-methylenebis[4-isocyanatocyclohexane] | 503730 | 68674
1,2-Ethanediol, polymer with 2-ethyl-1-hexanol and phosphorus oxide (P2O5) | 503722 | 68675
Phenol, 4-(1,1-dimethylethyl)-, polymer with 2-(chloromethyl)oxirane | 503714 | 68676
Phenol, 2,4-dibromo-, polymer with 2-(chloromethyl)oxirane | 503706 | 68677
2-Propenoic acid, 2-methyl-, butyl ester, polymer with dodecyl 2-methyl-2-propenoate, ethenylbenzene, methyl 2-methyl-2-propenoate and 2-propenoic acid | 503698 | 68678
1,2-Benzenedicarboxylic acid, polymer with 2-ethyl-2-(hydroxymethyl)-1,3-propanediol, 1,6-hexanediol, 1,1'-methylenebis[4-isocyanatocyclohexane] and 2-oxepanone | 503680 | 68679
2-Oxepanone, polymer with 4,4'-diisocyanato-3,3'-dimethyl-1,1'-biphenyl, 2-ethyl-2-(hydroxymethyl)-1,3-propanediol, 4,4'-(methanetetrayldinitrilo)bis[3,5-bis(1-methylethyl)phenol], 1,1'-methylenebis[4-isocyanatobenzene] and 2,2'-[1,4-phenylenebis(oxy)]bis[ethanol] | 503672 | 68680
2-Propenoic acid, ethyl ester, polymer with N-(1,1-dimethylethyl)-2-propenamide and potassium 2-propenoate (1:1) | 503664 | 68681
Butanedioic acid, 2-methylene-, polymer with butyl 2-propenoate, 2-hydroxyethyl 2-methyl-2-propenoate, N-(hydroxymethyl)-2-methyl-2-propenamide and 2-methyl-2-propenamide | 503656 | 68682
2-Propenoic acid, 2-methyl-, polymer with butyl 2-propenoate, 3-mercaptopropanoic acid and methyl 2-methyl-2-propenoate | 503649 | 68683
2-Propenoic acid, 2-methyl-, polymer with ethyl 2-propenoate, 3-mercaptopropanoic acid and methyl 2-methyl-2-propenoate | 503631 | 68684
1,4-Benzenedicarboxylic acid, 1,4-dimethyl ester, polymer with 1,1'-(dimethoxysilylene)bis[benzene], 1,2-ethanediol, 2-(hydroxymethyl)-2-methyl-1,3-propanediol and (9Z,12Z,15Z)-9,12,15-octadecatrienoic acid | 503623 | 68685
2-Propenoic acid, 2-hydroxyethyl ester, polymer with 2-(chloromethyl)oxirane, 1,3-isobenzofurandione and 4,4'-(1-methylethylidene)bis[phenol] | 503615 | 68686
9-Octadecenoic acid (9Z)-, polymer with N-cyanoguanidine and 1,3,5,7-tetraazatricyclo[3.3.1.13,7]decane | 503607 | 68687
Hexanedioic acid, polymer with 1,3-diisocyanatomethylbenzene, 2,2'-[1,2-ethanediylbis(oxy)]bis[ethanol], 2-ethyl-2-(hydroxymethyl)-1,3-propanediol, 2,5-furandione, .alpha.-hydro-.omega.-hydroxypoly(oxy-1,2-ethanediyl), 1,3-isobenzofurandione and 2,2'-oxybis[ethanol] | 503599 | 68688
Nonanedioic acid, polymer with 2,2-dimethyl-1,3-propanediol, 3-hydroxy-2-(hydroxymethyl)-2-methylpropanoic acid, 2-(hydroxymethyl)-2-methyl-1,3-propanediol and 1,3-isobenzofurandione, 2-(dimethylamino)ethyl ester | 503581 | 68689
2-Oxepanone, polymer with 1,6-hexanediol and 1,1'-methylenebis[4-isocyanatocyclohexane] | 503573 | 68690
Isocyanic acid, polymethylenepolyphenylene ester, polymer with 2-ethyl-2-(hydroxymethyl)-1,3-propanediol and 2-oxepanone | 503565 | 68691
2-Oxepanone, polymer with 1,4-butanediol, 2,3-dibromo-2-butene-1,4-diol, 4,4'-diisocyanato-3,3'-dimethyl-1,1'-biphenyl, 2-ethyl-2-(hydroxymethyl)-1,3-propanediol and 4,4'-(methanetetrayldinitrilo)bis[3,5-bis(1-methylethyl)phenol] | 503557 | 68692
2-Oxepanone, polymer with 1,4-butanediol, 4,4'-diisocyanato-3,3'-dimethyl-1,1'-biphenyl, 2-ethyl-2-(hydroxymethyl)-1,3-propanediol and 4,4'-(methanetetrayldinitrilo)bis[3,5-bis(1-methylethyl)phenol] | 503540 | 68693
Carbonic acid, polymer with 2,6-bis[(2-hydroxy-5-methylphenyl)methyl]-4-methylphenol and 4,4'-(1-methylethylidene)bis[phenol] | 503532 | 68694
Carbonic acid, polymer with 1,3-dihydro-3,3-bis(4-hydroxy-3-methylphenyl)-2H-indol-2-one and 4,4'-(1-methylethylidene)bis[phenol] | 503524 | 68695
2-Propenoic acid, polymer with 1,1'-(2,2-dimethyl-1,3-propanediyl) di-2-propenoate, ethenyl acetate, 2-ethylhexyl 2-propenoate, 2-hydroxyethyl 2-propenoate, 5-isocyanato-1-(isocyanatomethyl)-1,3,3-trimethylcyclohexane and 2-oxepanone | 503516 | 68696
2-Propenoic acid, 2-methyl-, methyl ester, polymer with N,2-dimethyl-2-propenamide | 503508 | 68697
2-Propenoic acid, 2-methyl-, polymer with dodecyl 2-methyl-2-propenoate, methyl 2-methyl-2-propenoate and 2-propenamide | 503490 | 68698
2-Butenedioic acid (2Z)-, 1,4-dimethyl ester, polymer with ethenol and ethenyl acetate | 503482 | 68699
2-Propenoic acid, 2-methyl-, 2-hydroxyethyl ester, polymer with 2-(dimethylamino)ethanol 2-propenoate (1:1), ethyl 2-propenoate and methyl 2-methyl-2-propenoate | 503474 | 68700
Butanedioic acid, 2-methylene-, polymer with 1,2-ethanediol, 2,5-furandione, 1,3-isobenzofurandione, 1,2-propanediol and 4,5,6,7-tetrabromo-1,3-isobenzofurandione | 503466 | 68701
Cellulose, 2-hydroxyethyl ether, polymer with ethanedial | 503458 | 68702
1,3,5,2,4,6-Trioxatriphosphorinane, 2,4,6-tripropyl-, 2,4,6-trioxide, polymer with oxirane | 503441 | 68703
1,3-Benzenedicarboxylic acid, polymer with 2,2-dimethyl-1,3-propanediol, 2-ethyl-2-(hydroxymethyl)-1,3-propanediol, hexanedioic acid and 1,6-hexanediol | 503433 | 68704
2-Oxepanone, polymer with 1,2-ethanediol and 1,1'-methylenebis[4-isocyanatocyclohexane] | 503425 | 68705
2-Propenoic acid, 2-methyl-, polymer with 2-(chloromethyl)oxirane, ethenylbenzene, ethyl 2-propenoate and 4,4'-(1-methylethylidene)bis[phenol], compd. with 2-(dimethylamino)ethanol | 503417 | 68706
Poly[oxy(methyl-1,2-ethanediyl)], .alpha.,.alpha.',.alpha.'',.alpha.'''-[carbonothioylbis[nitrilobis(methyl-2,1-ethanediyl)]]tetrakis[.omega.-hydroxy- | 503409 | 68707
Ethanol, 2,2'-iminobis-, compd. with .alpha.-hexadecyl-.omega.-hydroxypoly(oxy-1,2-ethanediyl) phosphate | 503391 | 68708
Ethanol, 2-(dibutylamino)-, compd. with .alpha.-sulfo-.omega.-[(9Z)-9-octadecen-1-yloxy]poly(oxy-1,2-ethanediyl) (1:1) | 503383 | 68709
Carrageenan, polymer with ethanedial and formaldehyde | 503375 | 68710
Benzenemethanaminium, ar-ethenyl-N,N,N-trimethyl-, acetate (1:1), polymer with diethenylbenzene | 503367 | 68711
1,4-Benzenedicarboxylic acid, 1,4-dimethyl ester, polymer with 1,3-diisocyanatomethylbenzene, 1,2-ethanediol, 1,1'-methylenebis[4-isocyanatobenzene], methyl hydrogen 1,4-benzenedicarboxylate and 1,3,5-tris(2-hydroxyethyl)-1,3,5-triazine-2,4,6(1H,3H,5H)-trione | 503359 | 68712
Propanoic acid, 3-hydroxy-2,2-dimethyl-, 3-hydroxy-2,2-dimethylpropyl ester, polymer with 2,5-furandione and .alpha.-hydro-.omega.-hydroxypoly[oxy(methyl-1,2-ethanediyl)] | 503342 | 68713
Isohexadecanoic acid, 1,1'-[2,2-bis[[(1-oxoisohexadecyl)oxy]methyl]-1,3-propanediyl] ester | 503334 | 68714
Isohexadecanoic acid, 1,1',1''-(1,2,3-propanetriyl) ester | 503318 | 68715
Benzenamine, 4-[(4-aminophenyl)(4-imino-2,5-cyclohexadien-1-ylidene)methyl]-2-methyl-, compd. with tungsten hydroxide oxide phosphate | 503300 | 68716
Poly(oxy-1,2-ethanediyl), .alpha.-[2-(tert-dodecylthio)ethyl]-.omega.-[2-(tert-dodecylthio)ethoxy]- | 503292 | 68717
Ethanol, 2,2',2''-nitrilotris-, compd. with .alpha.-(nonylphenyl)-.omega.-hydroxypoly(oxy-1,2-ethanediyl) phosphate | 503284 | 68718
Silicic acid (H4SiO4), tetraethyl ester, polymer with arsenic oxide (As2O3) | 503276 | 68719
1,3-Benzenedicarboxylic acid, polymer with 2-ethylhexyl 2-propenoate, 2-ethyl-2-(hydroxymethyl)-1,3-propanediol, hexanedioic acid and trimethoxydimethyltriphenyltrisiloxane | 503268 | 68720
4-Cyclohexene-1,2-dicarboxylic acid, polymer with 2-(chloromethyl)oxirane, 3-(dodecen-1-yl)dihydro-2,5-furandione, 2,5-furandione, 1,3-isobenzofurandione, 2-methyl-1,3-butadiene and 4,4'-(1-methylethylidene)bis[phenol] | 503250 | 68721
1,3-Butanediol, polymer with 2-ethyl-2-(hydroxymethyl)-1,3-propanediol, .alpha.-hydro-.omega.-hydroxypoly[oxy(methyl-1,2-ethanediyl)] and 5-isocyanato-1-(isocyanatomethyl)-1,3,3-trimethylcyclohexane | 503243 | 68722
Heptanoic acid, chromium(3+) salt (3:1) | 503219 | 68723
1-Propanesulfonic acid, 3-[(2-cyanoethyl)thio]- | 503201 | 68724
Acetamide, N-[2-[2-(2-chloro-4,6-dinitrophenyl)diazenyl]-5-(ethylamino)-4-(2-methoxyethoxy)phenyl]- | 503193 | 68725
2,7-Naphthalenedisulfonic acid, 4-amino-3-[2-[4-[6-[2-(2,4-diamino-5-methylphenyl)diazenyl]-1H-benzimidazol-2-yl]phenyl]diazenyl]-5-hydroxy-6-(2-phenyldiazenyl)- | 503177 | 68726
Octanoic acid, ruthenium(3+) salt (3:1) | 503169 | 68727
Glycine, N-ethyl-N-[(1,1,2,2,3,3,4,4,5,5,6,6,7,7,7-pentadecafluoroheptyl)sulfonyl]- | 503151 | 68728
1-Hexanesulfonamide, N-[3-(dimethylamino)propyl]-1,1,2,2,3,3,4,4,5,5,6,6,6-tridecafluoro-, hydrochloride (1:1) | 503136 | 68729
1-Butanesulfonamide, N-[3-(dimethylamino)propyl]-1,1,2,2,3,3,4,4,4-nonafluoro-, hydrochloride (1:1) | 503110 | 68730
1-Propanaminium, N,N,N-trimethyl-3-[[(1,1,2,2,3,3,4,4,5,5,5-undecafluoropentyl)sulfonyl]amino]-, iodide (1:1) | 503094 | 68731
Glycine, N-ethyl-N-[(1,1,2,2,3,3,4,4,5,5,6,6,7,7,7-pentadecafluoroheptyl)sulfonyl]-, ethyl ester | 503078 | 68732
3-Phosphatricyclo[4.2.1.01,4]nonane, 9,9-dimethyl-3-phenyl-, 3-oxide | 503052 | 68733
2-Pyridinamine, 5-bromo-6-methyl-3-nitro- | 503037 | 68734
3H-Indolium, 2-[2-[4-[(2-cyanoethyl)methylamino]phenyl]ethenyl]-1,3,3-trimethyl-, 1,5-naphthalenedisulfonate (2:1) | 503011 | 68735
Benz[cd]indolium, 6-bromo-2-[4-(diethylamino)phenyl]-1-ethyl-, 1,5-naphthalenedisulfonate (2:1) | 503003 | 68736
1,3,5-Triazine-2-acetamide, 1,4,5,6-tetrahydro-N-(2-methoxyphenyl)-4,6-dioxo- | 502989 | 68737
Benzenesulfonic acid, 4-[(3-amino-4-methylphenyl)amino]-3-nitro- | 502971 | 68738
Benzenesulfonic acid, 2-amino-5-(4-cyclohexylphenoxy)- | 502963 | 68739
.beta.-Alanine, N-[4-[(4-amino-9,10-dihydro-9,10-dioxo-3-sulfo-1-anthracenyl)amino]phenyl]-N-(5-chloro-2,6-difluoro-4-pyrimidinyl)-, sodium salt (1:2) | 502955 | 68740
2H-Naphtho[1,2-d]triazole-5,9-disulfonic acid, 7-[(5-chloro-2,6-difluoro-4-pyrimidinyl)amino]-2-[4-[2-(hexahydro-2,4,6-trioxo-5-pyrimidinyl)diazenyl]-3-sulfophenyl]-, sodium salt (1:3) | 502948 | 68741
Propanamide, 2-chloro-N-[3-(diethylamino)phenyl]- | 502930 | 68742
Benzenesulfonamide, N-(4-aminophenyl)-4-methyl-N-(phenylmethyl)- | 502922 | 68743
3-Pyridinecarbonitrile, 1-(4-aminophenyl)-1,2-dihydro-6-hydroxy-4-methyl-2-oxo- | 502914 | 68744
Formic acid, compd. with 3-[[4-[3-(4-chlorophenyl)-4,5-dihydro-1H-pyrazol-1-yl]phenyl]sulfonyl]-N-[3-(dimethylamino)propyl]propanamide (1:1) | 502906 | 68745
Hydrazine, 1,1-dimethyl-2-(phenylmethyl)-, hydrochloride (1:1) | 502898 | 68746
Glycine, N-ethyl-N-[(1,1,2,2,3,3,4,4,4-nonafluorobutyl)sulfonyl]- | 502880 | 68747
Glycine, N-ethyl-N-[(1,1,2,2,3,3,4,4,5,5,6,6,6-tridecafluorohexyl)sulfonyl]- | 502872 | 68748
Glycine, N-ethyl-N-[(1,1,2,2,3,3,4,4,5,5,5-undecafluoropentyl)sulfonyl]- | 502864 | 68749
Pyridinium, 1-[2-[[4-[2-[2,5-dichloro-4-[(dimethylamino)sulfonyl]phenyl]diazenyl]phenyl]ethylamino]ethyl]-, acetate (1:1) | 495275 | 68750
Heptanoic acid, 2-ethyl-, compd. with 2,4,6-tris[(dimethylamino)methyl]phenol (3:1) | 495267 | 68751
2-Oxepanone, polymer with 1,1'-methylenebis[4-isocyanatocyclohexane], 1,2-propanediamine and 1,3-propanediol | 495259 | 68752
2-Propenoic acid, 2-methyl-, polymer with butyl 2-propenoate, ethyl 2-propenoate and 2-oxiranylmethyl 2-methyl-2-propenoate | 495242 | 68753
Hexanedioic acid, polymer with 1,3-butanediol, 1,6-diisocyanato-2,2,4-trimethylhexane and 2-ethyl-2-(hydroxymethyl)-1,3-propanediol | 495234 | 68754
1,4-Butanediol, polymer with 1,1'-methylenebis[isocyanatobenzene], 2-methyloxirane and oxirane | 495226 | 68755
1,4-Butanediol, polymer with .alpha.-hydro-.omega.-hydroxypoly(oxy-1,2-ethanediyl), 1,1'-methylenebis[isocyanatobenzene], 2-methyloxirane and oxirane | 495218 | 68756
Hexanedioic acid, polymer with 1,3-diisocyanatomethylbenzene, 1,2-ethanediol, 2-ethyl-2-[(2-propen-1-yloxy)methyl]-1,3-propanediol and 1,2-propanediol | 495200 | 68757
1,2,3-Propanetriol, polymer with 2-methyloxirane and 2,2'-oxybis[ethanol] | 495192 | 68758
Formaldehyde, polymer with ammonia, 2-methyloxirane and phenol | 495184 | 68759
9,12-Octadecadienoic acid (9Z,12Z)-, polymer with 2-(chloromethyl)oxirane, ethenylbenzene, 4,4'-(1-methylethylidene)bis[phenol] and 2-methyl-2-propenoic acid | 495176 | 68760
1,2,3-Propanetricarboxylic acid, 2-(1,2-dioxopropoxy)-, 1,2,3-triethyl ester | 495168 | 68761
2-Propanol, 1,1',1''-nitrilotris-, polymer with .alpha.-hydro-.omega.-hydroxypoly[oxy(methyl-1,2-ethanediyl)] and 1,1'-methylenebis[4-isocyanatobenzene] | 495150 | 68762
Poly(oxy-1,2-ethanediyl), .alpha.-[(2Z)-3-carboxy-1-oxo-2-propen-1-yl]-.omega.-(isononylsulfophenoxy)- | 495143 | 68763
Poly(oxy-1,2-ethanediyl), .alpha.-acetyl-.omega.-(isononylsulfophenoxy)- | 495135 | 68764
Phenol, bis(1,1-dimethylethyl)-, polymer with 2-methyloxirane and oxirane | 495127 | 68765
Neodecanoic acid, ethenyl ester, polymer with 2-butenoic acid, ethenyl acetate and 2-oxiranylmethyl 2-methyl-2-propenoate | 495119 | 68766
3-Cyclohexene-1-carboxylic acid, 1-methyl-3(or 4)-(4-methyl-3-penten-1-yl)-, methyl ester | 495101 | 68767
Benzoic acid, methyl-, cerium(3+) salt (3:1) | 495085 | 68768
Benzene, 1,1'-oxybis-, heptabromo deriv. | 495077 | 68769
1,2-Benzenedicarboxylic acid, 1,1'-[(dibutylstannylene)bis(thio-2,1-ethanediyl)] 2,2'-diisooctyl ester | 495069 | 68770
Neodecanoic acid, 1,1'-(dimethylstannylene) ester | 495044 | 68771
Propanoic acid, isooctyl ester | 495036 | 68772
Poly(oxy-1,2-ethanediyl), .alpha.,.alpha.'-[[[3-(tetradecyloxy)propyl]imino]di-2,1-ethanediyl]bis[.omega.-hydroxy- | 495028 | 68773
Phenol, 2-methoxy-4-(1-propen-1-yl)-, polymer with 2-methoxy-4-(2-propen-1-yl)phenol | 495010 | 68774
Butanedioic acid, 2-methylene-, polymer with ethenyl acetate and 1-ethenyl-2-pyrrolidinone | 495002 | 68775
2,5-Furandione, polymer with 2,2'-oxybis[ethanol], 1,2-propanediol and 3a,4,7,7a-tetrahydro-4,7-methano-1H-indene | 494997 | 68776
Phenol, 4,4'-(1-methylethylidene)bis[2,6-dibromo-, polymer with 2,2'-[(1-methylethylidene)bis[(2,6-dibromo-4,1-phenylene)oxymethylene]]bis[oxirane] | 494989 | 68777
1-Propanaminium, 3-chloro-2-hydroxy-N,N-dimethyl-N-[2-[(2-methyl-1-oxo-2-propen-1-yl)oxy]ethyl]-, nitrate (1:1), polymer with butyl 2-propenoate, ethenylbenzene, 2-hydroxy-N,N-dimethyl-N-[2-[(2-methyl-1-oxo-2-propen-1-yl)oxy]ethyl]-1-propanaminium nitrate (1:1) and 2-propenenitrile | 494971 | 68778
1-Propanaminium, 3-chloro-2-hydroxy-N,N-dimethyl-N-[2-[(2-methyl-1-oxo-2-propen-1-yl)oxy]ethyl]-, nitrate (1:1), polymer with ethyl 2-propenoate and 2-hydroxy-N,N-dimethyl-N-[2-[(2-methyl-1-oxo-2-propen-1-yl)oxy]ethyl]-1-propanaminium nitrate (1:1) | 494963 | 68779
Oxirane, 2-methyl-, polymer with 1,2-cyclohexanediamine and oxirane | 494955 | 68780
Oxirane, 2-methyl-, polymer with 1,6-hexanediamine and oxirane | 494948 | 68781
Propanoic acid, 3,3'-thiobis-, polymer with 2-ethyl-2-(hydroxymethyl)-1,3-propanediol and 2,2'-oxybis[ethanol] | 494930 | 68782
1,3-Benzenedicarboxylic acid, polymer with 1,6-hexanediol and 3,3'-thiobis[propanoic acid] | 494922 | 68783
1-Propanaminium, 2-hydroxy-N,N-dimethyl-N-[2-[(2-methyl-1-oxo-2-propen-1-yl)oxy]ethyl]-, nitrate (1:1) | 494906 | 68784
2-Octene, 8-(1-ethoxyethoxy)-2,6-dimethyl- | 494898 | 68785
2,7-Naphthalenedisulfonic acid, 4-[2-(2,4-dimethylphenyl)diazenyl]-3-hydroxy-, barium salt (1:1) | 494872 | 68786
Decanoic acid, 1,1',1''-[(methylstannylidyne)tris(thio-2,1-ethanediyl)] ester | 494849 | 68787
Tetradecanoic acid, 1,1'-[(dimethylstannylene)bis(thio-2,1-ethanediyl)] ester | 494823 | 68788
D-Glucitol, 1,6-bis(3-mercaptopropanoate) | 494807 | 68789
D-Glucitol, 1-(3-mercaptopropanoate) | 494799 | 68790
Methanesulfonic acid, 1-mercapto-, sodium salt (1:1) | 494773 | 68791
Dodecanoic acid, 1,1'-[(dimethylstannylene)bis(thio-2,1-ethanediyl)] ester | 494765 | 68792
Hexadecanoic acid, 1,1',1''-[(methylstannylidyne)tris(thio-2,1-ethanediyl)] ester | 494757 | 68793
Hexadecanoic acid, 1,1',1''-[(butylstannylidyne)tris(thio-2,1-ethanediyl)] ester | 494732 | 68794
Tetradecanoic acid, 1,1',1''-[(methylstannylidyne)tris(thio-2,1-ethanediyl)] ester | 494724 | 68795
Propanoic acid, 3,3'-dithiobis-, 1,1'-bis(2,3-dihydroxypropyl) ester | 494690 | 68796
Tetradecanoic acid, 1,1',1''-[(butylstannylidyne)tris(thio-2,1-ethanediyl)] ester | 494682 | 68797
Decanoic acid, 2-mercaptoethyl ester | 494674 | 68798
Zinc, diamminebis[(9Z)-9-octadecenoato-.kappa.O]-, (T-4)- | 494666 | 68799
Cobaltate(2-), [2-[2-[5-(aminosulfonyl)-2-(hydroxy-.kappa.O)phenyl]diazenyl-.kappa.N1]-N-(2-ethylhexyl)-3-(oxo-.kappa.O)butanamidato(2-)][4-[[1-[2-[2-(hydroxy-.kappa.O)-3,5-dinitrophenyl]diazenyl-.kappa.N1]-2-naphthalenyl]amino-.kappa.N]benzenesulfonato(3-)]-, potassium (1:2) | 494658 | 68800
Platinum, dichloro(N,N-dimethyl-1-octadecanamine)(tributylphosphine)- | 494641 | 68801
Poly[oxy(methyl-1,2-ethanediyl)], .alpha.,.alpha.',.alpha.''-1,2,6-hexanetriyltris[.omega.-hydroxy-, polymer with 1,3-diisocyanatomethylbenzene | 487876 | 68802
4,7-Methanoisobenzofuran-1,3-dione, 3a,4,7,7a-tetrahydro-, polymer with 3-(dodecen-1-yl)dihydro-2,5-furandione and .alpha.-hydro-.omega.-hydroxypoly[oxy(methyl-1,2-ethanediyl)] | 487868 | 68803
Hydrazinium, 1-(2-hydroxypropyl)-1,1-dimethyl-2-(2-methyl-1-oxo-2-propen-1-yl)-, inner salt, polymer with butyl 2-propenoate, ethyl 2-propenoate, N-(hydroxymethyl)-2-propenamide and 1,2-propanediol mono-2-propenoate | 487850 | 68804
2-Propenoic acid, 2-methyl-, polymer with butyl 2-propenoate, ethyl 2-propenoate, N-(hydroxymethyl)-2-propenamide and 1,2-propanediol mono-2-propenoate | 487843 | 68805
Propanoic acid, 2-hydroxy-, polymer with 1,3-diisocyanatomethylbenzene, .alpha.-hydro-.omega.-hydroxypoly[oxy(methyl-1,2-ethanediyl)] and 2,2'-(methylimino)bis[ethanol] | 487835 | 68806
Aluminum, [(3E)-3-hepten-1-olato]dipropyl- | 487827 | 68807
4,7-Methano-1H-indenol, 3a,4,5,6,7,7a-hexahydro-, propanoate | 487819 | 68808
Cuprate(4-), [2-[2-[[2-[3-[[4-fluoro-6-[(3-sulfophenyl)amino]-1,3,5-triazin-2-yl]amino]-2-(hydroxy-.kappa.O)-5-sulfophenyl]diazenyl-.kappa.N2]phenylmethyl]diazenyl-.kappa.N1]-4-sulfobenzoato(6-)-.kappa.O]-, sodium (1:4) | 487801 | 68809
Nickel, bis(2-heptadecyl-1H-imidazole-.kappa.N3)bis(octanoato-.kappa.O)- | 487793 | 68810
1,3-Benzenedicarboxylic acid, polymer with 1,3-dihydro-1,3-dioxo-5-isobenzofurancarboxylic and 2,2'-oxybis[ethanol], ammonium sodium salt | 480954 | 68811
Benzene, 1-(1,1-dimethylethoxy)-3,5-dimethyl- | 480947 | 68812
1H-Naphth[2,3-f]isoindole-1,3,5,10(2H)-tetrone, 4,11-diamino-2-[3-(1-methylethoxy)propyl]- | 480939 | 68813
1,4-Benzenedicarboxylic acid, polymer with 1,4-butanediol, 2,2-dimethyl-1,3-propanediol, 2-ethyl-2-(hydroxymethyl)-1,3-propanediol and 2,5-furandione | 480921 | 68814
1,3-Benzenedicarboxylic acid, polymer with 2,5-furandione, 2,2'-oxybis[ethanol] and 1,2-propanediol, benzoate | 480913 | 68815
1,3-Benzenedicarboxylic acid, polymer with 2-ethyl-2-(hydroxymethyl)-1,3-propanediol, hexanedioic acid and 1,5-pentanediol, benzoate | 480905 | 68816
2(1H)-Naphthalenone, octahydro-3,5,5,8,8-pentamethyl- | 480897 | 68817
Oxirane, 2-(chloromethyl)-, homopolymer, monoisooctyl ether | 467142 | 68818
1,3-Isobenzofurandione, polymer with 1,2-ethanediol, ethenylbenzene and 2,5-furandione | 466920 | 68820
1,3-Isobenzofurandione, polymer with 2,2-bis(hydroxymethyl)-1,3-propanediol and 1,2-ethanediol, dodecanoate | 466912 | 68821
1H-Imidazolium, 2-heptadecyl-4,5-dihydro-1,1(or 1,3)-bis(2-hydroxyethyl)-, inner salt | 466896 | 68822
Hexanedioic acid, polymer with ethenylbenzene, 2-ethyl-2-(hydroxymethyl)-1,3-propanediol, 2,5-furandione, 1,3-isobenzofurandione and 2,2'-oxybis[ethanol] | 466821 | 68823
1,3-Benzenedicarboxylic acid, polymer with 2,2-dimethyl-1,3-propanediol, ethenylbenzene, 2,5-furandione, hexanedioic acid and 1,2-propanediol | 466805 | 68824
2-Butenedioic acid (2Z)-, 1,4-bis(2-ethylhexyl) ester, polymer with butyl 2-propenoate, ethyl 2-propenoate, N-(hydroxymethyl)-2-propenamide, 2-methyl-2-propenoic acid and 2-propenenitrile | 460519 | 68825
1,3-Isobenzofurandione, 4,5,6,7-tetrabromo-, polymer with 1,2-ethanediol, 2,5-furandione and 1,2-propanediol | 460501 | 68826
1,3-Benzenedicarboxylic acid, polymer with 2,2-bis(hydroxymethyl)-1,3-propanediol, 1,2-ethanediol, 2,5-furandione and 2,2'-oxybis[ethanol] | 460493 | 68827
1,3-Benzenedicarboxylic acid, polymer with 1,3-dihydro-1,3-dioxo-5-isobenzofurancarboxylic acid, 2,2-dimethyl-1,3-propanediol and nonanoic acid | 460485 | 68828
1,3-Isobenzofurandione, polymer with 2,2-dimethyl-1,3-propanediol and 2-(hydroxymethyl)-2-methyl-1,3-propanediol | 460477 | 68829
Boric acid (H3BO3), compd. with 2-aminoethanol (1:1) | 460469 | 68830
[1,1'-Biphenyl]-2-ol, compd. with 1-amino-2-propanol (1:1) | 460451 | 68831
2-Oxepanone, polymer with .alpha.-hydro-.omega.-hydroxypoly[oxy(methyl-1,2-ethanediyl)] ether with 2-ethyl-2-(hydroxymethyl)-1,3-propanediol (3:1) and 1,1'-methylenebis[4-isocyanatocyclohexane] | 460444 | 68832
Copper, [2-[2-[5-chloro-2-(hydroxy-.kappa.O)phenyl]diazenyl-.kappa.N1]-1,3-benzenediolato(2-)-.kappa.O1]- | 460436 | 68833
Titanium, bis[2-(2-hydroxyethoxy)ethanolato-.kappa.O]bis[2-(hydroxy-.kappa.O)propanoato-.kappa.O]- | 460428 | 68834
Titanium, ethoxybis(2,4-pentanedionato-.kappa.O2,.kappa.O4)(2-propanolato)- | 460410 | 68835
1,4-Benzenedicarboxylic acid, polymer with 1,2-ethanediol, formaldehyde, methylphenol, 1,3,5-tris(2-hydroxyethyl)-1,3,5-triazine-2,4,6(1H,3H,5H)-trione and 1,3,5-tris(3-isocyanatomethylphenyl)-1,3,5-triazine-2,4,6(1H,3H,5H)-trione | 460402 | 68836
2-Propenoic acid, methyl ester, polymer with diethenylbenzene and sodium ethenylbenzenesulfonate (1:1) | 460394 | 68837
2-Propenoic acid, methyl ester, polymer with diethenylbenzene, ethenylbenzenesulfonic acid and 2-propenenitrile | 460386 | 68838
Benzenemethanesulfonic acid, dodecyl-, compd. with 2,2'-iminobis[ethanol] (1:1) | 460378 | 68839
2-Propenoic acid, butyl ester, polymer with 1,3-butanediol, 1,3-diisocyanatomethylbenzene, 2-ethyl-2-(hydroxymethyl)-1,3-propanediol, .alpha.-hydro-.omega.-hydroxypoly[oxy(methyl-1,2-ethanediyl)], 2-propenenitrile and sodium 2-propenoate (1:1) | 460360 | 68840
2,5-Furandione, polymer with 1,1'-oxybis[2-propanol] | 460352 | 68841
1,3-Benzenedicarboxylic acid, polymer with 2,5-furandione, 1,1'-oxybis[2-propanol] and 1,2-propanediol | 460345 | 68842
Sulfuric acid, dimethyl ester, compd. with .alpha.-hydro-.omega.-hydroxypoly[oxy(methyl-1,2-ethanediyl)] polymer with 1,1'-methylenebis[isocyanatocyclohexane], 2,2'-[(1-methylethylidene)bis(4,1-phenyleneoxymethylene)]bis[oxirane] and 2,2'-(methylimino)bis[ethanol] | 466441 | 68843
Sulfuric acid, dimethyl ester, compd. with 1,3-diisocyanatomethylbenzene polymer with .alpha.-hydro-.omega.-hydroxypoly[oxy(methyl-1,2-ethanediyl)], 1,1'-methylenebis[4-isocyanatobenzene] and 2,2'-(methylimino)bis[ethanol] | 466433 | 68844
C.I. Pigment Violet 48 | 466227 | 68845
1,3-Benzenedicarboxylic acid, polymer with ethenylbenzene, 2,5-furandione and oxybis[propanol] | 466144 | 68846
2-Propanone, polymer with 1,2,3-benzenetriol, 6-diazo-5,6-dihydro-5-oxo-1-naphthalenesulfonate | 459479 | 68847
Sulfuric acid, dimethyl ester, compd. with 2-(chloromethyl)oxirane polymer with 3-pyridinecarboxamide | 459271 | 68848
Tamarind seed gum, 2-hydroxypropyl ether | 452086 | 68849
Hexanedioic acid, 1,6-dimethyl ester, polymer with 1,4-dimethyl butanedioate, 1,5-dimethyl pentanedioate, 2-(hydroxymethyl)-2-methyl-1,3-propanediol and 4,4'-(1-methylethylidene)bis[cyclohexanol], nonanoate | 452078 | 68850
2-Propenoic acid, 2-methyl-, methyl ester, polymer with 2,2-bis(hydroxymethyl)-1,3-propanediol, ethenylbenzene, 1-ethenyl-2-pyrrolidinone and 1,3-isobenzofurandione, (9Z,12Z)-9,12-octadecadienoate (ester) | 452060 | 68851
2-Propenoic acid, 2-methyl-, methyl ester, polymer with 2,2-bis(hydroxymethyl)-1,3-propanediol, ethenylbenzene and 1,3-isobenzofurandione, (9Z,12Z)-9,12-octadecadienoate | 452052 | 68852
3,6,9,12-Tetraoxatetradecan-1-ol, ester with boric acid (H3BO3) | 452045 | 68853
Ethanol, 2-[2-(2-ethoxyethoxy)ethoxy]-, ester with boric acid (H3BO3) | 452037 | 68854
Poly[oxy(methyl-1,2-ethanediyl)], .alpha.-butyl-.omega.-hydroxy-, 2-(octen-1-yl)butanedioate | 452029 | 68855
Ethanol, 2-(2-ethoxyethoxy)-, phosphate | 452011 | 68856
Phosphoric acid, 2-ethylhexyl ester, potassium salt | 452003 | 68857
Poly(oxy-1,2-ethanediyl), .alpha.-hydro-.omega.-[(1-oxo-2-propen-1-yl)oxy]-, ether with 3-hydroxy-2,2-dimethylpropyl 3-hydroxy-2,2-dimethylpropanoate (2:1) | 451948 | 68858
2-Propenenitrile, polymer with ethenylbenzene, 2-methyloxirane, 2-methyloxirane polymer with oxirane ether with 1,2,3-propanetriol (3:1), and oxirane | 451930 | 68859
1,2,3-Propanetriol, polymer with 2-methyloxirane, oxirane and oxybis[propanol] | 451922 | 68860
D-Glucitol, polymer with 2-methyloxirane, oxirane and 1,2,3-propanetriol | 451914 | 68861
2-Propenoic acid, polymer with 2-[ethyl[(1,1,2,2,3,3,4,4,5,5,6,6,7,7,8,8,8-heptadecafluorooctyl)sulfonyl]amino]ethyl 2-methyl-2-propenoate and octadecyl 2-propenoate | 451906 | 68862
Formaldehyde, polymer with 1,1'-(1-methylethylidene)bis[4-(2-propen-1-yloxy)benzene] | 451898 | 68863
Decanedioic acid, polymer with 2-aminoethanol, 1,2-ethanediamine and (9Z,12Z)-9,12-octadecadienoic acid dimer | 451880 | 68864
Oxirane, 2,2'-[(1-methylethylidene)bis(4,1-phenyleneoxymethylene)]bis-, polymer with .alpha.-(4-aminobutyl)-.omega.-(4-aminobutoxy)poly(oxy-1,4-butanediyl) | 451872 | 68865
9,12-Octadecadienoic acid (9Z,12Z)-, dimer, polymer with .alpha.-hydro-.omega.-hydroxypoly[oxy(methyl-1,2-ethanediyl)] | 451864 | 68866
Benzenediazonium, 4-(phenylamino)-, hexafluorophosphate(1-) (1:1), polymer with formaldehyde | 451856 | 68867
Benzenediazonium, 4-(phenylamino)-, hexafluorophosphate(1-) (1:1) | 451849 | 68868
Chromium, [4-[2-[4,5-dihydro-3-methyl-5-(oxo-.kappa.O)-1-phenyl-1H-pyrazol-4-yl]diazenyl-.kappa.N1]-3-(hydroxy-.kappa.O)-1-naphthalenesulfonato(3-)]- | 451831 | 68869
Chromate(2-), [4-(hydroxy-.kappa.O)-3-[2-[2-(hydroxy-.kappa.O)-4-nitrophenyl]diazenyl-.kappa.N1]-1-naphthalenesulfonato(3-)][1-[2-[2-(hydroxy-.kappa.O)-4-nitrophenyl]diazenyl-.kappa.N1]-2-naphthalenolato(2-)-.kappa.O]-, sodium (1:2) | 451823 | 68870
Chromate(3-), bis[4-(hydroxy-.kappa.O)-3-[2-[2-(hydroxy-.kappa.O)-4-nitrophenyl]diazenyl-.kappa.N1]-1-naphthalenesulfonato(3-)]-, sodium (1:3) | 451815 | 68871
Chromate(5-), bis[5-[2-[4,5-dihydro-3-methyl-5-(oxo-.kappa.O)-1-phenyl-1H-pyrazol-4-yl]diazenyl-.kappa.N1]-4-(hydroxy-.kappa.O)-1,3-benzenedisulfonato(4-)]-, sodium hydrogen (1:4:1) | 451807 | 68872
Poly[oxy(methyl-1,2-ethanediyl)], .alpha.,.alpha.',.alpha.''-1,2,6-hexanetriyltris[.omega.-hydroxy-, polymer with 1,1'-methylenebis[4-isocyanatobenzene] | 451799 | 68873
Phosphoric acid, polymer with .alpha.,.alpha.',.alpha.''-1,2,3-propanetriyltris[.omega.-hydroxypoly[oxy(methyl-1,2-ethanediyl)]], sodium salt | 451781 | 68874
Phosphoric acid, polymer with .alpha.,.alpha.',.alpha.''-1,2,3-propanetriyltris[.omega.-hydroxypoly[oxy(methyl-1,2-ethanediyl)]] | 451773 | 68875
2-Propenoic acid, 2-methyl-, butyl ester, polymer with ethenylbenzene, methyl 2-methyl-2-propenoate, 1,2-propanediol mono(2-methyl-2-propenoate) and 2-propenenitrile | 451765 | 68876
2-Propenoic acid, 2-methyl-, butyl ester, polymer with ethenylbenzene, 2-ethylhexyl 2-propenoate, 1,2-propanediol mono(2-methyl-2-propenoate), 2-propenamide and 2-propenoic acid | 451757 | 68877
2-Propenoic acid, 2-methyl-, polymer with butyl 2-methyl-2-propenoate, ethenylbenzene, 2-ethylhexyl 2-propenoate, 1,2-propanediol mono(2-methyl-2-propenoate) and 2-propenamide | 451740 | 68878
2-Propenoic acid, 2-methyl-, polymer with butyl 2-methyl-2-propenoate, ethenylbenzene, 2-ethylhexyl 2-propenoate, methyl 2-methyl-2-propenoate and 1,2-propanediol mono(2-methyl-2-propenoate) | 451732 | 68879
2-Propenoic acid, 2-methyl-, polymer with butyl 2-methyl-2-propenoate, ethenylbenzene, methyl 2-methyl-2-propenoate, 1,2-propanediol mono(2-methyl-2-propenoate) and 2-propenenitrile | 451724 | 68880
2-Propenoic acid, 2-methyl-, butyl ester, polymer with ethenylbenzene, 2-ethylhexyl 2-propenoate, 1,1'-(1,6-hexanediyl) di-2-propenoate, 1,2-propanediol mono(2-methyl-2-propenoate) and 2-propenoic acid | 451716 | 68881
2-Propenoic acid, 2-methyl-, polymer with butyl 2-methyl-2-propenoate, ethenylbenzene, 2-ethylhexyl 2-propenoate and 1,2-propanediol mono(2-methyl-2-propenoate) | 451708 | 68882
2-Propenoic acid, 2-methyl-, butyl ester, polymer with butyl 2-propenoate, ethenylbenzene, 1,2-propanediol mono(2-methyl-2-propenoate) and 2-propenoic acid | 451690 | 68883
Formaldehyde, polymer with bromophenol and 2-(chloromethyl)oxirane | 451682 | 68884
Formaldehyde, polymer with butylphenol, dinonylphenol, nonylphenol and oxirane | 451674 | 68885
Phosphoric acid, polymer with .alpha.-hydro-.omega.-hydroxypoly[oxy(methyl-1,2-ethanediyl)] ether with 2-ethyl-2-(hydroxymethyl)-1,3-propanediol (3:1), sodium salt | 451666 | 68886
Phosphoric acid, polymer with .alpha.-hydro-.omega.-hydroxypoly[oxy(methyl-1,2-ethanediyl)] ether with 2-ethyl-2-(hydroxymethyl)-1,3-propanediol (3:1) | 451658 | 68887
Octadecanoic acid, 9(or 10)-(sulfooxy)-, 1-(2-ethylhexyl) ester, sodium salt (1:1) | 451641 | 68888
1-Docosanone, 1-[2,3,4(or 3,4,5)-trihydroxyphenyl]- | 451633 | 68889
Isooctadecanoic acid, 1,1'-[2-ethyl-2-(hydroxymethyl)-1,3-propanediyl] ester | 451617 | 68890
1H-Imidazolium, 1,3-bis(carboxymethyl)-4,5-dihydro-1-(2-hydroxyethyl)-2-undecyl-, salt with .alpha.-sulfo-.omega.-(tridecyloxy)poly(oxy-1,2-ethanediyl), sodium salt (1:2:2) | 451609 | 68891
2-Propenoic acid, 2-methyl-, telomer with ethenylbenzene, ethyl 2-propenoate, isooctyl 3-mercaptopropanoate and methyl 2-methyl-2-propenoate | 451591 | 68892
Poly(oxy-1,4-butanediyl), .alpha.-hydro-.omega.-hydroxy-, polymer with 1,3-diisocyanatomethylbenzene, .alpha.-hydro-.omega.-hydroxypoly[oxy(methyl-1,2-ethanediyl)] and 1,1'-methylenebis[4-isocyanatobenzene] | 451583 | 68893
1,3-Benzenedicarboxylic acid, polymer with 1,4-benzenedicarboxylic acid, 2,5-furandione, 2-(hydroxymethyl)-2-methyl-1,3-propanediol, oxybis[propanol] and 1,2-propanediol | 451575 | 68894
Formaldehyde, polymer with 4-(1,1-dimethylpropyl)phenol and 2-methyloxirane | 451567 | 68895
1,3-Propanediol, 2-amino-2-(hydroxymethyl)-, polymer with 2-methyloxirane | 451559 | 68896
Urea, polymer with 1,3-benzenediol, 1,2-ethanediol, 2,2'-[1,2-ethanediylbis(oxy)]bis[ethanol], formaldehyde, 2-furanmethanol, 2,2'-[oxybis(2,1-ethanediyloxy)]bis[ethanol] and 2,2'-oxybis[ethanol] | 451542 | 68897
2-Propenoic acid, 2-methyl-, methyl ester, polymer with ethyl 2-propenoate, methyl 2-propenoate and 2-propenoic acid, sodium salt | 451534 | 68898
2-Butenoic acid, polymer with ethenyl acetate, potassium salt | 451526 | 68899
2-Butenedioic acid (2Z)-, 1,4-dibutyl ester, polymer with ethenyl acetate, 2-ethylhexyl 2-propenoate and 2-methyl-2-propenoic acid | 451518 | 68900
2-Propenoic acid, 2-methyl-, polymer with butyl 2-methyl-2-propenoate, butyl 2-propenoate, ethenylbenzene, methyl 2-methyl-2-propenoate, 2-oxiranylmethyl 2-methyl-2-propenoate and 2-propenenitrile | 451500 | 68901
2-Propenoic acid, 2-methyl-, 2-methylpropyl ester, polymer with ethenylbenzene and 2-hydroxyethyl 2-propenoate | 451492 | 68902
Pentanedioic acid, 1,5-dimethyl ester, polymer with 2,5-furandione, 1,3-isobenzofurandione and 2,2'-oxybis[ethanol] | 451484 | 68903
1,3-Isobenzofurandione, polymer with 2,5-furandione, 2,2'-oxybis[ethanol] and 3a,4,7,7a-tetrahydro-4,7-methano-1H-indene | 451476 | 68904
1,3-Benzenedicarboxylic acid, polymer with 1,4-benzenedicarboxylic acid, 2-(hydroxymethyl)-2-methyl-1,3-propanediol and 1,2-propanediol | 451468 | 68905
Pentanedioic acid, 1,5-dimethyl ester, polymer with 2,5-furandione, 1,3-isobenzofurandione, 2,2'-oxybis[ethanol] and 1,2-propanediol | 451450 | 68906
1,3-Benzenedicarboxylic acid, polymer with 1,4-benzenedicarboxylic acid, 2,5-furandione, 2-(hydroxymethyl)-2-methyl-1,3-propanediol and 1,2-propanediol | 451443 | 68907
2-Propenoic acid, 2-methyl-, 2-methylpropyl ester, polymer with ethenylbenzene, 2-hydroxyethyl 2-propenoate and 2-propenoic acid | 451435 | 68908
2-Propenoic acid, isooctyl ester, polymer with N-(1,1-dimethylethyl)-2-propenamide and ethenylbenzene | 451427 | 68909
2-Propenoic acid, 2-methyl-, ethyl ester, polymer with N-(1,1-dimethylethyl)-2-propenamide and 2-propenoic acid | 451419 | 68910
2-Propanone, polymer with 1,2-benzenediol | 451401 | 68911
Nonanedioic acid, polymer with dichloropropanol, 2,2-dimethyl-1,3-propanediol and 2,2'-[(1-methylethylidene)bis(4,1-phenyleneoxymethylene)]bis[oxirane] | 451393 | 68912
9,12-Octadecadienoic acid (9Z,12Z)-, polymer with 2-(chloromethyl)oxirane and 4,4'-(1-methylethylidene)bis[phenol] | 451385 | 68913
Oxirane, 2,2'-[(1-methylethylidene)bis[(2,6-dibromo-4,1-phenylene)oxymethylene]]bis-, polymer with .alpha.-(4-aminobutyl)-.omega.-(4-aminobutoxy)poly(oxy-1,4-butanediyl) and 2,2'-[(1-methylethylidene)bis(4,1-phenyleneoxymethylene)]bis[oxirane] | 451377 | 68914
2-Propenoic acid, polymer with 1,3-dimethylbutyl 2-propenoate | 451369 | 68915
2-Propenoic acid, polymer with cyclohexyl 2-propenoate, octadecyl 2-propenoate and 2-propenenitrile | 451351 | 68916
4,7-Methanoisobenzofuran-1,3-dione, 3a,4,7,7a-tetrahydromethyl-, polymer with 2,2'-[(1-methylethylidene)bis(4,1-phenyleneoxymethylene)]bis[oxirane] and 2-[[3-(trimethoxysilyl)propoxy]methyl]oxirane | 451344 | 68917
9,12-Octadecadienoic acid (9Z,12Z)-, dimer, polymer with 3,3'-[oxybis(2,1-ethanediyloxy)]bis[1-propanamine] | 451336 | 68918
1-Tridecanol, 1-(dihydrogen phosphate), potassium salt (1:2) | 451310 | 68919
2-Cyclohexene-1-octanoic acid, 4-hexyl-5-[(hexyloxy)carbonyl]-, hexyl ester | 451294 | 68920
2-Propanol, 1-[bis[2-[(1,3-dimethylbutylidene)amino]ethyl]amino]-3-phenoxy- | 451278 | 68921
Benzenesulfonic acid, 4-[4-[[4-[bis(2-cyanoethyl)amino]phenyl]methylene]-4,5-dihydro-3-methyl-5-oxo-1H-pyrazol-1-yl]- | 451252 | 68922
Acetamide, N-phenyl-N-[3-(tetrahydro-1,3-dimethyl-2,4,6-trioxo-5(2H)-pyrimidinylidene)-1-propen-1-yl]- | 451237 | 68923
Benzoic acid, 2,3,4,5-tetrachloro-6-[[[3-[[(1,1,2,2,3,3,4,4,5,5,5-undecafluoropentyl)sulfonyl]oxy]phenyl]amino]carbonyl]-, potassium salt (1:1) | 451229 | 68924
Benzoic acid, 2,3,4,5-tetrachloro-6-[[[3-[[(1,1,2,2,3,3,4,4,5,5,6,6,7,7,7-pentadecafluoroheptyl)sulfonyl]oxy]phenyl]amino]carbonyl]-, potassium salt (1:1) | 451211 | 68925
Acetamide, N-[3-[2-[8-(acetylamino)-2-hydroxy-1-naphthalenyl]diazenyl]-2-hydroxy-5-nitrophenyl]- | 451195 | 68926
1,3-Benzenedicarboxylic acid, polymer with 5-amino-1,3,3-trimethylcyclohexanemethanamine and 2,2-bis(hydroxymethyl)-1,3-propanediol, dodecanoate | 458679 | 68927
C.I. Food Red 17:1 | 458505 | 68928
Isocyanic acid, polymethylenepolyphenylene ester, polymer with 1,3-benzenediol and formaldehyde | 458471 | 68929
Propanamide, N-[3-[[2-(2-cyanoethoxy)ethyl]amino]-4-methoxyphenyl]- | 451187 | 68930
2-Naphthalenesulfonic acid, 8-[2-[4-(acetylamino)phenyl]diazenyl]-5-[2-(4-amino-7-sulfo-1-naphthalenyl)diazenyl]-, sodium salt (1:2) | 451179 | 68931
1,4-Benzenedipropanamide, N,N'-bis(4-chloro-2-methoxy-5-methylphenyl)-.beta.1,.beta.4-dioxo-, ion(2-), sodium (1:2) | 451153 | 68932
Butanamide, N,N'-(3,3'-dimethyl[1,1'-biphenyl]-4,4'-diyl)bis[3-oxo-, ion(2-), sodium (1:2) | 451146 | 68933
3-Dibenzofurancarboxamide, N-(2,5-dimethoxyphenyl)-2-hydroxy-, sodium salt (1:1) | 451138 | 68934
2-Naphthalenecarboxamide, N-(4-ethoxyphenyl)-3-hydroxy-, sodium salt (1:1) | 451120 | 68935
11H-Benzo[a]carbazole-3-carboxamide, 2-hydroxy-N-(4-methoxyphenyl)-, sodium salt (1:1) | 451112 | 68936
Ethanesulfonic acid, 2-[3-[2-methoxy-5-[(phenylamino)carbonyl]phenyl]-1-methyl-2-triazen-1-yl]-, sodium salt (1:1) | 451104 | 68937
Methanone, (2,5-diethoxy-4-nitrophenyl)phenyl- | 451096 | 68938
Acetamide, N-[5-[(diethylamino)sulfonyl]-2-methoxyphenyl]- | 451088 | 68939
2-Naphthalenecarboxamide, N-(5-chloro-2-methylphenyl)-3-hydroxy-, sodium salt (1:1) | 451070 | 68940
2-Naphthalenecarboxamide, N-(4-chlorophenyl)-3-hydroxy-, sodium salt (1:1) | 451062 | 68941
2-Naphthalenecarboxamide, 3-hydroxy-N-(2-methylphenyl)-, sodium salt (1:1) | 451054 | 68942
Benzenediazonium, 2-chloro-5-(trifluoromethyl)-, chloride, compd. with zinc chloride (ZnCl2) (1:1:?) | 451047 | 68943
Benzenediazonium, 4-chloro-2-nitro-, chloride, compd. with zinc chloride (ZnCl2) (1:1:?) | 451039 | 68944
Benzenediazonium, 4-methoxy-2-nitro-, chloride, compd. with zinc chloride (ZnCl2) (1:1:?) | 451013 | 68945
Acetamide, N-[5-[(butylamino)sulfonyl]-2-methoxyphenyl]- | 450999 | 68946
Benzenediazonium, 5-chloro-2-methyl-, chloride, compd. with zinc chloride (ZnCl2) (1:1:?) | 450981 | 68947
Benzenediazonium, 4-chloro-2-methyl-, chloride, compd. with zinc chloride (ZnCl2) (1:1:?) | 450965 | 68948
Poly(oxy-1,2-ethanediyl), .alpha.-phosphono-.omega.-(dinonylphenoxy)-, potassium salt (1:1) | 450940 | 68949
Poly[oxy(methyl-1,2-ethanediyl)], .alpha.,.alpha.'-1,2-ethanediylbis[.omega.-[[[(isocyanatomethylphenyl)amino]carbonyl]oxy]- | 450932 | 68950
2-Propenoic acid, 2-methyl-, 2-methylpropyl ester, polymer with 1,2-propanediol mono(2-methyl-2-propenoate) | 450924 | 68951
Benzoic acid, 2-hydroxy-, polymer with formaldehyde, 2-methylphenol and nonylphenol | 450916 | 68952
2-Naphthalenesulfonic acid, 6-hydroxy-, polymer with formaldehyde and methylphenol, sodium salt | 450908 | 68953
2-Propenoic acid, polymer with isooctyl 2-propenoate and methyl 2-propenoate | 450890 | 68954
2-Propenoic acid, ethyl ester, polymer with isooctyl 2-propenoate | 450882 | 68955
2-Propenoic acid, 2-methyl-, methyl ester, polymer with ethyl 2-propenoate and isooctyl 2-propenoate | 450874 | 68956
2-Propenoic acid, polymer with ethyl 2-propenoate and isooctyl 2-propenoate | 450866 | 68957
2-Propenoic acid, polymer with isooctyl 2-propenoate and 1,1'-(1-methyl-1,3-propanediyl) di-2-propenoate | 450858 | 68958
2-Propenoic acid, 1,3-dimethylbutyl ester, polymer with isooctyl 2-propenoate | 450841 | 68959
Peroxide, bis[1-methyl-1-[(1-methylethyl)phenyl]ethyl] | 450833 | 68960
Peroxide, 1,1-dimethylethyl 1-methyl-1-[(1-methylethyl)phenyl]ethyl | 450825 | 68961
Peroxide, 1-methyl-1-[4-methyl-2(or 3)-(1-methylethyl)phenyl]ethyl 1-methyl-1-phenylethyl | 450817 | 68962
2-Propanol, 1,1'-[(1-methyl-1,2-ethanediyl)bis(oxy)]bis-, polymer with 1,3-diisocyanatomethylbenzene and .alpha.-hydro-.omega.-hydroxypoly[oxy(methyl-1,2-ethanediyl)] | 450809 | 68963
1,2,6-Hexanetriol, polymer with 1,3-diisocyanatomethylbenzene, .alpha.-hydro-.omega.-hydroxypoly[oxy(methyl-1,2-ethanediyl)] and 2-methyloxirane | 450791 | 68964
1,2,3-Propanetriol, polymer with 1,3-diisocyanatomethylbenzene, 2-ethyl-2-(hydroxymethyl)-1,3-propanediol, .alpha.-hydro-.omega.-hydroxypoly[oxy(methyl-1,2-ethanediyl)] and 2-methyloxirane | 450783 | 68965
1,2,6-Hexanetriol, polymer with 1,3-diisocyanatomethylbenzene, .alpha.-hydro-.omega.-hydroxypoly[oxy(methyl-1,2-ethanediyl)], 2-methyloxirane and oxybis[propanol] | 450775 | 68966
Poly[oxy(methyl-1,2-ethanediyl)], .alpha.,.alpha.',.alpha.''-1,2,3-propanetriyltris[.omega.-hydroxy-, polymer with 5-isocyanato-1-(isocyanatomethyl)-1,3,3-trimethylcyclohexane | 450767 | 68967
2-Oxepanone, polymer with 1,3-diisocyanatomethylbenzene, 2,2-dimethyl-1,3-propanediol and 2-ethyl-2-(hydroxymethyl)-1,3-propanediol | 450759 | 68968
Hexanedioic acid, polymer with 1,3-dihydro-1,3-dioxo-5-isobenzofurancarboxylic acid, 2,2-dimethyl-1,3-propanediol, 1,3-isobenzofurandione and trimethoxydimethyltriphenyltrisiloxane | 450742 | 68969
1,3-Benzenedicarboxylic acid, polymer with 2,2-dimethyl-1,3-propanediol, 2-ethyl-2-(hydroxymethyl)-1,3-propanediol, hexanedioic acid, 2-(hydroxymethyl)-2-methyl-1,3-propanediol and trimethoxydimethyltriphenyltrisiloxane | 450734 | 68970
1,3-Benzenedicarboxylic acid, polymer with 2-ethyl-2-(hydroxymethyl)-1,3-propanediol, hexanedioic acid, 2-(hydroxymethyl)-2-methyl-1,3-propanediol and trimethoxydimethyltriphenyltrisiloxane | 450726 | 68971
1,3-Benzenedicarboxylic acid, polymer with 2-ethyl-2-(hydroxymethyl)-1,3-propanediol, hexanedioic acid, 2-(hydroxymethyl)-2-methyl-1,3-propanediol, 2,2'-oxybis[ethanol] and trimethoxydimethyltriphenyltrisiloxane | 450718 | 68972
1,3-Benzenedicarboxylic acid, polymer with 2-ethyl-2-(hydroxymethyl)-1,3-propanediol, 2-(hydroxymethyl)-2-methyl-1,3-propanediol and trimethoxydimethyltriphenyltrisiloxane | 450700 | 68973
Hexanedioic acid, polymer with 2-ethyl-2-(hydroxymethyl)-1,3-propanediol, 3-hydroxy-2-(hydroxymethyl)propanoic acid, 1,3-isobenzofurandione, 2,2'-oxybis[ethanol] and 2,2,4-trimethyl-1,3-pentanediol | 450692 | 68974
9,12-Octadecadienoic acid (9Z,12Z)-, dimer, compd. with N1,N2-bis(2-aminoethyl)-1,2-ethanediamine (1:?) | 450684 | 68975
Ethanol, 2,2',2''-nitrilotris-, compd. with .alpha.-sulfo-.omega.-(tetradecyloxy)poly(oxy-1,2-ethanediyl) (1:1) | 450676 | 68976
Ethanol, 2,2',2''-nitrilotris-, compd. with .alpha.-tridecyl-.omega.-(sulfooxy)poly(oxy-1,2-ethanediyl) (1:1) | 450668 | 68977
2-Propenoic acid, 2-methyl-, butyl ester, polymer with 1-ethenyl-2-pyrrolidinone and methyl 2-methyl-2-propenoate | 450650 | 68978
1,2-Octanedione, 1-(4-tert-dodecylphenyl)-, 1,2-dioxime | 450643 | 68979
3-Cyclohexene-1-methanol, .alpha.,.alpha.,4-trimethyl-, sodium salt (1:1) | 450635 | 68980
2-Naphthalenecarboxamide, 4-[2-(2,3-dichlorophenyl)diazenyl]-3-hydroxy-N-[5-[[[3-hydroxy-4-[2-(2-methoxy-4-nitrophenyl)diazenyl]-2-naphthalenyl]carbonyl]amino]-1-naphthalenyl]- | 450627 | 68981
2-Propanol, 1-amino-, compd. with .alpha.-[(1,1,3,3-tetramethylbutyl)phenyl]-.omega.-hydroxypoly(oxy-1,2-ethanediyl) phosphate | 444331 | 68982
9-Octadecenoic acid (9Z)-, 2-[[2-[bis(2-hydroxypropyl)amino]ethyl](2-hydroxypropyl)amino]-1-methylethyl ester, compd. with diethyl sulfate (1;?) | 444141 | 68983
Oxirane, 2-methyl-, polymer with oxirane, mono[(diethylamino)alkyl] ether | 443820 | 68984
Benzenamine, 4,4'-[[4-(diethylamino)phenyl]methylene]bis[N,N-diethyl-3-methyl- | 457572 | 68985
Acetic acid, 2-butoxy-2-hydroxy-, butyl ester | 457564 | 68986
Benzene, 1,3-dichloro-5-(1-methylethenyl)- | 457556 | 68987
Benzenemethanol, 3,5-dichloro-.alpha.,.alpha.-dimethyl- | 457549 | 68988
2-Propenoic acid, 2-methyl-, butyl ester, polymer with sodium 2-methyl-2-propenoate (1:1) | 457531 | 68989
2-Propenoic acid, ethyl ester, polymer with ethenyl acetate, N-(hydroxymethyl)-2-propenamide and 2-propenamide | 457523 | 68990
Phenol, 2,2'-[[[(2-hydroxy-5-octylphenyl)methyl]imino]bis(2,1-ethanediyliminomethylene)]bis[4-octyl-, calcium salt (1:?) | 457515 | 68991
1,3-Dioxane, 2-(3,7-dimethyl-6-octen-1-yl)-4,4,6-trimethyl- | 457507 | 68992
1,3-Dioxane-2-propanol, 4,4,6-trimethyl-.alpha.-propyl- | 457499 | 68993
7-Benzothiazolesulfonic acid, 2-[4-[2-(4,5-dihydro-3-methyl-5-oxo-1H-pyrazol-4-yl)diazenyl]phenyl]-6-methyl-, compd. with 2-(2-aminoethoxy)ethanol (1:1) | 457481 | 68994
7-Benzothiazolesulfonic acid, 2-[4-[2-(4,5-dihydro-3-methyl-5-oxo-1H-pyrazol-4-yl)diazenyl]phenyl]-6-methyl- | 457473 | 68995
2-Propenoic acid, 2-methyl-, 2-[ethyl[(1,1,2,2,3,3,4,4,5,5,6,6,7,7,8,8,8-heptadecafluorooctyl)sulfonyl]amino]ethyl ester, polymer with 2-chloro-1,3-butadiene, 2-[ethyl[(1,1,2,2,3,3,4,4,4-nonafluorobutyl)sulfonyl]amino]ethyl 2-methyl-2-propenoate, 2-[ethyl[(1,1,2,2,3,3,4,4,5,5,6,6,7,7,7-pentadecafluoroheptyl)sulfonyl]amino]ethyl 2-methyl-2-propenoate, 2-[ethyl[(1,1,2,2,3,3,4,4,5,5,6,6,6-tridecafluorohexyl)sulfonyl]amino]ethyl 2-methyl-2-propenoate and 2-[ethyl[(1,1,2,2,3,3,4,4,5,5,5-undecafluoropentyl)sulfonyl]amino]ethyl 2-methyl-2-propenoate | 457465 | 68996
2-Propenoic acid, 2-methyl-, monoester with 1,2-propanediol, polymer with ethenylbenzene, ethyl 2-propenoate, (1-methylethenyl)benzene and 2-propenoic acid | 457457 | 68997
Formaldehyde, polymer with 4-(1,1-dimethylethyl)phenol, methylphenol and 4-nonylphenol | 457440 | 68998
5-Isobenzofurancarboxylic acid, 1,3-dihydro-1,3-dioxo-, polymer with 1,2-ethanediol and 2,2'-[1,2-ethanediylbis(oxy)]bis[ethanol] | 457432 | 68999
1,3-Benzenedicarboxylic acid, polymer with 1,3-benzenediamine, 1,3-dihydro-1,3-dioxo-5-isobenzofurancarboxylic acid, 1,2-ethanediol and 1,3,5-tris(2-hydroxyethyl)-1,3,5-triazine-2,4,6(1H,3H,5H)-trione | 457424 | 69000
1,3-Benzenedicarboxylic acid, polymer with 1,3-dihydro-1,3-dioxo-5-isobenzofurancarboxylic acid, 1,2-ethanediol, 4,4'-methylenebis[benzenamine] and 1,3,5-tris(2-hydroxyethyl)-1,3,5-triazine-2,4,6(1H,3H,5H)-trione | 457416 | 69001
1,3-Benzenedicarboxylic acid, polymer with 1,3-dihydro-1,3-dioxo-5-isobenzofurancarboxylic acid, 1,4-dimethyl 1,4-benzenedicarboxylate, 1,2-ethanediol, 2,2'-[1,2-ethanediylbis(oxy)]bis[ethanol], 4,4'-methylenebis[benzenamine] and 1,3,5-tris(2-hydroxyethyl)-1,3,5-triazine-2,4,6(1H,3H,5H)-trione | 457408 | 69002
1,4-Benzenedicarboxylic acid, polymer with 1,2-ethanediol, 2,2'-[1,2-ethanediylbis(oxy)]bis[ethanol], 2,5-furandione, 1,2-propanediol, 1,2,3-propanetriol and 1,3,5-tris(2-hydroxyethyl)-1,3,5-triazine-2,4,6(1H,3H,5H)-trione | 457390 | 69003
1,3-Benzenedicarboxylic acid, polymer with (2E)-2-butenedioic acid, 1,2-ethanediol and 1,2,3-propanetriol | 457382 | 69004
1,4-Benzenedicarboxylic acid, polymer with 1,4-dimethyl 1,4-benzenedicarboxylate, 1,2-ethanediol, 2,2'-[1,2-ethanediylbis(oxy)]bis[ethanol] and 1,3,5-tris(2-hydroxyethyl)-1,3,5-triazine-2,4,6(1H,3H,5H)-trione | 457374 | 69005
1H,3H-Benzo[1,2-c:4,5-c']difuran-1,3,5,7-tetrone, polymer with 2-(chloromethyl)oxirane, 4,4'-(1-methylethylidene)bis[phenol] and 3a,4,7,7a-tetrahydro-1,3-isobenzofurandione | 457366 | 69006
1,2-Benzenedicarboxylic acid, 1,2-di-2-propen-1-yl ester, polymer with ethenylbenzene, 2,5-furandione and 2-propenenitrile | 457358 | 69007
Molybdate(3-), tetracosa-.mu.-oxododecaoxo[.mu.12-[phosphato(3-)-.kappa.O:.kappa.O:.kappa.O:.kappa.O':.kappa.O':.kappa.O':.kappa.O'':.kappa.O'':.kappa.O'':.kappa.O''':.kappa.O''':.kappa.O''']]dodeca-, hydrogen, compd. with 4,4'-[(4-methyl-1,3-phenylene)bis(2,1-diazenediyl)]bis[6-methyl-1,3-benzenediamine] (1:3:?) | 457341 | 69008
1,2-Benzenedicarboxylic acid, 3,4,5,6-tetrabromo-, polymer with 2-ethyl-2-(hydroxymethyl)-1,3-propanediol, hexanedioic acid, 2,2'-[(1-methylethylidene)bis(4,1-phenyleneoxymethylene)]bis[oxirane] and 1,2-propanediol | 457333 | 69009
Pentaric acid, calcium salt (1:?) | 457325 | 69010
Hexanedioic acid, polymer with 2,5-furandione, 3a,4,5,6,7,7a-hexahydro-4,7-methano-1H-inden-5-ol and 2,2'-oxybis[ethanol] | 457317 | 69011
2,5-Furandione, polymer with 1,2-ethanediol, 3a,4,5,6,7,7a-hexahydro-4,7-methano-1H-inden-5-ol and 1,2-propanediol | 457309 | 69012
2-Propenoic acid, 2-methyl-, 2-oxiranylmethyl ester, polymer with aziridine, 2-(chloromethyl)oxirane and N,N'-methylenebis[2-propenamide] | 457291 | 69013
Hexanedioic acid, polymer with 2,2-bis[(2-propen-1-yloxy)methyl]-1-butanol, (2E)-2-butenedioic acid, 2,2-dimethyl-1,3-propanediol and 3a,4,7,7a-tetrahydro-4,7-methano-1H-indene | 457283 | 69014
2-Propenoic acid, 2-methyl-, methyl ester, polymer with butyl 2-propenoate, ethenylbenzene, 1,2-propanediol mono(2-methyl-2-propenoate) and 2-propenenitrile | 457275 | 69015
1-Naphthalenesulfonic acid, 2-amino-, ammonium salt (1:1) | 450619 | 69016
Cyclohexanol, 5-methyl-2-(1-methylethyl)-, 1-propanoate, (1S,2R,5R)- | 450593 | 69017
1,4-Benzenedicarboxylic acid, polymer with 5-isocyanato-1-(isocyanatomethyl)-1,3,3-trimethylcyclohexane, 2-methyloxirane and C,C,C-trimethyl-1,6-hexanediamine | 450585 | 69018
5,7,12-Trioxa-6-stannatriaconta-2,9,21-trienoic acid, 6,6-dioctyl-4,8,11-trioxo-, (9Z)-9-octadecen-1-yl ester, (21Z)- | 450577 | 69019
1,3'-Bipyridinium, 1',2'-dihydro-6'-hydroxy-4'-methyl-2'-oxo-, inner salt | 450569 | 69020
Hexanoic acid, 2-ethyl-, compd. with 2,2'-iminobis[ethanol] (1:1) | 450551 | 69021
9H-Fluoren-3-amine, 7-chloro-N,N-diethyl-6-methyl- | 450544 | 69022
1H-Imidazolium, 1,3-bis(carboxymethyl)-4,5-dihydro-1-(2-hydroxyethyl)-2-undecyl-, hydroxide, sodium salt (1:2:2) | 450536 | 69023
Phenol, 3-methyl-4-nitro-, 1,1',1''-(phosphate) | 450528 | 69024
1,2-Ethanediol, polymer with N1-[2-(dimethylamino)ethyl]-N1,N2,N2-trimethyl-1,2-ethanediamine and 1,1'-oxybis[2-chloroethane] | 450510 | 69025
2-Propenoic acid, 2-methylbutyl ester, polymer with 1-ethenyl-2-pyrrolidinone and 2-propenamide | 450502 | 69026
Sulfuric acid, sodium salt (1:?), compd. with 1,3-diisocyanatomethylbenzene polymer with .alpha.-hydro-.omega.-hydroxypoly[oxy(methyl-1,2-ethanediyl)] and 2,2'-oxybis[ethanol] | 450494 | 69027
2-Pyrrolidinone, 1-ethenyl-, homopolymer, compd. with potassium iodide (K(I3)) (1:?) | 450486 | 69028
2-Propenoic acid, polymer with butyl 2-propenoate, compd. with 2,2'-(methylimino)bis[ethanol] | 450478 | 69029
Formaldehyde, polymer with 2-ethoxyethanol and phenol | 450460 | 69030
Hexanedioic acid, polymer with 1,4-cyclohexanedimethanol, 2-ethyl-2-(hydroxymethyl)-1,3-propanediol and hexahydro-1,3-isobenzofurandione | 450452 | 69031
1,4-Cyclohexanedicarboxylic acid, 1,4-dimethyl ester, polymer with 2-ethyl-2-(hydroxymethyl)-1,3-propanediol and 1,3-isobenzofurandione | 450445 | 69032
1-Tetradecanaminium, N-ethyl-N,N-dimethyl-, bromide (1:1) | 450437 | 69033
Propanenitrile, 3-(tetradecyloxy)- | 450429 | 69034
Octane, 1,1-bis(octyloxy)- | 450411 | 69035
2,3,6,7-Anthracenetetrol, 9,10-dihydro-9,9,10,10-tetramethyl- | 450403 | 69036
Benzoic acid, 2-(2-hexen-1-ylideneamino)-, methyl ester | 450395 | 69037
Benzoic acid, 2-[[2-(phenylmethylene)heptylidene]amino]-, methyl ester | 450379 | 69038
3-Cyclohexene-1-methanol, 2,4,6-trimethyl- | 450361 | 69039
6-Octen-1-ol, 6-methoxy-2,7-dimethyl- | 450346 | 69040
1-Octanol, 7-bromo-6-methoxy-2,7-dimethyl- | 450320 | 69041
Benzonitrile, 2-(1,1-dimethylethyl)- | 450312 | 69042
Quinoline, 8-nitro-6-phenyl- | 450296 | 69043
8-Quinolinamine, 5,6-dimethyl- | 450288 | 69044
Quinoline, 6-bromo-8-nitro- | 450262 | 69045
Quinoline, 6-chloro-8-nitro- | 450254 | 69046
1,3-Propanediamine, N1,N3-bis(3-aminopropyl)-N1-[3-(dimethylamino)propyl]- | 450247 | 69047
9-Octadecenoic acid (9Z)-, compd. with 2,2',2''-nitrilotris[2-propanol] (1:1) | 450239 | 69048
Sulfuric acid, diethyl ester, compd. with 2-(8-heptadecen-1-yl)-4,5-dihydro-1H-imidazole-1-ethanol (1:1) | 450221 | 69049
Phenol, 2,2'-methylenebis[4-(1,1,3,3-tetramethylbutyl)-, calcium salt (1:?) | 450213 | 69050
Methanaminium, N-[4-[[4-(dimethylamino)phenyl]phenylmethylene]-2,5-cyclohexadien-1-ylidene]-N-methyl-, benzoate (1:1) | 450205 | 69051
2-Propenenitrile, polymer with 2-methyloxirane, oxirane, 2-propen-1-ol and 2-[(2-propen-1-yloxy)methyl]oxirane | 450197 | 69052
2,5-Pyrrolidinedione, gold(3+) potassium salt (4:1:1) | 450189 | 69053
L-Gulopyranuronic acid, polymer with 6-deoxy-L-mannopyranose and D-glucopyranose, calcium potassium sodium salt | 450171 | 69054
D-Glucopyranuronic acid, polymer with 6-deoxy-L-galactopyranose, D-galactopyranose and D-glucopyranose, calcium potassium sodium salt | 450163 | 69055
Cyclopentanecarboxylic acid, 1-phenyl-, 2-(diethylamino)ethyl ester, polymer with formaldehyde | 450155 | 69056
2-Propenoic acid, 2-methyl-, sodium salt (1:1), polymer with methoxyethene and sodium 2-propenoate (1:1) | 450148 | 69057
Hexanedioic acid, polymer with 1,3-dihydro-1,3-dioxo-5-isobenzofurancarboxylic acid, 2-ethyl-2-(hydroxymethyl)-1,3-propanediol and 1,3-isobenzofurandione | 450130 | 69058
Hexanedioic acid, polymer with 1,3-dihydro-1,3-dioxo-5-isobenzofurancarboxylic acid and 3-hydroxy-2,2-dimethylpropyl 3-hydroxy-2,2-dimethylpropanoate | 450122 | 69059
1,3-Benzenedicarboxylic acid, polymer with 1,3-dihydro-1,3-dioxo-5-isobenzofurancarboxylic acid, 2,2-dimethyl-1,3-propanediol, hexanedioic acid and 1,3,5-tris(2-hydroxyethyl)-1,3,5-triazine-2,4,6(1H,3H,5H)-trione | 450114 | 69060
Thiourea, polymer with formaldehyde and 1-phenylethanone | 450106 | 69061
Peroxide, 1,1'-[[5-(1-methylethyl)-1,3-phenylene]bis(1-methylethylidene)]bis[2-(1,1-dimethylethyl) | 450098 | 69062
Peroxide, 1-[3,5-bis(1-methylethyl)phenyl]-1-methylethyl 1,1-dimethylethyl | 450080 | 69063
Benzeneethanol, 3-nitro-, 1-acetate | 450072 | 69064
Octadecanamide, N-[2-[[2-(acetylamino)ethyl]amino]ethyl]- | 450064 | 69065
Urea, polymer with ammonia, formaldehyde and phenol, acetate (ester) | 443572 | 69066
Poly[oxy(methyl-1,2-ethanediyl)], .alpha.-hydro-.omega.-hydroxy-, 1-methylethyl ether | 443317 | 69067
2-Butenedioic acid (2Z)-, 2-[[(9Z)-1-oxo-9-octadecen-1-yl]amino]ethyl ester | 443309 | 69068
2,5-Furandione, polymer with ethenylbenzene and 2-propen-1-ol, (9Z,12Z)-9,12-octadecadienoate | 443291 | 69069
1,3-Isobenzofurandione, polymer with 2,2-bis(hydroxymethyl)-1,3-propanediol, 4-(1,1-dimethylethyl)benzoate hexadecanoate (9Z,12Z)-9,12-octadecadienoate (9Z,12Z,15Z)-9,12,15-octadecatrienoate (9Z)-9-octadecenoate | 443283 | 69070
2,5-Furandione, polymer with oxybis[propanol], 2-ethylhexyl ester | 443275 | 69071
1,3-Isobenzofurandione, polymer with 2,2-bis(hydroxymethyl)-1,3-propanediol and 1,2-propanediol, heptanoate isononanoate | 443267 | 69072
Formaldehyde, polymer with 2-methyloxirane, 4-nonylphenol and oxirane, didodecylbenzenesulfonate | 443259 | 69073
Formaldehyde, polymer with 2-methylphenol, 3-methylphenol and 4-methylphenol, 6-diazo-5,6-dihydro-5-oxo-1-naphthalenesulfonate | 443242 | 69074
Oxirane, 2-methyl-, polymer with oxirane, bis(phenylmethyl) ether | 443234 | 69075
Poly(oxy-1,2-ethanediyl), .alpha.-(nonylphenyl)-.omega.-hydroxy-, phosphate, ammonium salt | 443226 | 69076
Ethanol, 2-phenoxy-, phosphate, potassium salt | 443218 | 69077
Ethanol, 2-phenoxy-, phosphate | 443200 | 69078
Starch, borate | 443192 | 69079
Poly(oxy-1,2-ethanediyl), .alpha.-hydro-.omega.-hydroxy-, ether with 2,2-bis(hydroxymethyl)-1,3-propanediol (4:1), phosphate, ammonium salt | 443176 | 69080
2-Propenoic acid, 2-methyl-, butyl ester, polymer with ethenylbenzene, methyl 2-methyl-2-propenoate, 2-oxiranylmethyl 2-methyl-2-propenoate, 2-propenenitrile and 2-propenoic acid | 457267 | 69081
Methanone, (4-amino-2,5-diethoxyphenyl)phenyl- | 457242 | 69082
Benzoic acid, 2,3,4,5-tetrachloro-6-[[[3-[[(1,1,2,2,3,3,4,4,4-nonafluorobutyl)sulfonyl]oxy]phenyl]amino]carbonyl]-, potassium salt (1:1) | 457234 | 69083
1-Tridecanol, 1,1'-(hydrogen phosphate), potassium salt (1:1) | 457226 | 69084
Cobaltate(1-), bis[3-[2-[4,5-dihydro-3-methyl-5-(oxo-.kappa.O)-1-phenyl-1H-pyrazol-4-yl]diazenyl-.kappa.N1]-4-(hydroxy-.kappa.O)benzenesulfonamidato(2-)]-, hydrogen (1:1) | 457218 | 69085
Heptanoic acid, compd. with 2,2'-iminobis[ethanol] (1:1) | 457200 | 69086
1,3-Propanediol, 2-ethyl-2-(hydroxymethyl)-, polymer with 1,3-diisocyanatomethylbenzene, .alpha.-hydro-.omega.-hydroxypoly[oxy(methyl-1,2-ethanediyl)] and 1,1'-methylenebis[4-isocyanatobenzene] | 457192 | 69087
Butanedioic acid, 2-methylene-, polymer with butyl 2-propenoate, ethyl 2-propenoate and N-(hydroxymethyl)-2-propenamide, ammonium salt | 457184 | 69088
Decanedioic acid, polymer with 2,2-dimethyl-1,3-propanediol and 2-ethyl-2-(hydroxymethyl)-1,3-propanediol | 457176 | 69089
Benzenemethanaminium, ar,ar-dichloro-N,N-dimethyl-N-tetradecyl-, chloride (1:1) | 457168 | 69090
2-Propenoic acid, polymer with isooctyl 2-propenoate and N,N'-methylenebis[2-propenamide] | 457143 | 69091
Hydrazinium, 1-(3-butoxy-2-hydroxypropyl)-1,1-dimethyl-2-(1-oxo-2-propen-1-yl)-, inner salt, polymer with ethenylbenzene and isooctyl 2-propenoate | 457135 | 69092
2-Butenedioic acid (2Z)-, 1-(2-butoxyethyl) ester, ammonium salt (1:1), polymer with ammonium (2Z)-4-amino-4-oxo-2-butenoate (1:1), ammonium (2Z)-2-butenedioate (2:1) and ethenylbenzene | 457127 | 69093
Poly[oxy(methyl-1,2-ethanediyl)], .alpha.,.alpha.',.alpha.'',.alpha.'''-[1,2-ethanediylbis[nitrilobis(methyl-2,1-ethanediyl)]]tetrakis[.omega.-hydroxy-, sodium salt (1:?) | 457119 | 69094
2-Oxepanone, polymer with 1,6-diisocyanato-2,2,4(or 2,4,4)-trimethylhexane and 2-ethyl-2-(hydroxymethyl)-1,3-propanediol | 457101 | 69095
Benzenesulfonic acid, methyl(methylphenoxy)-, polymer with formaldehyde and 4,4'-sulfonylbis[phenol] | 457093 | 69096
Benzenesulfonic acid, 4-sec-dodecyl-, compd. with 2,2',2''-nitrilotris[ethanol] (1:1) | 457085 | 69097
Benzenesulfonic acid, 4-sec-dodecyl-, compd. with 2,2'-iminobis[ethanol] (1:1) | 457077 | 69098
1,3-Benzenedicarboxylic acid, polymer with 1,4-cyclohexanedimethanol, 2,2-dimethyl-1,3-propanediol, 2,5-furandione, hexanedioic acid, 3a,4,7,7a-tetrahydro-1,3-isobenzofurandione and 1,3,5-tris(2-hydroxyethyl)-1,3,5-triazine-2,4,6(1H,3H,5H)-trione | 457069 | 69099
Undecanoic acid, 11-amino-, polymer with 11-(heptylamino)undecanoic acid | 457051 | 69100
3-Oxazolidineethanesulfonic acid, 4-oxo-2-thioxo- | 457044 | 69101
Chromate(2-), [3-(hydroxy-.kappa.O)-4-[2-[2-(hydroxy-.kappa.O)-1-naphthalenyl]diazenyl-.kappa.N1]-7-nitro-1-naphthalenesulfonato(3-)][1-[2-[2-(hydroxy-.kappa.O)-5-nitrophenyl]diazenyl-.kappa.N1]-2-naphthalenolato(2-)-.kappa.O]-, sodium hydrogen (1:1:1) | 457036 | 69102
2-Propenoic acid, 2-methyl-, methyl ester, polymer with ethenylbenzene, 2-ethylhexyl 2-propenoate, 1,2-propanediol mono(2-methyl-2-propenoate) and 2-propenoic acid | 457028 | 69103
1,9-Octadecadien-1-one, (9Z)-, dimer | 457010 | 69104
1,3-Isobenzofurandione, polymer with 2-butene-1,3-diol, 2,5-furandione and 1,2-propanediol | 457002 | 69105
Benzoic acid, 2-(ethylideneamino)-, methyl ester | 456988 | 69106
2-Naphthalenecarboxamide, 3-hydroxy-N-(4-methylphenyl)-, sodium salt (1:1) | 456970 | 69107
2-Naphthalenecarboxamide, N-(3-chloro-4-methylphenyl)-3-hydroxy-, sodium salt (1:1) | 456954 | 69108
3-Dibenzofurancarboxamide, 2-hydroxy-N-1-naphthalenyl-, sodium salt (1:1) | 456939 | 69109
2-Naphthalenecarboxamide, 3-hydroxy-N-(2-methoxy-3-dibenzofuranyl)-, sodium salt (1:1) | 456913 | 69110
2-Naphthalenecarboxamide, N-(5-chloro-2,4-dimethoxyphenyl)-3-hydroxy-, sodium salt (1:1) | 456897 | 69111
2-Naphthalenecarboxamide, N-(4-chloro-2,5-dimethoxyphenyl)-3-hydroxy-, sodium salt (1:1) | 456871 | 69112
2-Naphthalenecarboxamide, 3-hydroxy-N-(3-nitrophenyl)-, sodium salt (1:1) | 456855 | 69113
2-Naphthalenecarboxamide, 3-hydroxy-N-phenyl-, sodium salt (1:1) | 456830 | 69114
2-Naphthalenecarboxamide, 3-hydroxy-N-1-naphthalenyl-, sodium salt (1:1) | 456822 | 69115
2-Naphthalenecarboxamide, 3-hydroxy-N-(4-methoxyphenyl)-, sodium salt (1:1) | 456806 | 69116
2-Naphthalenecarboxamide, N-(2,4-dimethylphenyl)-3-hydroxy-, sodium salt (1:1) | 456798 | 69117
2-Naphthalenecarboxamide, 3-hydroxy-N-(2-methoxyphenyl)-, sodium salt (1:1) | 456780 | 69118
2-Naphthalenecarboxamide, 3-hydroxy-N-(4-methoxy-2-methylphenyl)-, sodium salt (1:1) | 456772 | 69119
1,3-Propanediol, 2,2'-[oxybis(methylene)]bis[2-(hydroxymethyl)-, polymer with phosphorus oxide (P2O5) and 1,3,5-triazine-2,4,6-triamine | 456764 | 69120
Phenol, 4-(1,1-dimethylpropyl)-, polymer with sulfur chloride (S2Cl2) | 456756 | 69121
Benzenamine, 4,4'-carbonimidoylbis[N,N-dimethyl-, compd. with molybdenum phosphorus hydroxide oxide (1:1) | 456749 | 69122
Cuprate(2-), [7-amino-4-(hydroxy-.kappa.O)-3-[2-[2-(hydroxy-.kappa.O)-5-sulfophenyl]diazenyl-.kappa.N1]-2-naphthalenesulfonato(4-)]-, hydrogen (1:2) | 456731 | 69123
Cyclohexene, trimethyl- | 456723 | 69124
1-Penten-3-one, 2-methyl-1-(2,2,6-trimethylcyclohexen-1-yl)- | 456715 | 69125
2-Propenoic acid, 2-methyl-, 2-[[(1,1,2,2,3,3,4,4,5,5,6,6,7,7,8,8,8-heptadecafluorooctyl)sulfonyl]methylamino]ethyl ester, polymer with 2-[methyl[(1,1,2,2,3,3,4,4,4-nonafluorobutyl)sulfonyl]amino]ethyl 2-methyl-2-propenoate, 2-[methyl[(1,1,2,2,3,3,4,4,5,5,6,6,7,7,7-pentadecafluoroheptyl)sulfonyl]amino]ethyl 2-methyl-2-propenoate, 2-[methyl[(1,1,2,2,3,3,4,4,5,5,6,6,6-tridecafluorohexyl)sulfonyl]amino]ethyl 2-methyl-2-propenoate, 2-[methyl[(1,1,2,2,3,3,4,4,5,5,5-undecafluoropentyl)sulfonyl]amino]ethyl 2-methyl-2-propenoate and octadecyl 2-methyl-2-propenoate | 456707 | 69126
2-Propenoic acid, 2-methyl-, 2-[ethyl[(1,1,2,2,3,3,4,4,5,5,6,6,7,7,8,8,8-heptadecafluorooctyl)sulfonyl]amino]ethyl ester, polymer with 2-[ethyl[(1,1,2,2,3,3,4,4,4-nonafluorobutyl)sulfonyl]amino]ethyl 2-methyl-2-propenoate, 2-[ethyl[(1,1,2,2,3,3,4,4,5,5,6,6,7,7,7-pentadecafluoroheptyl)sulfonyl]amino]ethyl 2-methyl-2-propenoate, 2-[ethyl[(1,1,2,2,3,3,4,4,5,5,6,6,6-tridecafluorohexyl)sulfonyl]amino]ethyl 2-methyl-2-propenoate, 2-[ethyl[(1,1,2,2,3,3,4,4,5,5,5-undecafluoropentyl)sulfonyl]amino]ethyl 2-methyl-2-propenoate and octadecyl 2-methyl-2-propenoate | 456699 | 69127
2-Propenoic acid, butyl ester, polymer with 2-[[(1,1,2,2,3,3,4,4,5,5,6,6,7,7,8,8,8-heptadecafluorooctyl)sulfonyl]methylamino]ethyl 2-propenoate, 2-[methyl[(1,1,2,2,3,3,4,4,4-nonafluorobutyl)sulfonyl]amino]ethyl 2-propenoate, 2-[methyl[(1,1,2,2,3,3,4,4,5,5,6,6,7,7,7-pentadecafluoroheptyl)sulfonyl]amino]ethyl 2-propenoate, 2-[methyl[(1,1,2,2,3,3,4,4,5,5,6,6,6-tridecafluorohexyl)sulfonyl]amino]ethyl 2-propenoate and 2-[methyl[(1,1,2,2,3,3,4,4,5,5,5-undecafluoropentyl)sulfonyl]amino]ethyl 2-propenoate | 456681 | 69128
2-Propanol, 1,1'-[(1-methyl-1,2-ethanediyl)bis(oxy)]bis-, polymer with .alpha.-hydro-.omega.-hydroxypoly[oxy(methyl-1,2-ethanediyl)] and 1,1'-methylenebis[4-isocyanatobenzene] | 456673 | 69129
Hexanedioic acid, polymer with 1,4-cyclohexanedimethanol, .alpha.-hydro-.omega.-hydroxypoly(oxy-1,4-butanediyl) and (9Z,12Z)-9,12-octadecadienoic acid | 456665 | 69130
1-Butanol, 2,2-bis[(2,3-dibromopropoxy)methyl]-, 1,1',1''-triester with boric acid (H3BO3) | 456657 | 69131
Hexanedioic acid, polymer with 1,4-butanediol, 2,2-dimethyl-1,3-propanediol and 1,6-hexanediol | 450056 | 69132
Hexanedioic acid, polymer with 1,3-butanediol, 2-ethyl-2-(hydroxymethyl)-1,3-propanediol and 1,3-isobenzofurandione | 450049 | 69133
Hexanedioic acid, polymer with 1,4-butanediol, 1,6-hexanediol, 1,1'-methylenebis[4-isocyanatocyclohexane] and 2-oxepanone | 450031 | 69134
Hexanedioic acid, polymer with 1,4-butanediol, 2,2-dimethyl-1,3-propanediol and 1,1'-methylenebis[4-isocyanatocyclohexane] | 450023 | 69135
Hexanedioic acid, polymer with 1,4-butanediol, 1,6-hexanediol and 1,1'-methylenebis[4-isocyanatocyclohexane] | 450015 | 69136
Formaldehyde, polymer with N1-(2-aminoethyl)-N2-[2-[(2-aminoethyl)amino]ethyl]-1,2-ethanediamine, 4-(1,1-dimethylethyl)phenol, 2,5-furandione, 2-methyloxirane and oxirane | 450007 | 69137
1,4-Benzenedicarboxylic acid, polymer with 1,3-dihydro-1,3-dioxo-5-isobenzofurancarboxylic acid, 2,2-dimethyl-1,3-propanediol, 1,2-ethanediol, 1,3-isobenzofurandione and 1,2,3-propanetriol | 449991 | 69138
Aziridine, homopolymer, acetate sulfate | 449983 | 69139
2-Propenoic acid, polymer with butyl 2-propenoate, ethenylbenzene, 2-ethylhexyl 2-propenoate and 2-hydroxyethyl 2-propenoate | 449975 | 69140
9,12-Octadecadienoic acid (9Z,12Z)-, polymer with 2,2-bis(hydroxymethyl)-1,3-propanediol, 1,3-isobenzofurandione, (9Z)-9-octadecenoic acid and 1,2,3-propanetriol | 449967 | 69141
9,12-Octadecadienoic acid (9Z,12Z)-, polymer with 2,2-bis(hydroxymethyl)-1,3-propanediol, ethenylbenzene, 1,3-isobenzofurandione, (9Z)-9-octadecenoic acid and 1,2,3-propanetriol | 449959 | 69142
Oxirane, 2-methyl-, polymer with oxirane, monodecyl ether, phosphate, sodium salt | 443168 | 69143
2,5-Furandione, dihydro-, polymer with 2-(chloromethyl)oxirane and 4,4'-(1-methylethylidene)bis[phenol], benzoate | 443150 | 69144
Nonanedioic acid, polymer with 2-(chloromethyl)oxirane, 3-hydroxy-2-(hydroxymethyl)-2-methylpropanoic acid and 4,4'-(1-methylethylidene)bis[phenol], 2-(dimethylamino)ethyl ester | 443143 | 69145
Hexanedioic acid, polymer with 1,3-butanediol, diisodecyl ester | 443135 | 69146
Hexanedioic acid, polymer with 1,4-butanediol and 1,2-propanediol, didodecanoate | 443127 | 69147
1,3-Isobenzofurandione, polymer with 1,4-butanediol and 1,2-propanediol, diisooctyl ester | 443119 | 69148
1,3-Isobenzofurandione, polymer with 1,3-butanediol, diisooctyl ester | 443101 | 69149
Hexanedioic acid, polymer with 1,3-isobenzofurandione and 1,2-propanediol, diisodecyl ester | 443093 | 69150
1,3-Isobenzofurandione, polymer with 1,2-ethanediol, heptyl isooctyl ester | 443085 | 69151
1,3-Isobenzofurandione, polymer with 2-(hydroxymethyl)-2-methyl-1,3-propanediol, dodecanoate hexadecanoate | 443077 | 69152
2-Propenoic acid, polymer with butyl 2-propenoate and 2-ethylhexyl 2-propenoate, dodecyl ester | 443069 | 69153
1,3-Isobenzofurandione, polymer with 1,2-ethanediol and 1,2,3-propanetriol, dodecanoate | 443051 | 69154
Phosphoric acid, hexyl ester | 443044 | 69155
C.I. Leuco Sulphur Brown 52 | 443036 | 69156
Sodium vanadium oxide (NaV3O8), hydrate (2:1) | 443028 | 69157
C.I. Acid Black 2, barium salt | 443010 | 69158
Urea, polymer with 2,2'-iminobis[ethanol], borate | 443002 | 69159
Guanidine, N-cyano-, polymer with 1,2-ethanediamine and formaldehyde, borate | 442996 | 69160
Sodium zirconium oxide silicate (Na2Zr2O(SiO4)2) | 442988 | 69161
Starch, 2,3-dialdehydo, 2-[2-(trimethylammonio)acetyl]hydrazone, chloride | 442970 | 69162
1-Naphthalenesulfonic acid, 6-diazo-5,6-dihydro-5-oxo-, ester with phenyl(2,3,4-trihydroxyphenyl)methanone | 442962 | 69163
Iron(2+), bis[2,6-di(2-pyridinyl-.kappa.N)-4-(2-pyridinyl)-1,3,5-triazine-.kappa.N1]-, (OC-6-1'2)-, sulfate (1:1) | 442954 | 69164
Cyanic acid, C,C'-[(1-methylethylidene)di-4,1-phenylene] ester, polymer with 1,1'-(methylenedi-4,1-phenylene)bis[1H-pyrrole-2,5-dione] | 442947 | 69165
Spiro[isobenzofuran-1(3H),9'-[9H]xanthen]-3-one, 2'-[(2-chlorophenyl)amino]-6'-(diethylamino)- | 442939 | 69166
Hexanedioic acid, 2,2,4-trimethyl-, polymer with sodium 6-aminohexanoate (1:1), 5-amino-1,3,3-trimethylcyclohexanemethanamine, 2,2-dimethyl-1,3-propanediol, 2,2'-[1,2-ethanediylbis(oxy)]bis[ethanol], 2-ethyl-2-(hydroxymethyl)-1,3-propanediol, hexanedioic acid, 1,6-hexanediol, 5-isocyanato-1-(isocyanatomethyl)-1,3,3-trimethylcyclohexane and 2,4,4-trimethylhexanedioic acid | 442921 | 69167
1,4-Benzenedicarboxylic acid, polymer with sodium 6-aminohexanoate (1:1), 5-amino-1,3,3-trimethylcyclohexanemethanamine, 2,2-dimethyl-1,3-propanediol, 2,2'-[1,2-ethanediylbis(oxy)]bis[ethanol], 2-ethyl-2-(hydroxymethyl)-1,3-propanediol, hexanedioic acid, 1,6-hexanediol and 5-isocyanato-1-(isocyanatomethyl)-1,3,3-trimethylcyclohexane | 442913 | 69168
Formaldehyde, polymer with 2-methylbenzenamine hydrochloride (1:1) | 442905 | 69169
1,2-Cyclohexanedicarboxylic acid, polymer with 2-ethyl-2-(hydroxymethyl)-1,3-propanediol, 1,6-hexanediol and 1,3-isobenzofurandione | 442897 | 69170
Hexanedioic acid, polymer with 2,2-dimethyl-1,3-propanediol, 2-ethyl-2-(hydroxymethyl)-1,3-propanediol and 1,6-hexanediol | 442889 | 69171
1,2-Benzenedicarboxylic acid, 1,2-bis(2-ethylhexyl) ester, polymer with 1,3-diisocyanatomethylbenzene, 2-methyloxirane and 1,2,3-propanetriol | 442871 | 69172
2-Propenoic acid, monoester with 1,2-propanediol, polymer with 2-(chloromethyl)oxirane, 2,5-furandione and 4,4'-(1-methylethylidene)bis[phenol] | 442863 | 69173
Titanium, bis[2-(methoxy-.kappa.O)phenolato-.kappa.O](2-methoxyphenolato-.kappa.O)(2-propanolato)- | 442855 | 69174
Titanium, bis[2-(hydroxy-.kappa.O)benzaldehydato-.kappa.O][2-(hydroxy-.kappa.O)benzaldehydato](2-propanolato)- | 442848 | 69175
Titanium, bis[2-(amino-.kappa.N)benzoato-.kappa.O](2-aminobenzoato-.kappa.O)(2-propanolato)- | 442830 | 69176
Hexanedioic acid, 1,6-dimethyl ester, polymer with 1,4-dimethyl butanedioate, 1,5-dimethyl pentanedioate, 2-ethyl-2-(hydroxymethyl)-1,3-propanediol and 2,2'-oxybis[ethanol] | 442822 | 69177
Hexanedioic acid, 1,6-dimethyl ester, polymer with 1,4-dimethyl butanedioate, 1,5-dimethyl pentanedioate, 2,2'-oxybis[ethanol] and 1,2,3-propanetriol | 442814 | 69178
1,3-Benzenedicarboxylic acid, polymer with 2,2-dimethyl-1,3-propanediol, hexanedioic acid and 1,6-hexanediol | 442806 | 69179
Hexanedioic acid, polymer with 2,2-dimethyl-1,3-propanediol, 2-ethyl-2-(hydroxymethyl)-1,3-propanediol, 1,6-hexanediol and 2,2'-oxybis[ethanol] | 442798 | 69180
Phenol, 4,4'-(1-methylethylidene)bis-, polymer with 2-(chloromethyl)oxirane and 1,3-dichloro-2-propanol | 442780 | 69181
2-Propenoic acid, polymer with 2-(chloromethyl)oxirane, formaldehyde and phenol | 442772 | 69182
2-Propenoic acid, 2-methyl-, polymer with 1,3-butadiene, 2-(chloromethyl)oxirane, 4,4'-(1-methylethylidene)bis[phenol] and 2-propenenitrile | 442764 | 69183
2-Propenoic acid, 2-methyl-, polymer with 2-(chloromethyl)oxirane, formaldehyde, 2,5-furandione and phenol | 442756 | 69184
2,5-Furandione, polymer with ethenylbenzene and oxirane | 442749 | 69185
2-Propenoic acid, 2-methyl-, polymer with 2-(chloromethyl)oxirane, 1,3-isobenzofurandione and 4,4'-(1-methylethylidene)bis[phenol] | 442731 | 69186
1,2,3-Propanetriol, polymer with 4,4'-(1-methylethylidene)bis[phenol], 2-methyloxirane and oxirane | 442723 | 69187
1,2-Propanediol, polymer with N1-(2-aminoethyl)-1,2-ethanediamine | 442715 | 69188
D-Glucopyranuronic acid, polymer with D-galactopyranose, D-glucopyranose and D-mannopyranose, calcium potassium sodium salt | 442707 | 69189
Starch, polymer with 2-methyloxirane and 1,2,3-propanetriol | 442699 | 69190
Carbonic dichloride, polymer with 1,3-diisocyanatomethylbenzene, ar-methylbenzenediamine, 2-methyloxirane and oxirane | 442681 | 69191
Butanedioic acid, 2-methylene-, polymer with butyl 2-propenoate, N-(hydroxymethyl)-2-methyl-2-propenamide, methyl 2-methyl-2-propenoate and 2-methyl-2-propenamide | 442673 | 69192
2-Propenoic acid, 2-methyl-, eicosyl ester, polymer with diethenylbenzene, (1,1-dimethylethyl)ethenylbenzene, 2-ethylhexyl 2-propenoate and hexadecyl 2-methyl-2-propenoate | 442665 | 69193
Benzoic acid, 4-amino-, polymer with 2-(chloromethyl)oxirane and 4,4'-(1-methylethylidene)bis[phenol], compd. with 2-(dimethylamino)ethanol | 442657 | 69194
1,3,5-Triazine-2,4,6(1H,3H,5H)-trione, compd. with 6-[2-(2-methyl-1H-imidazol-1-yl)ethyl]-1,3,5-triazine-2,4-diamine (1:1) | 442640 | 69195
1,3,5-Triazine-2,4,6(1H,3H,5H)-trione, compd. with 2-phenyl-1H-imidazole (1:1) | 442632 | 69196
Benzenesulfonic acid, 4-[2-[5-methoxy-4-[2-(4-methoxyphenyl)diazenyl]-2-methylphenyl]diazenyl]-, sodium salt (1:1) | 456640 | 69197
1-Butanol, 2,2-bis[(2,3-dibromopropoxy)methyl]-, 1,1',1''-phosphite | 456632 | 69198
1,3-Naphthalenedisulfonic acid, 7-hydroxy-8-[2-[4-(2-phenyldiazenyl)phenyl]diazenyl]-, compd. with 2-ethyl-N-(2-ethylhexyl)-1-hexanamine (1:2) | 456608 | 69199
1-Propanaminium, N,N,N-trimethyl-3-[[(1,1,2,2,3,3,4,4,5,5,6,6,7,7,7-pentadecafluoroheptyl)sulfonyl]amino]-, chloride (1:1) | 456590 | 69200
Glycine, N-ethyl-N-[(1,1,2,2,3,3,4,4,5,5,5-undecafluoropentyl)sulfonyl]-, ethyl ester | 456574 | 69201
1-Butanesulfonamide, N-[3-(dimethylamino)propyl]-1,1,2,2,3,3,4,4,4-nonafluoro- | 456558 | 69202
1-Hexanesulfonamide, 1,1,2,2,3,3,4,4,5,5,6,6,6-tridecafluoro-N-(2-hydroxyethyl)-N-methyl- | 456533 | 69203
1-Heptanesulfonamide, N-ethyl-1,1,2,2,3,3,4,4,5,5,6,6,7,7,7-pentadecafluoro-N-(2-hydroxyethyl)- | 456517 | 69204
1-Pentanesulfonamide, N-ethyl-1,1,2,2,3,3,4,4,5,5,5-undecafluoro-N-(2-hydroxyethyl)- | 456509 | 69205
Glycine, N-ethyl-N-[(1,1,2,2,3,3,4,4,5,5,5-undecafluoropentyl)sulfonyl]-, sodium salt (1:1) | 456475 | 69206
1-Octanesulfinic acid, 1,1,2,2,3,3,4,4,5,5,6,6,7,7,8,8,8-heptadecafluoro-, sodium salt (1:1) | 456459 | 69207
2,6-Nonadien-1-ol, 1-acetate, (2E,6Z)- | 456434 | 69208
2,6-Octadiene, 1-(1-ethoxyethoxy)-3,7-dimethyl-, (2Z)- | 456426 | 69209
2-Butenal, 2-methyl-4-(2,6,6-trimethyl-2-cyclohexen-1-yl)- | 456400 | 69210
2-Octynoic acid, 3-methylbutyl ester | 456384 | 69211
Cyclohexanepropanol, .alpha.,2,2,6-tetramethyl-, 1-acetate | 456376 | 69212
6-Octen-1-ol, 3,7-dimethyl-, 1-(2-aminobenzoate) | 456350 | 69213
1,3-Diazetidine-2,4-dione, 1,3-bis(4-isocyanato-3-methylphenyl)- | 456343 | 69214
1H-Pyrrole-2,5-dione, 1,1'-(sulfonyldi-3,1-phenylene)bis- | 456335 | 69215
1H-Pyrrole-2,5-dione, 1,1'-[1,2-ethanediylbis(thio-2,1-phenylene)]bis- | 456327 | 69216
3-Nonene, 9,9-dimethoxy-, (3Z)- | 456319 | 69217
2-Propenoic acid, polymer with ethenyl acetate, 2-ethylhexyl 2-propenoate, ethyl 2-propenoate and N-(hydroxymethyl)-2-propenamide | 456301 | 69218
2-Propenoic acid, 2-methyl-, octadecyl ester, polymer with methyl 2-propenoate and 2-propenoic acid | 456293 | 69219
2-Propenoic acid, 2-methyl-, polymer with butyl 2-propenoate, N-(hydroxymethyl)-2-propenamide and 2-methylpropyl 2-propenoate | 456285 | 69220
2-Propenoic acid, 2-methyl-, methyl ester, polymer with butyl 2-propenoate, ethenyl acetate, ethyl 2-propenoate, N-(hydroxymethyl)-2-propenamide and 2-propenoic acid | 456277 | 69221
2-Propenoic acid, 2-methyl-, polymer with ethenyl acetate, 2-ethylhexyl 2-propenoate, ethyl 2-propenoate and N-(hydroxymethyl)-2-propenamide | 456269 | 69222
Formaldehyde, polymer with 4,4'-(1-methylethylidene)bis[phenol], 2-methylphenol and 1,1'-oxybis[2-chloroethane] | 456251 | 69223
2-Butenedioic acid (2E)-, polymer with 1,2-ethanediol and 1,2-propanediol | 456244 | 69224
2-Butenedioic acid (2E)-, polymer with 2,5-furandione, 1,3-isobenzofurandione, 2,2'-oxybis[ethanol] and 1,2-propanediol | 456236 | 69225
2-Butenedioic acid (2E)-, polymer with 2,5-furandione, 1,1'-oxybis[2-propanol] and 1,2-propanediol | 456228 | 69226
2,5-Furandione, polymer with 2,2'-oxybis[ethanol] and 1,1'-oxybis[2-propanol] | 456210 | 69227
1,3-Isobenzofurandione, 5,6-dibromo-, polymer with 2,5-furandione and 1,3-isobenzofurandione | 456202 | 69228
1,2-Ethanediamine, N1,N1,N2,N2-tetrapropyl- | 456194 | 69229
Benzoselenazolium, 3-ethyl-2-[2-[(3-ethyl-5-methoxy-2(3H)-benzoselenazolylidene)methyl]-1-buten-1-yl]-5-methoxy-, iodide (1:1) | 456186 | 69230
Butanedioic acid, 2-methylene-, polymer with 1,3-butadiene, ethenylbenzene, 4,4'-(1-methylethylidene)bis[phenol], 2,2'-[(1-methylethylidene)bis(4,1-phenyleneoxymethylene)]bis[oxirane] and 2-propenenitrile | 456178 | 69231
2-Propenenitrile, polymer with ethenylbenzene, 2-methyloxirane, oxirane, 2-propen-1-ol and 2-[(2-propen-1-yloxy)methyl]oxirane | 456160 | 69232
1,2-Propanediol, polymer with 4,4'-(1-methylethylidene)bis[phenol], 2-methyloxirane and oxirane | 456152 | 69233
Urea, N,N'-bis[3-(dimethylamino)propyl]-, polymer with 1,1'-oxybis[2-chloroethane] | 456145 | 69234
9,12,15-Octadecatrienoic acid, (9Z,12Z,15Z)-, polymer with 2,2-bis(hydroxymethyl)-1,3-propanediol, 1,2-ethanediol, 2,5-furandione and 1,3-isobenzofurandione | 456137 | 69235
Hexanedioic acid, 1,6-bis[(6-methyl-3-cyclohexen-1-yl)methyl] ester | 456129 | 69236
1,3-Dioxane, 4,4,6-trimethyl-2-[4-(1-methylethyl)phenyl]- | 456111 | 69237
Butanal, 3-(heptyloxy)-2-oxo- | 456103 | 69238
Benzenehexanenitrile, .gamma.-methyl- | 456095 | 69239
2-Nonene, 1,1'-oxybis- | 456087 | 69240
3-Hexenenitrile, 4-methyl-6-phenyl- | 456079 | 69241
Benzene, [2,2-bis(3-methylbutoxy)ethyl]- | 456061 | 69242
Cyclohexanemethanamine, 1,3,3-trimethyl-N-(1-methylethylidene)-5-[(1-methylethylidene)amino]- | 442624 | 69243
Urea, polymer with formaldehyde, 2-methylphenol and phenol | 442616 | 69244
Formaldehyde, polymer with 2,4-dioctylphenol | 442608 | 69245
Formaldehyde, polymer with 4-(1,1-dimethylethyl)phenol and 4-octylphenol | 442590 | 69246
1,3-Isobenzofurandione, 4,5,6,7-tetrabromo-, polymer with 1,3-butanediol, 2,5-furandione, 2,2'-oxybis[ethanol] and 1,2-propanediol | 442582 | 69247
Imidodicarbonimidic diamide, N-(2-methylphenyl)-, compd. with 1H-benzotriazole (1:1) | 442574 | 69248
Imidodicarbonimidic diamide, N-(2-methylphenyl)-, compd. with 6-methyl-1H-benzotriazole (1:1) | 442558 | 69249
3(2H)-Isothiazolone, 2-octyl-, hydrochloride (1:1) | 442533 | 69250
2-Buten-1-ol, 3-methyl-, 1-formate | 442517 | 69251
2-Undecen-1-ol, 1-acetate | 442509 | 69252
2-Tridecen-1-ol | 442483 | 69253
5-Hexen-3-one, 6-(2,2,3-trimethyl-3-cyclopenten-1-yl)- | 442475 | 69254
Benzeneethanol, 3-(1-methylethyl)- | 442459 | 69255
Benzoic acid, 2-(dimethylamino)-, 2-methylpropyl ester | 442442 | 69256
1,3-Dioxolane, 2,4-dimethyl-2-[2-(2,6,6-trimethyl-2-cyclohexen-1-yl)ethyl]- | 442426 | 69257
3-Pentanone, 1-(2,6,6-trimethyl-2-cyclohexen-1-yl)- | 442400 | 69258
Cyclohexanemethanol, 3,5-dimethyl- | 442392 | 69259
Ethanone, 1-(3,5,6-trimethyl-3-cyclohexen-1-yl)- | 442376 | 69260
2-Furanmethanol, tetrahydro-.alpha.-pentyl- | 442368 | 69261
Spiro[furan-2(3H),5'-[4,7]methano[5H]indene], decahydro- | 442343 | 69262
2-Pentyne, 1-(1-ethoxyethoxy)- | 442327 | 69263
2-Octanol, 2,6-dimethyl-, 2-acetate | 442319 | 69264
9-Decen-1-ol, 1-propanoate | 442293 | 69265
5-Hexen-3-ol, 6-(2,2,3-trimethyl-3-cyclopenten-1-yl)- | 442285 | 69266
3,6,9,12,15-Pentaoxapentacosan-1-ol, 1-(dihydrogen phosphate), ammonium salt (1:2) | 442269 | 69267
2-Propanol, 1,1'-iminobis-, benzoate (1:1) | 442251 | 69268
3,6,9,12,15-Pentaoxapentacosan-1-ol, 1-(dihydrogen phosphate), sodium salt (1:2) | 442244 | 69269
3,6,9,12,15-Pentaoxapentacosan-1-ol, 1-(dihydrogen phosphate), potassium salt (1:2) | 442236 | 69270
Cyclohexanepropanol, .alpha.,2,2-trimethyl-6-methylene-, 1-acetate | 442228 | 69271
Benzenediamine, ar,ar-diethyl-ar-methyl- | 442210 | 69272
2-Propenenitrile, polymer with 2-[(2-aminoethyl)amino]ethanol | 442202 | 69273
1,3-Benzenedicarboxylic acid, polymer with 2-ethyl-2-(hydroxymethyl)-1,3-propanediol and 1,6-hexanediol | 442194 | 69274
Chromate(2-), [2,4-dihydro-4-[2-[2-(hydroxy-.kappa.O)-5-nitrophenyl]diazenyl-.kappa.N1]-5-methyl-2-phenyl-3H-pyrazol-3-onato(2-)-.kappa.O3][3-(hydroxy-.kappa.O)-4-[2-[2-(hydroxy-.kappa.O)-1-naphthalenyl]diazenyl-.kappa.N1]-7-nitro-1-naphthalenesulfonato(3-)]-, sodium hydrogen (1:1:1) | 442186 | 69275
Chromate(2-), [3-(hydroxy-.kappa.O)-4-[2-[2-(hydroxy-.kappa.O)-1-naphthalenyl]diazenyl-.kappa.N1]-7-nitro-1-naphthalenesulfonato(3-)][1-[2-[2-(hydroxy-.kappa.O)-4-nitrophenyl]diazenyl-.kappa.N1]-2-naphthalenolato(2-)-.kappa.O]-, sodium hydrogen (1:1:1) | 442178 | 69276
Chromium, [N-[8-[2-[5-(aminosulfonyl)-2-(hydroxy-.kappa.O)phenyl]diazenyl-.kappa.N1]-7-(hydroxy-.kappa.O)-1-naphthalenyl]acetamidato(2-)]- | 442160 | 69277
4,7-Methano-1H-indene, 3a,4,7,7a-tetrahydromethyl-, polymer with 1,3-butadiene, 1,3-cyclopentadiene, ethenylmethylbenzene, 2,5-furandione, 1H-indene, methyl-1,3-cyclopentadiene, (1-methylethenyl)benzene, 1-propen-1-ylbenzene and 3a,4,7,7a-tetrahydro-4,7-methano-1H-indene | 442152 | 69278
Ethanol, 2,2',2''-nitrilotris-, compd. with .alpha.-hydro-.omega.-hydroxypoly(oxy-1,2-ethanediyl) ether with 2-ethyl-2-(hydroxymethyl)-1,3-propanediol (3:1) phosphate | 442145 | 69279
1,3-Isobenzofurandione, polymer with 2,5-furandione, 2,2'-oxybis[ethanol] and 3a,4,7,7a-tetrahydro-1,3-isobenzofurandione | 442137 | 69280
1,3-Benzenedicarboxylic acid, polymer with 2,5-furandione and .alpha.-hydro-.omega.-hydroxypoly(oxy-1,2-ethanediyl) | 442129 | 69281
2-Butenedioic acid (2Z)-, 1,4-diisooctyl ester, polymer with ethenyl acetate and 2-ethylhexyl 2-propenoate | 442111 | 69282
2-Butenedioic acid (2E)-, polymer with butylphenol, formaldehyde and phenol | 442103 | 69283
1,4-Benzenedicarboxylic acid, polymer with 2,2-bis(hydroxymethyl)-1,3-propanediol, 2-(chloromethyl)oxirane, 2,2-dimethyl-1,3-propanediol, 2-ethyl-2-(hydroxymethyl)-1,3-propanediol and 1,6-hexanediol | 442095 | 69284
Formaldehyde, polymer with butylphenol and (1,1,3,3-tetramethylbutyl)phenol | 442087 | 69285
Formaldehyde, polymer with 2-ethyl-2-(hydroxymethyl)-1,3-propanediol and (1,1,3,3-tetramethylbutyl)phenol | 442079 | 69286
Formaldehyde, polymer with hexahydro-2H-azepin-2-one, 2-phenoxyethanol and 1,3,5-triazine-2,4,6-triamine | 442061 | 69287
Formaldehyde, polymer with 2-phenoxyethanol and 1,3,5-triazine-2,4,6-triamine | 442053 | 69288
Urea, polymer with formaldehyde and (1,1,3,3-tetramethylbutyl)phenol | 442046 | 69289
Phenol, polymer with 1,2-cyclohexanediamine, formaldehyde and 1,6-hexanediamine | 442038 | 69290
.beta.-Alanine, N,N'-(9,10-dihydro-4,8-dihydroxy-9,10-dioxo-1,5-anthracenediyl)bis-, bis(2-methoxyethyl) ester | 442020 | 69291
Phosphonic acid, P,P'-[(dimethylamino)methylene]bis-, sodium salt (1:3) | 442012 | 69292
Propanoic acid, 2,3-dibromo-, 2-hydroxyethyl ester | 442004 | 69293
1,2-Ethanediaminium, N1,N2-bis(3-chloro-2-hydroxypropyl)-N1,N1,N2,N2-tetramethyl-, chloride (1:2) | 441998 | 69294
Poly[oxy(methyl-1,2-ethanediyl)], .alpha.,.alpha.',.alpha.''-1,2,3-propanetriyltris[.omega.-hydroxy-, polymer with 1,3-diisocyanato-2-methylbenzene and 2,4-diisocyanato-1-methylbenzene | 441980 | 69295
Titanium, (glycinato-.kappa.N,.kappa.O)bis(isooctadecanoato-.kappa.O)(2-propanolato)- | 441972 | 69296
Phosphorodithioic acid, O,O-bis(dodecylphenyl) S-(phenylethyl) ester | 441964 | 69297
Decanoic acid, 1,1'-[2,2-bis[[(1-oxooctyl)oxy]methyl]-1,3-propanediyl] ester | 441956 | 69298
Titanate(2-), bis(ditridecyl phosphito-.kappa.O'')tris(2-methyl-2-propen-1-olato)(2-propanolato)-, hydrogen (1:2) | 441949 | 69299
1,3-Isobenzofurandione, 3a,4,7,7a-tetrahydromethyl-, polymer with 2,2-dimethyl-1,3-propanediol and 3a,4,7,7a-tetrahydro-1,3-isobenzofurandione | 441931 | 69300
Benzenesulfonic acid, hydroxymethyl-, polymer with formaldehyde and sulfonylbis[phenol] | 441923 | 69301
Poly(oxy-1,2-ethanediyl), .alpha.-(nonylphenyl)-.omega.-hydroxy-, polymer with ethenylmethylbenzene | 441915 | 69302
Cellulose, acetate butanoate, polymer with 1,3-butanediol, 1,3-diisocyanatomethylbenzene, 2-ethyl-2-(hydroxymethyl)-1,3-propanediol and .alpha.-hydro-.omega.-hydroxypoly[oxy(methyl-1,2-ethanediyl)] | 441907 | 69303
Benzene, bis(methoxymethyl)[(methoxymethyl)phenoxy]- | 441899 | 69304
Butanedioic acid, 2-sulfo-, mono[2-[[(9Z)-1-oxo-9-octadecen-1-yl]amino]ethyl] ester, sodium salt (1:2) | 441881 | 69305
Phenol, 4,4'-(1-methylethylidene)bis-, polymer with N1,N2-bis(2-aminoethyl)-1,2-ethanediamine, 2-(chloromethyl)oxirane, 4,4'-methylenebis[benzenamine] and 1-methyl-1H-imidazole | 441873 | 69306
2-Propenoic acid, polymer with 1,3-bis(2-hydroxyethyl)-5,5-dimethyl-2,4-imidazolidinedione and 4-methylbenzenesulfonic acid | 441865 | 69307
Carbamic acid, N-[3-(triethoxysilyl)propyl]-, 5-methyl-2-(1-methylethyl)cyclohexyl ester | 441857 | 69308
Benzenesulfonyl azide, 4-[2-(trimethoxysilyl)ethyl]- | 441840 | 69309
Benzenesulfonamide, N-(6-amino-3,5,5-trimethylhexyl)-4-methyl- | 441832 | 69310
2-Propenoic acid, telomer with sodium sulfite (1:1), sodium salt | 441725 | 69311
Titanium, (4-aminobenzoato-.kappa.O)bis(isooctadecanoato-.kappa.O)(2-propanolato)- | 448480 | 69312
Octadecanoic acid, 9(or 10)-(sulfooxy)-, 1-propyl ester, sodium salt (1:1) | 448464 | 69313
Isooctadecanoic acid, methyl ester | 448449 | 69314
Ethanone, 1-(2-hydroxy-5-tert-nonylphenyl)-, oxime | 448431 | 69315
Glycine, N-(carboxymethyl)-N-[(3-ethenylphenyl)methyl]-, sodium salt (1:2), polymer with N-(carboxymethyl)-N-[(4-ethenylphenyl)methyl]glycine sodium salt (1:2), 1-(chloromethyl)-3-ethenylbenzene, 1-(chloromethyl)-4-ethenylbenzene, 1-(dichloromethyl)-3-ethenylbenzene, 1-(dichloromethyl)-4-ethenylbenzene, 1,3-diethenylbenzene, 1,4-diethenylbenzene, ethenylbenzene, 1-ethenyl-3-ethylbenzene and 1-ethenyl-4-ethylbenzene | 448423 | 69316
1,3-Benzenedicarboxylic acid, polymer with 1,3-dihydro-1,3-dioxo-5-isobenzofurancarboxylic acid, 2,2-dimethyl-1,3-propanediol and 3-hydroxy-2,2-dimethylpropyl 3-hydroxy-2,2-dimethylpropanoate | 448415 | 69317
Hexanedioic acid, polymer with 2,2-dimethyl-1,3-propanediol, 1,3-isobenzofurandione and 2,2'-oxybis[ethanol] | 448407 | 69318
Hexanedioic acid, polymer with 2,2-bis(hydroxymethyl)-1,3-propanediol, 2,2-dimethyl-1,3-propanediol, 2-ethyl-2-(hydroxymethyl)-1,3-propanediol and 1,3-isobenzofurandione | 448399 | 69319
Chromate(1-), [5-[2-[5-(aminosulfonyl)-2-(hydroxy-.kappa.O)phenyl]diazenyl-.kappa.N1]-6-(hydroxy-.kappa.O)-2-naphthalenesulfonato(3-)]-, sodium (1:1) | 448373 | 69320
Cuprate(4-), [4-amino-5-hydroxy-6-[2-[5-(hydroxy-.kappa.O)-6-[2-[2-(hydroxy-.kappa.O)-4-[[2-(sulfooxy)ethyl]sulfonyl]phenyl]diazenyl-.kappa.N1]-7-sulfo-2-naphthalenyl]diazenyl]-1,3-naphthalenedisulfonato(6-)]-, hydrogen (1:4) | 448365 | 69321
Cuprate(4-), [5-(acetylamino)-4-hydroxy-3-[2-[5-(hydroxy-.kappa.O)-6-[2-[2-(hydroxy-.kappa.O)-4-[[2-(sulfooxy)ethyl]sulfonyl]phenyl]diazenyl-.kappa.N1]-7-sulfo-2-naphthalenyl]diazenyl]-2,7-naphthalenedisulfonato(6-)]-, hydrogen (1:4) | 448357 | 69322
Acetic acid ethenyl ester, polymer with ethenylsilane | 448340 | 69323
Hexanedioic acid, polymer with 2,5-furandione, .alpha.-hydro-.omega.-hydroxypoly[oxy(methyl-1,2-ethanediyl)] ether with .beta.-D-fructofuranosyl .alpha.-D-glucopyranoside, 1,3-isobenzofurandione, 2,2'-oxybis[ethanol] and 1,2-propanediol | 448332 | 69324
1,3-Benzenedicarboxylic acid, polymer with (2E)-2-butenedioic acid, 2-methylenebutanedioic acid and 2,2'-oxybis[ethanol] | 448324 | 69325
2-Propenamide, polymer with ethanedial, ethenylbenzene and N-methyl-N-2-propen-1-yl-2-propen-1-amine acetate (1:1) | 448316 | 69326
2-Propen-1-aminium, N,N-dimethyl-N-2-propen-1-yl-, chloride (1:1), polymer with N-(hydroxymethyl)-2-propenamide | 448308 | 69327
1-Propanesulfonic acid, 2-methyl-2-[(1-oxo-2-propen-1-yl)amino]-, sodium salt (1:1), polymer with N,N'-methylenebis[2-propenamide] | 448290 | 69328
Poly(oxy-1,2-ethanediyl), .alpha.-(4-nonylphenyl)-.omega.-hydroxy-, phosphate, sodium salt | 454801 | 69329
1,3-Benzenedicarboxylic acid, polymer with 1,3-butanediol, 2,2-dimethyl-1,3-propanediol, 2-ethyl-2-(hydroxymethyl)-1,3-propanediol and hexanedioic acid | 448282 | 69330
Benzenesulfonic acid, 2,4-dimethyl-, polymer with formaldehyde and 4,4'-sulfonylbis[phenol], ammonium sodium salt | 448274 | 69331
Acetic acid ethenyl ester, polymer with 3-ethenyl-2-oxazolidinone | 448266 | 69332
2-Propenoic acid, 2-methyl-, butyl ester, polymer with dodecyl 2-methyl-2-propenoate and octadecyl 2-methyl-2-propenoate | 448258 | 69333
Dodecanoic acid, 2-(aminothioxomethyl)-1-(1-oxododecyl)hydrazide | 448241 | 69334
Ethanol, 2-[ethyl[3-methyl-4-[2-(5-nitro-2-thiazolyl)diazenyl]phenyl]amino]- | 448225 | 69335
1-Naphthalenediazonium, 2-hydroxy-6-nitro-3-sulfo-, inner salt | 448209 | 69336
Boric acid (H3BO3), compd. with 2,2',2''-nitrilotris[ethanol] (1:3) | 448191 | 69337
9,10-Anthracenedione, 1-[(2,4-dimethylphenyl)amino]-4-[(2,4,6-trimethylphenyl)amino]- | 448175 | 69338
2-Naphthalenecarboxamide, N,N'-1,5-naphthalenediylbis[4-[2-(2,3-dichlorophenyl)diazenyl]-3-hydroxy- | 448167 | 69339
2-Naphthalenecarboxamide, N,N'-1,5-naphthalenediylbis[3-hydroxy-4-[2-(2-methoxy-4-nitrophenyl)diazenyl]- | 448159 | 69340
Octadecanoic acid, 10-hydroxy-9-sulfo-, butyl ester, sodium salt (1:1) | 448134 | 69341
2-Cyclohexen-1-ol, 3-methyl-6-(1-methylethyl)-, 1-formate | 448126 | 69342
Quinolinium, 6-ethoxy-1,2-dimethyl-, methyl sulfate (1:1) | 448100 | 69343
4-Thiazolidinone, 5-[2-(6-ethoxy-1-ethyl-2(1H)-quinolinylidene)ethylidene]-3-ethyl-2-thioxo- | 448092 | 69344
Ethanaminium, N-[4-[[3,4-bis(sulfomethyl)phenyl][4-(diethylamino)phenyl]methylene]-2,5-cyclohexadien-1-ylidene]-N-ethyl-, inner salt, sodium salt (1:1) | 448068 | 69345
Benzo[b]thiophene-6-sulfonic acid, 2,3-dihydro-3-oxo-2-[(4-sulfophenyl)methylene]-, potassium salt (1:2) | 448050 | 69346
Isoxazolium, 4-[2-[1-ethyl-1,3-dihydro-3,3-dimethyl-5-(phenylsulfonyl)-2H-indol-2-ylidene]ethylidene]-4,5-dihydro-2-methyl-5-oxo-3-phenyl-, iodide (1:1) | 448043 | 69347
Benzenesulfonic acid, 3-[2-(4-amino-3-methylphenyl)diazenyl]-, sodium salt (1:1) | 448027 | 69348
1-Naphthalenesulfonic acid, 3-hydroxy-7-nitro- | 448001 | 69349
Phenol, 2-[[(2-aminoethyl)amino]methyl]-4-dodecyl-, calcium salt (2:1) | 447995 | 69350
9,10-Anthracenedione, 1,4-diamino-2-bromo-5-nitro- | 447987 | 69351
Benzenesulfonyl chloride, 4-(1,1,2,2-tetrafluoroethoxy)- | 447979 | 69352
1,4-Benzenedicarboxamide, N1,N4-bis(2-hydroxy-2-phenylethyl)- | 447961 | 69353
Magnesium, chloro(2-methoxyphenyl)- | 447953 | 69354
1,4-Benzenedicarboxamide, N1,N4-bis(2-hydroxy-1-methyl-2-phenylethyl)- | 447946 | 69355
2-Propenal, 3-chloro-3-(2-nitrophenyl)- | 447938 | 69356
1,3,6,8(2H,7H)-Pyrenetetrone, 2,7-dibromo- | 447920 | 69357
Butanamide, 3-oxo-N-[4-[[2-(sulfooxy)ethyl]sulfonyl]phenyl]- | 447912 | 69358
Selenourea, N-(aminoiminomethyl)- | 447904 | 69359
Ferrate(4-), tris[[4,4'-(1,10-phenanthroline-4,7-diyl-.kappa.N1,.kappa.N10)bis[benzenesulfonato]](2-)]-, (OC-6-11)-, sodium sulfate (1:6:1) | 447896 | 69360
Ethanol, 2,2',2''-nitrilotris-, compd. with .alpha.-sulfo-.omega.-(pentadecyloxy)poly(oxy-1,2-ethanediyl) (1:1) | 447888 | 69361
2-Propenoic acid, 2-methyl-, polymer with 2-methylaziridine, methyl 2-methyl-2-propenoate and 2-methylpropyl 2-methyl-2-propenoate | 447870 | 69362
2-Propenoic acid, 2-methyl-, 2-[(1,1-dimethylethyl)amino]ethyl ester, polymer with methyl 2-methyl-2-propenoate and 2-methylpropyl 2-methyl-2-propenoate | 447862 | 69363
1,3-Benzenedicarboxylic acid, polymer with 2,2-dimethyl-1,3-propanediol, hexanedioic acid and 1,1'-methylenebis[4-isocyanatocyclohexane] | 447854 | 69364
1,3-Benzenedicarboxylic acid, polymer with 2-ethyl-2-(hydroxymethyl)-1,3-propanediol, 3-hydroxy-2-(hydroxymethyl)propanoic acid, 1,3-isobenzofurandione and 2,2,4-trimethyl-1,3-pentanediol | 447847 | 69365
2-Pentenedioic acid, 4-(3,7-dimethyloctylidene)-3-methyl-, (2Z,4E)- | 447839 | 69366
2,4-Dodecadienoic acid, 3,7,11-trimethyl-, ammonium salt (1:1), (2Z,4E)- | 447821 | 69367
Magnesium, bromo[8-[(tetrahydro-2H-pyran-2-yl)oxy]-1-octyn-1-yl]- | 447813 | 69368
14-Nonacosyne | 447805 | 69369
Magnesium, bromo[10-[(trimethylsilyl)oxy]decyl]- | 447797 | 69370
2-Pentenedioic acid, 4-(3,7-dimethyloctylidene)-3-methyl-, sodium salt (1:2), (2Z,4E)- | 447789 | 69371
11-Tetradecen-9-yn-1-ol, (11E)- | 447771 | 69372
Butanoic acid, 4-chloro-, hexadecyl ester | 447763 | 69373
Silane, trimethyl[(9Z,11E)-9,11-tetradecadien-1-yloxy]- | 447755 | 69374
2H-Pyran, tetrahydro-2-[(12E)-12-tetradecen-9-yn-1-yloxy]- | 447748 | 69375
9-Octadecenoic acid (9Z)-, compd. with 2-ethyl-1-hexanamine (1:1) | 447730 | 69376
1,3,5-Triazine-1,3,5(2H,4H,6H)-triethanol, .alpha.-methyl- | 447722 | 69377
1,3,5-Triazine-1,3,5(2H,4H,6H)-triethanol, .alpha.1,.alpha.3-dimethyl- | 447714 | 69378
Chromium, [5-chloro-2-(hydroxy-.kappa.O)-3-[2-[1,2,3,4-tetrahydro-2-oxo-4-(oxo-.kappa.O)-3-quinolinyl]diazenyl-.kappa.N1]benzenesulfonato(3-)]- | 447706 | 69379
2-Butanone, 3-[(2-furanylmethyl)thio]-3-hydroxy- | 447698 | 69380
Formaldehyde, polymer with dinonylphenol | 447680 | 69381
C.I. Pigment Green 51 | 453894 | 69382
Phosphorodithioic acid, O-ethyl O-(1-methylpropyl) ester | 473793 | 69383
1,3-Propanediol, 2-[(2,4-dinitrophenyl)amino]-2-(hydroxymethyl)- | 473785 | 69384
1,3-Propanediol, 2-[(2-amino-4-nitrophenyl)amino]- | 473777 | 69385
1,3-Propanediamine, N1,N1,N3-trimethyl-N3-(9Z)-9-octadecen-1-yl- | 473769 | 69386
Propanoic acid, 3-hydroxy-2,2-dimethyl-, 3-hydroxy-2,2-dimethylpropyl ester, polymer with 2,2-bis(hydroxymethyl)-1,3-propanediol, ethenylbenzene, 1,3-isobenzofurandione and 2-propen-1-ol | 473751 | 69387
2-Butenedioic acid (2Z)-, polymer with sodium 2-propene-1-sulfonate (1:1) | 473744 | 69388
Butanoic acid, 2-methyl-, (2E)-3,7-dimethyl-2,6-octadien-1-yl ester | 473736 | 69389
Propanamide, N-[3-(ethylamino)-4-(2-methoxyethoxy)phenyl]- | 473728 | 69390
Propanamide, N-[3-(diethylamino)-4-(2-methoxyethoxy)phenyl]- | 473710 | 69391
Acetamide, N-[3-(diethylamino)-4-(2-methoxyethoxy)phenyl]- | 473702 | 69392
1,3-Benzenedicarboxylic acid, polymer with 1,4-butanediol, hexanedioic acid and 1,1'-methylenebis[4-isocyanatocyclohexane] | 473694 | 69393
1H-Imidazole-1-ethanol, 2-(8-heptadecen-1-yl)-4,5-dihydro-, phosphate (1:?) | 473678 | 69394
Phenol, 4,4'-(1-methylethylidene)bis-, polymer with .alpha.-hydro-.omega.-hydroxypoly[oxy(methyl-1,2-ethanediyl)] ether with 2,2-bis(hydroxymethyl)-1,3-propanediol (4:1), 1,1'-methylenebis[4-isocyanatocyclohexane] and .alpha.,.alpha.',.alpha.''-1,2,3-propanetriyltris[.omega.-hydroxypoly[oxy(methyl-1,2-ethanediyl)]] | 473660 | 69395
1,3-Benzenedicarboxylic acid, polymer with 1,4-butanediol, 1,3-diisocyanatomethylbenzene, hexanedioic acid and 1,6-hexanediol | 473652 | 69396
Nickelate(6-), [4-[2-[5-[[(3,6-dichloro-4-pyridazinyl)carbonyl]amino]-2-sulfophenyl]diazenyl]-4,5-dihydro-5-oxo-1-[5-[[(C,C,C-trisulfo-29H,31H-phthalocyanin-C-yl-.kappa.N29,.kappa.N30,.kappa.N31,.kappa.N32)sulfonyl]amino]-2-sulfophenyl]-1H-pyrazole-3-carboxylato(8-)]-, hydrogen (1:6) | 473645 | 69397
1,3-Isobenzofurandione, 4,5,6,7-tetrachloro-, polymer with 1,4-benzenediol, 1,2-ethanediol, 2,5-furandione and 1,2-propanediol | 473629 | 69398
Phenol, 2,4,6-tris[(dimethylamino)methyl]-, polymer with N1-(2-aminoethyl)-1,2-ethanediamine, 2-(chloromethyl)oxirane and 4,4'-(1-methylethylidene)bis[phenol] | 473611 | 69399
Phosphorous acid, triphenyl ester, polymer with N1-(2-aminoethyl)-1,2-ethanediamine, 2-(chloromethyl)oxirane and 4,4'-(1-methylethylidene)bis[phenol] | 473603 | 69400
Nonanedioic acid, polymer with 1,2-ethanediamine and (9Z,12Z)-9,12-octadecadienoic acid dimer | 473595 | 69401
Ethanol, 2,2',2''-nitrilotris-, polymer with 1,6-hexanediamine and 2,2'-[(1-methylethylidene)bis(4,1-phenyleneoxymethylene)]bis[oxirane] | 473587 | 69402
2-Propenoic acid, polymer with butyl 2-propenoate, ethenyl acetate, 2-ethylhexyl 2-propenoate and ethyl 2-propenoate | 473579 | 69403
2-Propenoic acid, 2-methyl-, polymer with butyl 2-propenoate, ethenyl acetate and ethyl 2-propenoate | 473561 | 69404
Phenol, 4,4'-(1-methylethylidene)bis-, polymer with 2-(chloromethyl)oxirane, N1,N1-diethyl-1,3-propanediamine and 1-piperazineethanamine | 473553 | 69405
2-Propenoic acid, polymer with butyl 2-propenoate, ethyl 2-propenoate and 2-methylpropyl 2-propenoate | 473546 | 69406
Propanoic acid, 2-hydroxy-, polymer with 2,4,6-tris[(dimethylamino)methyl]phenol | 473538 | 69407
2-Propenoic acid, 2-methyl-, methyl ester, polymer with butyl 2-propenoate, 2-ethylhexyl 2-propenoate and 2-methyl-2-[(1-oxo-2-propen-1-yl)amino]-1-propanesulfonic acid | 473520 | 69408
2-Propenoic acid, polymer with 2-ethylhexyl 2-propenoate, ethyl 2-propenoate and 2-methyl-2-[(1-oxo-2-propen-1-yl)amino]-1-propanesulfonic acid | 473512 | 69409
1,3-Benzenedicarboxylic acid, polymer with nonanedioic acid, oxybis[propanol] and 1,2-propanediol | 473504 | 69410
Benzoic acid, 3,5-bis(1,1-dimethylethyl)-4-hydroxy-, potassium salt (1:1) | 473496 | 69411
Phosphoric acid, dipentyl ester, sodium salt (1:1) | 473470 | 69412
Phosphoric acid, monopentyl ester, sodium salt (1:2) | 473462 | 69413
Butanoic acid, 3-methyl-, (2E)-2-hexen-1-yl ester | 473447 | 69414
2-Octynoic acid, (3Z)-3-hexen-1-yl ester | 473439 | 69415
1H-Imidazole, 1-[(1E)-1-[[4-chloro-2-(trifluoromethyl)phenyl]imino]-2-propoxyethyl]- | 473413 | 69416
Benzene, 1,1'-oxybis[(2,2,4-trimethylpentyl)- | 473397 | 69417
9,12-Octadecadienoic acid (9Z,12Z)-, dimer, polymer with 11-aminoundecanoic acid and 4,4'-(1,3-propanediyl)bis[piperidine] | 473389 | 69418
Diindolo[3,2-b:3',2'-m]triphenodioxazinetrisulfonic acid, 8,18-dichloro-5,15-diethyl-5,15-dihydro- | 473363 | 69419
2-Propenoic acid, butyl ester, polymer with ethenylbenzene, 2-ethylhexyl 2-propenoate and methyl 2-propenoate | 473355 | 69420
2-Propenoic acid, 2-methyl-, 2-hydroxyethyl ester, polymer with butyl 2-propenoate, ethenylbenzene and 2-ethylhexyl 2-propenoate | 473348 | 69421
Acetic acid ethenyl ester, polymer with 1,2-ethanediol, ethenol and 2,5-furandione | 473330 | 69422
2,5-Furandione, dihydro-3-(4,6,8-trimethyl-2-nonen-1-yl)- | 473322 | 69423
1,3-Butanediol, 2-(hydroxymethyl)-, sodium salt (1:?) | 473306 | 69424
2-Naphthalenesulfonic acid, 3-[[5-hydroxy-2-[(4-hydroxyphenyl)sulfonyl]phenyl]methyl]-, ammonium salt (1:1) | 473298 | 69425
Ethanesulfonic acid, 2,2'-[(2,17-diethenyl-1,10,11,19,22,23-hexahydro-3,7,13,18-tetramethyl-1,19-dioxo-21H-biline-8,12-diyl)bis[(1-oxo-3,1-propanediyl)imino]]bis-, sodium salt (1:2) | 473280 | 69426
1,3-Propanediol, 2,2-bis[[3-(acetyloxy)-2,2-bis[(acetyloxy)methyl]propoxy]methyl]-, 1,3-diacetate | 473272 | 69427
Hydrazine, 1,2-bis(2,4,6-trinitrophenyl)- | 473264 | 69428
Benzoic acid, 2-hydroxy-, 2-(2-hydroxypropoxy)-1-methylethyl ester | 473256 | 69429
Butanoic acid, 2-chloro-3-oxo-, 1-phenylethyl ester | 473249 | 69430
1,3-Benzenedicarboxylic acid, polymer with hexanedioic acid, (9Z)-9-octadecenoic acid dimer and 1,2-propanediol | 473223 | 69431
1-Naphthalenesulfonic acid, 8-[(4-methylphenyl)amino]-5-[2-[4-(2-phenyldiazenyl)-6-sulfo-1-naphthalenyl]diazenyl]-, sodium salt (1:2) | 473215 | 69432
Neodecanoic acid, ethenyl ester, polymer with ethenyl acetate | 473207 | 69433
Octanol, acetate, mono[(acetyloxy)methyl] deriv. | 473199 | 69434
4,7-Methano-1H-indenol, 3a,4,5,6,7,7a-hexahydro-, formate | 473181 | 69435
1,?-Cyclohexadiene-1-ethanol, 4-(1-methylethyl)-, 1-formate | 473173 | 69436
Neodecanoic acid, silver(1+) salt (1:1) | 473165 | 69437
Neodecanoic acid, yttrium(3+) salt (3:1) | 473157 | 69438
Neodecanoic acid, chromium(3+) salt (3:1) | 473140 | 69439
Neodecanoic acid, 1,1',1'',1'''-tetraanhydride with silicic acid (H4SiO4) | 473132 | 69440
1,3-Isobenzofurandione, hexahydro-, polymer with .alpha.,.alpha.',.alpha.''-1,2,3-propanetriyltris[.omega.-hydroxypoly[oxy(methyl-1,2-ethanediyl)]] | 473124 | 69441
Phenol, 4,4'-(1-methylethylidene)bis-, polymer with 2-(chloromethyl)oxirane and .alpha.,.alpha.',.alpha.''-1,2,3-propanetriyltris[.omega.-hydroxypoly[oxy(methyl-1,2-ethanediyl)]] | 473116 | 69442
Benzene, 1,1'-(2,2-dichloroethenylidene)bis[chloro- | 473108 | 69443
1,3-Isobenzofurandione, 4,5,6,7-tetrabromo-, polymer with 2-ethyl-2-(hydroxymethyl)-1,3-propanediol and 2-methyloxirane | 473090 | 69444
1,3-Benzenedicarboxylic acid, polymer with 1,4-benzenedicarboxylic acid, (2Z)-2-butenedioic acid, 2,5-furandione and oxybis[propanol] | 473082 | 69445
1,3-Benzenedicarboxylic acid, polymer with 1,4-benzenedicarboxylic acid, 2,2-dimethyl-1,3-propanediol, 2-ethyl-2-(hydroxymethyl)-1,3-propanediol, hexanedioic acid and 2,2,4-trimethyl-1,3-pentanediol | 473074 | 69446
D-Glucitol, polymer with ethenylbenzene, 2-methyloxirane, oxirane, 1,2,3-propanetriol and 2-propenenitrile | 473066 | 69447
9-Octadecenoic acid (9Z)-, compd. with 2-propanamine (1:1) | 473058 | 69448
Isocyanic acid, polymethylenepolyphenylene ester, polymer with 2,2-bis(hydroxymethyl)-1,3-propanediol and 2-oxepanone | 473041 | 69449
2-Oxepanone, polymer with 2-ethyl-2-(hydroxymethyl)-1,3-propanediol and 1,1'-methylenebis[4-isocyanatocyclohexane] | 473033 | 69450
1,4-Benzenedicarboxylic acid, polymer with 1,3-butanediol, 1,3-dihydro-1,3-dioxo-5-isobenzofurancarboxylic acid and 2,2-dimethyl-1,3-propanediol | 473025 | 69451
2-Propenoic acid, 2-methyl-, butyl ester, polymer with ethenylbenzene, methyl 2-methyl-2-propenoate and 1,2-propanediol mono(2-methyl-2-propenoate) | 473017 | 69452
2-Propenoic acid, polymer with ethenylbenzene, ethyl 2-propenoate and (1-methylethenyl)benzene | 473009 | 69453
Aziridine, polymer with ammonia | 472993 | 69454
Molybdate (Mo7O246-), cobalt(2+) (1:3) | 469916 | 69455
1H-Imidazolium, 1-(carboxymethyl)-4,5-dihydro-1(or 3)-(2-hydroxyethyl)-2-nonyl-, hydroxide, sodium salt (1:1:1) | 469908 | 69456
1H-Imidazolium, 1-(carboxymethyl)-4,5-dihydro-1(or 3)-(2-hydroxyethyl)-2-tridecyl-, hydroxide, sodium salt (1:1:1) | 469890 | 69457
1H-Imidazolium, 1-(carboxymethyl)-4,5-dihydro-1(or 3)-(2-hydroxyethyl)-2-undecyl-, hydroxide, sodium salt (1:1:1) | 469882 | 69458
Cuprate(3-), [2-[2-[1-hydroxy-7-[2-[4-[2-(4-nitro-2-sulfophenyl)ethenyl]-3-sulfophenyl]oxidodiazenyl]-3-sulfo-2-naphthalenyl]diazenyl]benzoato(5-)]-, sodium (1:3) | 469874 | 69459
Octadecanoic acid, hydroxy-, homopolymer, 2-hydroxy-3-[(2-methyl-1-oxo-2-propen-1-yl)oxy]propyl ester | 469866 | 69460
Eicosanol, phosphate | 469858 | 69461
Sodium zinc oxide, basic | 469841 | 69462
1,3-Isobenzofurandione, polymer with 2,2-bis(hydroxymethyl)-1,3-propanediol and 2,2-dimethyl-1,3-propanediol, benzoate hexadecanoate | 469833 | 69463
Hexanedioic acid, polymer with 2,2-dimethyl-1,3-propanediol, 2-ethyl-2-(hydroxymethyl)-1,3-propanediol and 1,3-isobenzofurandione, octadecanoate | 469825 | 69464
1,3-Isobenzofurandione, polymer with 1,2,3-propanetriol, benzoate | 469817 | 69465
Xanthylium, 9-(2-carboxyphenyl)-3,6-bis(diethylamino)-, tungstatesilicate | 469809 | 69466
C.I. Basic Violet 1, molybdatesilicate | 469791 | 69467
Phenothiazin-5-ium, 3,7-bis(dimethylamino)-, molybdatephosphate | 469783 | 69468
Ethanaminium, N-[4-[[4-(diethylamino)phenyl][4-(ethylamino)-1-naphthalenyl]methylene]-2,5-cyclohexadien-1-ylidene]-N-ethyl-, tungstatephosphate | 469775 | 69469
Methanaminium, N-[4-[(2-chlorophenyl)[4-(dimethylamino)phenyl]methylene]-2,5-cyclohexadien-1-ylidene]-N-methyl-, molybdatesilicate | 469767 | 69470
1,3-Benzenedicarboxylic acid, polymer with (2E)-2-butenedioic acid and 1,2-ethanediol, 2-ethylhexyl ester | 469759 | 69471
1,3-Benzenedicarboxylic acid, polymer with 1,4-benzenedicarboxylic acid, 1,2-ethanediol, 2,5-furandione and hexanedioic acid, sulfite, potassium salt | 469742 | 69472
Bicyclo[2.2.1]hept-5-ene-2,3-dicarboxylic acid, 1,4,5,6,7,7-hexachloro-, polymer with 2,2-bis(hydroxymethyl)-1,3-propanediol, hexadecanoate | 469734 | 69473
4,7-Methanoisobenzofuran-1,3-dione, 4,5,6,7,8,8-hexachloro-3a,4,7,7a-tetrahydro-, polymer with 2,2-bis(hydroxymethyl)-1,3-propanediol, hexadecanoate | 469726 | 69474
1,4-Benzenedicarboxylic acid, polymer with 1,2-ethanediol, 2,5-furandione and hexanedioic acid, sulfite, potassium salt | 469718 | 69475
Poly(oxy-1,2-ethanediyl), .alpha.,.alpha.'-(1-methyl-1,3-propanediyl)bis[.omega.-hydroxy-, octadecanoate | 469700 | 69476
Ethanol, 2-(2-butoxyethoxy)-, phosphate, potassium salt | 469692 | 69477
1-Tridecanol, phosphate, sodium salt | 469684 | 69478
Phosphoric acid, ethyl ester, ammonium salt | 469676 | 69479
Guar gum, 3-amino-3-oxopropyl ether | 469668 | 69480
Boric acid, 2,2-bis[(2,3-dibromopropoxy)methyl]butyl ester | 469650 | 69481
Poly(oxy-1,2-ethanediyl), .alpha.-hydro-.omega.-hydroxy-, pentanedioate | 469643 | 69482
Phosphoric acid, isooctyl ester, potassium salt | 469635 | 69483
Oxirane, 2-methyl-, polymer with oxirane, 1,2,4-benzenetricarboxylate | 469627 | 69484
Poly(oxy-1,2-ethanediyl), .alpha.-hydro-.omega.-hydroxy-, hexanedioate | 469619 | 69485
Tamarind seed gum, carboxymethyl ether | 469601 | 69486
C.I. Basic Violet 1, benzoate | 469593 | 69487
1,3-Benzenedicarboxylic acid, polymer with 2-ethyl-2-(hydroxymethyl)-1,3-propanediol, hexanedioic acid and 2,2,4-trimethyl-1,3-pentanediol, benzoate | 469585 | 69488
Hexanedioic acid, polymer with 2-(hydroxymethyl)-2-methyl-1,3-propanediol and 1,3-isobenzofurandione, nonanoate | 469577 | 69489
Hexanedioic acid, polymer with 1,3-dihydro-1,3-dioxo-5-isobenzofurancarboxylic acid and 2,2-dimethyl-1,3-propanediol, nonanoate | 469569 | 69490
1,3-Benzenedicarboxylic acid, polymer with 2-ethyl-2-(hydroxymethyl)-1,3-propanediol, hexanedioic acid, 2-(hydroxymethyl)-2-methyl-1,3-propanediol and trimethoxydimethyltriphenyltrisiloxane, nonanoate | 469551 | 69491
2,5-Furandione, polymer with ethenylbenzene and 1,2-propanediol, benzoate | 469544 | 69492
Phenol, 4,4'-(1-methylethylidene)bis-, polymer with 2-(chloromethyl)oxirane, (9Z,12Z)-9,12-octadecadienoate | 469536 | 69493
2,5-Furandione, polymer with 2,2'-oxybis[ethanol], 2-ethylhexyl ester | 469528 | 69494
Hexanedioic acid, polymer with 2-ethyl-2-(hydroxymethyl)-1,3-propanediol, .alpha.-hydro-.omega.-hydroxypoly(oxy-1,2-ethanediyl) and 1,3-isobenzofurandione, nonanoate | 469510 | 69495
9,12,15-Octadecatrienoic acid, (9Z,12Z,15Z)-, polymer with 1,3-isobenzofurandione and 1,2,3-propanetriol, benzoate | 469502 | 69496
1,3-Isobenzofurandione, polymer with 2,2-bis(hydroxymethyl)-1,3-propanediol and 1,2-ethanediol, benzoate (9Z,12Z)-9,12-octadecadienoate | 469494 | 69497
1,3-Isobenzofurandione, polymer with 2,2-bis(hydroxymethyl)-1,3-propanediol and 2,2-dimethyl-1,3-propanediol, 2-ethylhexanoate isononanoate | 469486 | 69498
1,3-Isobenzofurandione, polymer with 2,2-dimethyl-1,3-propanediol and 2-ethyl-2-(hydroxymethyl)-1,3-propanediol, 2-ethylhexanoate isononanoate | 469478 | 69499
1,3-Isobenzofurandione, polymer with 2,2-bis(hydroxymethyl)-1,3-propanediol and 2-ethyl-2-(hydroxymethyl)-1,3-propanediol, 2-ethylhexanoate isononanoate | 469460 | 69500
Hexanedioic acid, polymer with 2-ethyl-2-(hydroxymethyl)-1,3-propanediol, 1,3-isobenzofurandione and 1,2,3-propanetriol, octahydro-4,7-methano-1H-indenecarboxylate 2-propenoate | 469452 | 69501
1,3-Isobenzofurandione, polymer with 2,2-bis(hydroxymethyl)-1,3-propanediol, benzoate | 469445 | 69502
1,3-Benzenedicarboxylic acid, polymer with 2-ethyl-2-(hydroxymethyl)-1,3-propanediol and nonanedioic acid, benzoate 4-(1,1-dimethylethyl)benzoate | 469437 | 69503
1,3-Isobenzofurandione, polymer with 2-(hydroxymethyl)-2-methyl-1,3-propanediol, benzoate | 469429 | 69504
2,5-Furandione, polymer with ethene, hexyl phenylmethyl ester | 469411 | 69505
2-Propen-1-ol, polymer with ethenylbenzene, (2Z)-2-butenedioate (9Z,12Z)-9,12-octadecadienoate, 2-(dimethylamino)ethyl ester | 469403 | 69506
Poly(oxy-1,2-ethanediyl), .alpha.-(1-oxo-2-propen-1-yl)-.omega.-[4-(1-methyl-1-phenylethyl)phenoxy]- | 469395 | 69507
Titanium, bis[2-[bis(2-hydroxyethyl)amino-.kappa.N]ethanolato-.kappa.O]bis[2-(2-hydroxyethoxy)ethanolato-.kappa.O]- | 469387 | 69508
5-Isobenzofurancarboxylic acid, 1,3-dihydro-1,3-dioxo-, polymer with 1,3-benzenediamine, 1,2-ethanediol and 1,3,5-tris(2-hydroxyethyl)-1,3,5-triazine-2,4,6(1H,3H,5H)-trione | 469379 | 69509
1,3-Benzenedicarboxylic acid, polymer with 2,5-furandione, 2,2'-oxybis[ethanol] and 3a,4,7,7a-tetrahydro-4,7-methano-1H-indene | 469361 | 69510
1,3-Isobenzofurandione, polymer with 2,2-bis(hydroxymethyl)-1,3-propanediol, 2,5-furandione and 1,2,3-propanetriol | 469353 | 69511
Dextrin, polymer with 2-methyloxirane | 469346 | 69512
1,4-Benzenedicarboxylic acid, polymer with 1,4-butanediol, 1,4-cyclohexanedimethanol and (9Z,12Z)-9,12-octadecadienoic acid dimer | 469338 | 69513
2-Propenoic acid, 2-methyl-, polymer with butyl 2-propenoate, 2-ethylhexyl 2-propenoate, 2-hydroxyethyl 2-methyl-2-propenoate, methyl 2-methyl-2-propenoate and 2-propenenitrile | 469320 | 69514
1,3-Benzenedicarboxylic acid, polymer with 2,2-dimethyl-1,3-propanediol, 2-ethyl-2-(hydroxymethyl)-1,3-propanediol, hexanedioic acid, 1,3-isobenzofurandione and 2,2'-oxybis[ethanol] | 469312 | 69515
1,3-Isobenzofurandione, polymer with 2,5-furandione, 3,3'-oxybis[1-propanol], 1,2-propanediol and 3a,4,7,7a-tetrahydro-4,7-methano-1H-indene | 469304 | 69516
1,3-Isobenzofurandione, polymer with 2,5-furandione, 3,3'-oxybis[1-propanol] and 1,2-propanediol | 469296 | 69517
1,3-Benzenedicarboxylic acid, polymer with 1,2-ethanediol, 2,5-furandione, 2,2'-oxybis[ethanol] and 3a,4,7,7a-tetrahydro-4,7-methano-1H-indene | 469288 | 69518
1,3-Isobenzofurandione, 3a,4,5,7a-tetrahydro-, polymer with 2,5-furandione, 1,2-propanediol and 3a,4,7,7a-tetrahydro-4,7-methano-1H-indene | 469270 | 69519
1,3-Benzenedicarboxylic acid, polymer with 1,2-ethanediol, 2,5-furandione, hexanedioic acid, 2,2'-oxybis[ethanol] and 3a,4,7,7a-tetrahydro-4,7-methano-1H-indene | 469262 | 69520
Benzenesulfonic acid, 5-(dimethylamino)-2-[[4-(dimethylamino)phenyl]methyl]-, sodium salt (1:1) | 469254 | 69521
1,3,5-Triazine-2(1H)-thione, tetrahydro-5-(2-hydroxyethyl)-1-(hydroxymethyl)- | 469247 | 69522
Benzoic acid, 5-[2-[4'-[2-[2,6-diamino-4-[2-[8-hydroxy-3,6-disulfo-7-[2-(4-sulfo-1-naphthalenyl)diazenyl]-2-naphthalenyl]diazenyl]phenyl]diazenyl]-3,3'-dimethyl[1,1'-biphenyl]-4-yl]diazenyl]-2-hydroxy-, sodium salt (1:4) | 469239 | 69523
2-Naphthalenesulfonic acid, 6-amino-5-[2-(5-chloro-4-methyl-2-sulfophenyl)diazenyl]-4-hydroxy-, sodium salt (1:2) | 469221 | 69524
Acetic acid, 2,2'-[iminobis[(1-hydroxy-3-sulfo-6,2-naphthalenediyl)-2,1-diazenediyl-3,1-phenyleneimino]]bis[2-oxo-, sodium salt (1:4) | 469213 | 69525
2H-Naphtho[1,2-d]triazole-5,8-disulfonic acid, 2-[4-[2-[4-[2-[2-methyl-4-(7-sulfo-2H-naphtho[1,2-d]triazol-2-yl)phenyl]diazenyl]-2-sulfophenyl]ethenyl]-3-sulfophenyl]-, sodium salt (1:5) | 469205 | 69526
2-Anthracenesulfonic acid, 1-amino-9,10-dihydro-4-[(4-methyl-2-sulfophenyl)amino]-9,10-dioxo-, compd. with N-octyl-1-octanamine (1:2) | 469197 | 69527
Diazenium, 2-[(1,3-dihydro-1,3,3-trimethyl-2H-indol-2-ylidene)methyl]-1-(4-ethoxyphenyl)-1-methyl-, methyl sulfate (1:1) | 469189 | 69528
Hydrofluoric acid, compd. with 1,1'-oxybis[butane] (2:1) | 469171 | 69529
Propanenitrile, 3-(trichlorogermyl)- | 469163 | 69530
Benzenesulfonyl chloride, 2,3-dimethyl-5-nitro- | 469155 | 69531
2-Propanol, 1-chloro-3-(isooctyloxy)- | 469148 | 69532
Benzene, 1,1'-(tetrachloroethylidene)bis[chloro- | 469130 | 69533
2,5-Furandione, polymer with ethenylbenzene and 2-propen-1-ol, (9Z,12Z)-9,12-octadecadienoate, compd. with 2-(dimethylamino)ethanol | 469122 | 69534
Formaldehyde, polymer with 1,2-ethanediamine and nonylphenol | 469114 | 69535
Formaldehyde, polymer with 1,2-ethanediamine and (1,1,3,3-tetramethylbutyl)phenol | 469106 | 69536
1,3-Benzenedicarboxylic acid, polymer with 1,3-diisocyanatomethylbenzene, hexanedioic acid, hexanediol and 1,1'-methylenebis[4-isocyanatobenzene] | 469098 | 69537
Poly(oxy-1,2-ethanediyl), .alpha.-(3-carboxy-1-oxosulfopropyl)-.omega.-(decyloxy)-, sodium salt (1:2) | 469080 | 69538
1H-Imidazolium, 1-(2-carboxyethyl)-4,5-dihydro-3-(2-hydroxyethyl)-2-isoheptadecyl-, inner salt | 469072 | 69539
1H-Imidazole-1-propanoic acid, 2-heptyl-2,3-dihydro-3-(2-hydroxyethyl)-, sodium salt (1:1) | 469064 | 69540
L-Aspartic acid, N-octadecyl-, 1,4-dimethyl ester | 469056 | 69541
1H-Imidazole-1-propanoic acid, 2-heptyl-2,3-dihydro-3-[2-(3-methoxy-3-oxopropoxy)ethyl]-, methyl ester | 469049 | 69542
1H-Imidazole-1-propanoic acid, 3-[2-(2-carboxyethoxy)ethyl]-2-heptyl-2,3-dihydro-, sodium salt (1:2) | 469031 | 69543
1H-Imidazolium, 1-[2-[bis(2-carboxyethyl)amino]ethyl]-3-(carboxymethyl)-2-heptyl-4,5-dihydro-, inner salt | 469023 | 69544
Benzenamine, 4,4'-carbonimidoylbis[N,N-diethyl-, compd. with molybdenum phosphorus hydroxide oxide | 469015 | 69545
2-Cyclohexene-1-octanoic acid, 6-carboxy-4-hexyl-, potassium salt (1:1) | 469007 | 69546
Butanedioic acid, 2-sulfo-, 4-(2-ethylhexyl) 1-octadecyl ester, sodium salt (1:1) | 468991 | 69547
1,3-Benzenedicarboxylic acid, polymer with 1,2-ethanediol, nonanedioic acid and 2,2'-oxybis[ethanol] | 468983 | 69548
2-Butyne-1,4-diol, polymer with aziridine | 468975 | 69549
2-Propenoic acid, polymer with ethenyl acetate and ethyl 2-propenoate, sodium salt | 468967 | 69550
2-Propenoic acid, 2-methyl-, polymer with ethyl 2-propenoate and 2-propenoic acid, sodium salt | 468959 | 69551
2-Propenoic acid, 2-methyl-, polymer with ethenylbenzene and .alpha.-hydro-.omega.-hydroxypoly(oxy-1,2-ethanediyl) (2Z)-2-butenedioate | 468942 | 69552
Poly(oxy-1,2-ethanediyl), .alpha.-[(2Z)-3-carboxy-1-oxo-2-propen-1-yl]-.omega.-(decyloxy)- | 468934 | 69553
Ruthenium, trichloro[1,1'-thiobis[ethane]]- | 468926 | 69554
Palladium, di-.mu.-chlorodichlorobis[1,1'-thiobis[butane]]di- | 468918 | 69555
Copper, [C,C,C,C,C,C,C,C,C-nonabromo-C,C,C,C-tetrachloro-29H,31H-phthalocyaninato(2-)-.kappa.N29,.kappa.N30,.kappa.N31,.kappa.N32]- | 468900 | 69556
Platinum, chloro[2-(isooctylthio-.kappa.S)acetato-.kappa.O][1,1'-thiobis[methane]]- | 468892 | 69557
Formaldehyde, polymer with 8a-(5-ethenyl-1-azabicyclo[2.2.2]oct-2-yl)-2,3,8,8a-tetrahydro-3aH-furo[2,3-b]indol-3a-ol | 468843 | 69558
Tetracosene, 2,6,10,15,19,23-hexamethyl- | 468835 | 69559
2,5-Furandione, polymer with .alpha.,.alpha.'-[(1-methylethylidene)bis(dibromo-4,1-phenylene)]bis[.omega.-hydroxypoly[oxy(methyl-1,2-ethanediyl)]] and .alpha.,.alpha.'-[(1-methylethylidene)di-4,1-phenylene]bis[.omega.-hydroxypoly[oxy(methyl-1,2-ethanediyl)]] | 468827 | 69560
Benzenesulfonic acid, 4-sec-dodecyl-, sodium salt (1:1) | 468819 | 69561
3-Pyridinecarbonitrile, 1,2-dihydro-6-hydroxy-4-methyl-2-oxo-1-(2-phenylethyl)- | 468801 | 69562
Oxirane, 2-(chloromethyl)-, polymer with 2-methyloxirane polymer with oxirane ether with 1,2,3-propanetriol (3:1), and .alpha.,.alpha.',.alpha.''-1,2,3-propanetriyltris[.omega.-hydroxypoly[oxy(methyl-1,2-ethanediyl)]] | 468793 | 69563
2-Propenoic acid, 2-methyl-, polymer with butyl 2-propenoate, ethyl 2-propenoate, methyl 2-methyl-2-propenoate, 2-propenenitrile and 2-propenoic acid, ammonium salt | 468785 | 69564
Xanthylium, 9-[2-(ethoxycarbonyl)phenyl]-3,6-bis(ethylamino)-2,7-dimethyl-, [.mu.12-[orthosilicato(4-)-.kappa.O:.kappa.O:.kappa.O:.kappa.O':.kappa.O':.kappa.O':.kappa.O'':.kappa.O'':.kappa.O'':.kappa.O''':.kappa.O''':.kappa.O''']]tetracosa-.mu.-oxododecaoxododecatungstate(4-) (4:1) | 468777 | 69565
5-Isobenzofurancarboxylic acid, 1,3-dihydro-1,3-dioxo-, polymer with 1,3-benzenediamine, 1,2-ethanediol, methylphenol and 1,3,5-tris(2-hydroxyethyl)-1,3,5-triazine-2,4,6(1H,3H,5H)-trione | 468769 | 69566
Ethane, 1,2-dichloro-, polymer with sodium sulfide (Na2(S4)) | 468561 | 69567
Ethane, 1,2-dichloro-, polymer with 1,1'-[methylenebis(oxy)]bis[2-chloroethane] and sodium sulfide (Na2(Sx)) | 468520 | 69568
C.I. Pigment Yellow 161 | 468470 | 69569
C.I. Pigment Yellow 162 | 468462 | 69570
9,12-Octadecadienoic acid (9Z,12Z)-, dimer, polymer with 1,2-ethanediamine, hexahydro-2H-azepin-2-one and 1,6-hexanediamine, propanoate | 468223 | 69571
9,12-Octadecadienoic acid (9Z,12Z)-, dimer, polymer with 1,2-ethanediamine and 3a,4,7,7a-tetrahydro-1,3-isobenzofurandione, isononanoate propanoate | 468215 | 69572
9,12-Octadecadienoic acid (9Z,12Z)-, dimer, polymer with 1,2-ethanediamine and 3a,4,7,7a-tetrahydro-1,3-isobenzofurandione, isononanoate | 468207 | 69573
9,12-Octadecadienoic acid (9Z,12Z)-, dimer, polymer with 1,2-ethanediamine and 1,6-hexanediamine, propanoate | 468199 | 69574
Hexanedioic acid, polymer with 2-ethyl-2-(hydroxymethyl)-1,3-propanediol, 3a,4,7,7a-tetrahydro-1,3-isobenzofurandione and 2,2,4-trimethyl-1,3-pentanediol, 2,2-dimethylpropanoate | 468116 | 69575
Guar gum, polymer with ethanedial | 468082 | 69576
2,5-Furandione, polymer with methoxyethene, ester with .alpha.-(9Z)-9-octadecen-1-yl-.omega.-hydroxypoly(oxy-1,2-ethanediyl), potassium salt | 468058 | 69577
2,5-Furandione, polymer with methoxyethene, ester with .alpha.-(9Z)-9-octadecen-1-yl-.omega.-hydroxypoly(oxy-1,2-ethanediyl), ammonium salt | 468041 | 69578
Cellulose, ether with .alpha.-[2-hydroxy-3-(trimethylammonio)propyl]-.omega.-hydroxypoly(oxy-1,2-ethanediyl), chloride | 467985 | 69579
Carob gum, polymer with ethanedial | 467977 | 69580
C.I. Pigment Yellow 114 | 467936 | 69581
C.I. Pigment Yellow 127 | 467928 | 69582
Phenol, 4,4'-(1-methylethylidene)bis-, polymer with 2,2'-[(1-methylethylidene)bis(4,1-phenyleneoxymethylene)]bis[oxirane], compd. with 2-(dimethylamino)ethanol | 467670 | 69583
1H-Imidazolium, 1-[2-(2-carboxyethoxy)ethyl]-1(or 3)-(2-carboxyethyl)-4,5-dihydro-2-undecyl-, hydroxide, sodium salt (1:1:2) | 467555 | 69584
C.I. Pigment Yellow 157 | 467365 | 69585
Poly(oxy-1,2-ethanediyl), .alpha.-butyl-.omega.-hydroxy-, phosphate | 467332 | 69586
C.I. Pigment Violet 47 | 467258 | 69587
Oxirane, 2-methyl-, polymer with oxirane, monobutyl ether, compd. with iodine | 467159 | 69588
2-Naphthalenesulfonic acid, 5-[2-[4-(acetylamino)-2-(trifluoromethyl)phenyl]diazenyl]-6-amino-4-hydroxy- | 460592 | 69589
2-Propenoic acid, 2-methyl-, butyl ester, polymer with dodecyl 2-methyl-2-propenoate, ethenylbenzene, ethenylbenzene, methyl 2-methyl-2-propenoate, 1,2-propanediol mono(2-methyl-2-propenoate) and 2-propenoic acid | 460584 | 69590
Phenol, dodecyl-, lead(2+) salt (2:1) | 460576 | 69591
Benzenamine, ar-(1,7,7-trimethylbicyclo[2.2.1]hept-2-yl)-N-[(1,7,7-trimethylbicyclo[2.2.1]hept-2-yl)phenyl]- | 460568 | 69592
2-Propenoic acid, 2-methyl-, 2-[(3a,4,7,7a,?,?-hexahydro-4,7-methano-1H-indenyl)oxy]ethyl ester | 460550 | 69593
Ethanol, 2-[[3a,4,7,7a,?,?-hexahydro-4,7-methano-1H-indenyl]oxy]- | 460543 | 69594
Hexanedioic acid, polymer with 1,1'-methylenebis[4-isocyanatobenzene] and oxybis[propanol] | 460535 | 69595
2-Propenoic acid, 2-[[(1,1,2,2,3,3,4,4,5,5,6,6,7,7,8,8,8-heptadecafluorooctyl)sulfonyl]methylamino]ethyl ester, telomer with 2-[methyl[(1,1,2,2,3,3,4,4,4-nonafluorobutyl)sulfonyl]amino]ethyl 2-propenoate, .alpha.-(2-methyl-1-oxo-2-propen-1-yl)-.omega.-hydroxypoly(oxy-1,2-ethanediyl), .alpha.-(2-methyl-1-oxo-2-propen-1-yl)-.omega.-[(2-methyl-1-oxo-2-propen-1-yl)oxy]poly(oxy-1,2-ethanediyl), 2-[methyl[(1,1,2,2,3,3,4,4,5,5,6,6,7,7,7-pentadecafluoroheptyl)sulfonyl]amino]ethyl 2-propenoate, 2-[methyl[(1,1,2,2,3,3,4,4,5,5,6,6,6-tridecafluorohexyl)sulfonyl]amino]ethyl 2-propenoate, 2-[methyl[(1,1,2,2,3,3,4,4,5,5,5-undecafluoropentyl)sulfonyl]amino]ethyl 2-propenoate and 1-octanethiol | 460527 | 69596
Starch, hydrogen 1,2-benzenedicarboxylate, polymer with formaldehyde and urea | 427708 | 69597
Starch, 2-hydroxypropyl ether, polymer with 2-(chloromethyl)oxirane | 427682 | 69598
Starch, polymer with N,N'-bis(hydroxymethyl)urea | 427666 | 69599
C.I. Pigment Red 232 | 427617 | 69600
C.I. Pigment Blue 74 | 427575 | 69601
Phosphorous acid, polymer with 2,2'-[oxybis(methylene)]bis[2-(hydroxymethyl)-1,3-propanediol], 2-ethylhexanoate octanoate, potassium salt | 427427 | 69602
2-Propenoic acid, 2-methyl-, polymer with butyl 2-propenoate, ethenylbenzene, formaldehyde and 2-propenenitrile, butyl ester | 427278 | 69603
C.I. Pigment Yellow 164 | 427237 | 69604
2-Propenoic acid, 2-methyl-, polymer with ethenylbenzene and 2-hydroxypropyl 2-methyl-2-propenoate | 413054 | 69605
Benzoic acid, 2-hydroxy-, polymer with 4-(1,1-dimethylethyl)phenol, 4-dodecylphenol, formaldehyde and 4-(1,1,3,3-tetramethylbutyl)phenol | 413047 | 69606
2-Butenedioic acid (2E)-, polymer with 1,2-ethanediol, 1,2-propanediol, 4,5,6,7-tetrabromo-1,3-isobenzofurandione and 4,5,6,7-tetrachloro-1,3-isobenzofurandione | 413039 | 69607
Hexanedioic acid, 1,6-dimethyl ester, polymer with N1,N2-bis(2-aminoethyl)-1,2-ethanediamine, 2-(chloromethyl)oxirane and 1,5-dimethyl pentanedioate | 413021 | 69608
Hexanedioic acid, 1,6-dimethyl ester, polymer with N1-(2-aminoethyl)-1,2-ethanediamine, 2-(chloromethyl)oxirane and 1,5-dimethyl pentanedioate | 413013 | 69609
Hexanedioic acid, 1,6-dimethyl ester, polymer with 1,5-dimethyl pentanedioate and 2,2-dimethyl-1,3-propanediol | 413005 | 69610
2-Butenedioic acid (2E)-, polymer with 1,4-cyclohexanedimethanol and 2,2-dimethyl-1,3-propanediol | 412999 | 69611
Formaldehyde, polymer with 1,2-propanediol and 1,3,5-triazine-2,4,6-triamine | 412981 | 69612
2-Propenoic acid, polymer with N-(hydroxymethyl)-2-propenamide and methyl 2-propenoate | 412973 | 69613
2-Propenoic acid, 2-methyl-, polymer with ethyl 2-propenoate, isooctyl 3-mercaptopropanoate and methyl 2-methyl-2-propenoate | 412965 | 69614
1,3-Benzenedicarboxylic acid, polymer with 1,4-cyclohexanedimethanol, hexanedioic acid and 1,6-hexanediol | 412957 | 69615
1,3-Benzenedicarboxylic acid, polymer with 1,4-cyclohexanedimethanol, hexanedioic acid and 1,5-pentanediol | 412940 | 69616
1,3-Benzenedicarboxylic acid, polymer with 1,4-cyclohexanedimethanol, hexanedioic acid, 1,1'-methylenebis[4-isocyanatobenzene] and 1,5-pentanediol | 412932 | 69617
1,4-Benzenediamine, 2-nitro-, sulfate (1:1) | 412916 | 69618
Phenol, 3-amino-, sulfate (2:1) | 412890 | 69619
1,3-Benzenediamine, 4-chloro-, sulfate (1:1) | 412882 | 69620
Phenol, 2,2'-[cyclohexylidenebis[(2-methyl-4,1-phenylene)-2,1-diazenediyl]]bis[4-butyl- | 412866 | 69621
9,10-Anthracenedione, 1,4-bis[(2,6-dibromo-4-methylphenyl)amino]- | 412841 | 69622
1-Hexanesulfonamide, 1,1,2,2,3,3,4,4,5,5,6,6,6-tridecafluoro-N-(4-hydroxybutyl)-N-methyl- | 412825 | 69623
1-Pentanesulfonamide, 1,1,2,2,3,3,4,4,5,5,5-undecafluoro-N-(4-hydroxybutyl)-N-methyl- | 412809 | 69624
3-Thiazolidineacetic acid, 5-(3-ethyl-2(3H)-benzothiazolylidene)-4-oxo-2-thioxo-, compd. with N,N-diethylethanamine (1:1) | 412783 | 69625
1-Imidazolidineacetic acid, 5-[2-(3-ethyl-2(3H)-benzoxazolylidene)ethylidene]-4-oxo-3-phenyl-2-thioxo-, sodium salt (1:1) | 412775 | 69626
Benzoxazolium, 5-(acetylamino)-2-[2-[[5-(acetylamino)-3-ethyl-2(3H)-benzoxazolylidene]methyl]-1-buten-1-yl]-3-ethyl-, perchlorate (1:1) | 412767 | 69627
1H-Benzimidazolium, 3-[2-(acetyloxy)-3-sulfopropyl]-5,6-dichloro-1-ethyl-2-methyl-, inner salt | 412759 | 69628
Benzoxazolium, 2-[3-[1-[2-(acetyloxy)-3-sulfopropyl]-5,6-dichloro-3-ethyl-1,3-dihydro-2H-benzimidazol-2-ylidene]-1-propen-1-yl]-3-ethyl-, inner salt | 412742 | 69629
Benzenediazonium, 4-dodecyl-, chloride (1:1) | 412734 | 69630
2-Naphthalenecarboxamide, 4-[2-(4-chloro-2-methylphenyl)diazenyl]-N-(4-dodecylphenyl)-3-hydroxy- | 412726 | 69631
1H-Pyrazole-4,5-dione, 1-(2-chlorophenyl)-3-methyl-, 4-[2-(4-dodecylphenyl)hydrazone] | 412718 | 69632
9,10-Anthracenedione, 1-[(2,6-dibromo-4-methylphenyl)amino]-4-hydroxy- | 412700 | 69633
7H-Naphtho[1,2,3-de]quinoline-4-sulfonic acid, 2-methyl-7-oxo- | 412692 | 69634
Copper, [NC,NC-bis[3-(dimethylamino)propyl]-29H,31H-phthalocyanine-C,C-disulfonamidato(2-)-.kappa.N29,.kappa.N30,.kappa.N31,.kappa.N32]- | 412684 | 69635
Cobalt, dichloro(1,4-diazabicyclo[2.2.2]octane-.kappa.N1)-, homopolymer | 412676 | 69636
Cobalt, bis(acetato-.kappa.O)(1,4-diazabicyclo[2.2.2]octane-.kappa.N1)-, homopolymer | 412668 | 69637
Cuprate(4-), [7-[2-[4-[2-[5-[(5-chloro-2,6-difluoro-4-pyrimidinyl)amino]-2-methoxy-3-sulfophenyl]diazenyl]-2-(hydroxy-.kappa.O)phenyl]diazenyl-.kappa.N1]-8-(hydroxy-.kappa.O)-1,3,6-naphthalenetrisulfonato(6-)]-, sodium (1:4) | 412650 | 69638
Cuprate(4-), [29H,31H-phthalocyanine-2,9,16,24-tetrasulfonato(6-)-.kappa.N29,.kappa.N30,.kappa.N31,.kappa.N32]-, sodium (1:4), (SP-4-2)- | 412643 | 69639
Chromate(1-), hydroxy[3-(hydroxy-.kappa.O)-4-[2-[2-(hydroxy-.kappa.O)-1-naphthalenyl]diazenyl-.kappa.N1]-7-nitro-1-naphthalenesulfonato(3-)]-, hydrogen (1:1) | 412635 | 69640
Silicate(2-), hexafluoro-, chromium(3+) (3:2) | 412627 | 69641
Tin, bis(acetato-.kappa.O)dibutyl(1,4-diazabicyclo[2.2.2]octane-.kappa.N1)-, formate (1:1) | 412619 | 69642
Tin, dibutyl[N-[(carboxy-.kappa.O)methyl]-N-[2-(hydroxy-.kappa.O)ethyl]glycinato(2-)-.kappa.N,.kappa.O]- | 412593 | 69643
Cuprate(4-), [.mu.-[[6,6'-[[3,3'-di(hydroxy-.kappa.O)[1,1'-biphenyl]-4,4'-diyl]bis[(2,1-diazenediyl-.kappa.N1)[4,5-dihydro-3-methyl-5-(oxo-.kappa.O)-1H-pyrazole-4,1-diyl]]]bis[1,3-naphthalenedisulfonato]](8-)]]di-, hydrogen (1:4) | 412585 | 69644
Poly[oxy(methyl-1,2-ethanediyl)], .alpha.,.alpha.'-[[[4-(ethoxycarbonyl)phenyl]imino]bis(methyl-2,1-ethanediyl)]bis[.omega.-hydroxy- | 412577 | 69645
2-Propenoic acid, 2-methyl-, 2-ethylhexyl ester, polymer with .alpha.-fluoro-.omega.-[2-[(2-methyl-1-oxo-2-propen-1-yl)oxy]ethyl]poly(difluoromethylene), 2-hydroxyethyl 2-methyl-2-propenoate and N-(hydroxymethyl)-2-propenamide | 412569 | 69646
Poly(oxy-1,2-ethanediyl), .alpha.-hydro-.omega.-hydroxy-, ether with methyl .beta.-D-glucopyranoside (4:1) | 412551 | 69647
Phosphoric acid, polymer with 2-(chloromethyl)oxirane and 4,4'-(1-methylethylidene)bis[phenol], compd. with 2-(dimethylamino)ethanol | 412544 | 69648
Benzoic acid, 4-hydroxy-, methyl ester, polymer with 2-(chloromethyl)oxirane and 4,4'-(1-methylethylidene)bis[phenol], compd. with 2-(dimethylamino)ethanol | 412536 | 69649
Acetic acid, 2-mercapto-, polymer with 2-(chloromethyl)oxirane and 4,4'-(1-methylethylidene)bis[phenol], compd. with 2-(dimethylamino)ethanol | 412528 | 69650
2-Propenoic acid, 2-methyl-, dodecyl ester, polymer with 2-mercaptoethanol, methyl 2-methyl-2-propenoate and N,N',2-tris(6-isocyanatohexyl)imidodicarbonic diamide | 412510 | 69651
Butanedioic acid, 2-mercapto-, polymer with dodecyl 2-methyl-2-propenoate, 2-mercaptoethanol, methyl 2-methyl-2-propenoate and N,N',2-tris(6-isocyanatohexyl)imidodicarbonic diamide | 412502 | 69652
2-Propenoic acid, 2-methyl-, methyl ester, polymer with butyl 2-propenoate, 2-mercaptoethanol and N,N',2-tris(6-isocyanatohexyl)imidodicarbonic diamide, ammonium salt | 412494 | 69653
1-Propanaminium, 2-hydroxy-N,N,N-trimethyl-3-[(2-methyl-1-oxo-2-propen-1-yl)oxy]-, chloride (1:1), polymer with ethyl 2-propenoate and methyl 2-methyl-2-propenoate | 412486 | 69654
2-Propenoic acid, 2-methyl-, 2-(dimethylamino)ethyl ester, polymer with 1,1'-(1,2-ethanediyl) bis(2-methyl-2-propenoate) and methyl 2-methyl-2-propenoate, compd. with (chloromethyl)benzene | 434035 | 69655
1,6-Hexanediamine, N1-(6-aminohexyl)-, polymer with 2-(chloromethyl)oxirane, hydrochloride | 412478 | 69656
Benzene-1,2,3,4,5-d5, 6-(1-bromoethyl-1,2,2,2-d4)- | 412460 | 69657
3-Cyclobutene-1,2-dione, 3-chloro-4-(4-morpholinyl)- | 412445 | 69658
Strychnidin-10-one, 2,3-dimethoxy-, [(1R)-1-methylheptyl 1,2-benzenedicarboxylate] (1:1) | 412437 | 69659
Acetamide, N-(4-nitrophenyl-2,3,5,6-d4)- | 412429 | 69660
Benzene-1,2,4,5-d4, 3-chloro-6-nitro- | 412403 | 69661
Benzenamine, 3-chloro-4-(2-phenyldiazenyl)- | 412387 | 69662
Propanenitrile, 3-[[3-(tridecyloxy)propyl]amino]- | 412379 | 69663
Ethanone, 2-(3-ethyl-5-methyl-2(3H)-benzothiazolylidene)-1-(2-furanyl)- | 412353 | 69664
Butanedioic acid, compd. with N,N-diethylcyclohexanamine (1:2) | 412338 | 69665
Butanedioic acid, compd. with N,N-diethylcyclohexanamine (1:1) | 412320 | 69666
Pentanedioic acid, compd. with N,N-diethylcyclohexanamine (1:1) | 412304 | 69667
Spiro[cyclohexane-1,2'-[1,3]dioxolo[4,5-f]benzothiazolium], 6'-methyl-7'-(3-sulfopropyl)-, inner salt | 412288 | 69668
Quinolinium, 2-(methylthio)-1-(3-sulfopropyl)-, inner salt | 412262 | 69669
Phenoxazin-5-ium, 3,7-bis(diethylamino)-1-ethoxy-, nitrate (1:1) | 412247 | 69670
Cyclohexane, 2-heptyl-3,4-bis(9-isocyanatononyl)-1-pentyl- | 412239 | 69671
Hexadecanoic acid, compd. with 2-amino-2-methyl-1-propanol (1:1) | 412221 | 69672
Boron, hexafluoro[.mu.-[2-(8-heptadecen-1-yl)-4,5-dihydro-1H-imidazole-1-ethanol-.kappa.N1:.kappa.N3]]di- | 412213 | 69673
Benzenesulfonic acid, 4-hydroxy-3-[[[[[(2-hydroxy-5-sulfophenyl)methyl]amino]carbonyl]amino]methyl]-5-methyl-, ammonium salt (1:2) | 412205 | 69674
2-Oxiranecarbonitrile, (chloromethyl)(difluoroamino)-, homopolymer | 412197 | 69675
Hexanedioic acid, polymer with 5-amino-1,3,3-trimethylcyclohexanemethanamine, 2,2-dimethyl-1,3-propanediol, 1,6-hexanediol, 4,4'-methylenebis[cyclohexanamine] and 1,1'-methylenebis[4-isocyanatocyclohexane] | 412189 | 69676
Propanoic acid, 3-hydroxy-2-(hydroxymethyl)-2-methyl-, polymer with N1-(2-aminoethyl)-1,2-ethanediamine, 5-amino-1,3,3-trimethylcyclohexanemethanamine, 2-(dimethylamino)ethanol, .alpha.-hydro-.omega.-hydroxypoly[oxy(methyl-1,2-ethanediyl)] and 1,1'-methylenebis[4-isocyanatocyclohexane] | 412171 | 69677
1,3-Benzenedicarboxylic acid, polymer with 1,5-dimethyl pentanedioate, 2,5-furandione, 1,3-isobenzofurandione, 2,2'-oxybis[ethanol] and 1,2-propanediol | 412163 | 69678
1H-Imidazolium, 1(or 3)-ethyl-2-(heptadecen-1-yl)-4,5-dihydro-1-(2-hydroxyethyl)-, ethyl sulfate (1:1) | 412155 | 69679
Hexanedioic acid, polymer with 1,1'-[[2,2-bis[(2-hydroxypropoxy)methyl]-1,3-propanediyl]bis(oxy)]bis[2-propanol] | 412148 | 69680
3,6,9,12,15-Pentaoxapentacosan-1-ol, 1-(dihydrogen phosphate), compd. with 2,2',2''-nitrilotris[ethanol] (1:2) | 412130 | 69681
Benzene, dichloro(dichloromethyl)- | 412122 | 69682
1,5-Naphthalenedisulfonic acid, 2-[2-[8-[[3-[(5-chloro-2,6-difluoro-4-pyrimidinyl)amino]benzoyl]amino]-1-hydroxy-3,6-disulfo-2-naphthalenyl]diazenyl]-, sodium salt (1:4) | 412114 | 69683
Decanoic acid, 2-hexyl-, 1,1',1''-(1,2,3-propanetriyl) ester | 412106 | 69684
17,19-Dinoratis-15-ene-4,13,14-tricarboxylic acid, 16-(1-methylethyl)-, (4.alpha.,8.alpha.,12.alpha.,13R,14S)-, polymer with D-glucitol | 412098 | 69685
Sorbitan, diisooctadecanoate | 412064 | 69686
1,3-Benzenedicarboxylic acid, polymer with 1,3-dihydro-1,3-dioxo-5-isobenzofurancarboxylic acid, 2-ethyl-2-(hydroxymethyl)-1,3-propanediol, formaldehyde and 1,3,5-triazine-2,4,6-triamine, 2-butoxyethyl ester, isononanoate | 412056 | 69687
Poly(oxy-1,2-ethanediyl), .alpha.-(2-ethylhexyl)-.omega.-hydroxy-, phosphate, potassium salt | 412049 | 69688
Poly[oxy(methyl-1,2-ethanediyl)], .alpha.-hydro-.omega.-hydroxy-, octadecanoate | 412031 | 69689
Oxirane, 2-methyl-, polymer with oxirane, hexyl ether | 412023 | 69690
Oxirane, 2-methyl-, polymer with oxirane, dodecyl ether | 412015 | 69691
2-Propenoic acid, polymer with 2-(chloromethyl)oxirane and 4,4'-(1-methylethylidene)bis[phenol], nonanoate | 412007 | 69692
2-Propenoic acid, polymer with 5,5'-carbonylbis[1,3-isobenzofurandione], dihydro-2,5-furandione and 2,2'-[(1-methylethylidene)bis(4,1-phenyleneoxymethylene)]bis[oxirane], nonanoate | 411991 | 69693
Hexanedioic acid, polymer with 1,3-butanediol, 1,3-isobenzofurandione and 1,2-propanediol, octadecanoate | 411983 | 69694
Hexanedioic acid, polymer with 1,2-propanediol, 2-ethylhexyl ester | 411975 | 69695
1,3-Isobenzofurandione, polymer with 2,2-bis(hydroxymethyl)-1,3-propanediol and 2,2-dimethyl-1,3-propanediol, benzoate 4-(1,1-dimethylethyl)benzoate hexadecanoate | 411967 | 69696
Benzenemethanaminium, ar-ethenyl-N,N-dimethyl-N-octadecyl-, chloride (1:1), polymer with butyl 2-propenoate, ethenylbenzene and N,N,N-trimethyl-3-[(2-methyl-1-oxo-2-propen-1-yl)amino]-1-propanaminium chloride (1:1) | 411942 | 69697
Benzenesulfonic acid, [(4-amino-9,10-dihydro-3-methyl-9,10-dioxo-1-anthracenyl)amino]chloro-, sodium salt (1:1) | 411934 | 69698
Benzeneacetaldehyde, ar,.alpha.-diethyl- | 411926 | 69699
Quinoline, diethyl- | 411918 | 69700
1H-Benzimidazolesulfonic acid, 2-heptadecyl- | 411892 | 69701
1,3-Isobenzofurandione, polymer with 1,2,3-propanetriol, 2-ethoxyethyl ester | 433599 | 69702
Poly(oxy-1,2-ethanediyl), .alpha.,.alpha.'-[[[2-[4,5-dihydro-2-(8-heptadecen-1-yl)-1H-imidazol-1-yl]ethyl]imino]di-2,1-ethanediyl]bis[.omega.-hydroxy- | 433581 | 69703
Hexanedioic acid, polymer with 1,3-butanediol, isodecyl ester | 433557 | 69704
2,5-Furandione, polymer with ethenylbenzene, isooctyl ester | 433466 | 69705
1,3-Cyclopentadiene, 1,2,3,4,5,5-hexachloro-, adduct with 1,3-butadiene homopolymer | 433276 | 69706
Benzenesulfonic acid, C10-13-alkyl derivs., sodium salts | 426197 | 69707
1,2,3-Propanetricarboxylic acid, 2-hydroxy-, octadecyl ester, ester with 1,2,3-propanetriol mono-(9Z)-9-octadecenoate | 418780 | 69708
Octanoic acid, ester with 1,2-propanediol | 418772 | 69709
Oxirane, 2-methyl-, polymer with oxirane, didodecylbenzenesulfonate | 418764 | 69710
Cellulose, 2-phenoxyacetate | 418756 | 69711
Poly(oxy-1,2-ethanediyl), .alpha.-tridecyl-.omega.-hydroxy-, 2-ethylhexyl phosphate, sodium salt | 418749 | 69712
Poly(oxy-1,2-ethanediyl), .alpha.-dodecyl-.omega.-hydroxy-, 2-ethylhexyl phosphate, sodium salt | 418731 | 69713
Oxirane, 2-methyl-, polymer with oxirane, ether with starch | 418723 | 69714
1,3-Isobenzofurandione, polymer with 2,2-bis(hydroxymethyl)-1,3-propanediol, benzoate nonanoate | 418715 | 69715
Antimonic acid, ester with 1,2,3-propanetriol | 418707 | 69716
C.I. Basic Violet 1, tungstatephosphate | 418699 | 69717
Formaldehyde, polymer with 2-methyloxirane and 4-nonylphenol, didodecylbenzenesulfonate | 418681 | 69718
Hexanedioic acid, polymer with 1,3-isobenzofurandione and 1,2-propanediol, butyl ester | 418673 | 69719
1H-Benzimidazolesulfonic acid, 2-heptadecyl-1-[(3-sulfophenyl)methyl]-, sodium salt (1:2) | 411884 | 69720
Undecadien-2-one, 6,10-dimethyl- | 411868 | 69721
9-Octadecenoic acid (9Z)-, compd. with 2-(heptadecen-1-yl)-4,4(5H)-oxazoledimethanol (1:1) | 411850 | 69722
Neodecanoic acid, palladium(2+) salt (2:1) | 411835 | 69723
2-Propenoic acid, ethyl ester, polymer with 4-[[(1,1,2,2,3,3,4,4,5,5,6,6,7,7,8,8,8-heptadecafluorooctyl)sulfonyl]methylamino]butyl 2-propenoate, 4-[methyl[(1,1,2,2,3,3,4,4,4-nonafluorobutyl)sulfonyl]amino]butyl 2-propenoate, .alpha.-(2-methyl-1-oxo-2-propen-1-yl)-.omega.-hydroxypoly(oxy-1,4-butanediyl), .alpha.-(2-methyl-1-oxo-2-propen-1-yl)-.omega.-hydroxypoly(oxy-1,2-ethanediyl), .alpha.-(2-methyl-1-oxo-2-propen-1-yl)-.omega.-[(2-methyl-1-oxo-2-propen-1-yl)oxy]poly(oxy-1,4-butanediyl), .alpha.-(2-methyl-1-oxo-2-propen-1-yl)-.omega.-[(2-methyl-1-oxo-2-propen-1-yl)oxy]poly(oxy-1,2-ethanediyl), 4-[methyl[(1,1,2,2,3,3,4,4,5,5,6,6,7,7,7-pentadecafluoroheptyl)sulfonyl]amino]butyl 2-propenoate, 4-[methyl[(1,1,2,2,3,3,4,4,5,5,6,6,6-tridecafluorohexyl)sulfonyl]amino]butyl 2-propenoate and 4-[methyl[(1,1,2,2,3,3,4,4,5,5,5-undecafluoropentyl)sulfonyl]amino]butyl 2-propenoate | 411819 | 69724
2-Propenoic acid, 4-[methyl[(1,1,2,2,3,3,4,4,5,5,5-undecafluoropentyl)sulfonyl]amino]butyl ester | 411801 | 69725
2-Propenoic acid, 4-[methyl[(1,1,2,2,3,3,4,4,5,5,6,6,6-tridecafluorohexyl)sulfonyl]amino]butyl ester | 411793 | 69726
2-Propenoic acid, 4-[methyl[(1,1,2,2,3,3,4,4,5,5,6,6,7,7,7-pentadecafluoroheptyl)sulfonyl]amino]butyl ester | 411785 | 69727
2-Propenoic acid, butyl ester, telomer with 2-[[(1,1,2,2,3,3,4,4,5,5,6,6,7,7,8,8,8-heptadecafluorooctyl)sulfonyl]methylamino]ethyl 2-propenoate, 2-[methyl[(1,1,2,2,3,3,4,4,4-nonafluorobutyl)sulfonyl]amino]ethyl 2-propenoate, .alpha.-(2-methyl-1-oxo-2-propen-1-yl)-.omega.-hydroxypoly(oxy-1,4-butanediyl), .alpha.-(2-methyl-1-oxo-2-propen-1-yl)-.omega.-[(2-methyl-1-oxo-2-propen-1-yl)oxy]poly(oxy-1,4-butanediyl), 2-[methyl[(1,1,2,2,3,3,4,4,5,5,6,6,7,7,7-pentadecafluoroheptyl)sulfonyl]amino]ethyl 2-propenoate, 2-[methyl[(1,1,2,2,3,3,4,4,5,5,6,6,6-tridecafluorohexyl)sulfonyl]amino]ethyl 2-propenoate, 2-[methyl[(1,1,2,2,3,3,4,4,5,5,5-undecafluoropentyl)sulfonyl]amino]ethyl 2-propenoate and 1-octanethiol | 411777 | 69728
2-Propenoic acid, 2-[[(1,1,2,2,3,3,4,4,5,5,6,6,7,7,8,8,8-heptadecafluorooctyl)sulfonyl]methylamino]ethyl ester, polymer with 2-[methyl[(1,1,2,2,3,3,4,4,4-nonafluorobutyl)sulfonyl]amino]ethyl 2-propenoate, .alpha.-(2-methyl-1-oxo-2-propen-1-yl)-.omega.-hydroxypoly(oxy-1,2-ethanediyl), .alpha.-(2-methyl-1-oxo-2-propen-1-yl)-.omega.-[(2-methyl-1-oxo-2-propen-1-yl)oxy]poly(oxy-1,2-ethanediyl), 2-[methyl[(1,1,2,2,3,3,4,4,5,5,6,6,7,7,7-pentadecafluoroheptyl)sulfonyl]amino]ethyl 2-propenoate, 2-[methyl[(1,1,2,2,3,3,4,4,5,5,6,6,6-tridecafluorohexyl)sulfonyl]amino]ethyl 2-propenoate, 2-[methyl[(1,1,2,2,3,3,4,4,5,5,5-undecafluoropentyl)sulfonyl]amino]ethyl 2-propenoate and .alpha.-(1-oxo-2-propen-1-yl)-.omega.-methoxypoly(oxy-1,2-ethanediyl) | 411769 | 69729
Hexanedioic acid, polymer with 2-ethyl-2-(hydroxymethyl)-1,3-propanediol, 1,3-isobenzofurandione and (9Z,12Z)-9,12-octadecadienoic acid dimer | 411751 | 69730
Oxirane, 2-methyl-, polymer with oxirane, ether with (1,2-ethanediyldinitrilo)tetrakis[propanol] (4:1), polymer with 1,3-diisocyanatomethylbenzene and .alpha.-hydro-.omega.-hydroxypoly[oxy(methyl-1,2-ethanediyl)] ether with 2,2-bis(hydroxymethyl)-1,3-propanediol (4:1) | 411744 | 69731
Poly(oxy-1,2-ethanediyl), .alpha.-[2-[(carboxymethyl)amino]ethyl]-.omega.-hydroxy- | 411736 | 69732
2,4-Imidazolidinedione, 1,3-bis(2-hydroxyethyl)-5,5-dimethyl-, polymer with 5-amino-1,3,3-trimethylcyclohexanemethanamine, 1,1'-methylenebis[4-isocyanatocyclohexane] and 2-oxepanone | 411728 | 69733
2-Propenoic acid, 2-methyl-, methyl ester, telomer with butyl 2-propenoate, chloroethene and 1-dodecanethiol | 411710 | 69734
2-Propenoic acid, 2-methyl-, 2-[ethyl[(1,1,2,2,3,3,4,4,5,5,6,6,7,7,8,8,8-heptadecafluorooctyl)sulfonyl]amino]ethyl ester, telomer with 2-[ethyl[(1,1,2,2,3,3,4,4,4-nonafluorobutyl)sulfonyl]amino]ethyl 2-methyl-2-propenoate, 2-[ethyl[(1,1,2,2,3,3,4,4,5,5,6,6,7,7,7-pentadecafluoroheptyl)sulfonyl]amino]ethyl 2-methyl-2-propenoate, 2-[ethyl[(1,1,2,2,3,3,4,4,5,5,6,6,6-tridecafluorohexyl)sulfonyl]amino]ethyl 2-methyl-2-propenoate, 2-[ethyl[(1,1,2,2,3,3,4,4,5,5,5-undecafluoropentyl)sulfonyl]amino]ethyl 2-methyl-2-propenoate, 2-methyloxirane polymer with oxirane di-2-propenoate, 2-methyloxirane polymer with oxirane mono-2-propenoate and 1-octanethiol | 411702 | 69735
2-Propenoic acid, 2-methyl-, 2-hydroxyethyl ester, polymer with ethenylbenzene, ethyl 2-propenoate, methyl 2-methyl-2-propenoate and 2-propenamide | 411694 | 69736
Urea, polymer with N1-(2-aminoethyl)-1,2-ethanediamine, formaldehyde and 2,2',2''-nitrilotris[ethanol] | 411686 | 69737
Formaldehyde, polymer with 4-(2,2-dimethylpropyl)phenol and 2-methyloxirane | 411678 | 69738
Formaldehyde, polymer with 2-(chloromethyl)oxirane, 4-(1,1-dimethylethyl)phenol, 4,4'-(1-methylethylidene)bis[phenol], 2-methyloxirane polymer with oxirane ether with 1,2,3-propanetriol (3:1), and oxirane | 411660 | 69739
Phenol, 4,4'-(1-methylethylidene)bis-, polymer with 2-(chloromethyl)oxirane, oxirane and .alpha.,.alpha.',.alpha.''-1,2,3-propanetriyltris[.omega.-hydroxypoly[oxy(methyl-1,2-ethanediyl)]] | 411652 | 69740
Butanedioic acid, 2-sulfo-, 4-[2-[2-[[(9Z)-1-oxo-9-octadecen-1-yl]amino]ethoxy]ethyl] ester, sodium salt (1:2) | 411645 | 69741
Benzenesulfonic acid, 2-[[9,10-dihydro-4-[(4-methylphenyl)amino]-9,10-dioxo-1-anthracenyl]amino]-5-methyl-, ammonium salt (1:1) | 411637 | 69742
Propanamide, N-[3-[bis[2-(2-cyanoethoxy)ethyl]amino]-4-methoxyphenyl]- | 411603 | 69743
Benzenesulfonic acid, 3-amino-4-[(4-methylphenyl)sulfonyl]- | 411595 | 69744
2-Naphthalenesulfonic acid, 8-amino-4-hydroxy-3-[2-[4-[2-(4-sulfophenyl)diazenyl]phenyl]diazenyl]-, sodium salt (1:2) | 411587 | 69745
1-Naphthalenesulfonic acid, 8-(phenylamino)-5-[2-[4-(2-phenyldiazenyl)-6-sulfo-1-naphthalenyl]diazenyl]-, sodium salt (1:2) | 411579 | 69746
Benzenesulfonic acid, 2-amino-, 2-chlorophenyl ester | 411553 | 69747
Benzenesulfonic acid, 3-(5-amino-3-methyl-1H-pyrazol-1-yl)-4-chloro- | 411538 | 69748
1H-Pyrazole-3-carboxylic acid, 1-(3-aminophenyl)-4-[2-[2-methoxy-4-[2-(3-sulfophenyl)diazenyl]phenyl]diazenyl]-, sodium salt (1:2) | 411512 | 69749
Benzoic acid, 2-[2-[1-[4-[2-(4-amino-2-sulfophenyl)ethenyl]-3-sulfophenyl]-4,5-dihydro-3-methyl-5-oxo-1H-pyrazol-4-yl]diazenyl]-, sodium salt (1:2) | 411504 | 69750
1-Naphthalenesulfonic acid, 6-[2-(5-chloro-2-hydroxy-3-nitrophenyl)diazenyl]-5-hydroxy-4-(phenylamino)-, sodium salt (1:1) | 411496 | 69751
Benzenesulfonamide, 2-chloro-4-[2-(4,5-dihydro-3-methyl-5-oxo-1-phenyl-1H-pyrazol-4-yl)diazenyl]-5-hydroxy- | 411488 | 69752
2-Naphthalenesulfonic acid, 5-[2-(4-ethoxyphenyl)diazenyl]-8-[2-(2-methoxyphenyl)diazenyl]-, sodium salt (1:1) | 411470 | 69753
2-Anthracenesulfonic acid, 4,5-diamino-9,10-dihydro-1,8-dihydroxy-9,10-dioxo-, sodium salt (1:1) | 411462 | 69754
Benzenesulfonic acid, 4-[[ethyl[4-[2-[2-methoxy-4-[2-(2-methoxyphenyl)diazenyl]-5-methylphenyl]diazenyl]phenyl]amino]methyl]-, sodium salt (1:1) | 411454 | 69755
Benzenesulfonic acid, 3-[2-[4-[2-[4-[(2-cyanoethyl)ethylamino]phenyl]diazenyl]-3-methoxyphenyl]diazenyl]- | 411447 | 69756
Benzoic acid, 2-[2-[1-(2-ethylphenyl)-4,5-dihydro-3-methyl-5-oxo-1H-pyrazol-4-yl]diazenyl]- | 411439 | 69757
Benzenesulfonamide, 3-[2-[1-(4-chlorophenyl)-4,5-dihydro-3-methyl-5-oxo-1H-pyrazol-4-yl]diazenyl]-4-hydroxy-N-methyl- | 411421 | 69758
Benzenesulfonic acid, 3-[2-[2-hydroxy-3-[[(2-methoxyphenyl)amino]carbonyl]-1-naphthalenyl]diazenyl]-, sodium salt (1:1) | 411413 | 69759
2-Propanol, 1,1'-[(1-methylethylidene)bis(4,1-phenyleneoxy)]bis[3-[bis(2-aminoethyl)amino]- | 411405 | 69760
1,3-Nonanediol, 1-formate | 411397 | 69761
Propanoic acid, 2-methyl-, 3-hydroxynonyl ester | 411389 | 69762
Butanoic acid, 2-methyl-5-oxo-1-cyclopenten-1-yl ester | 411371 | 69763
Aluminum, (benzoato-.kappa.O)hydroxy(octadecanoato-.kappa.O)- | 411363 | 69764
Undecanoic acid, 1,1'-(1-methyl-1,2-ethanediyl) ester | 411355 | 69765
Propanoic acid, 2-hydroxy-, compd. with 2-ethylhexyl N-[3-[[[2-(dimethylamino)ethoxy]carbonyl]amino]-4-methylphenyl]carbamate (1:1) | 411348 | 69766
2-Naphthalenesulfonic acid, 8-[2-[4-[2-(4-aminophenyl)diazenyl]-6-sulfo-1-naphthalenyl]diazenyl]-5-[2-(2-hydroxy-7-sulfo-1-naphthalenyl)diazenyl]-, sodium salt (1:3) | 411330 | 69767
2-Naphthalenesulfonic acid, 6-amino-5-[2-(2,5-dichlorophenyl)diazenyl]-4-hydroxy- | 411322 | 69768
Poly(oxy-1,2-ethanediyl), .alpha.-[4-(2,2-dimethylpropyl)phenyl]-.omega.-hydroxy-, phosphate | 425587 | 69769
Poly(oxy-1,2-ethanediyl), .alpha.-[4-(1,1-dimethylpropyl)phenyl]-.omega.-hydroxy-, phosphate | 418665 | 69770
Poly(oxy-1,2-ethanediyl), .alpha.-[4-(1,1-dimethylethyl)phenyl]-.omega.-hydroxy-, phosphate | 418657 | 69771
Oxirane, 2-methyl-, polymer with oxirane, ether with bis[2-[bis(2-hydroxyethyl)amino]ethyl] hexatriacontanedioate (4:1) | 418640 | 69772
Hexanedioic acid, polymer with 1,3-butanediol, hexadecanoate | 418632 | 69773
Hexanedioic acid, polymer with 1,4-butanediol and 1,2-propanediol, 2-ethylhexyl ester | 418624 | 69774
1,3-Benzenedicarboxylic acid, polymer with 1,3-isobenzofurandione, nonanedioic acid, oxybis[propanol] and 1,2-propanediol | 418616 | 69775
Octadecanoic acid, 9(or 10)-(sulfooxy)-, sodium salt (1:?) | 418608 | 69776
2-Oxepanone, 4-methyl-7-(1-methylethyl)-, (4R,7S)- | 418582 | 69777
2-Propenoic acid, eicosyl ester, polymer with 2-[[(1,1,2,2,3,3,4,4,5,5,6,6,7,7,8,8,8-heptadecafluorooctyl)sulfonyl]methylamino]ethyl 2-propenoate, hexadecyl 2-propenoate, 2-[methyl[(1,1,2,2,3,3,4,4,4-nonafluorobutyl)sulfonyl]amino]ethyl 2-propenoate, 2-[methyl[(1,1,2,2,3,3,4,4,5,5,6,6,7,7,7-pentadecafluoroheptyl)sulfonyl]amino]ethyl 2-propenoate, 2-[methyl[(1,1,2,2,3,3,4,4,5,5,6,6,6-tridecafluorohexyl)sulfonyl]amino]ethyl 2-propenoate, 2-[methyl[(1,1,2,2,3,3,4,4,5,5,5-undecafluoropentyl)sulfonyl]amino]ethyl 2-propenoate and octadecyl 2-propenoate | 418574 | 69778
Propanoic acid, 2-hydroxy-, polymer with 2-(chloromethyl)oxirane, 2-ethylhexyl N-[3-[[[2-(dimethylamino)ethoxy]carbonyl]amino]-4-methylphenyl]carbamate, 2-ethylhexyl N-(3-isocyanatomethylphenyl)carbamate and 4,4'-(1-methylethylidene)bis[phenol] | 418566 | 69779
Copper, [N-[3-(dimethylamino)propyl]-29H,31H-phthalocyanine-C-sulfonamidato(2-)-.kappa.N29,.kappa.N30,.kappa.N31,.kappa.N32]- | 418558 | 69780
Aluminum, [ethyl 3-(oxo-.kappa.O)butanoato-.kappa.O'](octadecanoato-.kappa.O)(2-propanolato)- | 418533 | 69781
2,5-Furandione, 3-(dodecen-1-yl)dihydro-, polymer with .alpha.-hydro-.omega.-hydroxypoly[oxy(methyl-1,2-ethanediyl)] | 418525 | 69782
Phenol, 4,4'-(1-methylethylidene)bis-, polymer with 2-(chloromethyl)oxirane, 1,3-diisocyanato-2-methylbenzene, 2,4-diisocyanato-1-methylbenzene and .alpha.-hydro-.omega.-hydroxypoly[oxy(methyl-1,2-ethanediyl)] | 418517 | 69783
Phenol, 4,4'-(1-methylethylidene)bis-, polymer with .alpha.-(2-aminomethylethyl)-.omega.-(2-aminomethylethoxy)poly[oxy(methyl-1,2-ethanediyl)] and 2-(chloromethyl)oxirane | 418509 | 69784
2-Propenoic acid, 3-hydroxypropyl ester, polymer with chloroethene | 418491 | 69785
1,2-Benzenedicarboxylic acid, 1,4-dibutyl ester, polymer with ethenyl acetate | 418483 | 69786
Phenol, 4,4'-(1-methylethylidene)bis-, polymer with N1-(2-aminoethyl)-1,2-ethanediamine, 2-(butoxymethyl)oxirane and 2-(chloromethyl)oxirane | 418475 | 69787
Benzenesulfonamide, ar-methyl-, polymer with formaldehyde, N2,N2,N4,N4,N6,N6-hexakis(methoxymethyl)-1,3,5-triazine-2,4,6-triamine, 6-phenyl-1,3,5-triazine-2,4-diamine and 1,3,5-triazine-2,4,6-triamine | 418467 | 69788
Cuprate(1-), [C,C-dichloro-29H,31H-phthalocyanine-C-sulfonato(3-)-.kappa.N29,.kappa.N30,.kappa.N31,.kappa.N32]-, hydrogen (1:1) | 418459 | 69789
Morpholine, 4,4',4''-[2-chloro-1-(dichloromethylene)-1-propanyl-3-ylidene]tris- | 418442 | 69790
Phosphoric acid, monoethyl ester, compd. with N,N-diethylethanamine (1:?) | 418434 | 69791
1-Propanaminium, 3-[(carboxymethyl)[(1,1,2,2,3,3,4,4,5,5,6,6,7,7,8,8,8-heptadecafluorooctyl)sulfonyl]amino]-N,N,N-trimethyl-, inner salt | 418426 | 69792
2,7-Naphthalenedisulfonic acid, 4-amino-3-[2-[4'-[2-(2,4-dihydroxyphenyl)diazenyl]-3,3'-dimethyl[1,1'-biphenyl]-4-yl]diazenyl]-5-hydroxy-6-[2-(4-sulfophenyl)diazenyl]-, sodium salt (1:3) | 418418 | 69793
Cyclohexanesulfonyl fluoride, decafluoro(trifluoromethyl)- | 418400 | 69794
2-Butenedioic acid (2Z)-, 1-(2-hydroxybutyl) 4-[2-(2-oxo-1-imidazolidinyl)ethyl] ester, polymer with butyl 2-propenoate, 2-hydroxyethyl 2-propenoate, methyl 2-propenoate, 2-methylpropyl 2-methyl-2-propenoate and 2-propenoic acid | 418392 | 69795
Isocyanic acid, polymethylenepolyphenylene ester, polymer with 3-(triethoxysilyl)-1-propanamine | 418384 | 69796
Poly(oxy-1,2-ethanediyl), .alpha.-[2-(diethylamino)ethyl]-.omega.-[4-(1,1,3,3-tetramethylbutyl)phenoxy]- | 418376 | 69797
2-Butenedioic acid (2Z)-, 1,4-dibutyl ester, polymer with ethenyl acetate and 1-ethyl hydrogen (2Z)-2-butenedioate | 418368 | 69798
Benzenesulfonamide, ar-methyl-, polymer with formaldehyde, N2,N2,N4,N4,N6,N6-hexakis(methoxymethyl)-1,3,5-triazine-2,4,6-triamine and 1,3,5-triazine-2,4,6-triamine | 418350 | 69799
Benzenesulfonic acid, dodecyl-, compd. with .alpha.,.alpha.'-[(octadecylimino)di-2,1-ethanediyl]bis[.omega.-hydroxypoly(oxy-1,2-ethanediyl)] (1:1) | 418343 | 69800
Poly(oxy-1,2-ethanediyl), .alpha.-(carboxymethyl)-.omega.-(sec-pentadecyloxy)-, sodium salt (1:1) | 418335 | 69801
Poly(oxy-1,2-ethanediyl), .alpha.-(3-carboxy-1-oxo-3-sulfopropyl)-.omega.-(sec-pentadecyloxy)-, sodium salt (1:2) | 418327 | 69802
Propanoic acid, butoxyethoxy-, potassium salt (1:1) | 418319 | 69803
Ethanone, 1-(octahydro-2,3,5,5-tetramethyl-2-naphthalenyl)- | 418301 | 69804
1-Propanone, 1-(octahydro-3,8,8-trimethyl-2-naphthalenyl)- | 418293 | 69805
1-Propanone, 1-(octahydro-3,5,5-trimethyl-2-naphthalenyl)- | 418285 | 69806
1-Octanol, 3,7-dimethyl-, tetradehydro deriv. | 418277 | 69807
1-Octanol, 3,7-dimethyl-, 1-acetate, tetradehydro deriv. | 418269 | 69808
Phosphoric acid, monoisooctyl ester, compd. with 2-aminoethanol (1:1) | 418251 | 69809
1,3-Dioxolane, 2-isoheptyl- | 418244 | 69810
Phosphonic acid, isodecyl phenyl ester | 418236 | 69811
9,12-Octadecadienoic acid (9Z,12Z)-, dimer, polymer with 1,2-ethanediamine, 2-ethoxyethyl acetate and 2-phenyloxirane | 418228 | 69812
1,3-Benzenedicarboxylic acid, polymer with 2-(hydroxymethyl)-2-methyl-1,3-propanediol and trimethoxydimethyltriphenyltrisiloxane | 418210 | 69813
9-Octadecenoic acid (9Z)-, polymer with octadecanoic acid | 418202 | 69814
Bicyclo[2.2.2]oct-5-ene-2-carbonitrile, 5-methyl-7-(1-methylethyl)- | 418194 | 69815
Poly(oxy-1,2-ethanediyl), .alpha.-phosphono-.omega.-(tridecyloxy)-, potassium salt (1:2) | 418186 | 69816
Poly(oxy-1,2-ethanediyl), .alpha.-(3-carboxy-1-oxo-3-sulfopropyl)-.omega.-(decyloxy)-, sodium salt (1:2) | 418178 | 69817
Ethanol, 2-amino-, compd. with .alpha.-phosphono-.omega.-(tridecyloxy)poly(oxy-1,2-ethanediyl) (1:1) | 418160 | 69818
9,12-Octadecadienoic acid (9Z,12Z)-, dimer, polymer with 2-(chloromethyl)oxirane, 1,2-ethanediamine and 4,4'-(1-methylethylidene)bis[phenol] | 418152 | 69819
2-Propenoic acid, 2-methyl-, methyl ester, polymer with 2-hydroxyethyl 2-propenoate, 2-methylpropyl 2-methyl-2-propenoate and 2-propenamide | 418145 | 69820
1,4-Benzenedicarboxylic acid, polymer with 5,5-dimethyl-2,4-imidazolidinedione, 1,2-ethanediol and oxirane | 418137 | 69821
1,3-Benzenedicarboxylic acid, polymer with ethenylbenzene, 2-ethylhexyl 2-propenoate, 2-ethyl-2-(hydroxymethyl)-1,3-propanediol, hexanedioic acid, 2-hydroxyethyl 2-propenoate and 2-propenoic acid | 418129 | 69822
2-Butenedioic acid (2Z)-, 1-(2-hydroxybutyl) 4-[2-(2-oxo-1-imidazolidinyl)ethyl] ester, polymer with butyl 2-propenoate, 2-hydroxyethyl 2-propenoate, methyl 2-methyl-2-propenoate, 2-methylpropyl 2-methyl-2-propenoate and 2-propenoic acid | 418111 | 69823
2-Naphthalenesulfonic acid, 7-amino-4-hydroxy-3-[2-[4-[2-(4-sulfophenyl)diazenyl]phenyl]diazenyl]-, compd. with 2,2'-iminobis[ethanol] (1:2) | 411314 | 69824
1,3-Naphthalenedisulfonic acid, 7,7'-[carbonylbis[imino(3-methoxy-4,1-phenylene)-2,1-diazenediyl]]bis-, sodium salt (1:4) | 411306 | 69825
1-Naphthalenesulfonic acid, 5-[2-(3-nitrophenyl)diazenyl]-8-(phenylamino)-, sodium salt (1:1) | 411298 | 69826
2-Naphthalenesulfonic acid, 6-amino-3-[2-(4-chloro-5-methyl-2-sulfophenyl)diazenyl]-4-hydroxy-, sodium salt (1:2) | 411280 | 69827
1,3-Benzenediol, 2,4-bis[2-(2-methylphenyl)diazenyl]- | 411264 | 69828
1,3-Benzenediol, 2-[2-[4-[2-(2,5-dimethylphenyl)diazenyl]-2,3-dimethylphenyl]diazenyl]-4-[2-[4-[2-(2-methoxyphenyl)diazenyl]-2,5-dimethylphenyl]diazenyl]- | 411231 | 69829
Formic acid, compd. with .alpha.-methyl-1H-imidazole-1-ethanol (1:1) | 411215 | 69830
3-Octanol, 3-methyl-6-methylene- | 411207 | 69831
Glycine, N-(carboxymethyl)-N-(2-hydroxyethyl)-, compd. with 1,4-diazabicyclo[2.2.2]octane (2:1) | 411181 | 69832
9,10-Anthracenedione, 1,4,5-triamino-8-(methylamino)- | 411165 | 69833
9-Octadecenoic acid (9Z)-, compd. with 1,3,5-triazine-1,3,5(2H,4H,6H)-triethanol (1:?) | 411140 | 69834
Phosphoric acid, monooctyl ester, compd. with 1-amino-2-propanol (1:?) | 411132 | 69835
Benzenesulfonamide, N-ethyl-4-methyl-, potassium salt (1:1) | 411124 | 69836
1,3-Isobenzofurandione, polymer with 2,2-dimethyl-1,3-propanediol, 1,2-ethanediol, 2,5-furandione, 2,2'-oxybis[ethanol] and 1,2,3-propanetriol | 411116 | 69837
1,3-Isobenzofurandione, polymer with 2,2-dimethyl-1,3-propanediol, 2,5-furandione, 1,2-propanediol and 1,2,3-propanetriol | 411108 | 69838
Cyclotetrasiloxane, 2,2,4,4,6,6,8,8-octamethyl-, polymer with 1,3-diethenyl-1,1,3,3-tetramethyldisiloxane, 1,1,1,3,3,3-hexamethyldisiloxane and 2,4,6-trimethyl-2,4,6-tris(3,3,3-trifluoropropyl)cyclotrisiloxane | 411090 | 69839
1,3-Benzenedicarboxylic acid, polymer with 1,3-butadiene, ethenylbenzene, 2,5-furandione, hexanedioic acid, 2,2'-oxybis[ethanol] and 2-propenenitrile | 411082 | 69840
Chromate(1-), [2-[2-[4,5-dihydro-3-methyl-5-(oxo-.kappa.O)-1-phenyl-1H-pyrazol-4-yl]diazenyl-.kappa.N1]benzoato(2-)-.kappa.O][2-(hydroxy-.kappa.O)-5-(1,1-dimethylethyl)benzoato(2-)-.kappa.O]-, sodium (1:1) | 411074 | 69841
Phenol, dimethyl-, polymer with 1,3,5,7-tetraazatricyclo[3.3.1.13,7]decane | 411066 | 69842
Ethanaminium, N,N,N-trimethyl-2-[(2-methyl-1-oxo-2-propen-1-yl)oxy]-, chloride (1:1), polymer with 2-propenamide and N,N,N-trimethyl-2-[(2-methyl-1-oxo-2-propen-1-yl)oxy]ethanaminium methyl sulfate (1:1) | 411058 | 69843
Oxirane, 2-methyl-, polymer with oxirane, ether with 1,2,3-propanetriol (3:1), polymer with 1,3-diisocyanato-2-methylbenzene and 2,4-diisocyanato-1-methylbenzene | 411041 | 69844
9,12-Octadecadienoic acid (9Z,12Z)-, dimer, polymer with N1-(3-aminopropyl)-N1-methyl-1,3-propanediamine | 411033 | 69845
2-Propenoic acid, ethyl ester, polymer with ethenylbenzene, N-(hydroxymethyl)-2-propenamide and 2-propenamide | 411025 | 69846
2-Propenoic acid, 2-methyl-, polymer with ethenyl acetate, ethyl 2-propenoate and sodium ethenesulfonate (1:1) | 411017 | 69847
2-Propenoic acid, 2-methyl-, 2-(dimethylamino)ethyl ester, polymer with 2-methylpropyl 2-propenoate | 411009 | 69848
2-Propenoic acid, 2-methyl-, telomer with bromotrichloromethane, butyl 2-propenoate and methyl 2-methyl-2-propenoate | 410993 | 69849
2-Propenoic acid, 2-methyl-, telomer with bromotrichloromethane, ethyl 2-propenoate and methyl 2-methyl-2-propenoate | 410985 | 69850
2-Propenoic acid, 2-methyl-, polymer with butyl 2-propenoate, ethenylbenzene, N-(hydroxymethyl)-2-propenamide and 2-propenamide | 410977 | 69851
Butanedioic acid, 2-methylene-, polymer with butyl 2-propenoate, N-(hydroxymethyl)-2-methyl-2-propenamide, methyl 2-methyl-2-propenoate, 2-methyl-2-propenamide and 2-propen-1-yl 2-methyl-2-propenoate | 410969 | 69852
2-Propenoic acid, 2-methyl-, 2-hydroxyethyl ester, polymer with ammonium 2-methyl-2-propenoate (1:1) | 410951 | 69853
2-Propenoic acid, butyl ester, polymer with ethenylbenzene, ethyl 2-propenoate, N-(hydroxymethyl)-2-propenamide and 2-propenamide | 410944 | 69854
2-Propenoic acid, polymer with ethenyl acetate and 2,5-furandione | 410936 | 69855
2-Propenoic acid, 2-methyl-, butyl ester, polymer with ethenylbenzene, 2-ethylhexyl 2-propenoate, methyl 2-methyl-2-propenoate and 2-propenoic acid | 410928 | 69856
2,5-Furandione, polymer with 1,3-butadiene, 1-butene, (2E)-2-butene, (2Z)-2-butene and 2-methyl-1-propene, sodium salt | 410910 | 69857
2,5-Furandione, polymer with 1,3-butadiene, 1-butene, (2E)-2-butene, (2Z)-2-butene and 2-methyl-1-propene | 410902 | 69858
Poly(oxy-1,2-ethanediyl), .alpha.-hydro-.omega.-hydroxy-, polymer with 2,4-diisocyanato-1-methylbenzene and dimethylbenzene | 410894 | 69859
Poly[oxy(methyl-1,2-ethanediyl)], .alpha.-hydro-.omega.-hydroxy-, ether with 2-ethyl-2-(hydroxymethyl)-1,3-propanediol (3:1), polymer with 1,3-diisocyanato-2-methylbenzene and 2,4-diisocyanato-1-methylbenzene | 410886 | 69860
Carbonic acid, compd. with 2-amino-2-(hydroxymethyl)-1,3-propanediol (1:1) | 410878 | 69861
2-Naphthalenecarboxylic acid, 4,4'-methylenebis[3-hydroxy-, rubidium salt (1:2) | 410852 | 69862
1,2-Benzenedicarboxylic acid, 4,4'-carbonylbis-, lithium salt (1:3) | 410837 | 69863
1,2-Benzenedicarboxylic acid, 4,4'-carbonylbis-, sodium salt (1:3) | 410829 | 69864
1,2-Benzenedicarboxylic acid, 4,4'-carbonylbis-, potassium salt (1:3) | 410811 | 69865
1,2-Benzenedicarboxylic acid, 4,4'-carbonylbis-, rubidium salt (1:3) | 410803 | 69866
1,2-Benzenedicarboxylic acid, 4,4'-carbonylbis-, cesium salt (1:3) | 410795 | 69867
1,2-Benzenedicarboxylic acid, 4,4'-carbonylbis-, lithium salt (1:4) | 410787 | 69868
Formaldehyde, polymer with benzenamine and 1-methyl-4-(1-methylethyl)cyclohexane diamino deriv. | 410779 | 69869
Poly(oxy-1,4-butanediyl), .alpha.-[[[3-isocyanato-2(4 or 6)-methylphenyl]amino]carbonyl]-.omega.-[[[[3-isocyanato-2(4 or 6)-methylphenyl]amino]carbonyl]oxy]- | 410761 | 69870
Poly(oxy-1,4-butanediyl), .alpha.-[[[3-isocyanato-4(or 6)-methylphenyl]amino]carbonyl]-.omega.-[[[[3-isocyanato-4(or 6)-methylphenyl]amino]carbonyl]oxy]- | 410753 | 69871
Boron, tris[3(or 4)-methylphenolato][tris[2-(dimethylamino-.kappa.N)ethyl] orthoborate]- | 410746 | 69872
1,4-Benzenedicarboxylic acid, polymer with 2,2-dimethyl-1,3-propanediol, 2-ethyl-2-(hydroxymethyl)-1,3-propanediol and 1,6-hexanediol | 410738 | 69873
2-Butenedioic acid (2Z)-, 1-(2-hydroxybutyl) 4-[2-(2-oxo-1-imidazolidinyl)ethyl] ester, polymer with butyl 2-propenoate and methyl 2-methyl-2-propenoate | 418103 | 69874
2-Butenedioic acid (2Z)-, 1-(2-hydroxypropyl) 4-[2-(2-oxo-1-imidazolidinyl)ethyl] ester, polymer with butyl 2-propenoate and ethenyl acetate | 418095 | 69875
2-Butenedioic acid (2Z)-, 1-(2-hydroxybutyl) 4-[2-(2-oxo-1-imidazolidinyl)ethyl] ester, polymer with butyl 2-propenoate, methyl 2-methyl-2-propenoate and 2-methylpropyl 2-methyl-2-propenoate | 418087 | 69876
2-Butenedioic acid (2Z)-, 1-(2-hydroxybutyl) 4-[2-(2-oxo-1-imidazolidinyl)ethyl] ester, polymer with butyl 2-propenoate, methyl 2-methyl-2-propenoate and 2-methyl-2-propenoic acid | 418079 | 69877
2-Propenoic acid, polymer with 2-(chloromethyl)oxirane, ethenylbenzene, ethyl 2-propenoate, 4,4'-(1-methylethylidene)bis[phenol] and (9Z)-9-octadecen-1-ol | 418061 | 69878
2-Propenoic acid, 2-methyl-, 2-ethylhexyl ester, polymer with N-[3-(dimethylamino)propyl]-2-methyl-2-propenamide, ethenylbenzene and 2-hydroxyethyl 2-propenoate | 418053 | 69879
1,3-Isobenzofurandione, polymer with 2,2'-oxybis[ethanol], 1,2-propanediol and 1,2,3-propanetriol | 418046 | 69880
Benzenamine, 4-[(4-aminophenyl)(4-imino-2,5-cyclohexadien-1-ylidene)methyl]-2-methyl-, benzoate (1:1) | 418020 | 69881
4-Morpholinecarbodithioic acid, (1,1-dimethylethyl)azanyl ester | 418004 | 69882
Cyclohexanesulfenamide, N-formyl-N-phenyl- | 417980 | 69883
Formic acid, ammonium copper salt (1:?:?) | 417972 | 69884
Silanamine, 1-(1,1-dimethylethoxy)-1,1-dimethyl-N-(1-methylethyl)- | 417956 | 69885
2-Propenoic acid, polymer with ethenylbenzene, compd. with 2,2'-iminobis[ethanol] | 417949 | 69886
2-Propenoic acid, polymer with ethenylbenzene, compd. with morpholine | 417931 | 69887
2-Propenoic acid, polymer with ethenylbenzene, compd. with 2-amino-2-methyl-1-propanol | 417923 | 69888
Pentanedioic acid, 1,5-dimethyl ester, polymer with N1-(2-aminoethyl)-1,2-ethanediamine, 2-(chloromethyl)oxirane, N1,N1-dimethyl-1,3-propanediamine and 1,1'-oxybis[2-chloroethane] | 417915 | 69889
9-Octadecenoic acid (9Z)-, compd. with 2-(8-heptadecen-1-yl)-4,5-dihydro-1H-imidazole-1-ethanamine (1:1) | 417907 | 69890
1-Propanamine, 3-(decyloxy)-, acetate (1:1) | 417881 | 69891
1,3-Propanediaminium, N1,N1,N1,N3,N3-pentamethyl-N3-(9Z)-9-octadecen-1-yl-, chloride (1:2) | 417873 | 69892
1-Naphthalenesulfonic acid, 4-[2-[4-[2-[4-[2-(6-amino-1-hydroxy-3-sulfo-2-naphthalenyl)diazenyl]-7-sulfo-1-naphthalenyl]diazenyl]-7-sulfo-1-naphthalenyl]diazenyl]-, sodium salt (1:4) | 417857 | 69893
Propanenitrile, 3-[[2-[[2-[(2-aminoethyl)amino]ethyl]amino]ethyl]amino]- | 417832 | 69894
1-Piperazinepropanenitrile, 4-[2-[(2-cyanoethyl)amino]ethyl]- | 417824 | 69895
4,7,10,13-Tetraazapentadecanenitrile, 15-amino- | 417808 | 69896
1-Piperazineethanol, 4-[2-[(2-hydroxypropyl)amino]ethyl]-.alpha.-methyl- | 417790 | 69897
4,7,10,13-Tetraazahexadecane-2,15-diol | 417774 | 69898
2-Propanol, 1,1'-[iminobis(2,1-ethanediylimino)]bis- | 417766 | 69899
Hexanoic acid, (2Z)-3,7-dimethyl-2,6-octadien-1-yl ester | 417741 | 69900
Poly(oxy-1,2-ethanediyl), .alpha.-[bis(phenylmethyl)phenyl]-.omega.-hydroxy- | 417733 | 69901
Poly(oxy-1,2-ethanediyl), .alpha.-[(1,1,3,3-tetramethylbutyl)phenyl]-.omega.-hydroxy-, potassium salt (1:1) | 417725 | 69902
Ethanol, 2-(diethylamino)-, compd. with .alpha.-[(1,1,3,3-tetramethylbutyl)phenyl]-.omega.-hydroxypoly(oxy-1,2-ethanediyl) (1:1) | 417717 | 69903
Poly(oxy-1,2-ethanediyl), .alpha.-(aminosulfonyl)-.omega.-(sec-pentadecyloxy)- | 417709 | 69904
2,6-Octadienoic acid, 3,7-dimethyl-, 2(or 3)-methylbutyl ester | 417691 | 69905
1,3-Butanediol, polymer with 1,1'-methylenebis[4-isocyanatocyclohexane] and .alpha.,.alpha.',.alpha.''-1,2,3-propanetriyltris[.omega.-hydroxypoly[oxy(methyl-1,2-ethanediyl)]] | 417683 | 69906
Poly[oxy(methyl-1,2-ethanediyl)], .alpha.-hydro-.omega.-hydroxy-, polymer with .alpha.-hydro-.omega.-hydroxypoly[oxy(methyl-1,2-ethanediyl)] ether with 2-ethyl-2-(hydroxymethyl)-1,3-propanediol (3:1), and 1,1'-methylenebis[4-isocyanatocyclohexane] | 417675 | 69907
Poly[oxy(methyl-1,2-ethanediyl)], .alpha.,.alpha.'-[oxybis(butoxyphosphinylidene)]bis[.omega.-hydroxy- | 417667 | 69908
2-Propenoic acid, polymer with 2,2-bis(hydroxymethyl)-1,3-propanediol, 1,3-diisocyanatomethylbenzene and 2-ethyl-2-(hydroxymethyl)-1,3-propanediol | 417659 | 69909
1H-Azepine-1-carboxamide, N,N',N''-[(2,4,6-trioxo-1,3,5-triazine-1,3,5(2H,4H,6H)-triyl)tris(methyl-3,1-phenylene)]tris[hexahydro-2-oxo- | 417642 | 69910
9,10-Anthracenedione, 1,5-diamino-4,8-dihydroxy-2-(hydroxymethylphenyl)- | 417634 | 69911
Benzenesulfonic acid, [[4-[(4-aminophenyl)[4-(phenylamino)phenyl]methylene]-2,5-cyclohexadien-1-ylidene]amino]- | 417626 | 69912
Hexanoic acid, [[2-ethyl-2-[[[[[5-isocyanato-1(or 5)-(methoxycarbonyl)pentyl]amino]carbonyl]oxy]methyl]-1,3-propanediyl]bis(oxycarbonylimino)]bis[isocyanato-, 1,1'-dimethyl ester | 417618 | 69913
1,3-Propanediol, 2-ethyl-2-(hydroxymethyl)-, polymer with .alpha.-hydro-.omega.-hydroxypoly[oxy(methyl-1,2-ethanediyl)], .alpha.-hydro-.omega.-hydroxypoly[oxy(methyl-1,2-ethanediyl)] ether with 2-ethyl-2-(hydroxymethyl)-1,3-propanediol (3:1) and 1,1'-methylenebis[4-isocyanatocyclohexane] | 417600 | 69914
Hexanedioic acid, polymer with 2-(butoxymethyl)oxirane, 2-(chloromethyl)oxirane, .alpha.-hydro-.omega.-hydroxypoly(oxy-1,2-ethanediyl), 4,4'-(1-methylethylidene)bis[phenol] and 2-propenoic acid | 417592 | 69915
9-Octadecenamide, N-[2-[(2-hydroxyethyl)amino]ethyl]-, (9Z)-, acetate (1:1) | 417584 | 69916
Strychnidin-10-one, 2,3-dimethoxy-, [(1S)-1-methylheptyl 1,2-benzenedicarboxylate] (1:1) | 417576 | 69917
2-Propenoic acid, 2-methyl-, polymer with ethyl 2-propenoate, compd. with 2,2',2''-nitrilotris[ethanol] | 417568 | 69918
1,3-Isobenzofurandione, polymer with 1,2-ethanediol, 2,5-furandione, 2,2'-oxybis[ethanol], 1,2-propanediol and 1,2,3-propanetriol | 417550 | 69919
Phenol, polymer with ethenylmethylbenzene, 1H-indene, (1-methylethenyl)benzene and 3a,4,7,7a-tetrahydro-4,7-methano-1H-indene | 417543 | 69920
Ethanedioic acid, polymer with formaldehyde, phenol and 1,3,5-triazine-2,4,6-triamine | 417535 | 69921
1,3-Benzenedicarboxylic acid, polymer with 2-ethyl-2-(hydroxymethyl)-1,3-propanediol, 2,5-furandione, 2,2'-oxybis[ethanol] and 1,2-propanediol | 417527 | 69922
Hexanedioic acid, polymer with 2,2'-[1,2-ethanediylbis(oxy)]bis[ethanol], 2-ethyl-2-(hydroxymethyl)-1,3-propanediol and 1,6-hexanediol | 417519 | 69923
Neodecanoic acid, indium(3+) salt (3:1) | 417501 | 69924
Poly(oxy-1,2-ethanediyl), .alpha.-sulfo-.omega.-(dinonylsulfophenoxy)-, ammonium salt (1:2) | 417493 | 69925
Borate(1-)-10B, tetrafluoro-, potassium (1:1) | 410720 | 69926
Poly(oxy-1,2-ethanediyl), .alpha.-(1-oxotridecyl)-.omega.-[[(9Z)-1-oxo-9-octadecen-1-yl]oxy]- | 410712 | 69927
Octadecanoic acid, 12-hydroxy-, polymer with dodecyl 2-methyl-2-propenoate, 1-ethenyl-2-pyrrolidinone, methyl 2-methyl-2-propenoate, 2-methyl-2-propenoic acid and 2-oxiranylmethyl 2-methyl-2-propenoate | 410704 | 69928
2-Butenedioic acid (2Z)-, 1-butyl ester, polymer with dodecyl 2-methyl-2-propenoate, ethenyl acetate, 2-methyl-2-propenoic acid and 2-oxiranylmethyl 2-methyl-2-propenoate | 410696 | 69929
2-Butenedioic acid (2E)-, polymer with 2,5-furandione, 1,3-isobenzofurandione and 2,2'-oxybis[ethanol] | 410688 | 69930
2-Propenoic acid, 2-methyl-, 2-hydroxyethyl ester, polymer with ethenylbenzene, ethyl 2-propenoate and 2-propenamide | 410670 | 69931
1,4-Benzenedicarboxylic acid, polymer with 1,2-ethanediol, 2,5-furandione, oxybis[propanol] and 1,2-propanediol | 410662 | 69932
2-Propenoic acid, polymer with ethenylbenzene, methyl 2-propenoate and 2-propenenitrile, sodium salt | 410654 | 69933
2-Propenoic acid, 2-methyl-, methyl ester, polymer with hexahydro-2H-azepin-2-one, 2-methyloxirane, methyl 2-propenoate and 2-propenoic acid, sodium salt | 410647 | 69934
2-Propenoic acid, 2-methyl-, methyl ester, polymer with 2-methyloxirane, methyl 2-propenoate and 2-propenoic acid, sodium salt | 410639 | 69935
2-Propenoic acid, 2,3-dibromopropyl ester, polymer with ethyl 2-propenoate | 410621 | 69936
2-Propenoic acid, 2-methyl-, methyl ester, polymer with 2,3-dibromopropyl 2-propenoate and ethyl 2-propenoate | 410613 | 69937
Ethanol, 2-[ethyl[3-methyl-4-(2-phenyldiazenyl)phenyl]amino]- | 410597 | 69938
Propanenitrile, 3-[[4-[2-(2-bromo-6-methyl-4-nitrophenyl)diazenyl]-3-methylphenyl](2-hydroxyethyl)amino]- | 410571 | 69939
9-Octadecenoic acid (9Z)-, compd. with 3-methoxy-1-propanamine (1:1) | 410555 | 69940
1-Propanesulfonic acid, compd. with pyridine (1:1) | 410548 | 69941
Benzoic acid, 2-[[(5-amino-2-methylphenyl)sulfonyl]amino]- | 410530 | 69942
5-Benzoxazolesulfonamide, 2,3-dihydro-N-methyl-2-oxo- | 410514 | 69943
3,6,9,12,15,18,21,24,27-Nonaoxanonacosan-1-ol, 29-[2,4-bis(1,1-dimethylethyl)phenoxy]- | 410498 | 69944
2-Naphthalenesulfonic acid, 3-[2-(2,5-dimethyl-4-sulfophenyl)diazenyl]-4-hydroxy-7-[(2,5,6-trichloro-4-pyrimidinyl)amino]-, sodium salt (1:2) | 410472 | 69945
Carbamic acid, N-[2-[2-(2-chloro-4-nitrophenyl)diazenyl]-5-(diethylamino)phenyl]-, 2-ethoxyethyl ester | 410464 | 69946
Propanamide, 3-chloro-N-[2-[2-(2-cyano-4-nitrophenyl)diazenyl]-5-(diethylamino)phenyl]- | 410456 | 69947
3-Pyridinecarbonitrile, 5-[2-(3-chlorophenyl)diazenyl]-1,2-dihydro-6-hydroxy-4-methyl-2-oxo-1-(phenylamino)- | 410449 | 69948
3-Pyridinecarbonitrile, 5-[2-(3,4-dichlorophenyl)diazenyl]-1,2-dihydro-6-hydroxy-4-methyl-2-oxo-1-(phenylamino)- | 410431 | 69949
Benzenesulfonic acid, 2-[[4-(cyclohexylamino)-9,10-dihydro-9,10-dioxo-1-anthracenyl]amino]-5-ethoxy-, sodium salt (1:1) | 410423 | 69950
1,3'-Bipyridinium, 5'-[2-(2,5-dichlorophenyl)diazenyl]-1',2'-dihydro-6'-hydroxy-4'-methyl-2'-oxo-, 2-hydroxybutanedioate (1:1) | 410415 | 69951
1,3'-Bipyridinium, 1',2'-dihydro-6'-hydroxy-4'-methyl-2'-oxo-5'-(2-phenyldiazenyl)-, 2-hydroxybutanedioate (1:1) | 410407 | 69952
1,3-Naphthalenedisulfonic acid, 8-[2-[3-[(ethylphenylamino)sulfonyl]-4-methylphenyl]diazenyl]-7-hydroxy-, sodium salt (1:2) | 410399 | 69953
Benzenesulfonic acid, 3-[2-[4-[2-(4-ethoxy-3-methylphenyl)diazenyl]-1-naphthalenyl]diazenyl]-, sodium salt (1:1) | 410381 | 69954
Octadecanamide, N-[2-[(3-amino-3-oxopropyl)(1-oxooctadecyl)amino]ethyl]-N-[2-[(1-oxooctadecyl)amino]ethyl]-, acetate (1:1) | 410373 | 69955
Octadecanamide, N-[2-[bis(3-amino-3-oxopropyl)amino]ethyl]-N-[2-[(1-oxooctadecyl)amino]ethyl]-, acetate (1:1) | 410365 | 69956
Octadecanamide, N-(3-amino-3-oxopropyl)-N-[2-[(3-amino-3-oxopropyl)[2-[(1-oxooctadecyl)amino]ethyl]amino]ethyl]-, acetate (1:1) | 410357 | 69957
Octadecanamide, N-[2-[(3-amino-3-oxopropyl)[2-[bis(3-amino-3-oxopropyl)amino]ethyl]amino]ethyl]-, acetate (1:1) | 410340 | 69958
Formaldehyde, polymer with 2-(chloromethyl)oxirane, 4,4'-(1-methylethylidene)bis[phenol], 2-methyloxirane, 2-methyloxirane polymer with oxirane ether with 1,2,3-propanetriol (3:1), 4-nonylphenol and oxirane | 410332 | 69959
Poly[oxy(methyl-1,2-ethanediyl)], .alpha.-[2-(2-methoxyethoxy)ethyl]-.omega.-hydroxy- | 410324 | 69960
2-Propenoic acid, 2-methyl-, methyl ester, polymer with ethyl 2-propenoate, formaldehyde, 2-methyloxirane, 1,2-propanediol mono(2-methyl-2-propenoate) and 2-propenamide | 410316 | 69961
Benzoic acid, dichloro-, methyl ester | 410308 | 69962
9,10-Anthracenedione, 1,4,5,8-tetraamino-ar,ar-dibromo- | 410290 | 69963
Poly[oxy(methyl-1,2-ethanediyl)], .alpha.,.alpha.',.alpha.''-1,2,6-hexanetriyltris[.omega.-hydroxy-, polymer with .alpha.-hydro-.omega.-hydroxypoly[oxy(methyl-1,2-ethanediyl)] and 1,1'-methylenebis[4-isocyanatocyclohexane] | 410282 | 69964
Poly[oxy(methyl-1,2-ethanediyl)], .alpha.,.alpha.',.alpha.''-1,2,6-hexanetriyltris[.omega.-hydroxy-, polymer with 1,1'-methylenebis[4-isocyanatocyclohexane] | 410274 | 69965
Poly[oxy(methyl-1,2-ethanediyl)], .alpha.,.alpha.',.alpha.''-1,2,6-hexanetriyltris[.omega.-hydroxy-, polymer with .alpha.-hydro-.omega.-hydroxypoly[oxy(methyl-1,2-ethanediyl)] and 1,1'-methylenebis[4-isocyanatobenzene] | 410266 | 69966
17,19-Dinoratis-15-ene-4,13,14-tricarboxylic acid, 16-(1-methylethyl)-, (4.alpha.,8.alpha.,12.alpha.,13R,14S)-, polymer with 1,2-ethanediol and 2,2'-[1,2-ethanediylbis(oxy)]bis[ethanol] | 410258 | 69967
17,19-Dinoratis-15-ene-4,13,14-tricarboxylic acid, 16-(1-methylethyl)-, (4.alpha.,8.alpha.,12.alpha.,13R,14S)-, polymer with 2,2'-oxybis[ethanol] | 410241 | 69968
17,19-Dinoratis-15-ene-4,13,14-tricarboxylic acid, 16-(1-methylethyl)-, (4.alpha.,8.alpha.,12.alpha.,13R,14S)-, polymer with 2,2'-oxybis[ethanol] and 1,2,3-propanetriol | 410233 | 69969
17,19-Dinoratis-15-ene-4,13,14-tricarboxylic acid, 16-(1-methylethyl)-, cyclic 13,14-anhydride, (4.alpha.,8.alpha.,12.alpha.)-, polymer with 1,2,3-propanetriol | 410225 | 69970
17,19-Dinoratis-15-ene-4,13,14-tricarboxylic acid, 16-(1-methylethyl)-, (4.alpha.,8.alpha.,12.alpha.,13R,14S)-, polymer with 1,2-ethanediol | 410217 | 69971
17,19-Dinoratis-15-ene-4,13,14-tricarboxylic acid, 16-(1-methylethyl)-, (4.alpha.,8.alpha.,12.alpha.,13R,14S)-, polymer with 1,2,3-propanetriol | 410209 | 69972
17,19-Dinoratis-15-ene-4,13,14-tricarboxylic acid, 16-(1-methylethyl)-, (4.alpha.,8.alpha.,12.alpha.,13R,14S)-, polymer with 2,2-bis(hydroxymethyl)-1,3-propanediol | 410191 | 69973
17,19-Dinoratis-15-ene-4,13,14-tricarboxylic acid, 16-(1-methylethyl)-, (4.alpha.,8.alpha.,12.alpha.,13R,14S)-, polymer with 2,2'-[1,2-ethanediylbis(oxy)]bis[ethanol] | 410183 | 69974
17,19-Dinoratis-15-ene-4,13,14-tricarboxylic acid, 16-(1-methylethyl)-, (4.alpha.,8.alpha.,12.alpha.,13R,14S)-, polymer with 2,2'-[1,2-ethanediylbis(oxy)]bis[ethanol] and 2,2'-oxybis[ethanol] | 410175 | 69975
Copper(4+), [[1,1',1'',1'''-[(29H,31H-phthalocyanine-C,C,C,C-tetrayl-.kappa.N29,.kappa.N30,.kappa.N31,.kappa.N32)tetrakis(methylene)]tetrakis[1,1-dimethylhydraziniumato]](2-)]-, chloride (1:4) | 410167 | 69976
Chromate(1-), diaquabis[2-(hydroxy-.kappa.O)benzoato(2-)-.kappa.O]-, sodium (1:1) | 410159 | 69977
Chromate(1-), diaquabis[2-(hydroxy-.kappa.O)benzoato(2-)-.kappa.O]-, ammonium (1:1) | 410142 | 69978
Ethanaminium, N-[4-[[4-(diethylamino)phenyl]phenylmethylene]-2,5-cyclohexadien-1-ylidene]-N-ethyl-, tungstatephosphate | 424721 | 69979
Ethanaminium, N-[4-[[4-(diethylamino)phenyl][4-(ethylamino)-1-naphthalenyl]methylene]-2,5-cyclohexadien-1-ylidene]-N-ethyl-, molybdatephosphate | 424713 | 69980
Poly[oxy(methyl-1,2-ethanediyl)], .alpha.-hydro-.omega.-hydroxy-, 2-methylpropyl ether | 424705 | 69981
1,2-Benzenedicarboxylic acid, polymer with 1,2-propanediol, dodecanoate | 424697 | 69982
Nonanedioic acid, polymer with 1,2-ethanediamine, octadecanoate | 424689 | 69983
Decanedioic acid, polymer with 1,2-ethanediamine, octadecanoate | 424671 | 69984
Hexanedioic acid, polymer with 2-ethyl-2-(hydroxymethyl)-1,3-propanediol, isotridecyl ester | 424663 | 69985
Oxirane, 2-methyl-, polymer with oxirane, hexadecyl octadecyl ether | 424648 | 69986
Hexanedioic acid, polymer with 2,2-dimethyl-1,3-propanediol, 2-ethylhexyl ester | 424630 | 69987
1,3-Butanediol, polymer with 1-butanol aluminum salt (3:1) and 2-ethyl-2-(hydroxymethyl)-1,3-propanediol, acetate | 424622 | 69988
2-Pyrrolidinone, 1-ethenyl-, polymer with diethenylbenzene and ethenylethylbenzene | 424614 | 69989
1,5-Naphthalenedisulfonic acid, [2-(4-amino-2-methylphenyl)diazenyl]-, sodium salt (1:?) | 424606 | 69990
Benzenamine, ar-(1-methylpropyl)- | 424580 | 69991
Naphthalenesulfonic acid, [[hydroxy[(4-hydroxy-3-methylphenyl)sulfonyl]methylphenyl]methyl]- | 424572 | 69992
Poly(oxy-1,2-ethanediyl), .alpha.,.alpha.',.alpha.''-(nitrilotri-2,1-ethanediyl)tris[.omega.-(phosphonooxy)-, sodium salt (1:1) | 424564 | 69993
Poly(oxy-1,2-ethanediyl), .alpha.-phosphono-.omega.-(decyloxy)-, sodium salt (1:?) | 424556 | 69994
9,12-Octadecadienoic acid (9Z,12Z)-, methyl ester, polymer with 2-(chloromethyl)oxirane and 4,4'-(1-methylethylidene)bis[phenol] | 424549 | 69995
Formaldehyde, polymer with 2-methylphenol, 3-methylphenol and 4-methylphenol | 424531 | 69996
2-Butenedioic acid (2E)-, polymer with 2-methyloxirane and oxirane | 424523 | 69997
2-Butenedioic acid (2E)-, polymer with 2-methyloxirane, oxirane and 1,2,3-propanetriol | 424515 | 69998
Formaldehyde, polymer with cyclohexanone and methylbenzene | 424507 | 69999
Isocyanic acid, polymethylenepolyphenylene ester, polymer with 2-methyloxirane and 1,2,3-propanetriol | 424499 | 70000
1,3-Benzenedicarboxylic acid, polymer with (9Z,12Z)-9,12-octadecadienoic acid dimer and 1,2-propanediol | 424481 | 70001
1,3-Butanediol, polymer with .alpha.-butyl-.omega.-hydroxypoly[oxy(methyl-1,2-ethanediyl)] and 1,3-diisocyanatomethylbenzene | 424473 | 70002
Formaldehyde, polymer with N1-(2-aminoethyl)-1,2-ethanediamine and 2-methyloxirane | 424465 | 70003
2-Propenenitrile, polymer with N1,N2-bis(2-aminoethyl)-1,2-ethanediamine and 2-methyloxirane | 424457 | 70004
Urea, polymer with formaldehyde, 2-furanmethanol and .alpha.-hydro-.omega.-hydroxypoly(oxy-1,2-ethanediyl) | 424440 | 70005
D-Glucose, polymer with N-cyanoguanidine, formaldehyde and phenol | 424432 | 70006
Ethanedioic acid, polymer with N-cyanoguanidine, formaldehyde and phenol | 424424 | 70007
Formaldehyde, polymer with N1-(2-aminoethyl)-1,2-ethanediamine, benzenemethanol and 2-methyloxirane | 424416 | 70008
Benzenemethanaminium, N,N-dimethyl-N-[3-[[(9Z)-1-oxo-9-octadecen-1-yl]amino]propyl]-, chloride (1:1) | 424390 | 70009
Acetic acid, 2-[[4-[2-[4-[2-[4-[2-(1-hydroxy-4-sulfo-2-naphthalenyl)diazenyl]-7-sulfo-1-naphthalenyl]diazenyl]-7-sulfo-1-naphthalenyl]diazenyl]phenyl]amino]-2-oxo-, sodium salt (1:3) | 424374 | 70010
Poly[oxy(methyl-1,2-ethanediyl)], .alpha.,.alpha.',.alpha.''-1,2,3-propanetriyltris[.omega.-[[[[methyl-3-[[(2-oxiranylmethoxy)carbonyl]amino]phenyl]amino]carbonyl]oxy]- | 417485 | 70011
Benzenedisulfonic acid, hydroxyisooctyl- | 417477 | 70012
4,7-Methano-1H-indene, 3a,4,7,7a-tetrahydro-, polymer with ethenylmethylbenzene, 1H-indene, 3-methylene-6-(1-methylethyl)cyclohexene, (1-methylethenyl)benzene, 1-methyl-4-(1-methylethenyl)cyclohexene, 1-methyl-4-(1-methylethyl)-1,3-cyclohexadiene, 1-methyl-4-(1-methylethyl)-1,4-cyclohexadiene, 2-methyl-5-(1-methylethyl)-1,3-cyclohexadiene, 1-methyl-4-(1-methylethylidene)cyclohexene and 2,6,6-trimethylbicyclo[3.1.1]hept-2-ene | 417469 | 70013
Benzenediazonium, 2,5-diethoxy-4-[(4-methylphenyl)thio]-, 5-benzoyl-4-hydroxy-2-methoxybenzenesulfonate (1:1), polymer with formaldehyde | 417451 | 70014
2-Propenoic acid, methyl ester, polymer with ethenylbenzene, ammonium salt | 417444 | 70015
1,3,5-Triazine-2,4,6-triamine, N2,N2-bis[3-[[4,6-bis[butyl(2,2,6,6-tetramethyl-4-piperidinyl)amino]-1,3,5-triazin-2-yl]amino]propyl]-N4,N6-dibutyl-N4,N6-bis(2,2,6,6-tetramethyl-4-piperidinyl)- | 417436 | 70016
Sulfuric acid, diethyl ester, compd. with N-[2-[(2-cyanoethyl)[2-[(2-cyanoethyl)amino]ethyl]amino]ethyl]docosanamide (1:1) | 417428 | 70017
Docosanamide, N-[2-[(2-cyanoethyl)[2-[(2-cyanoethyl)amino]ethyl]amino]ethyl]- | 417410 | 70018
2-Propenoic acid, 2-methyl-, 2-ethylhexyl ester, polymer with ethenylbenzene, 2-ethylhexyl 2-propenoate, methyl 2-methyl-2-propenoate, 1,2-propanediol mono(2-methyl-2-propenoate) and 2-propenoic acid | 417402 | 70019
2-Propenoic acid, butyl ester, polymer with 2-ethylhexyl 2-propenoate, N-(hydroxymethyl)-2-propenamide and 2-propenenitrile | 417394 | 70020
Poly(oxy-1,2-ethanediyl), .alpha.-hydro-.omega.-hydroxy-, ether with .alpha.-[[(2-hydroxyethyl)[2-[[2-[(2-hydroxyethyl)octadecylamino]ethyl](2-hydroxy-2-phenylethyl)amino]ethyl]amino]methyl]benzenemethanol (2:1) | 417386 | 70021
Poly(oxy-1,2-ethanediyl), .alpha.,.alpha.'-[[(1-oxooctadecyl)imino]bis[2,1-ethanediyl[(1-oxooctadecyl)imino]-2,1-ethanediyl]]bis[.omega.-hydroxy- | 417378 | 70022
Poly(oxy-1,2-ethanediyl), .alpha.-hydro-.omega.-hydroxy-, ether with N,N'-[[(2-hydroxyethyl)imino]di-2,1-ethanediyl]bis[N-(2-hydroxyethyl)octadecanamide] (3:1) | 417360 | 70023
Poly[oxy(methyl-1,2-ethanediyl)], .alpha.-[2-[ethyl[(1,1,2,2,3,3,4,4,4-nonafluorobutyl)sulfonyl]amino]ethyl]-.omega.-hydroxy- | 417352 | 70024
Poly[oxy(methyl-1,2-ethanediyl)], .alpha.-[2-[ethyl[(1,1,2,2,3,3,4,4,5,5,5-undecafluoropentyl)sulfonyl]amino]ethyl]-.omega.-hydroxy- | 417345 | 70025
D-glycero-D-ido-Heptonic acid, calcium salt (2:1) | 417329 | 70026
Sulfurous acid, palladium(2+) potassium salt (2:1:2) | 417311 | 70027
Eicosanoic acid, 2,2,3,3,4,4,5,5,6,6,7,7,8,8,9,9,10,10,11,11,12,12,13,13,14,14,15,15,16,16,17,17,18,18,19,19,20,20,20-nonatriacontafluoro- | 417303 | 70028
9-Octadecenoic acid (9Z)-, 1,1'-[[[2-[bis(2-hydroxypropyl)amino]ethyl]imino]bis(1-methyl-2,1-ethanediyl)] ester | 417287 | 70029
2-Naphthalenol, 1-[2-(4-dodecylphenyl)diazenyl]- | 417279 | 70030
1,5-Pentanedisulfonic acid, 1,5-dihydroxy-, potassium salt (1:2) | 417261 | 70031
Xanthylium, 3,6-bis(ethylamino)-9-[2-(methoxycarbonyl)phenyl]-2,7-dimethyl-, molybdatephosphate | 417253 | 70032
Benzamide, N-[5-[bis(2-hydroxyethyl)amino]-2-[2-(2-chloro-4-nitrophenyl)diazenyl]phenyl]- | 417246 | 70033
1H-Indene-5-carboxylic acid, 2,3-dihydro-2-[6-(6-methyl-7-sulfo-2-benzothiazolyl)-2-quinolinyl]-1,3-dioxo-, compd. with N-methylmethanamine (1:2) | 417238 | 70034
1,3-Benzenediol, 4-[2-(2,4-dimethylphenyl)diazenyl]-2-[2-(4-dodecylphenyl)diazenyl]- | 417220 | 70035
[1,1'-Biphenyl]-4-carboxamide, N-(9,10-dihydro-9,10-dioxo-2-anthracenyl)-4'-[2-[4'-(6,11-dihydro-6,11-dioxoanthra[2,1-d]oxazol-2-yl)[1,1'-biphenyl]-4-yl]diazenyl]- | 417212 | 70036
1-Heptanesulfonamide, N-butyl-1,1,2,2,3,3,4,4,5,5,6,6,7,7,7-pentadecafluoro-N-(2-hydroxyethyl)- | 417204 | 70037
Thiocyanic acid, 2-amino-5-nitrophenyl ester | 417196 | 70038
1,4-Naphthalenedione, 2-hydroxy-, sodium salt (1:1) | 417188 | 70039
Aluminate(1-), (2-ethyl-1-hexanolato)tris(2-propanolato)-, hydrogen (1:1), (T-4)- | 417170 | 70040
Cadmate(6-), [[[1,2-ethanediylbis[(nitrilo-.kappa.N)bis(methylene)]]tetrakis[phosphonato-.kappa.O]](8-)]-, potassium hydrogen (1:5:1), (OC-6-21)- | 417162 | 70041
Nickel(2+), tris(4,7-diphenyl-1,10-phenanthroline-.kappa.N1,.kappa.N10)-, (OC-6-11)-, tetrafluoroborate(1-) (1:2) | 417154 | 70042
Aluminum, [ethyl 3-(oxo-.kappa.O)butanoato-.kappa.O']dihydroxy-, (T-4)- | 417147 | 70043
Zirconate(2-), bis[carbonato(2-)-.kappa.O]dihydroxy-, ammonium (1:2), (T-4)- | 417139 | 70044
Ethanaminium, N-[4-[[4-(diethylamino)phenyl]phenylmethylene]-2,5-cyclohexadien-1-ylidene]-N-ethyl-, trioxobis[phosphato(3-)-.kappa.O]molybdate(6-) (6:1) | 417121 | 70045
Calcium(1+), fluoro-, tetrafluoroborate(1-) (1:1) | 417113 | 70046
Cellulose, 2-hydroxypropyl ether, polymer with 1,3-diisocyanatomethylbenzene, .alpha.,.alpha.',.alpha.''-1,2,3-propanetriyltris[.omega.-hydroxypoly[oxy(methyl-1,2-ethanediyl)]] and N,N',2-tris(6-isocyanatohexyl)imidodicarbonic diamide | 417105 | 70047
Phosphonium, triphenyl(phenylmethyl)-, (T-4)-tetrachlorocadmate(2-) (2:1) | 410134 | 70048
Poly(oxy-1,2-ethanediyl), .alpha.,.alpha.',.alpha.'',.alpha.'''-[(1,36-dioxo-1,36-hexacosanediyl)bis(oxy-2,1-ethanediylnitrilodi-2,1-ethanediyl)]tetrakis[.omega.-hydroxy- | 410126 | 70049
1-Propene, 1,1,2,3,3,3-hexafluoro-, polymer with 1,1-difluoroethene and 1,2,3,3,3-pentafluoro-1-propene | 410118 | 70050
2-Propenoic acid, 2-methyl-, polymer with ethyl 2-propenoate, 2-propenoic acid and 2-[(2-propen-1-yloxy)methyl]oxirane | 410100 | 70051
2-Butenedioic acid (2Z)-, 1,4-bis(2-methylpropyl) ester, polymer with butyl 2-propenoate, ethenyl acetate, ethenyl tert-decanoate, N-(hydroxymethyl)-2-propenamide and 2-propenoic acid | 410092 | 70052
2-Propenoic acid, polymer with butyl 2-propenoate, ethenylbenzene, ethyl 2-propenoate and 2-methyl-2-propenamide | 410084 | 70053
17,19-Dinoratis-15-ene-4,13,14-tricarboxylic acid, 16-(1-methylethyl)-, (4.alpha.,8.alpha.,12.alpha.,13R,14S)-, polymer with (4.alpha.,8.alpha.,12.alpha.,13R,14R)-16-(1-methylethyl)-17,19-dinoratis-15-ene-4,13,14-tricarboxylic acid cyclic 13,14-anhydride and 1,2,3-propanetriol | 410076 | 70054
17,19-Dinoratis-15-ene-4,13,14-tricarboxylic acid, 16-(1-methylethyl)-, cyclic 13,14-anhydride, (4.alpha.,8.alpha.,12.alpha.,13R,14R)-, polymer with 2,2-bis(hydroxymethyl)-1,3-propanediol | 410068 | 70055
1,2-Cyclohexanediamine, polymer with 1,2-dichloroethane | 410050 | 70056
2-Propenoic acid, 2-methyl-, polymer with ethyl 2-propenoate, compd. with 2-aminoethanol | 410043 | 70057
2-Propenoic acid, 2-methyl-, polymer with ethyl 2-propenoate, compd. with morpholine | 410035 | 70058
Cyclotetrasiloxane, 2,2,4,4,6,6,8,8-octamethyl-, polymer with 2,2,4,4,6,6,8,8-octaphenylcyclotetrasiloxane and tetraethenyltetramethylcyclotetrasiloxane | 410027 | 70059
1,3-Isobenzofurandione, 4,5,6,7-tetrabromo-, polymer with 2,2-dimethyl-1,3-propanediol, 2,5-furandione, 2,2'-oxybis[ethanol] and 1,2-propanediol | 410019 | 70060
2-Propenoic acid, butyl ester, polymer with ethenylbenzene, 2,5-furandione, 2-hydroxyethyl 2-propenoate and 2,2'-oxybis[ethanol] | 410001 | 70061
Hexanedioic acid, polymer with 2,2-dimethyl-1,3-propanediol, 2-ethyl-2-[(2-propen-1-yloxy)methyl]-1,3-propanediol, 2,5-furandione, 4,4'-(1-methylethylidene)bis[cyclohexanol] and 3a,4,7,7a-tetrahydro-4,7-methano-1H-indene | 409995 | 70062
1,2-Butanediol, 2-butoxy-, 1-acetate | 409987 | 70063
1-Hexadecanaminium, N,N,N-trimethyl-, sulfate (1:1) | 409961 | 70064
2,7-Naphthalenedisulfonic acid, 4,4'-[1,4-phenylenebis[imino(6-chloro-1,3,5-triazine-4,2-diyl)imino]]bis[5-hydroxy-6-[2-(2-sulfophenyl)diazenyl]-, sodium salt (1:6) | 409946 | 70065
1-Naphthalenesulfonic acid, 7-[(4-aminobenzoyl)amino]-4-[2-[2,5-dimethoxy-4-[2-[7-sulfo-4-[2-(3-sulfophenyl)diazenyl]-1-naphthalenyl]diazenyl]phenyl]diazenyl]-3-hydroxy-, sodium salt (1:3) | 409938 | 70066
2-Naphthalenesulfonic acid, 8-[2-(4-amino-2,5-dimethoxyphenyl)diazenyl]-5-[2-(3-sulfophenyl)diazenyl]-, sodium salt (1:2) | 409920 | 70067
Benzenesulfonic acid, 3-[2-(4-aminophenyl)diazenyl]-, sodium salt (1:1) | 409912 | 70068
2-Naphthalenesulfonic acid, 4-hydroxy-7-[(3-nitrobenzoyl)amino]- | 409904 | 70069
Ethanol, 2-[[2-(2-hydroxyethoxy)ethyl]methylamino]- | 409888 | 70070
Benzenemethanaminium, N,N,N-trioctadecyl-, chloride (1:1) | 409870 | 70071
1,3-Benzenediol, 4-[2-(2,4-dimethylphenyl)diazenyl]-6-[2-(2-methylphenyl)diazenyl]- | 409854 | 70072
Acetamide, N,N'-(9,10-dihydro-4,5-dinitro-9,10-dioxo-1,8-anthracenediyl)bis- | 409839 | 70073
1,3-Benzenediol, 4-[2-(2,4-dimethylphenyl)diazenyl]-6-[2-(3,4-dimethylphenyl)diazenyl]- | 409821 | 70074
1H-Pyrazole-3-carboxylic acid, 4,5-dihydro-4-[2-(2-nitrophenyl)diazenyl]-5-oxo-1-phenyl-, ethyl ester | 409813 | 70075
Benzenesulfonic acid, 3-chloro-4-[2-[4-[ethyl(phenylmethyl)amino]phenyl]diazenyl]- | 409805 | 70076
2-Naphthalenesulfonic acid, 4-hydroxy-7-(phenylamino)-, sodium salt (1:1) | 409797 | 70077
1,3-Naphthalenedisulfonic acid, 7-amino-, ammonium potassium salt (1:1:1) | 409789 | 70078
Acetaldehyde, 2-[(3,7-dimethyl-2,6-octadien-1-yl)oxy]- | 409771 | 70079
Cyclohexanemethanol, 3,5-dimethyl-, 1-acetate | 409763 | 70080
Benzene, 2-methoxy-1-(1-methoxyethoxy)-4-(2-propen-1-yl)- | 409755 | 70081
[1,1'-Biphenyl]-2-ol, compd. with 1,1'-iminobis[2-propanol] (1:1) | 409748 | 70082
[1,1'-Biphenyl]-2-ol, compd. with 1,1',1''-nitrilotris[2-propanol] (1:1) | 409730 | 70083
Phenol, compd. with 1,1'-iminobis[2-propanol] (1:1) | 409722 | 70084
Benzoic acid, 4-(1,1-dimethylethyl)-, compd. with 1,1'-iminobis[2-propanol] (1:1) | 409714 | 70085
Phenol, compd. with 1-amino-2-propanol (1:1) | 409706 | 70086
Phenol, compd. with 1,1',1''-nitrilotris[2-propanol] (1:1) | 409698 | 70087
Hexanoic acid, 3,5,5-trimethyl-, iron salt (1:?) | 409680 | 70088
Acetic acid, zinc salt, ammoniate (2:1:?) | 409672 | 70089
1,2,3-Propanetricarboxylic acid, 2-hydroxy-, ammonium magnesium (1:?:?) | 409664 | 70090
Phosphoric acid, dipentyl ester, compd. with morpholine (1:1) | 409656 | 70091
3-Furansulfonic acid, tetrahydro-2,5-dioxo- | 409649 | 70092
Octanoic acid, compd. with 1,1'-iminobis[2-propanol] (1:1) | 409631 | 70093
Cobaltate(1-), [C-(chlorosulfonyl)-29H,31H-phthalocyanine-C-sulfonato(3-)-.kappa.N29,.kappa.N30,.kappa.N31,.kappa.N32]-, hydrogen (1:1) | 409623 | 70094
1,3-Isobenzofurandione, polymer with 2,2-bis(hydroxymethyl)-1,3-propanediol and 1,2-propanediol, dodecanoate | 431239 | 70095
1,3-Benzenedicarboxylic acid, polymer with 1,3-dihydro-1,3-dioxo-5-isobenzofurancarboxylic acid and 1,2-propanediol, isooctyl ester | 431221 | 70096
Poly(oxy-1,2-ethanediyl), .alpha.-(2-ethylhexyl)-.omega.-hydroxy-, phosphate | 431213 | 70097
2,5-Furandione, polymer with ethene, 2-ethylhexyl phenylmethyl ester, ammonium salt | 431205 | 70098
2,5-Furandione, polymer with ethene, 2-ethylhexyl phenylmethyl ester | 431197 | 70099
D-Mannitol, ester with boric acid (H3BO3) | 431189 | 70100
Hexanedioic acid, polymer with 1,3-isobenzofurandione and 1,2-propanediol, tridecyl ester | 431171 | 70101
Hexanedioic acid, polymer with 1,3-butanediol and 1,3-isobenzofurandione, tridecyl ester | 431163 | 70102
Hexanedioic acid, polymer with 2-(chloromethyl)oxirane, 1,3-isobenzofurandione, 1,2,3-propanetriol and (1,1,3,3-tetramethylbutyl)phenol, benzoate dodecanoate | 431155 | 70103
2-Butenedioic acid (2Z)-, polymer with methoxyethene, ester with .alpha.-(nonylphenyl)-.omega.-hydroxypoly(oxy-1,2-ethanediyl) | 431148 | 70104
Oxirane, 2-methyl-, polymer with oxirane, 8-methylnonyl ether | 431130 | 70105
9-Octadecen-1-ol, (9Z)-, phosphate, compd. with N,N-dimethyl-1-dodecanamine | 431122 | 70106
9-Octadecen-1-ol, (9Z)-, phosphate, compd. with N,N-diethylethanamine | 431114 | 70107
Oxirane, 2-methyl-, polymer with oxirane, 1,4,5,6,7,7-hexachlorobicyclo[2.2.1]heptane-2,3-dicarboxylate | 431106 | 70108
Oxirane, 2-methyl-, polymer with oxirane, mono(hydrogen sulfate), dodecyl ether | 431098 | 70109
Oxirane, 2-methyl-, polymer with oxirane, mono(hydrogen sulfate), decyl ether | 431080 | 70110
Oxirane, 2-methyl-, polymer with oxirane, mono[N-(isocyanatomethylphenyl)carbamate], 2-propen-1-yl ether | 431072 | 70111
Oxirane, 2-methyl-, polymer with oxirane, mono(hydrogen sulfate), octyl ether | 431064 | 70112
Oxirane, 2-methyl-, polymer with oxirane, mono(hydrogen sulfate), octyl ether, sodium salt | 431056 | 70113
2-Pentanol, 4-methyl-, phosphate, manganese(2+) salt | 431049 | 70114
Poly[oxy(methyl-1,2-ethanediyl)], .alpha.,.alpha.',.alpha.''-1,2,3-propanetriyltris[.omega.-hydroxy-, hexanedioate | 431031 | 70115
1,2-Benzenedicarboxylic acid, ester with 2,2'-[1,2-ethanediylbis(oxy)]bis[ethanol] | 431023 | 70116
Poly(oxy-1,2-ethanediyl), .alpha.-decyl-.omega.-hydroxy-, (triphosphate) | 431015 | 70117
1,3-Methanonaphthalen-7(1H)-one, 2,3,4,4a,5,6-hexahydro-2,2-dimethyl-, (1R,3S,4aR)- | 430991 | 70118
5-Benzoxazolesulfonic acid, 2-[7-(diethylamino)-2-oxo-2H-1-benzopyran-3-yl]-, ammonium salt (1:1) | 430983 | 70119
3H-Pyrazol-3-one, 4-[(4,5-dihydro-3-methyl-5-oxo-1H-pyrazol-4-ylidene)methyl]-2,4-dihydro-5-methyl- | 430975 | 70120
5-Benzoxazolesulfonamide, 2-[7-(diethylamino)-2-oxo-2H-1-benzopyran-3-yl]- | 430967 | 70121
Phosphoric acid, monodecyl ester, potassium salt (1:?) | 430959 | 70122
Benzoic acid, 3,4,6-trichloro-2-hydroxy- | 430942 | 70123
Butane, 1,1'-[methylenebis(oxy)]bis[4-chloro-, polymer with sodium sulfide (Na2(Sx)) and 1,2,3-trichloropropane | 430934 | 70124
Propane, 1,2-dichloro-, polymer with 1,2-dichloroethane and sodium sulfide (Na2(Sx)) | 430926 | 70125
Butane, 1,1'-oxybis[4-chloro-, polymer with sodium sulfide (Na2(Sx)) and 1,2,3-trichloropropane | 430918 | 70126
Hexanedioic acid, polymer with 1,3-butanediol, 2,4-diisocyanato-1-methylbenzene and 1,2-ethanediol | 430900 | 70127
Butanedioic acid, 2-methylene-, polymer with 1,3-butadiene and ethenylbenzene, ammonium salt | 430892 | 70128
2-Butenedioic acid (2E)-, polymer with 1,3-butadiene, ethenylbenzene and 2-propenamide, ammonium salt | 430884 | 70129
Butanedioic acid, 2-methylene-, polymer with 1,3-butadiene, ethenylbenzene and 2-methyl-2-propenoic acid, ammonium salt | 430876 | 70130
2-Butenedioic acid (2E)-, polymer with 1,3-butadiene, ethenylbenzene and 2-methyl-2-propenoic acid, ammonium salt | 430868 | 70131
Urea, polymer with ammonia, formaldehyde and phenol | 430850 | 70132
Phenol, 4,4'-(1-methylethylidene)bis-, polymer with phenol and 1,3,5-triazine-2,4,6-triamine | 430843 | 70133
1,3-Benzenedicarboxylic acid, polymer with formaldehyde, 2,5-furandione, 4,4'-(1-methylethylidene)bis[phenol], phenol, 1,2-propanediol and urea | 430835 | 70134
Formaldehyde, polymer with 4-(1,1-dimethylethyl)phenol, phenol and 1,3,5-triazine-2,4,6-triamine | 430827 | 70135
Acetic acid, 2-[[4-[2-(4-amino-7-sulfo-1-naphthalenyl)diazenyl]phenyl]amino]-2-oxo-, sodium salt (1:?) | 424366 | 70136
3-Pentadecanone, 2-hydroxy-2-methyl-7-phenyl- | 424341 | 70137
1-Propanone, 1-(4-ethylphenyl)-2-hydroxy-2-methyl- | 424325 | 70138
1,1'-Biphenyl, 4-(hexyloxy)-4'-pentyl- | 424317 | 70139
Benzenamine, 2,5-diethoxy-4-[(4-methylphenyl)thio]- | 424291 | 70140
Benzene, 1,4-diethoxy-2-[(4-methylphenyl)thio]-5-nitro- | 424283 | 70141
Benzenediazonium, 2,5-bis(1-methylethoxy)-4-(4-morpholinyl)-, tetrafluoroborate(1-) (1:1) | 424275 | 70142
Benzenediazonium, 2,5-bis(1-methylethoxy)-4-(4-morpholinyl)-, hexafluorophosphate(1-) (1:1) | 424267 | 70143
Benzenediazonium, 3-chloro-4-(dimethylamino)-, hexafluorophosphate(1-) (1:1) | 424259 | 70144
Benzenesulfonic acid, 2-hydroxy-5-nitro-3-[2-[2-oxo-1-[(phenylamino)carbonyl]propyl]diazenyl]-, sodium salt (1:1) | 424242 | 70145
Benzenesulfonic acid, 3-[2-[4-[2-(4-hydroxyphenyl)diazenyl]-3-methoxyphenyl]diazenyl]- | 424234 | 70146
Benzenesulfonic acid, 3-[2-[4-[ethyl(phenylmethyl)amino]phenyl]diazenyl]-4-[(4-methylphenyl)sulfonyl]- | 424226 | 70147
1,3,5-Naphthalenetrisulfonic acid, 7-[2-[4-[2-[4-[(sulfomethyl)amino]phenyl]diazenyl]phenyl]diazenyl]-, sodium salt (1:4) | 424218 | 70148
1,3,5-Naphthalenetrisulfonic acid, 7-[2-[4-[2-(4-aminophenyl)diazenyl]phenyl]diazenyl]-, sodium salt (1:3) | 424200 | 70149
2-Naphthalenesulfonic acid, 7-amino-4-hydroxy-3-[2-[4-[2-(sulfooxy)ethoxy]phenyl]diazenyl]- | 424192 | 70150
2,7-Naphthalenedisulfonic acid, 4-amino-5-hydroxy-6-[2-[4'-[2-(4-hydroxyphenyl)diazenyl]-3,3'-dimethyl[1,1'-biphenyl]-4-yl]diazenyl]-3-[2-(4-nitrophenyl)diazenyl]-, sodium salt (1:2) | 424184 | 70151
Benzenesulfonic acid, 4-[2-(4-amino-5-methoxy-2-methylphenyl)diazenyl]-, hydrochloride (1:1) | 424176 | 70152
Benzenesulfonic acid, 4-[2-[4-[2-(4-hydroxyphenyl)diazenyl]-5-methoxy-2-methylphenyl]diazenyl]-, sodium salt (1:1) | 424168 | 70153
Acetic acid, 2,2'-[carbonylbis[imino(1-hydroxy-3-sulfo-6,2-naphthalenediyl)-2,1-diazenediyl-3,1-phenyleneimino]]bis[2-oxo-, sodium salt (1:4) | 424150 | 70154
1-Naphthalenediazonium, 4-[2-(3-carboxy-4-hydroxyphenyl)diazenyl]-2-methoxy-, sulfate (2:1) | 424143 | 70155
Benzoic acid, 5-[2-[4-[2-[7-[4,5-dihydro-3-methyl-5-oxo-4-(2-phenyldiazenyl)-1H-pyrazol-1-yl]-3-hydroxy-1-sulfo-2-naphthalenyl]diazenyl]-3-methoxy-7-sulfo-1-naphthalenyl]diazenyl]-2-hydroxy- | 424135 | 70156
Benzenesulfonic acid, 3-[2-[4-[2-(4-hydroxyphenyl)diazenyl]-3-methoxyphenyl]diazenyl]-, sodium salt (1:1) | 424127 | 70157
Methanaminium, N-[4-[bis[4-(dimethylamino)phenyl]methylene]-2,5-cyclohexadien-1-ylidene]-N-methyl-, [.mu.12-[orthosilicato(4-)-.kappa.O:.kappa.O:.kappa.O:.kappa.O':.kappa.O':.kappa.O':.kappa.O'':.kappa.O'':.kappa.O'':.kappa.O''':.kappa.O''':.kappa.O''']]tetracosa-.mu.-oxododecaoxododecamolybdate(4-) (4:1) | 424119 | 70158
Benzothiazolium, 2-[4-(dimethylamino)phenyl]-3,6-dimethyl-, tetracosa-.mu.-oxododecaoxo[.mu.12-[phosphato(3-)-.kappa.O:.kappa.O:.kappa.O:.kappa.O':.kappa.O':.kappa.O':.kappa.O'':.kappa.O'':.kappa.O'':.kappa.O''':.kappa.O''':.kappa.O''']]dodecatungstate(4-) (4:1) | 424101 | 70159
Cuprate(3-), [29H,31H-phthalocyanine-C,C,C-trisulfonato(5-)-.kappa.N29,.kappa.N30,.kappa.N31,.kappa.N32]-, barium (2:3) | 424093 | 70160
Cuprate(4-), [5-amino-4-(hydroxy-.kappa.O)-3-[2-[5-(hydroxy-.kappa.O)-6-[2-[2-hydroxy-4-[[2-(sulfooxy)ethyl]sulfonyl]phenyl]diazenyl-.kappa.N1]-7-sulfo-2-naphthalenyl]diazenyl]-2,7-naphthalenedisulfonato(6-)]-, hydrogen (1:4) | 424085 | 70161
Cuprate(2-), [3-(hydroxy-.kappa.O)-4-[2-[2-(oxo-.kappa.O)-1-[[[4-[[2-(sulfooxy)ethyl]sulfonyl]phenyl]amino]carbonyl]propyl]diazenyl-.kappa.N1]benzenesulfonato(2-)]-, hydrogen (1:2) | 424077 | 70162
Benzenediazonium, 2-ethoxy-4-[methyl(phenylmethyl)amino]-, (T-4)-tetrachlorozincate(2-) (2:1) | 424051 | 70163
Propanoic acid, 2-hydroxy-, polymer with formaldehyde, 2-furancarboxaldehyde and phenol | 424036 | 70164
Propanoic acid, 2-hydroxy-, polymer with 2-(chloromethyl)oxirane, 1,3-dichloro-2-propanol, formaldehyde, 2-furancarboxaldehyde and phenol | 424028 | 70165
.alpha.-D-Glucopyranoside, .beta.-D-fructofuranosyl, polymer with formaldehyde, 2,2'-oxybis[ethanol] and 1,3,5-triazine-2,4,6-triamine | 424010 | 70166
Guanidine, N-cyano-, polymer with 1,2-ethanediamine sulfate (1:1) and formaldehyde | 424002 | 70167
Pyridinium, 4-ethenyl-1-methyl-, iodide (1:1), polymer with 1,3-diethenylbenzene, 1,4-diethenylbenzene, 1-ethenyl-3-ethylbenzene and 1-ethenyl-4-ethylbenzene | 423996 | 70168
2,5-Furandione, polymer with 4,4'-(1-methylethylidene)bis[cyclohexanol] and 1,1'-[(1-methylethylidene)bis(4,1-phenyleneoxy)]bis[2-propanol] | 423988 | 70169
1,3-Benzenedicarboxylic acid, polymer with 1,2-ethanediol, 2,5-furandione, hexanedioic acid, 1,3-isobenzofurandione and 1,2-propanediol | 423970 | 70170
Hexanedioic acid, polymer with (2E)-2-butenedioic acid, 2,5-furandione and 1,2-propanediol | 423962 | 70171
Silanetriol, [3-[(2-aminoethyl)amino]propyl]-, homopolymer | 423954 | 70172
Silanetriol, (3-aminopropyl)-, homopolymer | 423947 | 70173
1,3-Benzenedicarboxylic acid, polymer with 1,4-benzenedicarboxylic acid, 2,2-dimethyl-1,3-propanediol and 1,6-hexanediol | 423939 | 70174
2-Oxepanone, polymer with 1,4-butanediol, 2-ethyl-2-(hydroxymethyl)-1,3-propanediol, 1,1'-methylenebis[4-isocyanatobenzene] and 2,2'-oxybis[ethanol] | 423921 | 70175
2-Oxepanone, polymer with 1,4-butanediol, 4,4'-diisocyanato-3,3'-dimethyl-1,1'-biphenyl, 2-ethyl-2-(hydroxymethyl)-1,3-propanediol and 2,2'-[1,4-phenylenebis(oxy)]bis[ethanol] | 423913 | 70176
Phosphonic acid, P,P',P'',P'''-[[(phosphonomethyl)imino]bis[2,1-ethanediylnitrilobis(methylene)]]tetrakis-, potassium salt (1:5) | 423905 | 70177
Ethanol, 2-[(5-amino-2-methoxyphenyl)sulfonyl]-, hydrochloride (1:1) | 423897 | 70178
Formic acid, compd. with 2-[2-[[4-[3-(4-chlorophenyl)-4,5-dihydro-1H-pyrazol-1-yl]phenyl]sulfonyl]ethoxy]-N,N-dimethyl-1-propanamine (1:1) | 423889 | 70179
2,7-Naphthalenedisulfonic acid, 5-(benzoylamino)-4-hydroxy-3-[2-[1-sulfo-6-[[2-(sulfooxy)ethyl]sulfonyl]-2-naphthalenyl]diazenyl]- | 423871 | 70180
7H-Benzo[de]pyrazolo[5,1-a]isoquinoline-11-carboxylic acid, 9,10-dihydro-3-(4-morpholinyl)-7,10-dioxo-, ethyl ester | 423855 | 70181
Benzenesulfonic acid, 4-[2-[2-hydroxy-3-[[(2-methoxyphenyl)amino]carbonyl]-1-naphthalenyl]diazenyl]-, sodium salt (1:1) | 423830 | 70182
Acetamide, N-(4-bromo-2,6-dichloro-3-methylphenyl)- | 423822 | 70183
Ethanol, 2-[[4-[2-[4-[ethyl[2-(sulfooxy)ethyl]amino]phenyl]diazenyl]phenyl]sulfonyl]-, 1-(hydrogen sulfate) | 423814 | 70184
1H-Pyrazole-3-carboxylic acid, 4-[2-[4-[[(3,6-dichloro-4-pyridazinyl)carbonyl]amino]-2-sulfophenyl]diazenyl]-4,5-dihydro-5-oxo-1-(4-sulfophenyl)- | 423780 | 70185
[1,1'-Biphenyl]-4-diazonium, 2',4',5'-triethoxy-, ethanedioate (1:1) | 423764 | 70186
2-Propenoic acid, 2-methyl-, methyl ester, polymer with 1,1-dichloroethene, 2-hydroxyethyl 2-propenoate, methyl 2-propenoate, 2-propenoic acid and 2-sulfoethyl 2-methyl-2-propenoate | 409151 | 70187
1,5-Naphthalenedisulfonic acid, 3-[2-[4-[2-[4-amino-6(or 7)-sulfo-1-naphthalenyl]diazenyl]-1-naphthalenyl]diazenyl]-, sodium salt (1:3) | 409144 | 70188
Hexanedioic acid, polymer with 5-amino-1,3,3-trimethylcyclohexanemethanamine, 1,3-diisocyanatomethylbenzene and 1,2-propanediol | 409136 | 70189
Hydrazinium(1+), (OC-6-21)-[[N,N'-1,2-ethanediylbis[N-[(carboxy-.kappa.O)methyl]glycinato-.kappa.N,.kappa.O]](4-)]cobaltate(2-) (2:1) | 409128 | 70190
1,3-Benzenedicarboxylic acid, polymer with 2,2-dimethyl-1,3-propanediol, hexanedioic acid, 1,3-isobenzofurandione and 1,2-propanediol, compd. with 2-(dimethylamino)ethanol | 409102 | 70191
2-Naphthalenesulfonic acid, 7-[[4,6-bis[(2-hydroxyethyl)amino]-1,3,5-triazin-2-yl]amino]-4-hydroxy-3-[2-[4-[2-(4-sulfophenyl)diazenyl]phenyl]diazenyl]-, sodium salt (1:2) | 409094 | 70192
Titanium, [1,1',1'',1'''-[1,2-ethanediyldi(nitrilo-.kappa.N)]tetrakis[2-propanol]]tetrakis(2-propanolato)-, (OC-6-22)- | 409086 | 70193
Benzenediazonium, 2,5-diethoxy-4-[(4-methylphenyl)thio]-, sulfate (1:1), polymer with formaldehyde | 409078 | 70194
Acetic acid, 2-mercapto-, 1,1'-(1,2-ethanediyl) ester, polymer with dibutyloxostannane | 409060 | 70195
1,3-Benzenedicarboxylic acid, polymer with 5-amino-1,3,3-trimethylcyclohexanemethanamine, hexanedioic acid, 1,6-hexanediol and 1,1'-methylenebis[4-isocyanatocyclohexane] | 409052 | 70196
1,3-Benzenedicarboxylic acid, polymer with hexanedioic acid, 1,6-hexanediol and 1,1'-methylenebis[4-isocyanatocyclohexane] | 409045 | 70197
Formaldehyde, polymer with 2-(chloromethyl)oxirane, 4,4'-(1-methylethylidene)bis[phenol], 2-methyloxirane, 4-nonylphenol and oxirane | 409037 | 70198
1,6-Hexanediamine, polymer with 2-(chloromethyl)oxirane, 2-methyloxirane and oxirane, hydrochloride | 409029 | 70199
1,6-Hexanediamine, polymer with 2-(chloromethyl)oxirane, 2-methyloxirane and oxirane | 409011 | 70200
Urea, polymer with formaldehyde, 4,4'-(1-methylethylidene)bis[phenol] and phenol | 430819 | 70201
Urea, polymer with formaldehyde, phenol and 1,2-propanediol | 430801 | 70202
1,2-Benzenediol, 4-methyl-, polymer with 1,4-bis(methoxymethyl)benzene | 430793 | 70203
2,4-Imidazolidinedione, 5,5-dimethyl-, polymer with 1,5-bis[4-(2-oxiranylmethoxy)phenyl]-1,4-pentadien-3-one | 430785 | 70204
Formaldehyde, polymer with 2-(chloromethyl)oxirane, 4,4'-methylenebis[benzenamine], 4,4'-(1-methylethylidene)bis[phenol] and 2-methylphenol | 430777 | 70205
Methanaminium, N,N,N-trimethyl-1-[(1-oxo-2-propen-1-yl)amino]-, chloride (1:1), polymer with 2-propenamide | 430769 | 70206
4,7-Methanoisobenzofuran-1,3-dione, 4,5,6,7,8,8-hexachloro-3a,4,7,7a-tetrahydro-, polymer with 2-ethyl-2-(hydroxymethyl)-1,3-propanediol and oxybis[propanol] | 430751 | 70207
Acetaldehyde, 2-(4-methoxyphenoxy)- | 430744 | 70208
Benzenepropanol, .alpha.-(1-methylethyl)- | 430728 | 70209
Cyclohexanepropanol, .alpha.-(1-methylethyl)- | 430710 | 70210
Benzene, [3-(1-methoxy-2-phenylethoxy)-1-propen-1-yl]- | 430702 | 70211
Propanenitrile, 3-[(6-amino-2,4,4-trimethylhexyl)amino]- | 430686 | 70212
Hexanedioic acid, 2,2,4-trimethyl-, 1,6-didecyl ester | 430660 | 70213
1H-Imidazole-1-carboxamide, N-[3-[[[(4,5-dihydro-2-phenyl-1H-imidazol-1-yl)carbonyl]amino]methyl]-3,5,5-trimethylcyclohexyl]-4,5-dihydro-2-phenyl- | 430645 | 70214
Hexanedioic acid, 2,4,4-trimethyl-, 1-decyl 6-octyl ester | 430629 | 70215
Hexanedioic acid, 2,4,4-trimethyl-, 1,6-dioctyl ester | 430611 | 70216
Octacosanamide, N,N'-1,2-ethanediylbis- | 430603 | 70217
Benzenesulfonic acid, dodecyl-, compd. with 1,1'-[[2-[[2-[(2-hydroxypropyl)amino]ethyl]amino]ethyl]imino]bis[2-propanol] (1:1) | 430587 | 70218
1H-Isoindole-5-carboxylic acid, 2,2'-(1,3-phenylene)bis[2,3-dihydro-1,3-dioxo-, bis[2,2-bis[(2-propen-1-yloxy)methyl]butyl] ester | 430579 | 70219
Formaldehyde, polymer with ammonia, 1,2-ethanediamine and phenol | 430561 | 70220
5-Isobenzofurancarboxylic acid, 1,3-dihydro-1,3-dioxo-, polymer with 2-(chloromethyl)oxirane, 4,4'-(1-methylethylidene)bis[phenol] and 3a,4,7,7a-tetrahydro-1,3-isobenzofurandione | 430553 | 70221
2-Propenoic acid, 2-methyl-, polymer with dodecyl 2-methyl-2-propenoate, 1-ethenyl-2-pyrrolidinone, methyl 2-methyl-2-propenoate and 2-oxiranylmethyl 2-methyl-2-propenoate | 430546 | 70222
Ethanedioic acid, polymer with N-cyanoguanidine, formaldehyde, phenol and 1,3,5-triazine-2,4,6-triamine | 430538 | 70223
Cuprate(4-), [4-amino-5-(hydroxy-.kappa.O)-6-[2-[2-(hydroxy-.kappa.O)-5-[[2-(sulfooxy)ethyl]sulfonyl]phenyl]diazenyl-.kappa.N1]-3-[2-[4-[[2-(sulfooxy)ethyl]sulfonyl]phenyl]diazenyl]-2,7-naphthalenedisulfonato(6-)]-, hydrogen (1:4) | 430520 | 70224
Copper, [1,2,3,9,10,16,17,23,24-nonabromo-11,25-dichloro-29H,31H-phthalocyaninato(2-)-.kappa.N29,.kappa.N30,.kappa.N31,.kappa.N32]-, (SP-4-2)- | 430512 | 70225
1,3-Benzenedicarboxylic acid, polymer with 1,4-benzenedicarboxylic acid, 1,6-hexanediol, 2,2'-oxybis[ethanol] and 1,2-propanediol | 430504 | 70226
Hexanedioic acid, polymer with 2,5-furandione, 2,2'-oxybis[ethanol] and 1,2-propanediol | 430496 | 70227
Spiro[isobenzofuran-1(3H),9'-[9H]xanthen]-3-one, 5-[(4,6-dichloro-1,3,5-triazin-2-yl)amino]-3',6'-dihydroxy-, hydrochloride (1:2) | 430488 | 70228
Ethanol, 2,2'-iminobis-, polymer with .alpha.-tridecyl-.omega.-hydroxypoly(oxy-1,2-ethanediyl) phosphate | 430470 | 70229
Ethanol, 2-amino-, polymer with .alpha.-tridecyl-.omega.-hydroxypoly(oxy-1,2-ethanediyl) phosphate | 430462 | 70230
Benzenemethanaminium, N,N,N-trimethyl-, (SP-4-1)-tetrakis(nitrito-.kappa.N)palladate(2-) (2:1) | 430454 | 70231
Ethanol, 2-amino-, compd. with .alpha.-decyl-.omega.-hydroxypoly(oxy-1,2-ethanediyl) phosphate | 430447 | 70232
Phosphoric acid, 2-ethylhexyl ester, compd. with 2-aminoethanol | 430439 | 70233
1,3-Benzenedicarboxylic acid, polymer with 1,2-ethanediol, 2-(hydroxymethyl)-2-methyl-1,3-propanediol, 1,3-isobenzofurandione, (9Z)-9-octadecenoic acid dimer and 1,2-propanediol | 430421 | 70234
1,3-Benzenedicarboxylic acid, polymer with 1,4-cyclohexanedimethanol, 2-ethyl-2-(hydroxymethyl)-1,3-propanediol, 2,5-furandione and 3-hydroxy-2,2-dimethylpropyl 3-hydroxy-2,2-dimethylpropanoate | 430413 | 70235
1,3-Benzenedicarboxylic acid, polymer with 2-ethyl-2-(hydroxymethyl)-1,3-propanediol, 2,5-furandione and 3-hydroxy-2,2-dimethylpropyl 3-hydroxy-2,2-dimethylpropanoate | 430405 | 70236
1,3-Benzenedicarboxylic acid, polymer with 1,2-ethanediol, hexanedioic acid, 3-hydroxy-2-(hydroxymethyl)-2-methylpropanoic acid and 2,2,4-trimethyl-1,3-pentanediol | 430397 | 70237
Boric acid, compd. with 2-aminoethanol (1:?) | 430389 | 70238
Boric acid, compd. with 2,2'-iminobis[ethanol] (1:?) | 430371 | 70239
Aluminum, oxo(2-propanolato)- | 430363 | 70240
Benzenesulfonic acid, dodecyl-, compd. with 1,1',1'',1'''-(1,2-ethanediyldinitrilo)tetrakis[2-propanol] (1:1) | 430355 | 70241
3-Buten-2-one, 4-(trimethylcyclohexen-1-yl)- | 430348 | 70242
Octadecanoic acid, 9(or 10)-sulfo-, 1-propyl ester, sodium salt (1:1) | 430330 | 70243
Naphthalenesulfonic acid, bis(1-methylethyl)-, compd. with cyclohexanamine (1:1) | 430322 | 70244
Naphthalenesulfonic acid, bis(1-methylethyl)-, ammonium salt (1:1) | 430314 | 70245
Benzene, (1-methylpropyl)nitro- | 430306 | 70246
Benzene, ethenylmethyl-, polymer with ethenylbenzene and (1-methylethenyl)benzene | 430298 | 70247
Phosphoric acid, octadecyl ester, compd. with 2,2',2''-nitrilotris[ethanol] | 430272 | 70248
Benzenediazonium, 3-methoxy-4-(1-pyrrolidinyl)-, chloride (1:1) | 423756 | 70249
1-Propanesulfonic acid, 2-hydroxy-3-[[2-hydroxy-1,1-bis(hydroxymethyl)ethyl]amino]- | 423723 | 70250
1-Propanesulfonic acid, 3-[bis(2-hydroxyethyl)amino]-2-hydroxy- | 423715 | 70251
1-Piperazinepropanesulfonic acid, .beta.-hydroxy-4-(2-hydroxyethyl)- | 423699 | 70252
4-Morpholinepropanesulfonic acid, .beta.-hydroxy- | 423681 | 70253
4-Pyrimidinecarboxylic acid, 1,2,3,6-tetrahydro-2,6-dioxo-, zinc salt (2:1) | 423673 | 70254
Benzenemethanaminium, N-[4-[[4-(diethylamino)phenyl][4-[ethyl[(3-sulfophenyl)methyl]amino]-2-methylphenyl]methylene]-3-methyl-2,5-cyclohexadien-1-ylidene]-N-ethyl-3-sulfo-, inner salt, barium salt (2:1) | 423665 | 70255
2,7-Naphthalenedisulfonic acid, 3-hydroxy-4-[2-(1-naphthalenyl)diazenyl]-, barium salt (1:1) | 423657 | 70256
Benzenemethanaminium, N-ethyl-N-[4-[[4-[ethyl[(3-sulfophenyl)methyl]amino]phenyl]phenylmethylene]-2,5-cyclohexadien-1-ylidene]-3-sulfo-, inner salt, barium salt (2:1) | 423640 | 70257
[2,6'-Bibenzothiazole]-7-sulfonic acid, 2',2'''-(1,2-diazenediyldi-4,1-phenylene)bis[6-methyl-, barium salt (1:1) | 423632 | 70258
Butanamide, 2-[2-(4-chloro-2-nitrophenyl)diazenyl]-N-(2-methylphenyl)-3-oxo- | 423624 | 70259
2-Naphthalenecarboxamide, 3-hydroxy-N-(2-methylphenyl)-4-[2-(2-nitrophenyl)diazenyl]- | 423616 | 70260
Phenol, 2-ethoxy-5-propyl- | 423608 | 70261
Phosphonic acid, P,P'-[iminobis(2,1-ethanediyliminomethylene)]bis-, N,N-bis(phosphonomethyl) deriv., sodium salt (1:?) | 423590 | 70262
Nonanedioic acid, polymer with 1,4-cyclohexanedimethanol, 2-ethyl-2-(hydroxymethyl)-1,3-propanediol, hexanedioic acid, 3-hydroxy-2-(hydroxymethyl)-2-methylpropanoic acid, rel-(3aR,7aS)-3a,4,7,7a-tetrahydro-1,3-isobenzofurandione and 2,2,4-trimethyl-1,3-pentanediol | 423582 | 70263
2,5-Furandione, 3-(dodecen-1-yl)dihydro-, polymer with 2-(chloromethyl)oxirane and 4,4'-(1-methylethylidene)bis[phenol] | 423574 | 70264
2,5-Furandione, 3-(dodecen-1-yl)dihydro-, polymer with 2-(chloromethyl)oxirane, .alpha.-hydro-.omega.-hydroxypoly(oxy-1,2-ethanediyl) and 4,4'-(1-methylethylidene)bis[phenol] | 423566 | 70265
Phosphoric acid, monoisooctyl ester, potassium salt (1:?) | 423558 | 70266
Phosphonic acid, P-[[[2-[(2-aminoethyl)amino]ethyl]amino]methyl]-, N,N-bis(phosphonomethyl) deriv., sodium salt (1:?) | 423541 | 70267
Cuprate(4-), [2-[2-[[2-[3-[[4-chloro-6-(1-methylethoxy)-1,3,5-triazin-2-yl]amino]-2-(hydroxy-.kappa.O)-5-sulfophenyl]diazenyl-.kappa.N2](2-chloro-5-sulfophenyl)methyl]diazenyl-.kappa.N1]-5-sulfobenzoato(6-)-.kappa.O]-, sodium (1:4), (SP-4-3)- | 423517 | 70268
Hexanoic acid, dimethyl-, calcium salt (2:1) | 423509 | 70269
Hexanoic acid, dimethyl-, manganese(2+) salt (2:1) | 423491 | 70270
Benzene, ethyl(phenylethyl)-, mono-ar-ethyl deriv. | 423483 | 70271
6-Thiabicyclo[3.2.1]octane, 4,7,7-trimethyl- | 423475 | 70272
Bicyclo[2.2.1]hept-5-ene-2,3-dicarboxylic acid, 1,4,5,6,7,7-hexachloro-, polymer with (2E)-2-butenedioic acid, octahydro-4,7-methano-1H-indene-5,?-dimethanol and 2,2'-oxybis[ethanol] | 423467 | 70273
1,3-Butanedione, 4,4,4-trifluoro-1-(dodecylphenyl)- | 423459 | 70274
Cyclohexanone, methyl(1-methylethyl)- | 423442 | 70275
Starch, polymer with 2-(chloromethyl)oxirane and N-methylmethanamine | 423434 | 70276
Cuprate(1-), [N-[2-[bis[(carboxy-.kappa.O)methyl]amino-.kappa.N]ethyl]-N-[2-(hydroxy-.kappa.O)ethyl]glycinato(3-)-.kappa.N,.kappa.O]-, sodium (1:1) | 423426 | 70277
5-Dodecanone, 6-butyl-6-hydroxy- | 423400 | 70278
Benzenediazonium, 3-chloro-4-(cyclohexylmethylamino)-, hexafluorophosphate(1-) (1:1) | 423392 | 70279
3H-Indolium, 1-ethyl-2,3,3,5-tetramethyl-, iodide (1:1) | 423376 | 70280
1H-Benzimidazole-1-ethanol, 6-chloro-.alpha.,2-dimethyl- | 423350 | 70281
Formic acid, compd. with 2,2'-iminobis[ethanol] (1:1) | 423343 | 70282
2-Propanol, 1,1'-[(1-methylethylidene)bis(4,1-phenyleneoxy)]bis[3-(di-2-propen-1-ylamino)- | 423327 | 70283
Benzenediazonium, 2-bromo-4,6-dinitro-, sulfate (2:1) | 423301 | 70284
Propanenitrile, 3,3'-[(phenylimino)bis(2,1-ethanediyloxy)]bis- | 423285 | 70285
Propanenitrile, 3,3'-[[3-chloro-4-[2-(2-chloro-4-nitrophenyl)diazenyl]phenyl]imino]bis- | 423269 | 70286
Ethanol, 2-[[4-[2-(2-bromo-4,6-dinitrophenyl)diazenyl]-1-naphthalenyl]amino]- | 423244 | 70287
Propanenitrile, 3-[[2-(acetyloxy)ethyl][4-[2-(4-nitrophenyl)diazenyl]phenyl]amino]- | 423228 | 70288
1,4-Dioxane-2-methanol, 2-acetate | 423202 | 70289
1,3-Dioxolane, 4-methyl-2-octyl- | 423194 | 70290
2,7-Naphthalenedisulfonic acid, 4-amino-3,6-bis[2-(4-aminophenyl)diazenyl]-5-hydroxy-, sodium salt (1:?) | 423186 | 70291
1,2,3-Propanetriol, 1-(dihydrogen phosphate), nickel(2+) salt (1:1) | 423178 | 70292
1,3-Isobenzofurandione, 3a,4,7,7a-tetrahydro-, polymer with ethenylbenzene, 2,5-furandione and 1,2-propanediol | 423160 | 70293
.alpha.-D-Glucopyranoside, .beta.-D-fructofuranosyl, polymer with formaldehyde, 2-methylbenzenesulfonamide, 4-methylbenzenesulfonamide and 1,3,5-triazine-2,4,6-triamine | 423152 | 70294
Formaldehyde, polymer with ammonia, 2-methyloxirane, oxirane and phenol | 423145 | 70295
2-Naphthalenaminium, 8-[2-(4-amino-3-nitrophenyl)diazenyl]-7-hydroxy-N,N,N-trimethyl-, chloride (1:1) | 423129 | 70296
2-Naphthalenaminium, 7-hydroxy-8-[2-(2-methoxyphenyl)diazenyl]-N,N,N-trimethyl-, chloride (1:1) | 423103 | 70297
1,3-Isobenzofurandione, polymer with 2,2-dimethyl-1,3-propanediol, 2,5-furandione, 2,2'-oxybis[ethanol], 1,2-propanediol and 1,2,3-propanetriol | 409003 | 70298
9-Octadecenoic acid, 9-sulfo- | 408997 | 70299
Sodium, (1,4-dihydro-1-naphthalenyl)-, compd. with tetrahydrofuran (1:1) | 408971 | 70300
Hexanoic acid, 3,5,5-trimethyl-, iron(2+) iron(3+) salt (1:?:?) | 408963 | 70301
Hexanoic acid, 2-ethyl-, iron(2+) iron(3+) salt (1:?:?) | 408955 | 70302
9-Octadecenoic acid (9Z)-, 1,1'-[2,2-dimethyl-1-(1-methylethyl)-1,3-propanediyl] ester | 408930 | 70303
1-Propanesulfonic acid, 3-[(6-amino-1H-benzimidazol-2-yl)thio]-, sodium salt (1:1) | 408922 | 70304
Phenol, 4-[2-[4-[2-(3-nitrophenyl)diazenyl]phenyl]diazenyl]- | 408914 | 70305
2-Naphthalenesulfonic acid, 3-[2-[4-(acetylamino)phenyl]diazenyl]-7-amino-4-hydroxy-, sodium salt (1:1) | 408906 | 70306
1,5-Naphthalenedisulfonic acid, 3-[2-(4-amino-1-naphthalenyl)diazenyl]-, sodium salt (1:2) | 408898 | 70307
Benzenediazonium, 4-(phenylamino)-, chloride (1:1), polymer with formaldehyde, hydrogen hexafluorophosphate(1-) (1:1) | 408880 | 70308
Hexanedioic acid, diethyl- | 408872 | 70309
Benzenesulfonic acid, sulfonylbis[hydroxymethyl-, sodium salt (1:4), polymer with formaldehyde, sodium sulfonylbis[hydroxybenzenesulfonate] (4:1) and 2,2'-sulfonylbis[phenol] sodium salt (1:2) | 408864 | 70310
Copper, bis[[C,C'-[2-[3-(oxo-.kappa.O)-3-[2-(oxo-.kappa.O)cyclopentyl]propyl]-1,4-phenylene] bis(C-ethyl carbonato)](1-)]- | 408856 | 70311
C.I. Pigment Red 235 | 408849 | 70312
Hexanal, 2,3,5,5-tetramethyl- | 423095 | 70313
7-Thiabicyclo[2.2.1]heptane, 1-methyl-4-(1-methylethyl)- | 423087 | 70314
2-Propanol, 1-[[4-[(4-aminophenyl)methyl]phenyl]amino]-3-phenoxy- | 423053 | 70315
5-Isobenzofurancarboxylic acid, 1,3-dihydro-1,3-dioxo-, polymer with .alpha.-hydro-.omega.-hydroxypoly[oxy(methyl-1,2-ethanediyl)] ether with 2-ethyl-2-(hydroxymethyl)-1,3-propanediol (3:1) | 423038 | 70316
5-Isobenzofurancarboxylic acid, 1,3-dihydro-1,3-dioxo-, polymer with .alpha.-hydro-.omega.-hydroxypoly[oxy(methyl-1,2-ethanediyl)] ether with 2,2-bis(hydroxymethyl)-1,3-propanediol (4:1) | 423020 | 70317
Benzoic acid, carbonylbis[[(2-phenyl-1H-imidazol-1-yl)carbonyl]- | 423012 | 70318
2-Propenoic acid, 2-methyl-, methyl ester, polymer with ethenylbenzene, 2-ethylhexyl 2-propenoate and 1,2-propanediol mono(2-methyl-2-propenoate) | 422998 | 70319
Phenol, 4,4'-(1-methylethylidene)bis-, polymer with 2-(chloromethyl)oxirane and 1-piperazineethanamine | 422980 | 70320
Benzoic acid, 5-[2-[[[4-[2-(3-carboxy-4-hydroxyphenyl)diazenyl]phenyl]thio]phenyl]diazenyl]-2-hydroxy- | 422972 | 70321
Hexanal, 2-ethyl-, polymer with benzenamine and formaldehyde, sodium salt | 422964 | 70322
1,3-Benzenedicarboxylic acid, polymer with 1,4-benzenedicarboxylic acid, 1,4-butanediol, nonanedioic acid and 2-oxepanone | 422956 | 70323
Silver(1+), bis(1,2-propanediamine-.kappa.N1,.kappa.N2)-, (T-4)-, bis(cyano-.kappa.C)aurate(1-) (1:1) | 422949 | 70324
C.I. Pigment Violet 3:3 | 415745 | 70325
Silicate(2-), hexafluoro-, didymium | 408401 | 70326
Aluminum barium strontium oxide | 408393 | 70327
Silicic acid, barium magnesium salt | 408385 | 70328
2-Cyclohexene-1-octanoic acid, 5(or 6)-carboxy-4-hexyl-, polymer with 2-methyloxirane and oxirane | 408377 | 70329
1-Propanethiol, 3-(trimethoxysilyl)-, polymer with 1,6-diisocyanato-2,2,4(or 2,4,4)-trimethylhexane | 408351 | 70330
Sulfurous acid, ammonium rhodium(3+) salt (3:3:1) | 408344 | 70331
Sulfurous acid, ammonium platinum(2+) salt (4:6:1) | 408336 | 70332
Sulfurous acid, ammonium palladium(2+) salt (2:2:1) | 408328 | 70333
2-Propenoic acid, 2-methyl-, methyl ester, polymer with ethyl 2-propenoate, 1,1'-(1-methyl-1,3-propanediyl) bis(2-methyl-2-propenoate) and 2-propenoic acid | 408310 | 70334
1,3-Benzenedicarboxylic acid, polymer with 1,4-benzenedicarboxylic acid, (2Z)-2-butenedioic acid, 2,5-furandione and 2,2'-oxybis[ethanol] | 408302 | 70335
Carbonic dichloride, polymer with 1,4-butanediol, 4,4'-diisocyanato-3,3'-dimethyl-1,1'-biphenyl, 1,6-hexanediol, .alpha.-hydro-.omega.-hydroxypoly(oxy-1,2-ethanediyl), 2-(hydroxymethyl)-2-methyl-1,3-propanediol, 4,4'-(methanetetrayldinitrilo)bis[3,5-bis(1-methylethyl)phenol] and 2-oxepanone | 408294 | 70336
2-Oxepanone, polymer with 1,4-butanediol, 2-ethyl-2-(hydroxymethyl)-1,3-propanediol, 4,4'-(methanetetrayldinitrilo)bis[3,5-bis(1-methylethyl)phenol] and 1,1'-methylenebis[4-isocyanatobenzene] | 408286 | 70337
Propanoic acid, compd. with N1-[3-(tetradecyloxy)propyl]-1,3-propanediamine (1:?) | 408278 | 70338
1,3-Propanediamine, N1-[3-(tetradecyloxy)propyl]- | 408252 | 70339
1,4-Piperazinedipropanesulfonic acid, .beta.1,.beta.4-dihydroxy- | 408245 | 70340
Phosphoric acid, mono(4-nitrophenyl) ester, compd. with 2-amino-2-(hydroxymethyl)-1,3-propanediol (1:2) | 408237 | 70341
Cobalt, [29H,31H-phthalocyanine-C,C-disulfonyl dichloridato(2-)-.kappa.N29,.kappa.N30,.kappa.N31,.kappa.N32]- | 408229 | 70342
1,3-Benzenedisulfonic acid, 4-amino-5-methyl- | 408203 | 70343
[1,1'-Biphenyl]-3-sulfonic acid, 4'-(acetylamino)-4-[(3-aminobenzoyl)amino]- | 408195 | 70344
Propanamide, N-[3-[bis(2-hydroxyethyl)amino]phenyl]- | 408187 | 70345
1,2-Benzenedicarboxylic acid, 4-sulfo-, 1-dodecyl ester, sodium salt (1:2) | 408179 | 70346
Benzoic acid, 2-chloro-5-[(phenylamino)sulfonyl]- | 408161 | 70347
2-Naphthalenesulfonic acid, 4-hydroxy-7-[(1-oxodecyl)amino]- | 408153 | 70348
2-Naphthalenesulfonic acid, 6-(acetylamino)- | 408146 | 70349
2,7-Naphthalenedisulfonic acid, 4-[(3-aminobenzoyl)amino]-5-hydroxy- | 408138 | 70350
1,5-Naphthalenedisulfonic acid, 3-(acetylamino)- | 408120 | 70351
2-Naphthalenesulfonamide, 6-amino-N-(2-hydroxypropyl)- | 408112 | 70352
2-Naphthalenesulfonic acid, 1-[2-(2-hydroxy-1-naphthalenyl)diazenyl]-, barium salt (2:1) | 408096 | 70353
Benzenesulfonic acid, 3-chloro-5-[2-(2-hydroxy-1-naphthalenyl)diazenyl]-4-methyl-, calcium salt (2:1) | 408088 | 70354
Benzaldehyde, 4-(diethylamino)-, 2,2-diphenylhydrazone | 408070 | 70355
Ethanaminium, N-[3-[bis[2-[(1-oxooctadecyl)amino]ethyl]amino]propylidyne]-, ethyl sulfate (1:1) | 408062 | 70356
Phenol, 2-(1,1-dimethylethyl)-3,6-dimethyl- | 408054 | 70357
Phenol, 4-(1,1-dimethylethyl)-2,3-dimethyl- | 408047 | 70358
1-Naphthalenesulfonic acid, 2-[2-(1-hydroxy-2-naphthalenyl)diazenyl]-, barium salt (2:1) | 408039 | 70359
Benzoic acid, 2-hydroxy-, polymer with formaldehyde and 2-methylphenol | 408021 | 70360
Antimonate(4-), (acetato-.kappa.O)bis[1,2-ethanediolato(2-)-.kappa.O1,.kappa.O2]oxo-, zinc (1:2) | 408013 | 70361
Nickel, bis[[2-(hydroxy-.kappa.O)-4-octylphenyl]phenylmethanonato-.kappa.O]- | 408005 | 70362
Naphtho[2,1-b]pyrylium, 3-[2-(2-hydroxy-1-naphthalenyl)-1-methylethenyl]-, chloride (1:1) | 407999 | 70363
Hexanedioic acid, polymer with 1,1'-methylenebis[4-isocyanatocyclohexane], 1,2-propanediol and 1,2-propanediol mono-2-propenoate | 407981 | 70364
Acetic acid, 2-hydroxy-, compd. with N-[2-[(2-hydroxyethyl)amino]ethyl]isooctadecanamide (1:1) | 407965 | 70365
Ethanol, 2,2'-iminobis-, compd. with .alpha.-octadecyl-.omega.-hydroxypoly(oxy-1,2-ethanediyl) phosphate | 407957 | 70366
Morpholine, compd. with .alpha.-decyl-.omega.-hydroxypoly(oxy-1,2-ethanediyl) phosphate | 407940 | 70367
Borate(2-), heptaoxotetra-, hydrogen, compd. with N,N-diethylethanamine (1:2:2) | 407932 | 70368
Borate(2-), heptaoxotetra-, hydrogen, compd. with N-ethylethanamine (1:2:2) | 407924 | 70369
Phosphoric acid, 2-ethylhexyl ester, compd. with 2,2',2''-nitrilotris[ethanol] | 407916 | 70370
Propanoic acid, 3-hydroxy-2-(hydroxymethyl)-2-methyl-, polymer with 1,3-diisocyanatomethylbenzene and .alpha.-hydro-.omega.-hydroxypoly[oxy(methyl-1,2-ethanediyl)], compd. with N,N-diethylethanamine | 407908 | 70371
Formaldehyde, polymer with 4-(1,1-dimethylethyl)phenol, 2-methyloxirane, 4-nonylphenol and oxirane | 407890 | 70372
2(3H)-Furanone, 5-butyl-5-ethyldihydro- | 407882 | 70373
Phosphonic acid, P,P',P'',P'''-[1,2-ethanediylbis[nitrilobis(methylene)]]tetrakis-, potassium salt (1:4) | 407874 | 70374
1,3-Benzenedicarboxylic acid, polymer with 2-ethyl-2-(hydroxymethyl)-1,3-propanediol, hexanedioic acid and 2,2'-oxybis[ethanol] | 415240 | 70375
2-Propenoic acid, 2-methyl-, 4-[[(1,1,2,2,3,3,4,4,5,5,6,6,7,7,8,8,8-heptadecafluorooctyl)sulfonyl]methylamino]butyl ester, telomer with butyl 2-propenoate, 2-[[(1,1,2,2,3,3,4,4,5,5,6,6,7,7,8,8,8-heptadecafluorooctyl)sulfonyl]methylamino]ethyl 2-propenoate, 4-[methyl[(1,1,2,2,3,3,4,4,4-nonafluorobutyl)sulfonyl]amino]butyl 2-methyl-2-propenoate, 2-[methyl[(1,1,2,2,3,3,4,4,4-nonafluorobutyl)sulfonyl]amino]ethyl 2-propenoate, .alpha.-(2-methyl-1-oxo-2-propen-1-yl)-.omega.-hydroxypoly(oxy-1,4-butanediyl), .alpha.-(2-methyl-1-oxo-2-propen-1-yl)-.omega.-[(2-methyl-1-oxo-2-propen-1-yl)oxy]poly(oxy-1,4-butanediyl), 4-[methyl[(1,1,2,2,3,3,4,4,5,5,6,6,7,7,7-pentadecafluoroheptyl)sulfonyl]amino]butyl 2-methyl-2-propenoate, 2-[methyl[(1,1,2,2,3,3,4,4,5,5,6,6,7,7,7-pentadecafluoroheptyl)sulfonyl]amino]ethyl 2-propenoate, 4-[methyl[(1,1,2,2,3,3,4,4,5,5,6,6,6-tridecafluorohexyl)sulfonyl]amino]butyl 2-methyl-2-propenoate, 2-[methyl[(1,1,2,2,3,3,4,4,5,5,6,6,6-tridecafluorohexyl)sulfonyl]amino]ethyl 2-propenoate, 4-[methyl[(1,1,2,2,3,3,4,4,5,5,5-undecafluoropentyl)sulfonyl]amino]butyl 2-methyl-2-propenoate, 2-[methyl[(1,1,2,2,3,3,4,4,5,5,5-undecafluoropentyl)sulfonyl]amino]ethyl 2-propenoate and 1-octanethiol | 415232 | 70376
Poly[oxy(methyl-1,2-ethanediyl)], .alpha.-hydro-.omega.-[[[[4-[[[2-[(1-oxo-2-propen-1-yl)oxy]ethoxy]carbonyl]amino]phenyl]amino]carbonyl]oxy]-, ether with 2-ethyl-2-(hydroxymethyl)-1,3-propanediol (3:1) | 415224 | 70377
Poly[oxy(methyl-1,2-ethanediyl)], .alpha.-hydro-.omega.-[[[[4-[1-methyl-1-[4-[[[2-[(1-oxo-2-propen-1-yl)oxy]ethoxy]carbonyl]amino]cyclohexyl]ethyl]cyclohexyl]amino]carbonyl]oxy]-, ether with 2-ethyl-2-(hydroxymethyl)-1,3-propanediol (3:1) | 415216 | 70378
Poly[oxy(methyl-1,2-ethanediyl)], .alpha.-hydro-.omega.-[[[[5-methyl-3-(1-methylethyl)-3-[[[2-[(1-oxo-2-propen-1-yl)oxy]ethoxy]carbonyl]amino]cyclohexyl]amino]carbonyl]oxy]-, ether with 2-ethyl-2-(hydroxymethyl)-1,3-propanediol (3:1) | 415208 | 70379
2-Propenoic acid, 2-methyl-, methyl ester, polymer with ethenylbenzene, 2-hydroxyethyl 2-propenoate, 2-methylpropyl 2-propenoate, 1,2-propanediol mono-2-propenoate and 2-propenamide | 415190 | 70380
Hexanedioic acid, polymer with 1,3-diisocyanatomethylbenzene, N2,N2,N4,N4,N6,N6-hexakis(methoxymethyl)-1,3,5-triazine-2,4,6-triamine, 3-hydroxy-2-(hydroxymethyl)-2-methylpropanoic acid and 4,4'-(1-methylethylidene)bis[cyclohexanol] | 415182 | 70381
9,12-Octadecadienoic acid (9Z,12Z)-, polymer with 2,2-bis(hydroxymethyl)-1,3-propanediol, ethenylmethylbenzene, 1,3-isobenzofurandione and 1,2,3-propanetriol | 415174 | 70382
1,4-Benzenedicarboxylic acid, 1,4-dimethyl ester, polymer with bis(2-hydroxyethyl)-2,4-imidazolidinedione, 2-ethyl-2-(hydroxymethyl)-1,3-propanediol, hexanedioic acid and 1,6-hexanediol | 415166 | 70383
Benzenesulfonic acid, ar-[[[(1,1,2,2,3,3,4,4,5,5,6,6,7,7,7-pentadecafluoroheptyl)sulfonyl]amino]methyl]-, sodium salt (1:1) | 415158 | 70384
Benzenesulfonic acid, methyl-2,4(or 2,6)-dinitro-, sodium salt (1:1) | 415141 | 70385
Benzene, 1,2,3,4,5-pentabromo-6-[2-(tetrabromochlorophenoxy)ethoxy]- | 415133 | 70386
Benzene, 1,2,3,4,5-pentabromo-6-[2-(tetrabromophenoxy)ethoxy]- | 415125 | 70387
Pyridinium, 1-ethylmethyl-, ethyl sulfate (1:1) | 415117 | 70388
[1,1'-Biphenyl]sulfonic acid, butyl-2-hydroxy-, sodium salt (1:1) | 415091 | 70389
Benzenesulfonic acid, [[[(1,1,2,2,3,3,4,4,5,5,6,6,6-tridecafluorohexyl)sulfonyl]amino]methyl]-, sodium salt (1:1) | 415083 | 70390
Benzenesulfonic acid, [[[(1,1,2,2,3,3,4,4,5,5,5-undecafluoropentyl)sulfonyl]amino]methyl]-, sodium salt (1:1) | 415075 | 70391
Benzenesulfonic acid, [[[(1,1,2,2,3,3,4,4,4-nonafluorobutyl)sulfonyl]amino]methyl]-, sodium salt (1:1) | 415067 | 70392
Phenol, 4,4'-(1,1,3-trimethyl-1,3-propanediyl)bis-, didehydro deriv. | 415059 | 70393
Sulfuric acid, monoisodecyl ester, sodium salt (1:1) | 415042 | 70394
Neodecaneperoxoic acid, 1,1-dimethylpropyl ester | 415034 | 70395
Neodecanoic acid, 1,1'-(dioctylstannylene) ester | 415026 | 70396
Ethanol, 2-amino-, compd. with .alpha.-(dinonylphenyl)-.omega.-hydroxypoly(oxy-1,2-ethanediyl) phosphate | 415018 | 70397
9,12-Octadecadienoic acid (9Z,12Z)-, dimer, compd. with 2-aminoethanol (1:?) | 415000 | 70398
1,3-Benzenedicarboxylic acid, polymer with 2,2-dimethyl-1,3-propanediol, 2-ethyl-2-(hydroxymethyl)-1,3-propanediol, hexanedioic acid and 2-(hydroxymethyl)-2-methyl-1,3-propanediol | 414995 | 70399
Acetic acid ethenyl ester, polymer with 3-[(ethenyloxy)methyl]heptane | 414987 | 70400
Butanedioic acid, 2-methylene-, sodium salt (1:2), polymer with 2-propenamide | 414979 | 70401
2H-Azepin-2-one, hexahydro-, polymer with 2-ethyl-2-(hydroxymethyl)-1,3-propanediol, .alpha.-hydro-.omega.-hydroxypoly[oxy(methyl-1,2-ethanediyl)] and .alpha.-hydro-.omega.-hydroxypoly[oxy(methyl-1,2-ethanediyl)] ether with 2,2-bis(hydroxymethyl)-1,3-propanediol (4:1) | 414961 | 70402
Formaldehyde, polymer with 1,3-butadiene, ethenylbenzene, phenol and 3a,4,7,7a-tetrahydro-4,7-methano-1H-indene | 414953 | 70403
Formaldehyde, polymer with 4-ethenylcyclohexene and phenol | 414946 | 70404
2-Propenenitrile, polymer with 1,3-butadiene, formaldehyde, phenol and 3a,4,7,7a-tetrahydro-4,7-methano-1H-indene | 414938 | 70405
2-Propenenitrile, polymer with 1,3-butadiene, 4-ethenylcyclohexene, formaldehyde and phenol | 414920 | 70406
Phosphoric acid, polymer with formaldehyde and phenol | 414912 | 70407
Formaldehyde, polymer with 1,3-butadiene, ethenylbenzene, ethenylmethylbenzene and phenol | 414904 | 70408
Acetic acid, 2-hydroxy-, compd. with 2,2',2''-nitrilotris[ethanol] (1:1) | 414896 | 70409
Benzenesulfonamide, N-ethyl-4-methyl-, lithium salt (1:1) | 414888 | 70410
Octanoic acid, 2,2-dimethyl-, compd. with 2,2'-iminobis[ethanol] (1:1) | 414870 | 70411
Octadecanoic acid, 9(or 10)-(sulfooxy)-, 1-butyl ester | 428912 | 70412
Hexanedioic acid, polymer with 2,5-furandione, 1,3-isobenzofurandione, oxybis[propanol] and 1,2-propanediol | 428904 | 70413
2-Naphthalenesulfonic acid, 5-[2-(dimethylphenyl)diazenyl]-6-hydroxy-, barium salt (2:1) | 428896 | 70414
Poly[oxy(methyl-1,2-ethanediyl)], .alpha.-(3-carboxydodecen-1-yl-1-oxopropyl)-.omega.-(3-carboxydodecen-1-yl-1-oxopropoxy)- | 428888 | 70415
Poly(oxy-1,2-ethanediyl), .alpha.-(sec-pentadecyl)-.omega.-hydroxy-, phosphate | 421743 | 70416
Poly(oxy-1,2-ethanediyl), .alpha.-[3-hydroxy-2-(hydroxymethyl)-2-methyl-1-oxopropyl]-.omega.-hydroxy-, octadecanoate (9Z)-9-octadecenoate | 421735 | 70417
Poly(oxy-1,2-ethanediyl), .alpha.-hydro-.omega.-hydroxy-, ether with methyl .beta.-D-glucopyranoside, octadecanoate (8:2:3) | 421727 | 70418
1,3-Isobenzofurandione, polymer with 2,2-bis(hydroxymethyl)-1,3-propanediol, ethenylbenzene, 2-(hydroxymethyl)-2-methyl-1,3-propanediol and 2-propen-1-ol, 4-(1,1-dimethylethyl)benzoate 2-ethylhexanoate | 421719 | 70419
Hexanedioic acid, polymer with 5-isocyanato-1-(isocyanatomethyl)-1,3,3-trimethylcyclohexane and 2,2,4-trimethyl-1,3-pentanediol, benzoate (ester) | 421701 | 70420
1,3-Isobenzofurandione, polymer with 2,2-bis(hydroxymethyl)-1,3-propanediol and 2,2-dimethyl-1,3-propanediol, decanoate octanoate | 421693 | 70421
Propanoic acid, 3-hydroxy-2,2-dimethyl-, 3-hydroxy-2,2-dimethylpropyl ester, polymer with 2,2-bis(hydroxymethyl)-1,3-propanediol and 1,3-isobenzofurandione, heptanoate | 421685 | 70422
Propanoic acid, 3-hydroxy-2,2-dimethyl-, 3-hydroxy-2,2-dimethylpropyl ester, polymer with 2,2-bis(hydroxymethyl)-1,3-propanediol and 1,3-isobenzofurandione, nonanoate | 421677 | 70423
Ethanol, 2-butoxy-, phosphate, potassium salt | 421669 | 70424
2,5-Furandione, polymer with 1,2-ethanediol, [(1R,4aR,4bS,10aR)-tetradecahydro-1,4a-dimethyl-7-(1-methylethyl)-1-phenanthrenyl]methyl ester | 421651 | 70425
1,3-Isobenzofurandione, polymer with 2-ethyl-2-(hydroxymethyl)-1,3-propanediol, 2-ethylhexanoate | 421644 | 70426
1,3-Isobenzofurandione, polymer with 2,2-bis(hydroxymethyl)-1,3-propanediol and 1,2,3-propanetriol, dodecanoate | 421636 | 70427
1,3-Isobenzofurandione, polymer with 2,2-bis(hydroxymethyl)-1,3-propanediol and 2,2-dimethyl-1,3-propanediol, nonanoate | 421628 | 70428
2,5-Furandione, polymer with .alpha.-hydro-.omega.-hydroxypoly(oxy-1,2-ethanediyl), 2-ethylhexyl ester | 421610 | 70429
1,3-Isobenzofurandione, polymer with 1,2,3-propanetriol, nonanoate | 421602 | 70430
1,2-Benzenedicarboxylic acid, polymer with 2,2'-[1,2-ethanediylbis(oxy)]bis[ethanol], benzoate | 421594 | 70431
C.I. Solvent Black 7, (9Z)-9-octadecenoate | 421586 | 70432
C.I. Solubilised Sulphur Brown 46 | 421578 | 70433
C.I. Solubilised Sulphur Green 9 | 421560 | 70434
Formic acid, compd. with N-cyanoguanidine polymer with formaldehyde | 421552 | 70435
C.I. Basic Violet 1, aluminosilicate | 421537 | 70436
Phosphorodithioic acid, 2-ethylhexyl 2-methylpropyl ester | 421529 | 70437
Octanoic acid, 2,2-dimethyl-, compd. with 2-aminoethanol (1:1) | 414862 | 70438
Octanoic acid, 2,2-dimethyl-, sodium salt (1:1) | 414854 | 70439
Benzoic acid, 4-(1,1-dimethylethyl)-, compd. with 2-aminoethanol (1:1) | 414847 | 70440
Ethanol, 2-[[2-(boronooxy)ethyl]amino]- | 414839 | 70441
Hexanedioic acid, polymer with 1-aziridineethanol, 2-ethyl-2-(hydroxymethyl)-1,3-propanediol, 1,6-hexanediol, hydrazine, 3-hydroxy-2,2-dimethylpropyl 3-hydroxy-2,2-dimethylpropanoate, 3-hydroxy-2-(hydroxymethyl)-2-methylpropanoic acid, 1,1'-methylenebis[4-isocyanatocyclohexane], 2-oxepanone and 2,2'-oxybis[ethanol], compd. with 2-(dimethylamino)ethanol | 414821 | 70442
2-Propenoic acid, 2-methyl-, methyl ester, polymer with ethyl 2-propenoate and .alpha.-(2-methyl-1-oxo-2-propen-1-yl)-.omega.-hydroxypoly[oxy(methyl-1,2-ethanediyl)] | 414813 | 70443
Phosphonic acid, P,P',P'',P'''-[[(1,6-hexanediyl)bis[nitrilo]bis(methylene)]]tetrakis-, ammonium sodium salt (1:6:1) | 414805 | 70444
1-Heptanesulfonamide, 1,1,2,2,3,3,4,4,5,5,6,6,7,7,7-pentadecafluoro-N-(4-hydroxybutyl)-N-methyl- | 414797 | 70445
Benzene, dimethyl-, polymer with ethenylbenzene | 414789 | 70446
Imidodicarbonic diamide, N,N',2-tris(6-isocyanatohexyl)-, polymer with 1,3-diisocyanatomethylbenzene and .alpha.,.alpha.',.alpha.''-1,2,3-propanetriyltris[.omega.-hydroxypoly[oxy(methyl-1,2-ethanediyl)]] | 414771 | 70447
4-Oxazolemethanol, 4,5-dihydro-4-methyl-2-(9Z)-9-octadecen-1-yl-, hydrofluoride (1:1) | 414763 | 70448
Spiro[cyclohexane-1,2'-[1,3]dioxolo[4,5-f]benzothiazolium], 7'-ethyl-6'-methyl-, iodide (1:1) | 414755 | 70449
Benzothiazolium, 3-ethyl-2-[2-(2-furanyl)-2-oxoethylidene]-2,3-dihydro-3,5-dimethyl-, methyl sulfate (1:1) | 414748 | 70450
Poly(oxy-1,2-ethanediyl), .alpha.-[2-[4,5-dihydro-1-(2-hydroxyethyl)-2-(8Z)-8-heptadecen-1-yl-1H-imidazolium-1-yl]ethoxy]-.omega.-[2-[4,5-dihydro-1-(2-hydroxyethyl)-2-(8Z)-8-heptadecen-1-yl-1H-imidazolium-1-yl]ethyl]-, chloride (1:2) | 414730 | 70451
Poly(oxy-1,2-ethanediyl), .alpha.-[2-[ethyl[(1,1,2,2,3,3,4,4,5,5,6,6,7,7,7-pentadecafluoroheptyl)sulfonyl]amino]ethyl]-.omega.-hydroxy- | 414722 | 70452
Poly(oxy-1,2-ethanediyl), .alpha.-[2-[ethyl[(1,1,2,2,3,3,4,4,5,5,5-undecafluoropentyl)sulfonyl]amino]ethyl]-.omega.-hydroxy- | 414714 | 70453
Poly(oxy-1,2-ethanediyl), .alpha.-[2-[ethyl[(1,1,2,2,3,3,4,4,4-nonafluorobutyl)sulfonyl]amino]ethyl]-.omega.-hydroxy- | 414706 | 70454
2-Propenoic acid, 2-methyl-, 2-[[[[5-[[[2-[ethyl[(1,1,2,2,3,3,4,4,5,5,6,6,7,7,8,8,8-heptadecafluorooctyl)sulfonyl]amino]ethoxy]carbonyl]amino]-2-methylphenyl]amino]carbonyl]oxy]propyl ester, telomer with butyl 2-propenoate, 2-[[[[5-[[[2-[ethyl[(1,1,2,2,3,3,4,4,4-nonafluorobutyl)sulfonyl]amino]ethoxy]carbonyl]amino]-2-methylphenyl]amino]carbonyl]oxy]propyl 2-methyl-2-propenoate, 2-[[[[5-[[[2-[ethyl[(1,1,2,2,3,3,4,4,5,5,6,6,7,7,7-pentadecafluoroheptyl)sulfonyl]amino]ethoxy]carbonyl]amino]-2-methylphenyl]amino]carbonyl]oxy]propyl 2-methyl-2-propenoate, 2-[[[[5-[[[2-[ethyl[(1,1,2,2,3,3,4,4,5,5,6,6,6-tridecafluorohexyl)sulfonyl]amino]ethoxy]carbonyl]amino]-2-methylphenyl]amino]carbonyl]oxy]propyl 2-methyl-2-propenoate, 2-[[[[5-[[[2-[ethyl[(1,1,2,2,3,3,4,4,5,5,5-undecafluoropentyl)sulfonyl]amino]ethoxy]carbonyl]amino]-2-methylphenyl]amino]carbonyl]oxy]propyl 2-methyl-2-propenoate, 2-[[(1,1,2,2,3,3,4,4,5,5,6,6,7,7,8,8,8-heptadecafluorooctyl)sulfonyl]methylamino]ethyl 2-propenoate, 2-[methyl[(1,1,2,2,3,3,4,4,4-nonafluorobutyl)sulfonyl]amino]ethyl 2-propenoate, 2-[methyl[(1,1,2,2,3,3,4,4,5,5,6,6,7,7,7-pentadecafluoroheptyl)sulfonyl]amino]ethyl 2-propenoate, 2-[methyl[(1,1,2,2,3,3,4,4,5,5,6,6,6-tridecafluorohexyl)sulfonyl]amino]ethyl 2-propenoate, 2-[methyl[(1,1,2,2,3,3,4,4,5,5,5-undecafluoropentyl)sulfonyl]amino]ethyl 2-propenoate and 1-octanethiol | 414698 | 70455
Phosphoric acid, polymer with N1-(2-aminoethyl)-N2-[2-[(2-aminoethyl)amino]ethyl]-1,2-ethanediamine | 414680 | 70456
Hexanedioic acid, polymer with formaldehyde, 2-methyloxirane, 4-nonylphenol, (9Z,12Z)-9,12-octadecadienoic acid dimer and oxirane | 414672 | 70457
1,3-Benzenedicarboxylic acid, polymer with ethenylbenzene, 2-ethyl-2-(hydroxymethyl)-1,3-propanediol, ethyl 2-propenoate, hexanedioic acid, 2-hydroxyethyl 2-propenoate and 2-methyl-2-propenoic acid | 414664 | 70458
2-Butenedioic acid (2Z)-, 1-(-hydroxybutyl) 4-[2-(2-oxo-1-imidazolidinyl)ethyl] ester, polymer with butyl 2-propenoate, methyl 2-methyl-2-propenoate, 2-methylpropyl 2-methyl-2-propenoate and 2-propenoic acid | 414656 | 70459
2-Propenoic acid, 2-methyl-, methyl ester, polymer with 1,4-butanediol, butyl 2-propenoate, 2-(chloromethyl)oxirane, ethenylbenzene and 2,5-furandione | 414649 | 70460
2-Butenedioic acid (2Z)-, 1-(2-hydroxybutyl) 4-[2-(2-oxo-1-imidazolidinyl)ethyl] ester, polymer with ethenyl acetate and 2-ethylhexyl 2-propenoate | 414631 | 70461
2-Butenedioic acid (2Z)-, 1-(2-hydroxybutyl) 4-[2-(2-oxo-1-imidazolidinyl)ethyl] ester, polymer with methyl 2-methyl-2-propenoate and 2-methylpropyl 2-propenoate | 414623 | 70462
2,5-Furandione, polymer with 2-(chloromethyl)oxirane, N,N-dimethylbenzenemethanamine, ethenylbenzene and 4,4'-(1-methylethylidene)bis[phenol] | 414615 | 70463
2-Propenoic acid, 2-[butyl[(1,1,2,2,3,3,4,4,5,5,6,6,7,7,8,8,8-heptadecafluorooctyl)sulfonyl]amino]ethyl ester, telomer with 2-[butyl[(1,1,2,2,3,3,4,4,5,5,6,6,7,7,7-pentadecafluoroheptyl)sulfonyl]amino]ethyl 2-propenoate, 2-methyloxirane polymer with oxirane di-2-propenoate, 2-methyloxirane polymer with oxirane mono-2-propenoate and 1-octanethiol | 414607 | 70464
2-Propenoic acid, 2-[butyl[(1,1,2,2,3,3,4,4,5,5,6,6,7,7,7-pentadecafluoroheptyl)sulfonyl]amino]ethyl ester | 414599 | 70465
Carbonic acid, polymer with 4,4'-(2,2-dichloroethenylidene)bis[phenol] and 4,4'-(1-methylethylidene)bis[phenol] | 414581 | 70466
1,3-Benzenedicarboxylic acid, polymer with hexanedioic acid, 1,2-propanediol and 1,3,5-tris(2-hydroxyethyl)-1,3,5-triazine-2,4,6(1H,3H,5H)-trione | 414573 | 70467
1,3-Benzenedicarboxylic acid, polymer with 2,2-dimethyl-1,3-propanediol, 2,5-furandione, hexanedioic acid, 1,2-propanediol and 3a,4,7,7a-tetrahydro-4,7-methano-1H-indene | 414565 | 70468
1,3-Benzenedicarboxylic acid, polymer with 2,2-dimethyl-1,3-propanediol, 2,5-furandione and 3a,4,7,7a-tetrahydro-4,7-methano-1H-indene | 414557 | 70469
9,12-Octadecadienoic acid (9Z,12Z)-, polymer with 2-(chloromethyl)oxirane, dihydro-2,5-furandione and 4,4'-(1-methylethylidene)bis[phenol] | 414540 | 70470
2-Propenoic acid, 2-methyl-, butyl ester, polymer with ethenylbenzene, 1-ethenyl-2-pyrrolidinone, ethyl 2-propenoate, 2-hydroxyethyl 2-propenoate and methyl 2-methyl-2-propenoate | 414532 | 70471
1,3-Isobenzofurandione, polymer with 2,2-bis[(2-propen-1-yloxy)methyl]-1-butanol, 2-ethyl-2-(hydroxymethyl)-1,3-propanediol, 2,5-furandione, 2,2'-oxybis[ethanol] and 1,2-propanediol | 414524 | 70472
2-Butenedioic acid (2E)-, polymer with 2,5-furandione, 1,3-isobenzofurandione and 1,2,3-propanetriol | 414516 | 70473
1-Cyclohexen-1-ol, 3-methyl-6-(1-methylethyl)-, 1-acetate | 414490 | 70474
1,3-Benzodioxole, 2-hexyl-2-methyl- | 414482 | 70475
7-Benzofuranamine, 2,3-dihydro-2,2-dimethyl- | 414466 | 70476
Glycine, N,N-bis[[(hydroxyphosphinyl)oxy]methyl]- | 414458 | 70477
Hexanoic acid, 3,5,5-trimethyl-, 1,1',1''-[(butylstannylidyne)tris(thio-2,1-ethanediyl)] ester | 414433 | 70478
Propanoic acid, 3-(hexylthio)- | 414417 | 70479
8-Oxa-3,5-dithia-4-stannadecan-1-ol, 4-[[2-(acetyloxy)ethyl]thio]-4-butyl-9-oxo-, 1-acetate | 414391 | 70480
Hexanoic acid, 2-ethyl-, 1,1'-[(dibutylstannylene)bis(thio-2,1-ethanediyl)] ester | 414375 | 70481
1,3-Dioxane, 4-ethoxy-2,6-dipropyl- | 414359 | 70482
2-Buten-1-one, 1-(2,3-dihydro-1,1,3,3,6-pentamethyl-1H-inden-5-yl)- | 414342 | 70483
as-Indacen-3(2H)-one, 1,6,7,8-tetrahydro-1,4,6,6,8,8-hexamethyl- | 414334 | 70484
1-Octadecanol, 9,10-dibromo-, 1,1'-(hydrogen phosphate) | 414318 | 70485
Acetic acid, 2-(3-methylbutoxy)- | 414292 | 70486
2-Octene, 8-(2,2-diethoxyethoxy)-2,6-dimethyl- | 414284 | 70487
Octadecanoic acid, 9(or 10)-(sulfooxy)-, potassium salt (1:?) | 428870 | 70488
2-Butenedioic acid (2E)-, polymer with 1,2-ethanediol, 1,1'-[2-ethyl-2-[[(1-oxo-2-propen-1-yl)oxy]methyl]-1,3-propanediyl] di-2-propenoate, 1,4,5,6,7,7-hexachlorobicyclo[2.2.1]hept-5-ene-2,3-dicarboxylic acid and octahydro-4,7-methano-1H-indene-5,?-dimethanol | 428862 | 70489
2-Butenedioic acid (2E)-, polymer with 1,1'-[2-ethyl-2-[[(1-oxo-2-propen-1-yl)oxy]methyl]-1,3-propanediyl] di-2-propenoate, 1,4,5,6,7,7-hexachlorobicyclo[2.2.1]hept-5-ene-2,3-dicarboxylic acid, octahydro-4,7-methano-1H-indene-5,?-dimethanol and 2,2'-oxybis[ethanol] | 428854 | 70490
8-Quinolinamine, 6-methyl- | 428847 | 70491
Quinoline, 6-methyl-8-nitro- | 428839 | 70492
5-Octen-4-one, 2,7-dimethyl- | 428821 | 70493
2-Propenoic acid, 2-methyl-, polymer with butyl 2-methyl-2-propenoate, butyl 2-propenoate, ethenylbenzene and 2-propenoic acid | 428813 | 70494
2-Propenoic acid, 2-methyl-, polymer with butyl 2-propenoate, ethenylbenzene, ethyl 2-propenoate and 2-propenenitrile | 428805 | 70495
2-Propenoic acid, ethyl ester, polymer with ethenyl acetate, N-(hydroxymethyl)-2-propenamide and 2-propenenitrile | 428797 | 70496
2-Propenoic acid, 2-methyl-, polymer with ethyl 2-propenoate, N-(hydroxymethyl)-2-propenamide, methyl 2-propenoate and 2-propenenitrile | 428789 | 70497
2-Propenoic acid, 2-methyl-, methyl ester, polymer with ethyl 2-propenoate, N-(hydroxymethyl)-2-propenamide, methyl 2-propenoate and 2-propenenitrile | 428771 | 70498
Butanedioic acid, 2-methylene-, polymer with butyl 2-propenoate, N-(hydroxymethyl)-2-propenamide, 2-methyl-2-propenoic acid and 2-propenenitrile | 428763 | 70499
2-Propenoic acid, 2-methyl-, methyl ester, polymer with ethyl 2-propenoate, methyl 2-propenoate and 2-propenenitrile | 428755 | 70500
2-Propenoic acid, ethyl ester, polymer with N-(hydroxymethyl)-2-propenamide, methyl 2-propenoate and 2-propenenitrile | 428748 | 70501
2-Propenoic acid, ethyl ester, polymer with 1,1-dichloroethene, N-(hydroxymethyl)-2-propenamide and methyl 2-propenoate | 428730 | 70502
1,4-Benzenedicarboxylic acid, polymer with 2,2-dimethyl-1,3-propanediol and 2-(hydroxymethyl)-2-methyl-1,3-propanediol | 428722 | 70503
1,3-Propanediamine, N1,N3-bis[2-(diethylamino)ethyl]- | 428706 | 70504
Benzenemethanesulfonic acid, .alpha.-hydroxy-3,4-dimethoxy-, sodium salt (1:1) | 428698 | 70505
1H-Benzimidazolium, 1,2-dimethyl-3-(3-sulfopropyl)-5-(trifluoromethyl)-, chloride, sodium salt (1:1:1) | 428672 | 70506
Benzenediazonium, 3-chloro-4-(diethylamino)-, hexafluorophosphate(1-) (1:1) | 428656 | 70507
Benzenediazonium, 4-(diethylamino)-2-ethoxy-, hexafluorophosphate(1-) (1:1) | 428631 | 70508
Octadecanoic acid, [[4,6-bis[bis(methoxymethyl)amino]-1,3,5-triazin-2-yl](methoxymethyl)amino]methyl ester | 428615 | 70509
Poly[oxy(methyl-1,2-ethanediyl)], .alpha.-hydro-.omega.-[[[(3-isocyanatomethylphenyl)amino]carbonyl]oxy]-, ether with 2-ethyl-2-(hydroxymethyl)-1,3-propanediol (3:1) | 428599 | 70510
Ethanaminium, N-[4-[[4-(diethylamino)phenyl][4-(ethylamino)-1-naphthalenyl]methylene]-2,5-cyclohexadien-1-ylidene]-N-ethyl-, [.mu.12-[orthosilicato(4-)-.kappa.O:.kappa.O:.kappa.O:.kappa.O':.kappa.O':.kappa.O':.kappa.O'':.kappa.O'':.kappa.O'':.kappa.O''':.kappa.O''':.kappa.O''']]tetracosa-.mu.-oxododecaoxododecamolybdate(4-) (4:1) | 428581 | 70511
Boric acid, compd. with 2,2',2''-nitrilotris[ethanol] (1:?) | 428573 | 70512
1H-Imidazole, 1,1'-(1,2-phenylenedicarbonyl)bis- | 428565 | 70513
Poly(oxy-1,2-ethanediyl), .alpha.,.alpha.'-phosphinicobis[.omega.-[(1-methyltetradecyl)oxy]- | 428557 | 70514
Poly(oxy-1,2-ethanediyl), .alpha.-phosphono-.omega.-[(1-methyltetradecyl)oxy]- | 428540 | 70515
Diphosphoric acid, sodium salt, compd. with 2-aminoethanol (1:2:?) | 428532 | 70516
Phosphonic acid, P,P',P''-[nitrilotris(methylene)]tris-, compd. with 2-aminoethanol and 2,2',2''-nitrilotris[ethanol] (1:?:?) | 428524 | 70517
Phosphonic acid, P,P',P''-[nitrilotris(methylene)]tris-, zinc salt (1:?) | 428516 | 70518
Phosphonic acid, P,P',P''-[nitrilotris(methylene)]tris-, compd. with 2,2'-iminobis[ethanol] and 2,2',2''-nitrilotris[ethanol] (1:?:?) | 428508 | 70519
Octadecanoic acid, 9-(sulfooxy)-, sodium salt (1:?) | 428490 | 70520
Benzene, 1,3,5-tribromo-2-(2-bromoethoxy)- | 428482 | 70521
Rhodium, (acetato-.kappa.O)bis(1,3-diphenyl-1,3-propanedionato-.kappa.O1,.kappa.O3)- | 428474 | 70522
Ruthenium, (acetato-.kappa.O)bis(1,3-diphenyl-1,3-propanedionato-.kappa.O1,.kappa.O3)- | 428466 | 70523
Palladium(2+), tetraammine-, hydroxide (1:2), (SP-4-1)- | 428458 | 70524
Palladium, (1,2-ethanediamine-.kappa.N1,.kappa.N2)bis(nitrito-.kappa.N)-, (SP-4-2)- | 428441 | 70525
Osmate(3-), hexachloro-, ammonium (1:3), (OC-6-11)- | 428433 | 70526
Silicate(2-), hexafluoro-, hydrogen, compd. with 2-aminoethanol (1:2:1) | 428425 | 70527
Benzenediazonium, 3-chloro-4-(1-pyrrolidinyl)-, (T-4)-tetrachlorozincate(2-) (2:1) | 428391 | 70528
Cobaltate(1-), [3-[2-[1-(4-chlorophenyl)-4,5-dihydro-3-methyl-5-(oxo-.kappa.O)-1H-pyrazol-4-yl]diazenyl-.kappa.N1]-4-(hydroxy-.kappa.O)-N-methylbenzenesulfonamidato(2-)][N-[7-(hydroxy-.kappa.O)-8-[2-[2-(hydroxy-.kappa.O)-5-[(methylamino)sulfonyl]phenyl]diazenyl-.kappa.N1]-1-naphthalenyl]acetamidato(2-)]-, hydrogen (1:1) | 428383 | 70529
Ferrate(2-), [[N,N'-1,2-ethanediylbis[N-[(carboxy-.kappa.O)methyl]glycinato-.kappa.N,.kappa.O]](4-)]hydroxy-, ammonium (1:2), (PB-7-11'-121'3'3)- | 428375 | 70530
Benzenediazonium, 2,5-dimethoxy-, trichlorozincate(1-) (1:1) | 428367 | 70531
Benzenediazonium, 2,4-dimethoxy-, trichlorozincate(1-) (1:1) | 428359 | 70532
Sulfurous acid, platinum(2+) sodium salt (4:1:6) | 428342 | 70533
1,1'-Biphenyl, 4-ethoxy-4'-pentyl- | 428334 | 70534
Benzenesulfonic acid, 4-[[4-chloro-6-(1-methylethoxy)-1,3,5-triazin-2-yl]amino]-, sodium salt (1:1) | 428326 | 70535
2-Naphthalenesulfonic acid, 3-[2-(3,5-dichloro-2-hydroxyphenyl)diazenyl]-4-hydroxy-7-[(4-methoxyphenyl)amino]-, sodium salt (1:1) | 428318 | 70536
2-Anthracenesulfonic acid, 1-amino-4-[[2-[[(5-chloro-2,6-difluoro-4-pyrimidinyl)amino]methyl]-4-methyl-6-sulfophenyl]amino]-9,10-dihydro-9,10-dioxo- | 428300 | 70537
2,7-Naphthalenedisulfonic acid, 5-(benzoylamino)-3-[2-[5-[[(5-chloro-2,6-difluoro-4-pyrimidinyl)amino]methyl]-1-sulfo-2-naphthalenyl]diazenyl]-4-hydroxy- | 428292 | 70538
Benzenesulfonic acid, 2,2'-(1,2-ethenediyl)bis[5-[[4-[(2-hydroxyethyl)methylamino]-6-[(3-sulfophenyl)amino]-1,3,5-triazin-2-yl]amino]-, sodium salt (1:4) | 428284 | 70539
1-Propanaminium, 3-(4-dodecylphenoxy)-2-hydroxy-N,N,N-trimethyl-, chloride (1:1) | 428276 | 70540
Zinc, bis(O-butyl O-hexyl phosphorodithioato-.kappa.S,.kappa.S')-, (T-4)- | 428268 | 70541
2-Propenoic acid, homopolymer, sodium salt, ester with 1-[bis(2-hydroxyethyl)amino]-3-chloro-2-propanol | 421503 | 70542
Phosphoric acid, isodecyl ester, potassium salt | 421487 | 70543
Guar gum, 2-hydroxyethyl ether, ether with .alpha.-hydro-.omega.-hydroxypoly(oxy-1,2-ethanediyl) | 421479 | 70544
Acetamide, N-[3-amino-4-(2-methoxyethoxy)phenyl]- | 421453 | 70545
1,3-Propanediamine, N1-(3-aminopropyl)-, polymer with 2-(chloromethyl)oxirane and .alpha.-hydro-.omega.-hydroxypoly(oxy-1,2-ethanediyl) | 421446 | 70546
Hexanedioic acid, polymer with 5-amino-1,3,3-trimethylcyclohexanemethanamine, azacyclotridecan-2-one and hexahydro-2H-azepin-2-one | 421438 | 70547
1,4-Benzenedicarboxylic acid, polymer with 1,4-cyclohexanedimethanol, 1,2-ethanediol, 1,6-hexanediol and nonanedioic acid | 421420 | 70548
Poly(difluoromethylene), .alpha.-fluoro-.omega.-(2-iodopropyl)- | 421412 | 70549
Poly(oxy-1,2-ethanediyl), .alpha.-[1,3-dimethyl-1-(2-methylpropyl)hexyl]-.omega.-(3-ethoxy-3-oxopropoxy)- | 421404 | 70550
1-Propanamine, 3-(isooctyloxy)-, acetate (1:1) | 421396 | 70551
Phosphoric acid, monoisooctyl ester, compd. with 2,2'-iminobis[ethanol] (1:?) | 421370 | 70552
Benzenesulfonamide, ar-methyl-, polymer with formaldehyde and tetrahydroimidazo[4,5-d]imidazole-2,5(1H,3H)-dione | 421362 | 70553
Benzenesulfonamide, ar-methyl-, polymer with 5,5-dimethyl-2,4-imidazolidinedione, formaldehyde and 6-phenyl-1,3,5-triazine-2,4-diamine | 421354 | 70554
Benzenesulfonamide, ar-methyl-, polymer with formaldehyde, 6-phenyl-1,3,5-triazine-2,4-diamine and 1,3,5-triazine-2,4,6-triamine | 421347 | 70555
Naphthalenesulfonic acid, dibutyl-, ammonium salt (1:1) | 421339 | 70556
2-Propenoic acid, polymer with isooctyl 2-propenoate and 2,2',2''-nitrilotris[ethanol] 2-propenoate (1:1) | 421321 | 70557
2-Propenoic acid, polymer with 2-ethylhexyl 2-propenoate and isooctyl 2-propenoate | 421313 | 70558
Pyrazine, 2-methyl-3(or 5)-(methylthio)- | 421297 | 70559
Chromate(2-), [2,4-dihydro-4-[2-[2-(hydroxy-.kappa.O)-5-methyl-3-nitrophenyl]diazenyl-.kappa.N1]-5-methyl-2-phenyl-3H-pyrazol-3-onato(2-)-.kappa.O3][3-[2-[4,5-dihydro-3-methyl-5-(oxo-.kappa.O)-1-phenyl-1H-pyrazol-4-yl]diazenyl-.kappa.N1]-4-(hydroxy-.kappa.O)-5-nitrobenzenesulfonato(3-)]-, sodium (1:2) | 421289 | 70560
Chromate(2-), [2,4-dihydro-4-[2-[2-(hydroxy-.kappa.O)-5-nitrophenyl]diazenyl-.kappa.N1]-5-methyl-2-phenyl-3H-pyrazol-3-onato(2-)-.kappa.O3][3-[2-[4,5-dihydro-3-methyl-5-(oxo-.kappa.O)-1-phenyl-1H-pyrazol-4-yl]diazenyl-.kappa.N1]-4-(hydroxy-.kappa.O)-5-nitrobenzenesulfonato(3-)]-, sodium (1:2) | 421271 | 70561
Butanoic acid, 2-methyl-, 3,7-dimethyloctyl ester | 421263 | 70562
Poly(oxy-1,2-ethanediyl), .alpha.-[2-[[2-[[2-(octadecylamino)ethyl]amino]ethyl]amino]ethyl]-.omega.-hydroxy- | 421255 | 70563
2-Propenoic acid, polymer with methyl 2-propenoate, octadecyl 2-propenoate and 2-propenenitrile | 421248 | 70564
Formaldehyde, polymer with [1,1'-biphenyl]-4-ol, 4-(1,1-dimethylethyl)phenol and 4,4'-thiobis[phenol] | 421230 | 70565
1,3-Benzenedicarboxylic acid, polymer with hexanedioic acid and 2,2,4-trimethyl-1,3-pentanediol | 421222 | 70566
Phosphoric acid, nonyl ester, compd. with 2,2',2''-nitrilotris[ethanol] | 421214 | 70567
2-Propenoic acid, 2-methyl-, butyl ester, polymer with ethenylbenzene, 2-hydroxyethyl 2-propenoate and 2-methylpropyl 2-methyl-2-propenoate | 421206 | 70568
2-Propenoic acid, polymer with ethenylbenzene and N-(hydroxymethyl)-2-propenamide | 421198 | 70569
Urea, polymer with N,N-bis(2-hydroxyethyl)octadecanamide | 421180 | 70570
Formaldehyde, polymer with 2-propanone, sodium salt | 421172 | 70571
Morpholinium, 4-(chloromethyl)-4-methyl-, bromide (1:1) | 421164 | 70572
Benzene, 2-(methoxymethyl)-1-(1-methylethyl)-4-nitro- | 421156 | 70573
Benzenesulfonic acid, 3,6-dichloro-4-methyl-2-nitro- | 421149 | 70574
Benzenesulfonic acid, 3,5-dichloro-4-methyl-2-nitro- | 421131 | 70575
Benzenesulfonic acid, 3-chloro-2-methyl-6-nitro- | 421123 | 70576
Benzenesulfonic acid, 6-amino-3-chloro-2-methyl- | 421115 | 70577
Benzenesulfonic acid, 2-amino-3,6-dichloro-4-methyl- | 421107 | 70578
Benzenesulfonic acid, 3,5-dichloro-2-[2-(2-hydroxy-1-naphthalenyl)diazenyl]-4-methyl-, barium salt (2:1) | 421099 | 70579
Benzenesulfonic acid, 3,6-dichloro-2-[2-(2-hydroxy-1-naphthalenyl)diazenyl]-4-methyl-, barium salt (2:1) | 421081 | 70580
Benzenesulfonic acid, 3-chloro-6-[2-(2-hydroxy-1-naphthalenyl)diazenyl]-2-methyl-, barium salt (2:1) | 421073 | 70581
1,2-Propanediamine, N1,N1,N2,N2,2-pentamethyl- | 421040 | 70582
Propanoic acid, 2-methyl-, (1R,2S,5R)-5-methyl-2-(1-methylethyl)cyclohexyl ester | 421032 | 70583
Cyclohexanol, methyl(1-methylethyl)-, didehydro deriv. | 421024 | 70584
Bicyclo[3.1.1]heptanethiol, 2,6,6-trimethyl-, gold(1+) salt (1:1) | 421016 | 70585
Bicyclo[3.1.1]heptanethiol, 2,6,6-trimethyl-, silver(1+) salt (1:1) | 421008 | 70586
Benzenediazonium, 4,4'-iminobis-, (T-4)-tetrachlorozincate(2-) (1:1) | 420984 | 70587
Butanedioic acid, polymer with 1,2-ethanediol, 1,3-isobenzofurandione and 1,2-propanediol | 420976 | 70588
Ethanol, 2,2'-iminobis-, polymer with 2,2'-[(1-methylethylidene)bis(4,1-phenyleneoxymethylene)]bis[oxirane] and .alpha.-[(9Z)-1-oxo-9-octadecen-1-yl]-.omega.-hydroxypoly(oxy-1,2-ethanediyl) | 420968 | 70589
Boric acid, compd. with 2,2'-iminobis[ethanol] and 2,2',2''-nitrilotris[ethanol] (1:?:?) | 420950 | 70590
1,3-Benzenedicarboxylic acid, polymer with 1,4-benzenedicarboxylic acid, 1,4-butanediol, 2,2-dimethyl-1,3-propanediol and hexahydro-1,3-isobenzofurandione | 420943 | 70591
1,4-Benzenedicarboxylic acid, 1,4-dimethyl ester, polymer with 1,4-cyclohexanedimethanol, 1,2-ethanediol and hexahydro-1,3-isobenzofurandione | 420935 | 70592
1,3-Benzenedicarboxylic acid, polymer with 1,4-benzenedicarboxylic acid, 1,4-butanediol, 1,4-cyclohexanedimethanol and decanedioic acid | 420927 | 70593
1,3-Benzenedicarboxylic acid, polymer with 1,4-butanediol, 1,4-dimethyl 1,4-benzenedicarboxylate and 2,2-dimethyl-1,3-propanediol | 420919 | 70594
Propanoic acid, 3-(butylthio)-, ethyl ester | 414268 | 70595
Piperidinium, 1-methylene-, 1-piperidinecarbodithioate (1:1) | 414243 | 70596
Propanoic acid, 3-(2-butoxyethoxy)-, sodium salt (1:1) | 414235 | 70597
1H-Imidazolium, 3-(carboxymethyl)-4,5-dihydro-1-(2-hydroxyethyl)-2-undecyl-, sodium salt (1:1) | 414219 | 70598
Glycine, N-[2-(carboxymethoxy)ethyl]-N-[2-[(1-oxododecyl)amino]ethyl]-, sodium salt (1:2) | 414201 | 70599
Glycine, N-[2-(carboxymethoxy)ethyl]-N-[2-[(1-oxooctyl)amino]ethyl]-, sodium salt (1:2) | 414185 | 70600
Glycine, N-(2-hydroxyethyl)-N-[2-[(2-hydroxy-3-sulfopropyl)(1-oxododecyl)amino]ethyl]-, sodium salt (1:2) | 414169 | 70601
10,13,16,19-Tetraazaheneicosanamide, 21-amino-N-[2-[[2-[[2-[(2-aminoethyl)amino]ethyl]amino]ethyl]amino]ethyl]-9-(1-hydroxynonyl)- | 414144 | 70602
1-Butanesulfonamide, 1,1,2,2,3,3,4,4,4-nonafluoro-N-methyl- | 414128 | 70603
1-Heptanesulfonamide, 1,1,2,2,3,3,4,4,5,5,6,6,7,7,7-pentadecafluoro-N-(phenylmethyl)- | 414102 | 70604
1-Hexanesulfonamide, 1,1,2,2,3,3,4,4,5,5,6,6,6-tridecafluoro-N-(phenylmethyl)- | 414094 | 70605
1-Pentanesulfonamide, 1,1,2,2,3,3,4,4,5,5,5-undecafluoro-N-(phenylmethyl)- | 414086 | 70606
1-Butanesulfonamide, 1,1,2,2,3,3,4,4,4-nonafluoro-N-(phenylmethyl)- | 414078 | 70607
2-Propenoic acid, 2-[ethyl[(1,1,2,2,3,3,4,4,5,5,5-undecafluoropentyl)sulfonyl]amino]ethyl ester | 414060 | 70608
1-Propanol, 2-amino-2-methyl-, 4-methylbenzenesulfonate (1:1) | 414052 | 70609
1,2-Benzenedicarboxylic acid, 1-(1-methylheptyl) ester | 414045 | 70610
7H-Benzimidazo[2,1-a]benz[de]isoquinolin-7-one, 9(or 10)-methoxy- | 414037 | 70611
Butanedioic acid, 2-(dodecen-1-yl)-, mono(1-carboxyethyl) ester, compd. with 6(or 7)-methyl-1H-benzotriazole (1:2) | 414029 | 70612
9,10-Anthracenediol, 6-ethyl-1,2,3,4-tetrahydro- | 414011 | 70613
5-Decyn-1-ol | 414003 | 70614
1-Penten-3-ol, 1-(2,2,6-trimethylcyclohexyl)-, didehydro deriv. | 413997 | 70615
Poly[oxy(methyl-1,2-ethanediyl)], .alpha.-[2-[ethyl[(1,1,2,2,3,3,4,4,5,5,6,6,7,7,7-pentadecafluoroheptyl)sulfonyl]amino]ethyl]-.omega.-hydroxy- | 413989 | 70616
Poly[oxy(methyl-1,2-ethanediyl)], .alpha.-[2-[ethyl[(1,1,2,2,3,3,4,4,5,5,6,6,6-tridecafluorohexyl)sulfonyl]amino]ethyl]-.omega.-hydroxy- | 413971 | 70617
Isocyanic acid, polymethylenepolyphenylene ester, polymer with .alpha.-hydro-.omega.-hydroxypoly[oxy(methyl-1,2-ethanediyl)] and 2-oxepanone | 413963 | 70618
1-Naphthalenamine, N-phenyl-ar-(1,1,3,3-tetramethylbutyl)- | 413955 | 70619
Benzenesulfonic acid, undecyl-, compd. with 2-propanamine (1:1) | 413948 | 70620
Benzenesulfonic acid, undecyl-, compd. with 2,2'-iminobis[ethanol] (1:1) | 413930 | 70621
Bicyclo[2.2.2]oct-5-ene-2-carboxaldehyde, 3,5(or 3,6)-dimethyl-7(or 8)-(1-methylethyl)- | 413914 | 70622
Bicyclo[2.2.2]oct-5-ene-2-carboxaldehyde, 5(or 6)-methyl-7(or 8)-(1-methylethyl)- | 413906 | 70623
1,3-Butanediol, polymer with 1,3-diisocyanato-2-methylbenzene, 2,4-diisocyanato-1-methylbenzene, 2-ethyl-2-(hydroxymethyl)-1,3-propanediol and .alpha.-hydro-.omega.-hydroxypoly[oxy(methyl-1,2-ethanediyl)] | 413898 | 70624
2-Oxepanone, polymer with 2,4-diisocyanato-1-methylbenzene and .alpha.-hydro-.omega.-hydroxypoly(oxy-1,2-ethanediyl) | 413880 | 70625
Formaldehyde, polymer with ethenylbenzene, methylphenol and phenol | 413872 | 70626
2-Oxepanone, polymer with 1,4-butanediol and 1,1'-methylenebis[isocyanatobenzene] | 413864 | 70627
Oxirane, 2,2'-[(1-methylethylidene)bis(4,1-phenyleneoxymethylene)]bis-, polymer with 1,3-diisocyanatomethylbenzene and .alpha.-hydro-.omega.-hydroxypoly(oxy-1,4-butanediyl) | 413856 | 70628
Formaldehyde, polymer with 1,3-benzenediamine and [(dimethylamino)methyl]phenol | 413849 | 70629
Isocyanic acid, polymethylenepolyphenylene ester, polymer with [(1-methyl-1,2-ethanediyl)bis(oxy)]bis[propanol] and oxybis[propanol] | 413831 | 70630
Ethanol, 2,2'-iminobis-, compd. with 2-methyloxirane polymer with oxirane monobutyl ether decyl phosphate | 413823 | 70631
Phosphonic acid, dibutyl ester, polymer with 6(or 7)-methyl-1H-benzotriazole | 413815 | 70632
2-Propenoic acid, 2-methyl-, polymer with butyl 2-propenoate, ethenylbenzene, methyl 2-methyl-2-propenoate and N-[(2-methylpropoxy)methyl]-2-propenamide | 413807 | 70633
2-Propenoic acid, polymer with butyl 2-propenoate, chloroethene, ethenyl acetate and 2-ethylhexyl 2-propenoate | 413799 | 70634
9H-Fluoren-3-amine, N,N-diethyl-6,8-dimethyl- | 413773 | 70635
Cyclohexaneacetic acid, .alpha.-ethyl-1-hydroxy-, calcium salt (2:1) | 413757 | 70636
1-Hexanesulfonamide, 1,1,2,2,3,3,4,4,5,5,6,6,6-tridecafluoro-N-methyl- | 413740 | 70637
1-Decanesulfonyl fluoride | 413724 | 70638
Pentanoic acid, 2,2,3,3,4,4,5,5,5-nonafluoro-, ammonium salt (1:1) | 413708 | 70639
1-Pentanesulfonic acid, 1,1,2,2,3,3,4,4,5,5,5-undecafluoro-, ammonium salt (1:1) | 413682 | 70640
1-Heptanesulfonic acid, 1,1,2,2,3,3,4,4,5,5,6,6,7,7,7-pentadecafluoro-, ammonium salt (1:1) | 413666 | 70641
1-Nonanesulfonyl fluoride, 1,1,2,2,3,3,4,4,5,5,6,6,7,7,8,8,9,9,9-nonadecafluoro- | 413658 | 70642
Benzoic acid, 3,3'-[(2,5-dimethyl-1,4-phenylene)bis[iminocarbonyl(2-hydroxy-3,1-naphthalenediyl)-2,1-diazenediyl]]bis[4-methyl-, 1,1'-bis(2-chloroethyl) ester | 413641 | 70643
2-Naphthalenesulfonic acid, 7-[(3-aminobenzoyl)amino]-3-[2-[2,5-dimethoxy-4-[2-[7-sulfo-4-[2-(3-sulfophenyl)diazenyl]-1-naphthalenyl]diazenyl]phenyl]diazenyl]-4-hydroxy-, sodium salt (1:3) | 413625 | 70644
C.I. Pigment Black 23 | 406611 | 70645
C.I. Pigment Red 236 | 406603 | 70646
C.I. Pigment Yellow 119 | 406587 | 70647
C.I. Pigment Black 29 | 406579 | 70648
C.I. Pigment Green 26 | 406561 | 70649
C.I. Pigment Blue 73 | 406470 | 70650
Guar gum, borate | 438457 | 70651
Chromium hydroxide oxide silicate | 438432 | 70652
Manganese, bis(D-glycero-D-ido-heptonato)- | 438416 | 70653
Cobalt, bis(D-glycero-D-ido-heptonato)- | 438390 | 70654
Potassium titanium oxide (K2Ti12O25) | 438374 | 70655
2,5-Furandione, polymer with 4,4'-(1-methylethylidene)bis[cyclohexanol], 1,1'-[(1-methylethylidene)bis(4,1-phenyleneoxy)]bis[2-propanol] and oxybis[propanol] | 438267 | 70656
L-Aspartic acid, N-(1-deoxy-D-fructos-1-yl)-, sodium salt (1:1) | 438259 | 70657
2-Propenenitrile, polymer with 1,3-butadiene and ethenylmethylbenzene | 438234 | 70658
1-Dodecanamine, N,N-dimethyl-, benzoate (1:1) | 438226 | 70659
Titanium, [1,2-ethanediolato(2-)-.kappa.O1,.kappa.O2]bis[2-(hydroxy-.kappa.O)benzaldehydato-.kappa.O]- | 438218 | 70660
1,3-Propanediol, 2-(hydroxymethyl)-2-methyl-, polymer with 2-(chloromethyl)oxirane | 438200 | 70661
Sorbitan, monododecanoate, poly(oxy-1,2-ethanediyl) derivs., compd. with iodine | 438192 | 70662
Titanium, bis[2-(amino-.kappa.N)ethanesulfonato-.kappa.O](2-aminoethanesulfonato-.kappa.O)(2-propanolato)- | 438184 | 70663
Titanium, (dodecyloxy)(2-propanolato)bis(1-tetradecanolato)-, (T-4)- | 438176 | 70664
Titanium, bis(dodecylbenzenesulfonato-.kappa.O)(isooctadecanoato-.kappa.O)(2-propanolato)- | 438168 | 70665
2-Propenoic acid, 2-methyl-, polymer with methyl 2-methyl-2-propenoate and 2-methyl-2-propenoic acid anhydride | 438150 | 70666
2-Propenoic acid, 2-methyl-, polymer with ethenylbenzene, ethyl 2-propenoate, formaldehyde, N2,N2,N4,N4,N6,N6-hexakis(methoxymethyl)-1,3,5-triazine-2,4,6-triamine, 2-hydroxyethyl 2-propenoate and (2-propen-1-yloxy)benzene | 438143 | 70667
2-Propenenitrile, polymer with 1,3-butadiene, 2-(chloromethyl)oxirane, formaldehyde, 4,4'-(1-methylethylidene)bis[phenol] and phenol | 438135 | 70668
2-Propenenitrile, polymer with 1,3-butadiene, 2-(chloromethyl)oxirane and 4,4'-(1-methylethylidene)bis[phenol] | 438127 | 70669
Butanedioic acid, 2-methylene-, polymer with butyl 2-propenoate, ethyl 2-propenoate and 2-propenamide | 438119 | 70670
Butanedioic acid, 2-methylene-, polymer with ethenylbenzene, 2-ethylhexyl 2-propenoate, N-(hydroxymethyl)-2-propenamide and 2-propenamide | 438101 | 70671
Phosphoric acid, mono(2-ethylhexyl) ester, polymer with oxirane | 438093 | 70672
2-Naphthalenesulfonic acid, 5,5'-(carbonyldiimino)bis[8-[2-[4-[2-(4-sulfophenyl)diazenyl]phenyl]diazenyl]-, sodium salt (1:4) | 438077 | 70673
2,7-Naphthalenedisulfonic acid, 4-amino-3-[2-[4-[2-(2-amino-4-hydroxyphenyl)diazenyl]phenyl]diazenyl]-5-hydroxy-6-(2-phenyldiazenyl)-, sodium salt (1:2) | 438069 | 70674
5,7,12,14-Tetraoxa-6,13-distannaoctadeca-2,9,16-trienedioic acid, 6,6,13,13-tetrabutyl-4,8,11,15-tetraoxo-, 1,18-bis(phenylmethyl) ester, (9Z)- | 438051 | 70675
5,7,12,14-Tetraoxa-6,13-distannaoctadeca-2,9,16-trienedioic acid, 6,6,13,13-tetrabutyl-4,8,11,15-tetraoxo-, 1,18-dicyclohexyl ester, (9Z)- | 438044 | 70676
Benzenesulfonamide, N-[2-(sulfooxy)ethyl]-, sodium salt (1:1) | 438036 | 70677
Phosphoric acid, bis[2-chloro-1-(chloromethyl)ethyl] 2,3-dichloropropyl ester | 438028 | 70678
3H-2,1-Benzoxathiol-3-one, 4,5,6,7-tetrabromo-, 1,1-dioxide | 438010 | 70679
1-Penten-3-one, 4-methyl-1-(2,6,6-trimethyl-2-cyclohexen-1-yl)- | 438002 | 70680
1,2-Benzenediamine, 4-chloro-, sulfate (1:1) | 437996 | 70681
Benzaldehyde, 2,4-bis(1-methylethyl)- | 437988 | 70682
Phosphoric acid, ethyl ester, compd. with N,N-dimethyl-1-dodecanamine | 437970 | 70683
Poly[oxy(methyl-1,2-ethanediyl)], .alpha.-hydro-.omega.-hydroxy-, ether with 2,2-bis(hydroxymethyl)-1,3-propanediol (4:1), polymer with 2,4-diisocyanato-1-methylbenzene | 437962 | 70684
Poly[oxy(methyl-1,2-ethanediyl)], .alpha.-hydro-.omega.-hydroxy-, ether with 2,2-bis(hydroxymethyl)-1,3-propanediol (4:1), polymer with 1,3-diisocyanato-2-methylbenzene | 437954 | 70685
Poly[oxy(methyl-1,2-ethanediyl)], .alpha.,.alpha.',.alpha.''-1,2,3-propanetriyltris[.omega.-hydroxy-, polymer with 1,3-diisocyanato-2-methylbenzene | 437947 | 70686
Benzene, hexadecylphenoxy- | 437939 | 70687
Oxirane, 2-methyl-, polymer with .alpha.-butyl-.omega.-hydroxypoly(oxy-1,2-ethanediyl) and oxirane | 437921 | 70688
D-Glucose, polymer with 1,2-ethanediol, polymethylenepolyphenylene isocyanate and 2-(2,2,2-trichloroethyl)oxirane | 437913 | 70689
Formic acid, compd. with 2,2'-iminobis[ethanol] polymer with oxirane | 437905 | 70690
2-Propenoic acid, 2-methyl-, dodecyl ester, polymer with hexadecyl 2-methyl-2-propenoate, octadecyl 2-methyl-2-propenoate, pentadecyl 2-methyl-2-propenoate, tetradecyl 2-methyl-2-propenoate and tridecyl 2-methyl-2-propenoate | 437897 | 70691
1-Octadecanaminium, N-[2-[(2-aminoethyl)amino]ethyl]-N-(2-carboxyethyl)-N-ethyl-1-oxo-, ethyl sulfate (1:1) | 437889 | 70692
Benzene, 1-(1-methylpropyl)-3-nitro- | 437871 | 70693
Formic acid, compd. with N,N-dimethylcyclohexanamine (1:1) | 437863 | 70694
2-Oxepanone, polymer with 2-(chloromethyl)oxirane, 4,4'-(1-methylethylidene)bis[phenol] and 2,2'-oxybis[ethanol], compd. with 2-(dimethylamino)ethanol and N,N-dimethyl-1-dodecanamine | 435925 | 70695
2-Pentanol, 4-methyl-, phosphate | 435917 | 70696
Poly(oxy-1,2-ethanediyl), .alpha.-decyl-.omega.-(2-sulfoethoxy)-, sodium salt (1:1) | 435909 | 70697
Poly(oxy-1,2-ethanediyl), .alpha.-dodecyl-.omega.-(2-sulfoethoxy)-, sodium salt (1:1) | 435891 | 70698
Poly(oxy-1,2-ethanediyl), .alpha.-(2-sulfoethyl)-.omega.-(tridecyloxy)-, sodium salt (1:1) | 435883 | 70699
RNA (bakers' yeast glutamic acid-transfer 3) | 435875 | 70700
2-Oxepanone, polymer with 1,4-butanediol, 1,3-diisocyanatomethylbenzene and 2,2'-oxybis[ethanol] | 435800 | 70701
Benzothiazolium, 2-[4-(dimethylamino)phenyl]-3-methyl-, tetracosa-.mu.-oxododecaoxo[.mu.12-[phosphato(3-)-.kappa.O:.kappa.O:.kappa.O:.kappa.O':.kappa.O':.kappa.O':.kappa.O'':.kappa.O'':.kappa.O'':.kappa.O''':.kappa.O''':.kappa.O''']]dodecatungstate(3-) (3:1) | 435792 | 70702
Ethanaminium, N-[4-[[4-(diethylamino)phenyl]phenylmethylene]-2,5-cyclohexadien-1-ylidene]-N-ethyl-, tetracosa-.mu.-oxododecaoxo[.mu.12-[phosphato(3-)-.kappa.O:.kappa.O:.kappa.O:.kappa.O':.kappa.O':.kappa.O':.kappa.O'':.kappa.O'':.kappa.O'':.kappa.O''':.kappa.O''':.kappa.O''']]dodecatungstate(3-) (3:1) | 435784 | 70703
Poly[oxy(methyl-1,2-ethanediyl)], .alpha.-hydro-.omega.-hydroxy-, polymer with 1,3-diisocyanato-2-methylbenzene, 2,4-diisocyanato-1-methylbenzene and .alpha.-hydro-.omega.-hydroxypoly[oxy(methyl-1,2-ethanediyl)] ether with 2-ethyl-2-(hydroxymethyl)-1,3-propanediol (3:1) | 435776 | 70704
4,7-Methanoisobenzofuran-1,3-dione, 4,5,6,7,8,8-hexachloro-3a,4,7,7a-tetrahydro-, polymer with 1,3-isobenzofurandione and 1,2-propanediol mono(2-methyl-2-propenoate) | 435768 | 70705
4,7-Methano-1H-indene, 3a,4,7,7a-tetrahydro-, polymer with ethenylmethylbenzene, 1H-indene and (1-methylethenyl)benzene | 435750 | 70706
Heptanoic acid, 1,1'-[oxybis(methyl-2,1-ethanediyl)] ester | 435743 | 70707
Isohexacosanol | 435727 | 70708
1,4-Cyclohexanedimethanol, polymer with N2,N2,N4,N4,N6,N6-hexakis(methoxymethyl)-1,3,5-triazine-2,4,6-triamine, .alpha.-hydro-.omega.-hydroxypoly(oxy-1,4-butanediyl) and 1,1'-methylenebis[4-isocyanatocyclohexane] | 435719 | 70709
Poly[oxy(methyl-1,2-ethanediyl)], .alpha.,.alpha.',.alpha.''-phosphinylidynetris[.omega.-[[[(3-isocyanatomethylphenyl)amino]carbonyl]oxy]- | 435701 | 70710
Oxirane, 2-(chloromethyl)-, polymer with .alpha.-hydro-.omega.-hydroxypoly[oxy(methyl-1,2-ethanediyl)] ether with 2,2-bis(hydroxymethyl)-1,3-propanediol (4:1) | 435693 | 70711
Octadecenoic acid, compd. with 2,2'-iminobis[ethanol] (1:1) | 435685 | 70712
Formaldehyde, polymer with 4-(1,1-dimethylethyl)phenol, 4-(1,1-dimethylpropyl)phenol and 4,4'-(1-methylethylidene)bis[phenol] | 435677 | 70713
Poly(oxy-1,2-ethanediyl), .alpha.,.alpha.'-(1,1,4,4-tetramethyl-1,4-butanediyl)bis[.omega.-hydroxy- | 435669 | 70714
4,7-Methano-1H-indene, 3a,4,7,7a-tetrahydro-, polymer with cyclopentene, 1-hexene, 2-hexene, 2-methyl-1,3-butadiene, 2-methyl-1-butene, 2-methyl-2-butene, 4-methyl-2-pentene, 1,3-pentadiene and 2-pentene | 435651 | 70715
2-Propenoic acid, 2-methyl-, 2-(dimethylamino)ethyl ester, polymer with ethenylbenzene, 2-ethylhexyl 2-methyl-2-propenoate, 2-hydroxyethyl 2-propenoate and 3-hydroxy-2-(hydroxymethyl)-2-methylpropanoic acid | 435644 | 70716
1,3-Benzenedicarboxylic acid, polymer with ethenylbenzene, 1,1'-[(1-methylethylidene)bis(4,1-phenyleneoxy)]bis[2-propanol], 2-methylpropyl 2-propenoate and 2-propenoic acid | 435636 | 70717
1,3-Isobenzofurandione, 3a,4,7,7a-tetrahydro-, polymer with 2-(chloromethyl)oxirane | 435628 | 70718
Phenol, 2-(1,1-dimethylethyl)-, polymer with 2-(chloromethyl)oxirane | 435610 | 70719
1H-Imidazole-1-ethanol, 2-heptadecyl-4,5-dihydro-, phosphate (1:?) | 435602 | 70720
Phosphoric acid, mono(1-methylethyl) ester, ammonium salt (1:2) | 435586 | 70721
2-Propanol, 1-[[2-[[2-[(2-aminoethyl)amino]ethyl]amino]ethyl]amino]-3-phenoxy- | 435560 | 70722
1,2-Ethanediamine, N1,N2-bis(2-aminoethyl)-, hydrofluoride (1:4) | 435545 | 70723
Benzenemethanesulfonic acid, .alpha.-hydroxy-3-nitro-, sodium salt (1:1) | 435537 | 70724
1,2-Ethanediamine, N1-(2-aminoethyl)-, hydrofluoride (1:3) | 435529 | 70725
Benzenesulfonic acid, 4-[2-[4-[2-(4-ethoxy-3-methylphenyl)diazenyl]-2,5-dimethoxyphenyl]diazenyl]-, sodium salt (1:1) | 435503 | 70726
Benzenesulfonic acid, 4-(benzoylamino)-2-[2-[1-(2-chlorophenyl)-4,5-dihydro-3-methyl-5-oxo-1H-pyrazol-4-yl]diazenyl]-, potassium salt (1:1) | 435487 | 70727
Benzenesulfonic acid, 4-[2-[4-[2-(2-hydroxy-5-methylphenyl)diazenyl]phenyl]diazenyl]-, potassium salt (1:1) | 435479 | 70728
1H-Benzimidazole-7-sulfonic acid, 2-heptadecyl-, sodium salt (1:1) | 435453 | 70729
1H-Benzimidazole-7-sulfonic acid, 2-heptadecyl-1-methyl-, sodium salt (1:1) | 435446 | 70730
2-Naphthalenesulfonic acid, 3,6-bis(propylthio)-, sodium salt (1:1) | 435438 | 70731
Propanoic acid, 3-[2-(4,5-dihydro-2-undecyl-1H-imidazol-1-yl)ethoxy]-, methyl ester | 435420 | 70732
2-Propenoic acid, 1,1'-(2,2-dimethyl-1,3-propanediyl) ester, polymer with 1,6-diisocyanatohexane and 1,2-propanediol mono-2-propenoate | 435412 | 70733
Titanium, bis[2-(amino-.kappa.N)benzoato-.kappa.O][2-(hydroxy-.kappa.O)acetato(2-)-.kappa.O]- | 435404 | 70734
Titanium, bis(glycinato-.kappa.N,.kappa.O)(glycinato-.kappa.O)(2-propanolato)- | 435396 | 70735
Titanate(3-), [P,P-dimethyl diphosphato(2-)-.kappa.O'']bis[P,P-dimethyl diphosphato(2-)-.kappa.O'',.kappa.O''''](2-propanolato)-, hydrogen (1:3) | 435388 | 70736
Titanium, bis[3-(mercapto-.kappa.S)propanoato-.kappa.O](3-mercaptopropanoato-.kappa.O)(2-propanolato)- | 435370 | 70737
Titanium, bis[2-[[2-[(2-aminoethyl)amino]ethyl]amino-.kappa.N]ethanolato-.kappa.O][2-[[2-[(2-aminoethyl)amino]ethyl]amino]ethanolato-.kappa.O](2-propanolato)- | 435362 | 70738
Titanate(2-), bis(ditridecyl phosphito-.kappa.O'')(2-propanolato)tris(2-propen-1-olato)-, hydrogen (1:2) | 435354 | 70739
Poly(oxy-1,2-ethanediyl), .alpha.-hydro-.omega.-hydroxy-, ether with 1,4-anhydro-D-glucitol 6-dodecanoate (3:1) | 435347 | 70740
Ethanaminium, N,N-diethyl-N-(2-hydroxyethyl)-2-[(1-oxooctadecyl)amino]-, ethyl sulfate (1:1) | 435339 | 70741
Phosphoric acid, butyl ester, compd. with morpholine | 435321 | 70742
Benzothiazolium, 2-[3-(3-ethyl-5-methoxy-2(3H)-benzoselenazolylidene)-2-(2-thienyl)-1-propen-1-yl]-3-(2-hydroxyethyl)-6-methoxy-5-methyl-, bromide (1:1) | 435313 | 70743
Ethanaminium, N-ethyl-N,N-dimethyl-2-[(2-methyl-1-oxo-2-propen-1-yl)oxy]-, ethyl sulfate (1:1), polymer with 2,5-furandione, sodium salt | 435305 | 70744
Titanium, bis[2-(hydroxy-.kappa.O)benzaldehydato-.kappa.O](isooctadecanoato-.kappa.O)(2-propanolato)- | 435297 | 70745
Isooctadecanoic acid, monoamide with 2-[(2-aminoethyl)amino]ethanol | 435289 | 70746
Isononanoic acid, triester with 2,2'-[oxybis(methylene)]bis[2-(hydroxymethyl)-1,3-propanediol] tris(2-ethylhexanoate) | 435271 | 70747
Isononanoic acid, tetraester with 2,2-bis[[3-hydroxy-2,2-bis(hydroxymethyl)propoxy]methyl]-1,3-propanediol tetrakis(2-ethylhexanoate) | 435263 | 70748
Titanium, bis(dodecylbenzenesulfonato-.kappa.O)(2-propanolato)[2-(sulfo-.kappa.O)ethyl 2-methyl-2-propenoato]- | 435255 | 70749
Titanium, bis(dodecylbenzenesulfonato-.kappa.O)[2-(methylamino)ethanesulfonato-.kappa.O](2-propanolato)- | 435248 | 70750
Aluminum, (dodecylbenzenesulfonato-.kappa.O)oxo- | 435230 | 70751
Titanium, [1,2-ethanediolato(2-)-.kappa.O1,.kappa.O2](isooctadecanoato-.kappa.O)(2-propenoato-.kappa.O)- | 435222 | 70752
Titanium, [2-ethyl-2-(hydroxymethyl)-1,3-propanediolato(2-)-.kappa.O1,.kappa.O3]bis(isooctadecanoato-.kappa.O)- | 435214 | 70753
Titanium, [2-(hydroxy-.kappa.O)acetato(2-)-.kappa.O](isooctadecanoato-.kappa.O)(2-methyl-2-propenoato-.kappa.O)- | 435206 | 70754
Titanium, bis(isooctadecanoato-.kappa.O)[4-(1-methyl-1-phenylethyl)phenolato](2-propanolato)- | 435198 | 70755
Titanium, bis(isooctadecanoato-.kappa.O)(2-methyl-2-propenoato-.kappa.O)(2-propanolato)- | 435180 | 70756
Titanium, [.mu.-[1,2-benzenedicarboxylato(2-)-.kappa.O1:.kappa.O2]]tetrakis(isooctadecanoato-.kappa.O)bis(2-propanolato)di- | 435172 | 70757
Titanium, bis(isooctadecanoato-.kappa.O)(2-propanolato)(2-propenoato-.kappa.O)- | 435164 | 70758
Titanium, [2-(hydroxy-.kappa.O)acetato(2-)-.kappa.O](isooctadecanoato-.kappa.O)[4-(1-methyl-1-phenylethyl)phenolato]- | 435156 | 70759
Titanium, (4-aminobenzoato-.kappa.O)[1,2-ethanediolato(2-)-.kappa.O1,.kappa.O2](isooctadecanoato-.kappa.O)- | 435149 | 70760
Propanoic acid, 3-hydroxy-2-(hydroxymethyl)-2-methyl-, polymer with .alpha.-hydro-.omega.-hydroxypoly(oxy-1,4-butanediyl) and 1,1'-methylenebis[4-isocyanatocyclohexane] | 435131 | 70761
2-Propanol, 1-amino-, polymer with .alpha.-phosphono-.omega.-(nonylphenoxy)poly(oxy-1,2-ethanediyl) | 435123 | 70762
1,3-Benzenedicarboxylic acid, polymer with 2,2-dimethyl-1,3-propanediol, 2-heptyl-1,4-bis(9-isocyanatononyl)-3-pentylcyclohexane and hexanedioic acid | 435115 | 70763
Ethanol, 2,2'-iminobis-, polymer with .alpha.-(nonylphenyl)-.omega.-hydroxypoly(oxy-1,2-ethanediyl) phosphate | 435107 | 70764
1,2-Heptanediol, 1-formate | 435099 | 70765
9,10-Anthracenedione, 1-[(2-ethylhexyl)amino]-4-[(1-methylethyl)amino]- | 435081 | 70766
Hexanoic acid, 2-ethyl-, butyl ester | 435073 | 70767
Titanium, tris[2-(dimethylamino)ethanolato-.kappa.O](2-propanolato)-, (T-4)- | 435065 | 70768
Titanium, tris(methanesulfonato-.kappa.O)(2-propanolato)-, (T-4)- | 435057 | 70769
Benzene, 1,1',1'',1'''-(1,3,5-trimethyl-7-methylene-1,3,5,7-heptanetetrayl)tetrakis- | 435040 | 70770
Titanium, (2-propanolato)tris(1-tetradecanolato)-, (T-4)- | 435032 | 70771
Titanium, (dodecyloxy)(2-methyl-2-propenoato)(2-propanolato)(1-tetradecanolato)-, (T-4)- | 435024 | 70772
Titanium, bis(dodecyloxy)(2-methyl-2-propenoato-.kappa.O)(2-propanolato)-, (T-4)- | 435016 | 70773
Titanium, (2-methyl-2-propenoato-.kappa.O)(2-propanolato)bis(1-tetradecanolato)-, (T-4)- | 435008 | 70774
Titanium, (dodecyloxy)bis(2-methyl-2-propenoato-.kappa.O)(2-propanolato)-, (T-4)- | 434993 | 70775
Titanium, bis(2-methyl-2-propenoato-.kappa.O)(2-propanolato)(1-tetradecanolato)-, (T-4)- | 434985 | 70776
Titanium, tris(octadecanoato-.kappa.O)(2-propanolato)-, (T-4)- | 434977 | 70777
Titanium, tris(4-aminobenzoato-.kappa.O)(2-propanolato)-, (T-4)- | 434969 | 70778
Titanium, tris(6-aminohexanoato-.kappa.O)(2-propanolato)-, (T-4)- | 434951 | 70779
Titanium, bis(dodecyloxy)(2-propanolato)(1-tetradecanolato)-, (T-4)- | 434944 | 70780
Titanium, tris(dodecyloxy)(2-propanolato)-, (T-4)- | 434936 | 70781
Titanium, bis(decyloxy)[4-(1-methyl-1-phenylethyl)phenolato](2-propanolato)-, (T-4)- | 434928 | 70782
Titanium, [2-(hydroxy-.kappa.O)acetato(2-)-.kappa.O]bis[(9Z)-12-hydroxy-9-octadecenoato-.kappa.O]-, (T-4)- | 434910 | 70783
Titanium, bis[2,2-bis[(2-propenyloxy)methyl]-1-butanolato-.kappa.O]bis[2-[(2-propenyloxy-.kappa.O)methyl]-2-[(2-propenyloxy)methyl]-1-butanolato-.kappa.O]- | 434902 | 70784
Titanium, tris(4-aminobenzenesulfonato-.kappa.O)(2-propanolato)-, (T-4)- | 434894 | 70785
Titanium, tris(6-hydroxyhexanoato-.kappa.O)(2-propanolato)-, (T-4)- | 434886 | 70786
1,2-Benzenedicarboxylic acid, 1,1'-[2-ethyl-2-[[(2-methyl-1-oxo-2-propen-1-yl)oxy]methyl]-1,3-propanediyl] 2,2'-didecyl ester | 434878 | 70787
Titanium, tris[methyl (9Z,12R)-12-(hydroxy-.kappa.O)-9-octadecenoato](2-propanolato)-, (T-4)- | 434860 | 70788
Titanium, [2-(hydroxy-.kappa.O)acetato(2-)-.kappa.O]bis(12-hydroxyoctadecanoato-.kappa.O)-, (T-4)- | 434852 | 70789
Titanium, tris(3-octyl-2-oxiraneoctanoato-.kappa.O2)(2-propanolato)-, (T-4)- | 434845 | 70790
Titanium, tris[10-(3-hexyl-2-oxiranyl)-9-decenoato-.kappa.O](2-propanolato)-, (T-4)- | 434837 | 70791
Titanium, [1,2-ethanediolato(2-)-.kappa.O1,.kappa.O2]bis[4-(1-methyl-1-phenylethyl)phenolato]-, (T-4)- | 434829 | 70792
Phenol, 4-(1-methyl-1-phenylethyl)-, 1,1',1''-triester with boric acid (H3BO3) | 434811 | 70793
Benzene, 1-(1-methyl-1-phenylethyl)-4-(2-propen-1-yloxy)- | 434803 | 70794
2-Propenoic acid, 2-methyl-, 4-(1-methyl-1-phenylethyl)phenyl ester | 434795 | 70795
Benzene, 1-(1-methyl-1-phenylethyl)-4-(phenylmethoxy)- | 434787 | 70796
Pentanedioic acid, 1,5-bis[4-(1-methyl-1-phenylethyl)phenyl] ester | 434779 | 70797
Titanium, [2-(hydroxy-.kappa.O)acetato(2-)-.kappa.O]bis[4-(1-methyl-1-phenylethyl)phenolato]-, (T-4)- | 434761 | 70798
2-Propenoic acid, 2-methyl-, polymer with butyl 2-propenoate, 2-ethylhexyl 2-propenoate, ethyl 2-propenoate and methyl 2-methyl-2-propenoate | 434753 | 70799
Molybdate (MoO42-), (T-4)-, hydrogen, compd. with 2-aminoethanol (1:2:1) | 434746 | 70800
Guar gum, carboxymethyl ether, polymer with ethanedial | 434423 | 70801
Butanedioic acid, 2-[[bis[(2-ethylhexyl)oxy]phosphinothioyl]thio]-, 1,4-dibutyl ester | 428250 | 70802
Butanedioic acid, 2-[(dipropoxyphosphinothioyl)thio]-, 1,4-dibutyl ester | 428243 | 70803
Heptadecanoic acid, 16-methyl-, potassium salt (1:1) | 428235 | 70804
Phenol, 4,4'-(1-methylethylidene)bis-, polymer with .alpha.-hydro-.omega.-hydroxypoly[oxy(methyl-1,2-ethanediyl)] and 1,1'-methylenebis[4-isocyanatocyclohexane] | 428227 | 70805
9-Octadecenoic acid (9Z)-, monoester with 1,2,3-propanetriol, polymer with 2-methyl-2-butene, 1,3-pentadiene, 2-propanol aluminum salt (3:1) and 3a,4,7,7a-tetrahydro-4,7-methano-1H-indene | 428219 | 70806
Poly[oxy(methyl-1,2-ethanediyl)], .alpha.,.alpha.',.alpha.''-1,2,3-propanetriyltris[.omega.-[(2-carboxybenzoyl)oxy]- | 428201 | 70807
Ethanol, 2,2'-[[4-[2-(2-chloro-4-nitrophenyl)diazenyl]-3-methylphenyl]imino]bis-, 1,1'-diacetate | 428193 | 70808
1H-Indene-5-carboxylic acid, 3-(4-carboxyphenyl)-2,3-dihydro-1,1,3-trimethyl-, polymer with 1,4-butanediol and 1,4-cyclohexanedimethanol | 420901 | 70809
Benzene, [2,2-bis(2-methylpropoxy)ethyl]- | 420893 | 70810
2,7-Naphthalenedisulfonic acid, 1-[bis[4-(diethylamino)phenyl]methyl]- | 420877 | 70811
5,9-Pentadecadien-2-one, 6,10,14-trimethyl- | 420851 | 70812
1-Octen-3-ol, 3,7-dimethyl-, 3-acetate | 420844 | 70813
Propanol, [(1-methyl-1,2-ethanediyl)bis(oxy)]bis-, polymer with .alpha.-hydro-.omega.-hydroxypoly[oxy(methyl-1,2-ethanediyl)], 1,1'-methylenebis[isocyanatobenzene] and oxybis[propanol] | 420836 | 70814
Hexanedioic acid, polymer with oxybis[propanol] and N,N',2-tris(6-isocyanatohexyl)imidodicarbonic diamide | 420828 | 70815
Benzenesulfonyl chloride, decylmethyl- | 420810 | 70816
2-Propenoic acid, polymer with butyl 2-propenoate, ethenylmethylbenzene and 3a,4,7,7a-tetrahydro-4,7-methano-1H-indenyl 2-propenoate | 420802 | 70817
2-Propenoic acid, butyl ester, polymer with ethenylmethylbenzene and 3a,4,7,7a-tetrahydro-4,7-methano-1H-indenyl 2-propenoate | 420794 | 70818
1-Phenanthrenemethanol, 1,2,3,4,4a,4b,5,6,7,9,10,10a-dodecahydro-1,4a-dimethyl-7-(1-methylethyl)-, (1R,4aR,4bS,10aR)-, polymer with 1,3-diisocyanatomethylbenzene, 3a,4,5,6,7,7a-hexahydro-4,7-methano-1H-inden-6-ol, (1R,4aS,10aR)-1,2,3,4,4a,9,10,10a-octahydro-1,4a-dimethyl-7-(1-methylethyl)-1-phenanthrenemethanol and (1R,4aR,4bS,10aR)-tetradecahydro-1,4a-dimethyl-7-(1-methylethyl)-1-phenanthrenemethanol | 420786 | 70819
4,7-Methano-1H-inden-6-ol, 3a,4,5,6,7,7a-hexahydro-, polymer with 1,3-diisocyanatomethylbenzene and .alpha.,.alpha.,4-trimethyl-3-cyclohexene-1-methanol | 420778 | 70820
2-Propenoic acid, butyl ester, polymer with ethenylmethylbenzene, 2-propenamide and 3a,4,7,7a-tetrahydro-4,7-methano-1H-indenyl 2-propenoate | 420760 | 70821
Benzoic acid, 2-hydroxy-, polymer with dinonylphenol, formaldehyde and 4-(1,1,3,3-tetramethylbutyl)phenol | 420752 | 70822
2-Propen-1-ol, polymer with 2-methyloxirane, oxirane and 2-[(2-propen-1-yloxy)methyl]oxirane | 420745 | 70823
1,2,3-Propanetriol, polymer with 2-methyloxirane and 1,2-propanediol, potassium salt | 420737 | 70824
1,2-Propanediol, polymer with 2-methyloxirane, oxirane and 2-[(2-propen-1-yloxy)methyl]oxirane | 420729 | 70825
2-Propenenitrile, polymer with ethenylbenzene, 2-methyloxirane, oxirane, 1,2-propanediol and 2-[(2-propen-1-yloxy)methyl]oxirane | 420711 | 70826
Formaldehyde, polymer with 4-(1,1,3,3-tetramethylbutyl)phenol and 4,4'-thiobis[phenol] | 420703 | 70827
Formaldehyde, polymer with 2-(chloromethyl)oxirane, 4,4'-(1-methylethylidene)bis[phenol], phenol and 4-(1,1,3,3-tetramethylbutyl)phenol | 420695 | 70828
Formaldehyde, polymer with 2-(chloromethyl)oxirane, 4,4'-(1-methylethylidene)bis[phenol], 2-methylphenol and phenol | 420687 | 70829
Benzoic acid, 2-hydroxy-, polymer with 4-(1,1-dimethylethyl)phenol, formaldehyde and 4-(1,1,3,3-tetramethylbutyl)phenol | 420679 | 70830
Formaldehyde, polymer with 2-(chloromethyl)oxirane, 4,4'-(1-methylethylidene)bis[phenol], 2-methylphenol, phenol and 6-phenyl-1,3,5-triazine-2,4-diamine | 420661 | 70831
Formaldehyde, polymer with 2-(chloromethyl)oxirane, 4,4'-(1-methylethylidene)bis[phenol] and 4-nonylphenol | 420653 | 70832
Formaldehyde, polymer with 4-(1,1-dimethylethyl)-1,2-benzenediol | 420646 | 70833
Ethanol, 2-[(2-aminoethyl)amino]-, polymer with 2-(chloromethyl)oxirane | 420638 | 70834
2-Propenoic acid, 2-methyl-, butyl ester, polymer with butyl 2-propenoate, 2-ethylhexyl 2-propenoate and methyl 2-methyl-2-propenoate | 420620 | 70835
2-Propenoic acid, 2-methyl-, polymer with ethenylbenzene, 2-hydroxyethyl 2-propenoate and 2-methyloxirane | 420612 | 70836
Docosanamide, N,N'-[[[4,6-bis[bis(methoxymethyl)amino]-1,3,5-triazin-2-yl]imino]bis(methylene)]bis- | 420604 | 70837
2-Imidazolidinone, 1-(2-hydroxyethyl)-3-octadecyl- | 420596 | 70838
2-Propenamide, 3-(2-chlorophenyl)-N-[(2-chlorophenyl)methylene]- | 420588 | 70839
1,3-Butadiene, 1,1,2,3,4-pentachloro-4-(1-methylethoxy)- | 420570 | 70840
1,2-Benzisothiazole-4-sulfonic acid, 2,3-dihydro-3-oxo-, 1,1-dioxide | 420562 | 70841
3H-Indolium, 2-[3-(1,3-dihydro-1,3,3-trimethyl-2H-indol-2-ylidene)-1-propen-1-yl]-1,3,3-trimethyl-, [orthosilicato(4-)]triheptacontaoxotetracosamolybdate(6-) (6:1) | 420554 | 70842
Ethanaminium, N-[4-[[4-(diethylamino)phenyl]phenylmethylene]-2,5-cyclohexadien-1-ylidene]-N-ethyl-, tetracosa-.mu.-oxododecaoxo[.mu.12-[phosphato(3-)-.kappa.O:.kappa.O:.kappa.O:.kappa.O':.kappa.O':.kappa.O':.kappa.O'':.kappa.O'':.kappa.O'':.kappa.O''':.kappa.O''':.kappa.O''']]dodecamolybdate(3-) (3:1) | 420547 | 70843
Benzothiazolium, 2-[4-(dimethylamino)phenyl]-3-methyl-, tetracosa-.mu.-oxododecaoxo[.mu.12-[phosphato(3-)-.kappa.O:.kappa.O:.kappa.O:.kappa.O':.kappa.O':.kappa.O':.kappa.O'':.kappa.O'':.kappa.O'':.kappa.O''':.kappa.O''':.kappa.O''']]dodecamolybdate(3-) (3:1) | 420539 | 70844
Propanoic acid, 3-(hydroxymethylphosphinyl)-, mono(2-hydroxyethyl) ester | 420521 | 70845
Urea, polymer with ethanedial, formaldehyde and 1-octadecanamine | 420513 | 70846
2,4,8,10-Tetraoxaspiro[5.5]undecane-3,9-dipropanamine, polymer with 2-(butoxymethyl)oxirane | 420505 | 70847
Oxirane, 2-methyl-, polymer with oxirane, hexanedioate (2:1), polymer with 1,3-diisocyanatomethylbenzene | 420497 | 70848
Chromate(3-), bis[2-[3-[2-[2,3-dihydro-2-(oxo-.kappa.O)-1H-indol-3-yl]diazenyl-.kappa.N1]-4-(hydroxy-.kappa.O)benzoyl]benzoato(3-)]-, hydrogen (1:3) | 420489 | 70849
2-Propanol, 1-chloro-3-(tridecyloxy)- | 420471 | 70850
1-Propanaminium, 2-hydroxy-N,N,N-trimethyl-3-(tridecyloxy)-, chloride (1:1) | 420463 | 70851
1-Propanaminium, 3,3'-[1,6-hexanediylbis(oxy)]bis[2-hydroxy-N,N,N-trimethyl-, chloride (1:2) | 420455 | 70852
7,14-Dioxa-3,18-diazaeicosane-5,16-diol, 3,18-diethyl-, hydrochloride (1:2) | 420448 | 70853
Nonanamide, N,N'-[iminobis(2,1-ethanediylimino-2,1-ethanediyl)]bis- | 420430 | 70854
[1,1'-Biphenyl]-ar,3-diol | 420422 | 70855
Poly[oxy(methyl-1,2-ethanediyl)], .alpha.-hydro-.omega.-[[[(3-isocyanatomethylphenyl)amino]carbonyl]oxy]-, ether with .beta.-D-fructofuranosyl-.alpha.-D-glucopyranoside (8:1) | 420414 | 70856
Poly[oxy(methyl-1,2-ethanediyl)], .alpha.-hydro-.omega.-[[[(3-isocyanatomethylphenyl)amino]carbonyl]oxy]-, ether with 2,2-bis(hydroxymethyl)-1,3-propanediol (4:1) | 420406 | 70857
Poly[oxy(methyl-1,2-ethanediyl)], .alpha.-hydro-.omega.-hydroxy-, ether with [(2-hydroxyethyl)imino]bis[propanol] (3:1) | 420398 | 70858
Poly[oxy(methyl-1,2-ethanediyl)], .alpha.,.alpha.'-1,2-ethanediylbis[.omega.-[[[[4-[(4-isocyanatophenyl)methyl]phenyl]amino]carbonyl]oxy]- | 420380 | 70859
2-Propenoic acid, 2-methyl-, methyl ester, polymer with ethenylbenzene, 1,2-propanediol mono-2-propenoate and 2-propenenitrile | 420372 | 70860
2-Propenoic acid, 2-methyl-, polymer with ethenylmethylbenzene and 2-ethylhexyl 2-propenoate | 420364 | 70861
2,7-Naphthalenedisulfonic acid, 4-amino-6-[2-[5-[(4-amino-6-chloro-1,3,5-triazin-2-yl)amino]-2-sulfophenyl]diazenyl]-3-[2-(2,5-disulfophenyl)diazenyl]-5-hydroxy-, sodium salt (1:5) | 413617 | 70862
Pyridinium, 1-methyl-4-[(2-methyl-2-phenylhydrazinylidene)methyl]-, methyl sulfate (1:1) | 413591 | 70863
1-Naphthalenesulfonic acid, 4-[2-[1-[4-[[[[4-(4,5-dihydro-3-methyl-5-oxo-1H-pyrazol-1-yl)phenyl]amino]carbonyl]amino]phenyl]-4,5-dihydro-3-methyl-5-oxo-1H-pyrazol-4-yl]diazenyl]-3-hydroxy-7-nitro-, sodium salt (1:1) | 413583 | 70864
Phosphoric acid, octyl ester, compd. with 2,2'-iminobis[ethanol] | 413575 | 70865
2(1H)-Pyridinimine, 1-(2-oxiranylmethyl)-, hydrochloride (1:1) | 413559 | 70866
1,3-Dioxolane, 2,4-dimethyl-2-(4-methyl-3-penten-1-yl)- | 413542 | 70867
Aluminum, dichloro-.mu.-hydroxydihydroxy[.mu.-(tetradecanoato-.kappa.O:.kappa.O')]di- | 413526 | 70868
2-Propenoic acid, 2-methyl-, monoester with 1,2-propanediol, polymer with 5-isocyanato-1-(isocyanatomethyl)-1,3,3-trimethylcyclohexane | 413518 | 70869
Cyclopentane, hexachloro- | 413500 | 70870
Cyclopentane, heptachloro- | 413492 | 70871
2-Propanol, 1,1'-iminobis-, compd. with .alpha.-phosphono-.omega.-(decyloxy)poly(oxy-1,2-ethanediyl) (2:1) | 413484 | 70872
2-Propanol, 1,1',1''-nitrilotris-, compd. with .alpha.-phosphono-.omega.-(decyloxy)poly(oxy-1,2-ethanediyl) (2:1) | 413476 | 70873
2-Propanol, 1-amino-, compd. with .alpha.-phosphono-.omega.-(decyloxy)poly(oxy-1,2-ethanediyl) (2:1) | 413468 | 70874
2-Propenoic acid, 2-methyl-, methyl ester, polymer with butyl 2-propenoate, 2-hydroxyethyl 2-propenoate and 2-propenamide | 413450 | 70875
1-Hexene, 3,3,4,4,5,5,6,6,6-nonafluoro-, polymer with ethene and 1,1,2,2-tetrafluoroethene | 413443 | 70876
1,3-Benzenedicarboxylic acid, polymer with 1,4-butanediol, 2,2-dimethyl-1,3-propanediol, 2-ethyl-2-(hydroxymethyl)-1,3-propanediol, hexanedioic acid and 1,1'-methylenebis[4-isocyanatocyclohexane] | 413435 | 70877
1,3-Isobenzofurandione, polymer with 1,2-ethanediol, 2,5-furandione, 1,1'-[(1-methylethylidene)bis(4,1-phenyleneoxy)]bis[2-propanol] and 1,2,3-propanetriol | 413427 | 70878
2-Propenoic acid, 2-methyl-, 2-(1-aziridinyl)ethyl ester, polymer with methyl 2-methyl-2-propenoate and 2-methylpropyl 2-methyl-2-propenoate | 413419 | 70879
Hexanedioic acid, polymer with 1,1'-methylenebis[4-isocyanatocyclohexane] and oxybis[propanol] | 413401 | 70880
2-Propenoic acid, 2-methyl-, polymer with butyl 2-propenoate, 1,1-dichloroethene, N-(hydroxymethyl)-2-propenamide and methyl 2-propenoate | 413393 | 70881
2-Propenoic acid, 2-methyl-, polymer with butyl 2-propenoate, 2-ethylhexyl 2-propenoate, 2-oxiranylmethyl 2-propenoate and 2-propenoic acid | 413385 | 70882
2-Propenoic acid, ethyl ester, polymer with ethenyl acetate and 2-propenamide | 413377 | 70883
Formaldehyde, polymer with N1-[3-(trimethoxysilyl)propyl]-1,2-ethanediamine | 413369 | 70884
Docosanoic acid, 1,1'-[2,2-bis(hydroxymethyl)-1,3-propanediyl] ester | 413351 | 70885
2-Propanol, 1,1',1'',1'''-(1,2-ethanediyldinitrilo)tetrakis-, 4-methylbenzenesulfonate (1:1) | 413344 | 70886
Formic acid, compd. with N,N-dimethylformamide (1:1) | 413336 | 70887
9-Octadecenoic acid (9Z)-, compd. with [(2-hydroxyphenyl)methylene]guanidine (1:1) | 413328 | 70888
Benzenamine, N-(2-ethyl-2-hexen-1-yl)- | 413310 | 70889
Benzoic acid, 4-(1,1-dimethylethyl)-, compd. with 1,1',1''-nitrilotris[2-propanol] (1:1) | 413302 | 70890
2-Propanol, 1-amino-, benzoate (1:1) | 413294 | 70891
2-Naphthalenecarboxamide, 4-[2-[5-(aminocarbonyl)-2-methoxyphenyl]diazenyl]-N-(5-chloro-2,4-dimethoxyphenyl)-3-hydroxy- | 413286 | 70892
2-Naphthalenecarboxamide, 4-[2-(5-chloro-2-methoxyphenyl)diazenyl]-3-hydroxy-N-(2-methylphenyl)- | 413278 | 70893
2-Naphthalenecarboxamide, N-(5-chloro-2,4-dimethoxyphenyl)-3-hydroxy-4-[2-(2-methoxy-5-nitrophenyl)diazenyl]- | 413260 | 70894
2,5-Pyrrolidinedione, 1-[4-chloro-3-[[4,5-dihydro-5-oxo-1-(2,4,6-trichlorophenyl)-1H-pyrazol-3-yl]amino]phenyl]-3-isooctadecen-1-yl- | 413252 | 70895
Isocyanic acid, polymethylenepolyphenylene ester, polymer with 1,3-diisocyanatomethylbenzene, .alpha.-hydro-.omega.-hydroxypoly[oxy(methyl-1,2-ethanediyl)] and 1,1'-(phenylimino)bis[2-propanol] | 413245 | 70896
Poly(oxy-1,2-ethanediyl), .alpha.,.alpha.'-[[(2,5-dimethoxyphenyl)imino]di-2,1-ethanediyl]bis[.omega.-hydroxy- | 413237 | 70897
1,3-Benzenedicarboxylic acid, polymer with 1,4-cyclohexanedimethanol, hexanedioic acid, 1,6-hexanediol and 1,1'-methylenebis[4-isocyanatobenzene] | 413229 | 70898
2-Propenamide, polymer with N-methyl-N-2-propen-1-yl-2-propen-1-amine acetate (1:1) | 413211 | 70899
2-Propen-1-amine, N-methyl-N-2-propen-1-yl-, acetate (1:1) | 413203 | 70900
2-Propenamide, polymer with N-methyl-N-2-propen-1-yl-2-propen-1-amine hydrochloride (1:1) | 413195 | 70901
Cyclohexene, 3-methylene-6-(1-methylethyl)-, polymer with 1-methyl-4-(1-methylethenyl)cyclohexene | 413187 | 70902
Bicyclo[3.1.1]hept-2-ene, 2,6,6-trimethyl-, polymer with 6,6-dimethyl-2-methylenebicyclo[3.1.1]heptane, 3-methylene-6-(1-methylethyl)cyclohexene and 1-methyl-4-(1-methylethenyl)cyclohexene | 413179 | 70903
Phenol, polymer with 3-methylene-6-(1-methylethyl)cyclohexene, 1-methyl-4-(1-methylethenyl)cyclohexene, 1-methyl-4-(1-methylethyl)-1,3-cyclohexadiene, 1-methyl-4-(1-methylethyl)-1,4-cyclohexadiene, 2-methyl-5-(1-methylethyl)-1,3-cyclohexadiene, 1-methyl-4-(1-methylethylidene)cyclohexene and 2,6,6-trimethylbicyclo[3.1.1]hept-2-ene | 413161 | 70904
Phenol, polymer with 6,6-dimethyl-2-methylenebicyclo[3.1.1]heptane and 2,6,6-trimethylbicyclo[3.1.1]hept-2-ene | 413153 | 70905
2-Propenoic acid, 2-methyl-, 2-methylpropyl ester, polymer with ethenylbenzene and 2-ethylhexyl 2-propenoate | 413146 | 70906
Isocyanic acid, polymethylenepolyphenylene ester, polymer with 1,3-diisocyanatomethylbenzene, .alpha.-hydro-.omega.-hydroxypoly[oxy(methyl-1,2-ethanediyl)] and 2-methyloxirane polymer with oxirane ether with 1,2,3-propanetriol (3:1) | 413138 | 70907
Isocyanic acid, polymethylenepolyphenylene ester, polymer with 1,3-diisocyanatomethylbenzene, .alpha.-hydro-.omega.-hydroxypoly(oxy-1,4-butanediyl) and 1,1'-(phenylimino)bis[2-propanol] | 413120 | 70908
4,7-Methano-1H-indene, 3a,4,7,7a-tetrahydro-, polymer with ethenylmethylbenzene, 2,5-furandione, 1H-indene and (1-methylethenyl)benzene | 413112 | 70909
4,7-Methano-1H-indene, 3a,4,7,7a-tetrahydro-, polymer with ethenylbenzene, ethenylmethylbenzene, 1H-indene, (1-methylethenyl)benzene and 1-methyl-4-(1-methylethenyl)cyclohexene | 413104 | 70910
4,7-Methano-1H-indene, 3a,4,7,7a-tetrahydro-, polymer with ethenylbenzene, ethenylmethylbenzene, 1H-indene and (1-methylethenyl)benzene | 413096 | 70911
2-Propenoic acid, polymer with diethenylbenzene, ethenylbenzene and 2-propenamide | 413088 | 70912
4,7-Methano-1H-indene, 3a,4,7,7a-tetrahydro-, polymer with ethenylbenzene, ethenylmethylbenzene, 1H-indene, 3-methylene-6-(1-methylethyl)cyclohexene, (1-methylethenyl)benzene, 1-methyl-4-(1-methylethenyl)cyclohexene, 1-methyl-4-(1-methylethyl)-1,3-cyclohexadiene, 1-methyl-4-(1-methylethyl)-1,4-cyclohexadiene, 2-methyl-5-(1-methylethyl)-1,3-cyclohexadiene, 1-methyl-4-(1-methylethylidene)cyclohexene and 2,6,6-trimethylbicyclo[3.1.1]hept-2-ene | 413070 | 70913
1,3-Benzenediol, polymer with ethenyltriethoxysilane | 413062 | 70914
Poly(oxy-1,4-butanediyl), .alpha.-(2-methyl-1-oxo-2-propen-1-yl)-.omega.-hydroxy- | 377986 | 70915
Hexanedioic acid, polymer with 2-(chloromethyl)oxirane, 1,3-dihydro-1,3-dioxo-5-isobenzofurancarboxylic acid, 4,4'-(1-methylethylidene)bis[phenol] and octadecanoic acid | 377978 | 70916
2-Propenoic acid, polymer with 2-[[(butylamino)carbonyl]oxy]ethyl 2-propenoate, 2-(chloromethyl)oxirane, 2,5-furandione and 4,4'-(1-methylethylidene)bis[phenol] | 377960 | 70917
Butanedioic acid, 2-methylene-, polymer with N1-(2-aminoethyl)-1,2-ethanediamine and 6-aminohexanoic acid | 377952 | 70918
1,2-Ethanediamine, N1,N2-bis(2-aminoethyl)-, polymer with 2-methyloxirane and oxirane | 377945 | 70919
1,3-Benzenediol, polymer with 2-furanmethanol | 377937 | 70920
Ethanedial, polymer with 2-(chloromethyl)oxirane and phenol | 377929 | 70921
Hexanedioic acid, polymer with 1,1'-methylenebis[4-isocyanatocyclohexane] and 1,2-propanediol | 377903 | 70922
Phenol, 4,4'-(1-methylethylidene)bis-, polymer with N1,N2-bis(2-aminoethyl)-1,2-ethanediamine, 2-(chloromethyl)oxirane, 2-[(decyloxy)methyl]oxirane and 2-[(octyloxy)methyl]oxirane | 377895 | 70923
1,3-Benzenedicarboxylic acid, polymer with hexanedioic acid, 2,2'-oxybis[ethanol] and 1,2-propanediol | 377887 | 70924
Methanaminium, N-[4-[bis[4-(dimethylamino)phenyl]methylene]-2,5-cyclohexadien-1-ylidene]-N-methyl-, acetate (1:1) | 377879 | 70925
Hexanoic acid, 2-ethyl-, 1,1'-[(dimethylstannylene)bis(thio-2,1-ethanediyl)] ester | 377861 | 70926
9,12-Octadecadienoic acid (9Z,12Z)-, cadmium salt (2:1) | 377853 | 70927
2-Propenoic acid, 2-methyl-, 2-hydroxypropyl ester, polymer with 1,3-diisocyanatomethylbenzene and .alpha.-[3-hydroxy-2,2-bis(hydroxymethyl)propyl]-.omega.-hydroxypoly[oxy(methyl-1,2-ethanediyl)] | 377838 | 70928
9,12-Octadecadienoic acid (9Z,12Z)-, dimer, polymer with 2-(chloromethyl)oxirane and 4,4'-(1-methylethylidene)bis[phenol] | 377820 | 70929
D-Glucitol, polymer with formaldehyde and urea | 377812 | 70930
Acetaldehyde, polymer with ammonia and formaldehyde | 377804 | 70931
1-Propene, 1-bromo-2-chloro- | 377796 | 70932
1-Propene, 1-bromo-1-chloro- | 377788 | 70933
2-Propenoic acid, 2-methyl-, polymer with butyl 2-propenoate, 2,3-dibromopropyl 2-propenoate and methyl 2-methyl-2-propenoate | 377762 | 70934
Hexanedioic acid, polymer with 1,3-dihydro-1,3-dioxo-5-isobenzofurancarboxylic acid, 2-(hydroxymethyl)-2-methyl-1,3-propanediol, 1,3-isobenzofurandione and 2,2,4-trimethyl-1,3-pentanediol | 377754 | 70935
2-Propenoic acid, 2-methyl-, polymer with butyl 2-propenoate, ethenylbenzene, methyl 2-methyl-2-propenoate and 1,2-propanediol mono-2-propenoate | 377747 | 70936
2-Propenoic acid, 2-methyl-, methyl ester, polymer with butyl 2-propenoate, ethenylbenzene, 2-ethylhexyl 2-propenoate, 1,2-propanediol mono-2-propenoate and 2-propenoic acid | 377739 | 70937
9,10-Anthracenedione, 6,7-dichloro-1,4-bis[(5,6,7,8-tetrahydro-2-naphthalenyl)amino]- | 377721 | 70938
Formaldehyde, polymer with ammonium hydroxide ((NH4)(OH)), ethenylmethylbenzene and phenol | 377713 | 70939
Formaldehyde, polymer with ammonium hydroxide ((NH4)(OH)), 3-methylphenol and 4-methylphenol | 377705 | 70940
1,3-Benzenedicarboxylic acid, polymer with 1,4-benzenedicarboxylic acid, 2,2-bis(hydroxymethyl)-1,3-propanediol, 2,2-dimethyl-1,3-propanediol, 2-ethyl-2-(hydroxymethyl)-1,3-propanediol, hexanedioic acid and 1,2-propanediol | 377697 | 70941
2,7-Naphthalenedisulfonic acid, 5-amino-4-hydroxy-3-[2-[2-methoxy-5-methyl-4-[2-[8-[(phenylsulfonyl)oxy]-3,6-disulfo-1-naphthalenyl]diazenyl]phenyl]diazenyl]-, sodium salt (1:4) | 377689 | 70942
1-Octanesulfonamide, N-ethyl-1,1,2,2,3,3,4,4,5,5,6,6,7,7,8,8,8-heptadecafluoro-N-[3-(trichlorosilyl)propyl]- | 377671 | 70943
1,3-Isobenzofurandione, 4,5,6,7-tetrachloro-, polymer with 1,2-ethanediol, ethenylbenzene, 2,5-furandione, 1,3-isobenzofurandione and 1,2-propanediol | 377663 | 70944
1,3-Isobenzofurandione, 4,5,6,7-tetrachloro-, polymer with 1,2-ethanediol, 2,5-furandione, 1,3-isobenzofurandione and 1,2-propanediol | 377655 | 70945
2-Propenoic acid, butyl ester, polymer with 2,2-bis[(2-propen-1-yloxy)methyl]-1-butanol, ethenylbenzene, 2,5-furandione, 1,3-isobenzofurandione, 2,2'-oxybis[ethanol] and 1,2-propanediol | 377648 | 70946
1,3-Isobenzofurandione, polymer with 2,2-bis[(2-propen-1-yloxy)methyl]-1-butanol, 2,5-furandione, 2,2'-oxybis[ethanol] and 1,2-propanediol | 377630 | 70947
2-Propenoic acid, 2-methyl-, 2-[ethyl[(1,1,2,2,3,3,4,4,5,5,6,6,7,7,7-pentadecafluoroheptyl)sulfonyl]amino]ethyl ester, polymer with octadecyl 2-propenoate and 2-propenoic acid | 377622 | 70948
2-Propenoic acid, 2-methyl-, 2-[ethyl[(1,1,2,2,3,3,4,4,5,5,6,6,7,7,7-pentadecafluoroheptyl)sulfonyl]amino]ethyl ester | 377614 | 70949
Propanol, oxybis-, polymer with 1,3-diisocyanatomethylbenzene, .alpha.-hydro-.omega.-hydroxypoly[oxy(methyl-1,2-ethanediyl)] and .alpha.,.alpha.',.alpha.''-1,2,3-propanetriyltris[.omega.-hydroxypoly[oxy(methyl-1,2-ethanediyl)]] | 377606 | 70950
2-Propenoic acid, 2-methyl-, 2-[ethyl[(1,1,2,2,3,3,4,4,4-nonafluorobutyl)sulfonyl]amino]ethyl ester, polymer with octadecyl 2-propenoate and 2-propenoic acid | 377598 | 70951
2-Propenoic acid, 2-methyl-, 2-[ethyl[(1,1,2,2,3,3,4,4,4-nonafluorobutyl)sulfonyl]amino]ethyl ester | 377580 | 70952
1,2,3-Propanetricarboxylic acid, 2-hydroxy-, 1-butyl 2,3-dioctadecyl ester | 377572 | 70953
Copper, [C,C,C,C,C,C,C,C,C-nonabromo-C,C,C,C,C-pentachloro-29H,31H-phthalocyaninato(2-)-.kappa.N29,.kappa.N30,.kappa.N31,.kappa.N32]- | 377564 | 70954
2-Propanol, 1,1',1''-nitrilotris-, polymer with 1,3-diisocyanatomethylbenzene and .alpha.-hydro-.omega.-hydroxypoly[oxy(methyl-1,2-ethanediyl)] | 377556 | 70955
1,2-Benzenedicarboxylic acid, 1,1',1''-[(butylstannylidyne)tris(thio-2,1-ethanediyl)] 2,2',2''-triisooctyl ester | 377549 | 70956
2-Propenoic acid, 2-methyl-, 2-(dimethylamino)ethyl ester, sulfate (1:1), polymer with 2-[(1,1-dimethylethyl)amino]ethyl 2-methyl-2-propenoate sulfate (1:1) | 377531 | 70957
1H-Pyrazole-3-carboxylic acid, 4,5-dihydro-1-(2-methyl-4-sulfophenyl)-5-oxo- | 377523 | 70958
1H-Isoindole-1,3(2H)-dione, 4,5,6,7-tetrachloro-2-cyclooctyl- | 377515 | 70959
Hexanoic acid, 2-ethyl-, 1,1',1''-[(butylstannylidyne)tris(thio-2,1-ethanediyl)] ester | 377507 | 70960
Phosphonic acid, P,P'-[(hexylimino)bis(methylene)]bis-, sodium salt (1:?) | 377499 | 70961
1,3-Benzenedicarboxylic acid, polymer with 2,2-dimethyl-1,3-propanediol, ethenylbenzene, 2,5-furandione and 1,2-propanediol | 377481 | 70962
1,3-Isobenzofurandione, polymer with 2,2-bis[(2-propen-1-yloxy)methyl]-1-butanol, 1,2-ethanediol, ethenylbenzene and 2,5-furandione | 377473 | 70963
1,3-Benzenedicarboxylic acid, polymer with ethenylbenzene, 2,5-furandione, 1,3-isobenzofurandione and 1,2-propanediol | 377465 | 70964
2-Butenedioic acid (2Z)-, 1,4-dibutyl ester, polymer with ethenyl acetate and 2-methyl-2,4-pentanediol | 377457 | 70965
2-Propenoic acid, 2-methyl-, methyl ester, polymer with ethenyl acetate, 2-methylpropyl 2-propenoate and 2-propenenitrile | 377440 | 70966
2,5-Furandione, polymer with ethenylbenzene, 1,2-propanediol and 3a,4,7,7a-tetrahydro-4,7-methano-1H-indene | 377432 | 70967
Benzoic acid, 3-methyl-, cadmium salt (2:1) | 392944 | 70968
1H-Imidazolium, 1-[2-(carboxymethoxy)ethyl]-1-(carboxymethyl)-4,5-dihydro-2-undecyl-, chloride, sodium salt (1:1:2) | 392936 | 70969
Phosphoramidic acid, N,N'-carbonylbis-, compd. with 1,6-hexanediamine (1:2) | 392928 | 70970
1-Cyclopentene-1-acetic acid, 2-ethylbutyl ester | 392910 | 70971
2-Butenedioic acid (2Z)-, 1,4-bis(2,3,4,5,6-pentabromophenyl) ester | 392696 | 70972
2-Propenoic acid, polymer with ethenylbenzene, 2-ethylhexyl 2-propenoate, 2-hydroxyethyl 2-propenoate and 2-methyl-2-[(1-oxo-2-propen-1-yl)amino]-1-propanesulfonic acid | 392670 | 70973
Morpholine, 4-(2-ethoxy-5-methyl-4-nitrophenyl)- | 392662 | 70974
Phosphoric trichloride, polymer with formaldehyde and nonylphenol | 392647 | 70975
2-Propenoic acid, 2-methyl-, polymer with .alpha.-(2-methyl-1-oxo-2-propen-1-yl)-.omega.-(nonylphenoxy)poly(oxy-1,2-ethanediyl) | 392639 | 70976
1,3-Propanediol, 2-ethyl-2-(hydroxymethyl)-, polymer with .alpha.-hydro-.omega.-hydroxypoly[oxy(methyl-1,2-ethanediyl)] and 5-isocyanato-1-(isocyanatomethyl)-1,3,3-trimethylcyclohexane | 392621 | 70977
1,2,4-Benzenetricarboxylic acid, monododecyl ester | 392613 | 70978
Urea, N,N''-(methylenedi-4,1-phenylene)bis[N'-(dodecylphenyl)- | 392605 | 70979
Benzenesulfonic acid, dodecyl-, compd. with 2-[(2-aminoethyl)amino]ethanol (1:1) | 392597 | 70980
Benzenesulfonic acid, dodecyl-, compd. with 4,4-dimethyloxazolidine (1:1) | 392571 | 70981
Cyclohexenecarboxaldehyde, dimethyl- | 392563 | 70982
Phenol, ethyl-2-methyl-5-(1-methylethyl)- | 392555 | 70983
Neodecanoic acid, cerium(3+) salt (3:1) | 392530 | 70984
Neodecanoic acid, copper(2+) salt (2:1) | 392522 | 70985
Poly(oxy-1,2-ethanediyl), .alpha.,.alpha.'-[butylidenebis[2-(1,1-dimethylethyl)-5-methoxy-4,1-phenylene]]bis[.omega.-hydroxy- | 392514 | 70986
1,3-Propanediol, 2-ethyl-2-(hydroxymethyl)-, polymer with .alpha.-hydro-.omega.-hydroxypoly(oxy-1,4-butanediyl) and 5-isocyanato-1-(isocyanatomethyl)-1,3,3-trimethylcyclohexane | 392506 | 70987
Formaldehyde, polymer with .alpha.-hydro-.omega.-hydroxypoly(oxy-1,2-ethanediyl) and phenol | 392498 | 70988
Formaldehyde, polymer with 2-(chloromethyl)oxirane, 4-(1,1-dimethylethyl)phenol, 4-(1,1-dimethylpropyl)phenol, 4,4'-(1-methylethylidene)bis[phenol], 2-methyloxirane and oxirane | 392480 | 70989
Hexanedioic acid, polymer with 2-aminoethanol, 1-amino-2-propanol, 1,4-butanediol, 1,3-diisocyanatomethylbenzene, 1,2-ethanediol and 2,2'-oxybis[ethanol] | 392472 | 70990
Hexanedioic acid, polymer with 1,3-diisocyanatomethylbenzene, 2-ethyl-2-(hydroxymethyl)-1,3-propanediol, 1,1'-methylenebis[4-isocyanatobenzene] and 2,2'-oxybis[ethanol] | 392464 | 70991
Benzenesulfonamide, ar-methyl-, polymer with formaldehyde, phenol and 1,3,5-triazine-2,4,6-triamine | 392456 | 70992
Benzenesulfonamide, ar-methyl-, polymer with formaldehyde, .alpha.-hydro-.omega.-hydroxypoly(oxy-1,2-ethanediyl) and 1,3,5-triazine-2,4,6-triamine | 392449 | 70993
2-Oxepanone, polymer with 1,4-butanediol, 1,1'-methylenebis[isocyanatobenzene] and oxybis[propanol] | 392431 | 70994
Ethanol, 2,2',2''-nitrilotris-, compd. with .alpha.-butyl-.omega.-hydroxypoly(oxy-1,2-ethanediyl) phosphate | 392415 | 70995
2,5-Furandione, homopolymer, 2-methylpropyl ester, compd. with N,N-diethylethanamine | 392407 | 70996
2-Butenedioic acid (2Z)-, 1,4-bis(2,4,6-tribromophenyl) ester | 392399 | 70997
1,2-Benzenedicarboxylic acid, 3,4,5,6-tetrabromo-, magnesium salt (1:1) | 392381 | 70998
Benzenesulfonic acid, 4-amino-, compd. with N-cyanoguanidine (1:1) | 392357 | 70999
2,5-Furandione, polymer with 2,2-dimethyl-1,3-propanediol, 1,2-ethanediol and oxybis[propanol], 2-ethylhexyl ester | 385245 | 71000
Oxirane, 2-methyl-, polymer with oxirane, ether with 1,4-benzenediol (2:1) | 385120 | 71001
Oxirane, 2-methyl-, polymer with oxirane, ether with 2-(chloromethyl)oxirane polymer with 4,4'-(1-methylethylidene)bis[phenol] | 385112 | 71002
Cyclohexanone, 2-methyl(1,7,7-trimethylbicyclo[2.2.1]heptyl)- | 385104 | 71003
Oxirane, 2-methyl-, polymer with oxirane, ether with 1,2,3-propanetriol (3:1), ether with 2-(chloromethyl)oxirane polymer with 4,4'-(1-methylethylidene)bis[phenol] | 385096 | 71004
Cuprate(2-), [29H,31H-phthalocyaninedisulfonato(4-)-.kappa.N29,.kappa.N30,.kappa.N31,.kappa.N32]-, (SP-4-1)-, hydrogen, compd. with 2,2',2''-nitrilotris[ethanol] (1:2:2) | 385070 | 71005
2-Butenedioic acid (2Z)-, 1,4-diisooctyl ester, polymer with ethenyl acetate, 2-ethylhexyl 2-propenoate and 2-propenoic acid | 385062 | 71006
2-Naphthalenecarboxylic acid, 4-[2-(4-chloro-3-methyl-2-sulfophenyl)diazenyl]-3-hydroxy-, calcium salt (1:1) | 385047 | 71007
Poly[oxy(methyl-1,2-ethanediyl)], .alpha.-hydro-.omega.-hydroxy-, ether with 2-ethyl-2-(hydroxymethyl)-1,3-propanediol, potassium salt (3:1:?) | 385039 | 71008
Poly[oxy(methyl-1,2-ethanediyl)], .alpha.,.alpha.'-1,2-ethanediylbis[.omega.-hydroxy-, potassium salt (1:?) | 385021 | 71009
Poly[oxy(methyl-1,2-ethanediyl)], .alpha.,.alpha.'-1,2-ethanediylbis[.omega.-hydroxy-, sodium salt (1:?) | 385013 | 71010
Poly(oxy-1,2-ethanediyl), .alpha.-hydro-.omega.-hydroxy-, ether with D-glucitol (3:1), tri-(9Z)-9-octadecenoate | 385005 | 71011
Poly(oxy-1,2-ethanediyl), .alpha.-hydro-.omega.-hydroxy-, ether with D-glucitol (6:1), polymer with 1,3-diisocyanatomethylbenzene | 384990 | 71012
Hexanedioic acid, polymer with 5-amino-1,3,3-trimethylcyclohexanemethanamine, 1,3-diisocyanatomethylbenzene, 1,2-ethanediol and .alpha.,.alpha.'-[(1-methylethylidene)di-4,1-phenylene]bis[.omega.-hydroxypoly(oxy-1,2-ethanediyl)] | 384982 | 71013
Hexanedioic acid, polymer with 5-amino-1,3,3-trimethylcyclohexanemethanamine, 1,3-diisocyanatomethylbenzene, .alpha.,.alpha.'-[(1-methylethylidene)di-4,1-phenylene]bis[.omega.-hydroxypoly(oxy-1,2-ethanediyl)] and 2,2'-oxybis[ethanol] | 384974 | 71014
Hexanedioic acid, polymer with 1,3-diisocyanatomethylbenzene, .alpha.,.alpha.'-[(1-methylethylidene)di-4,1-phenylene]bis[.omega.-hydroxypoly(oxy-1,2-ethanediyl)] and 2,2'-oxybis[ethanol] | 384966 | 71015
Ethanol, 2-amino-, compd. with .alpha.-hydro-.omega.-hydroxypoly(oxy-1,2-ethanediyl) ether with 2-ethyl-2-(hydroxymethyl)-1,3-propanediol (3:1) phosphate | 384958 | 71016
Formaldehyde, polymer with 1,3-benzenediol, 2-(hydroxymethyl)-2-nitro-1,3-propanediol and phenol | 384941 | 71017
1,2-Ethanediamine, N-(2-aminoethyl)-, tetrafluoroborate(1-) (1:3) | 384925 | 71018
Benzenediazonium, 3-chloro-4-(dibutylamino)-, (T-4)-tetrachlorozincate(2-) (2:1) | 384917 | 71019
Copper, [4-[2-[5-chloro-2-(hydroxy-.kappa.O)phenyl]diazenyl-.kappa.N1]-1,3-benzenediolato(2-)-.kappa.O3]- | 384891 | 71020
Nickelate(3-), [N,N-bis[(phosphono-.kappa.O)methyl]glycinato(5-)-.kappa.N,.kappa.O]-, sodium (1:3), (T-4)- | 384883 | 71021
Cobaltate(6-), [[P,P',P'',P'''-[1,2-ethanediylbis[(nitrilo-.kappa.N)bis(methylene)]]tetrakis[phosphonato-.kappa.O]](8-)]-, ammonium hydrogen (1:5:1), (OC-6-21)- | 384867 | 71022
Palladate(2-), [[N,N'-1,2-ethanediylbis[N-[(carboxy-.kappa.O)methyl]glycinato-.kappa.N,.kappa.O]](4-)]-, potassium (1:2), (SP-4-2)- | 384859 | 71023
Hexanedioic acid, polymer with 1,3-dihydro-1,3-dioxo-5-isobenzofurancarboxylic acid, 2,2-dimethyl-1,3-propanediol, 1,3-isobenzofurandione and 1,2-propanediol | 384834 | 71024
1,2,6-Hexanetriol, polymer with 1,3-diisocyanatomethylbenzene and 1,2-propanediol | 384826 | 71025
Starch, polymer with 2-propenenitrile, potassium salt | 384818 | 71026
2-Naphthalenecarboxamide, N-(5-chloro-2-methoxyphenyl)-3-hydroxy-, sodium salt (1:1) | 384800 | 71027
Acetic acid, 2-[3-(3-chloro-4-methylphenyl)-1-methyl-2-triazen-1-yl]-, sodium salt (1:1) | 384784 | 71028
2-Naphthalenecarboxamide, N,N'-(methylenedi-4,1-phenylene)bis[3-hydroxy-, sodium salt (1:2) | 384776 | 71029
1,1,12,12-Dodecanetetracarboxylic acid, sodium salt (1:4) | 384768 | 71030
1,1,12,12-Dodecanetetracarboxylic acid | 384750 | 71031
Benzoxazolium, 2-(2-ethoxy-1-buten-1-yl)-5-phenyl-3-(3-sulfopropyl)-, inner salt | 384743 | 71032
Benzenediazonium, 2,5-dichloro-, chloride, compd. with zinc chloride (ZnCl2) (1:1:?) | 384735 | 71033
Benzenediazonium, 5-chloro-2-methoxy-, chloride, compd. with zinc chloride (ZnCl2) (1:1:?) | 384727 | 71034
Benzenediazonium, 2-methyl-5-nitro-, chloride, compd. with zinc chloride (ZnCl2) (1:1:?) | 384719 | 71035
Benzenediazonium, 5-[(butylsulfonyl)amino]-2-methoxy-, chloride, compd. with zinc chloride (ZnCl2) (1:1:?) | 384701 | 71036
Poly(oxy-1,2-ethanediyl), .alpha.-sulfo-.omega.-(dinonylphenoxy)-, sodium salt (1:1) | 384693 | 71037
2-Propenoic acid, 2-methyl-, polymer with ethenylbenzene, ethyl 2-propenoate, N2,N2,N4,N4,N6,N6-hexakis(methoxymethyl)-1,3,5-triazine-2,4,6-triamine and 2-hydroxyethyl 2-propenoate | 377424 | 71038
Acetic acid ethenyl ester, polymer with 2-methyl-2,4-pentanediol | 377416 | 71039
1,3-Benzenedicarboxylic acid, polymer with 1,3-dihydro-1,3-dioxo-5-isobenzofurancarboxylic acid, 2-(hydroxymethyl)-2-methyl-1,3-propanediol, 4,4'-(1-methylethylidene)bis[cyclohexanol], (9Z,12Z)-9,12-octadecadienoic acid and 2,2,4-trimethyl-1,3-pentanediol | 377408 | 71040
2-Propenoic acid, 2-methyl-, polymer with ethenylbenzene, ethyl 2-propenoate and N2,N2,N4,N4,N6,N6-hexakis(methoxymethyl)-1,3,5-triazine-2,4,6-triamine | 377390 | 71041
1,3-Benzenedicarboxylic acid, polymer with 1,6-hexanediol, 2,2'-oxybis[ethanol] and 1,2-propanediol | 377382 | 71042
2-Propenoic acid, 2-hydroxyethyl ester, polymer with 1,6-hexanediol, 5-isocyanato-1-(isocyanatomethyl)-1,3,3-trimethylcyclohexane and 1,1'-[oxybis(2,1-ethanediyloxy-2,1-ethanediyl)] di-2-propenoate | 377374 | 71043
1,3-Benzenedicarboxylic acid, polymer with 1,2-ethanediol, ethenylbenzene, 2,5-furandione and 1,2-propanediol | 377366 | 71044
1,3-Benzenedicarboxylic acid, polymer with 2,2-dimethyl-1,3-propanediol, ethenylbenzene, 2,5-furandione, oxybis[propanol] and 1,2-propanediol | 377358 | 71045
1,3-Benzenedicarboxylic acid, polymer with ethenylbenzene, 2,5-furandione, .alpha.-hydro-.omega.-hydroxypoly(oxy-1,2-ethanediyl) and 2,2'-oxybis[ethanol] | 377341 | 71046
Benzenesulfonic acid, 4-[2-[2,4-dihydroxy-3-[2-(4-methylphenyl)diazenyl]phenyl]diazenyl]-, sodium salt (1:1) | 377325 | 71047
Cyclopentanemethanamine, 2-amino-3,3,5-trimethyl- | 377317 | 71048
Isocyanic acid, polymethylenepolyphenylene ester, polymer with 2-methyloxirane and 1,2-propanediol | 377309 | 71049
1,2,3-Propanetriol, polymer with 1,3-butanediol, 1,3-diisocyanatomethylbenzene, 2-ethyl-2-(hydroxymethyl)-1,3-propanediol, 2-methyloxirane and 1,2-propanediol | 377291 | 71050
Phenol, 4-(1,1-dimethylethyl)-, polymer with 2-(chloromethyl)oxirane and 4,4'-(1-methylethylidene)bis[phenol] | 377283 | 71051
Ethanol, 2,2',2''-nitrilotris-, homopolymer, hydrochloride | 377275 | 71052
Oxirane, 2-methyl-, polymer with oxirane, (dodecylthio)alkyl ether | 377267 | 71053
Nonanedioic acid, 1,9-dimethyl ester, polymer with 1,2-ethanediamine, 2-methyloxirane and oxirane | 377259 | 71054
1,2-Benzenedicarboxylic acid, 3,4,5,6-tetrabromo-, polymer with .alpha.-hydro-.omega.-hydroxypoly[oxy(methyl-1,2-ethanediyl)] and .alpha.-hydro-.omega.-hydroxypoly[oxy(methyl-1,2-ethanediyl)] ether with 2,2-bis(hydroxymethyl)-1,3-propanediol (4:1) | 377242 | 71055
1,2-Benzenedicarboxylic acid, 3,4,5,6-tetrabromo-, polymer with .alpha.-hydro-.omega.-hydroxypoly[oxy(methyl-1,2-ethanediyl)] and .alpha.,.alpha.',.alpha.''-phosphinylidynetris[.omega.-hydroxypoly[oxy(methyl-1,2-ethanediyl)]] | 377234 | 71056
1,2-Benzenedicarboxylic acid, 3,4,5,6-tetrachloro-, polymer with .alpha.-hydro-.omega.-hydroxypoly[oxy(methyl-1,2-ethanediyl)] and .alpha.,.alpha.',.alpha.''-phosphinylidynetris[.omega.-hydroxypoly[oxy(methyl-1,2-ethanediyl)]] | 377226 | 71057
Tin, dibutylbis(N,N-diethylethanamine)difluoro- | 377200 | 71058
Cobaltate(6-), [[[1,2-ethanediylbis[(nitrilo-.kappa.N)bis(methylene)]]tetrakis[phosphonato-.kappa.O]](8-)]-, potassium hydrogen (1:5:1), (OC-6-21)- | 377192 | 71059
Chromate(1-), bis[4-[2-[4-chloro-2-(hydroxy-.kappa.O)phenyl]diazenyl-.kappa.N1]-2,4-dihydro-5-methyl-2-phenyl-3H-pyrazol-3-onato(2-)-.kappa.O3]-, sodium (1:1) | 377184 | 71060
Phosphonic acid, P,P',P'',P'''-[1,6-hexanediylbis[nitrilobis(methylene)]]tetrakis-, ammonium salt (1:6) | 377176 | 71061
Benzenesulfonic acid, 4-dodecyl-, compd. with 2-[(2-aminoethyl)amino]ethanol (2:1) | 377168 | 71062
Phosphonic acid, P,P',P'',P'''-[1,6-hexanediylbis[nitrilobis(methylene)]]tetrakis-, ammonium salt, compd. with 2,2',2''-nitrilotris[ethanol] (1:2:6) | 377150 | 71063
Ethanol, 2,2',2''-nitrilotris-, 1,1',1''-tris(dihydrogen phosphate), sodium salt (1:2) | 377135 | 71064
Ethanol, 2,2',2''-nitrilotris-, 1,1',1''-tris(dihydrogen phosphate), sodium salt, compd. with 2-aminoethanol (2:6:3) | 377127 | 71065
Benzoic acid, 2-(dodecylideneamino)-, methyl ester | 377101 | 71066
Benzoic acid, 2-[[2-(phenylmethylene)octylidene]amino]-, methyl ester | 377093 | 71067
1H-Benzotriazole, 6-methyl-, sulfate (2:1) | 377085 | 71068
Pyridinium, 4-ethenyl-1-methyl-, methyl sulfate (1:1), polymer with ethenylbenzene | 377077 | 71069
Hexanenitrile, 6-amino-, polymer with 1,2-dichloroethane | 377069 | 71070
Hexanamide, 6-amino-, polymer with 1,2-dichloroethane | 377051 | 71071
1,4-Cyclohexanedimethanamine, 1-ethyl-, polymer with 1,2-dichloroethane | 377044 | 71072
1,6-Hexanediamine, N1-(6-aminohexyl)-, polymer with 1,2-dichloroethane | 377036 | 71073
Hexanedinitrile, polymer with 1,2-dichloroethane | 377028 | 71074
Benzenesulfonic acid, 4-dodecyl-, compd. with 2,2',2''-nitrilotris[ethanol] homopolymer | 377010 | 71075
Acetic acid, 2-hydroxy-, compd. with 2,2',2''-nitrilotris[ethanol] homopolymer | 377002 | 71076
Ethanol, 2,2',2''-nitrilotris-, homopolymer, acetate (salt) | 376996 | 71077
2-Propenoic acid, 2-methyl-, methyl ester, polymer with ethyl 2-propenoate, N-(hydroxymethyl)-2-propenamide and 2-propenoic acid, ammonium salt | 376988 | 71078
2-Propenoic acid, 2-methyl-, methyl ester, polymer with butyl 2-propenoate, ethyl 2-propenoate, methyl 2-propenoate and 2-propenoic acid | 376970 | 71079
2-Propenoic acid, polymer with ethyl 2-propenoate, methyl 2-propenoate and 2-propenamide | 376962 | 71080
2-Propenoic acid, 2-methyl-, 2-hydroxyethyl ester, polymer with butyl 2-propenoate, methyl 2-methyl-2-propenoate, 2-propenenitrile and 2-propenoic acid | 376954 | 71081
2-Propenoic acid, 2-methyl-, methyl ester, polymer with 2-aminoethanol 2-propenoate (1:1) and methyl 2-propenoate | 376947 | 71082
2-Propenoic acid, 2-methyl-, 2-methylpropyl ester, polymer with sodium 2-propenoate (1:1) | 376939 | 71083
Phenol, methylenebis[dinonyl- | 376921 | 71084
1,3-Isobenzofurandione, polymer with 2-ethyl-1-hexanol, 2,5-furandione and 1,2-propanediol | 376913 | 71085
1,3-Benzenedicarboxylic acid, polymer with 1,1'-oxybis[2-propanol] and 1,2-propanediol | 376905 | 71086
2-Propenoic acid, 2-methyl-, polymer with ethenylbenzene, octadecyl 2-methyl-2-propenoate and .alpha.-(1-oxo-2-propen-1-yl)-.omega.-hydroxypoly(oxy-1,2-ethanediyl) | 376897 | 71087
2-Propenoic acid, 2-methyl-, methyl ester, polymer with butyl 2-propenoate, .alpha.-hydro-.omega.-hydroxypoly(oxy-1,4-butanediyl), 2-hydroxyethyl 2-propenoate, 2-mercaptoethanol, 1,1'-methylenebis[4-isocyanatocyclohexane] and 2-propenoic acid | 376889 | 71088
Ethanol, 2-[2-[2-(decyloxy)ethoxy]ethoxy]-, 1-(hydrogen sulfate), ammonium salt (1:1) | 376871 | 71089
2,7-Naphthalenedisulfonic acid, 5-amino-4-hydroxy-3-[2-[4'-[2-(1-hydroxy-4-sulfo-2-naphthalenyl)diazenyl]-3,3'-dimethoxy[1,1'-biphenyl]-4-yl]diazenyl]-, lithium salt (1:3) | 376863 | 71090
9,10-Anthracenediol, ethyl-9,10-dihydro- | 376855 | 71091
1,3-Dioxane, 2,4-dimethyl-2-(4-methyl-3-penten-1-yl)- | 399451 | 71092
2-Propenoic acid, 2-methyl-, polymer with ethenylbenzene, ethenylmethylbenzene and ethyl 2-propenoate | 399444 | 71093
2-Propenoic acid, 2-methyl-, polymer with butyl 2-propenoate, ethenylbenzene, ethenylmethylbenzene and methyl 2-methyl-2-propenoate | 399436 | 71094
2-Propenoic acid, 2-methyl-, polymer with ethenylmethylbenzene, 2-ethylhexyl 2-propenoate and ethyl 2-propenoate | 399428 | 71095
7H-Benzimidazo[2,1-a]benz[de]isoquinolin-7-one, 3(or 4)-(phenylthio)- | 399402 | 71096
2-Butenoic acid, polymer with ethenyl acetate and .alpha.-hydro-.omega.-hydroxypoly(oxy-1,2-ethanediyl) | 399394 | 71097
1,2-Propanediol, 3,3'-oxybis-, polymer with 2-(chloromethyl)oxirane | 399386 | 71098
Spiro[12H-benzo[a]xanthene-12,1'(3'H)-isobenzofuran]-3'-one, 9-(diethylamino)-4-[(phenylmethyl)amino]- | 399360 | 71099
Formic acid, copper nickel salt (1:?:?) | 399352 | 71100
1,3-Benzenedicarboxylic acid, polymer with 2,2-dimethyl-1,3-propanediol, hexanedioic acid, 1,3-isobenzofurandione and 1,2-propanediol | 399337 | 71101
2-Oxepanone, polymer with 2-(chloromethyl)oxirane, N1-(1,3-dimethylbutylidene)-N2-[2-[(1,3-dimethylbutylidene)amino]ethyl]-1,2-ethanediamine, 2-(methylamino)ethanol, 4,4'-(1-methylethylidene)bis[phenol] and 2,2'-oxybis[ethanol], acetate (salt) | 399329 | 71102
9,11-Octadecadienoic acid, polymer with 2-(chloromethyl)oxirane, 2-ethyl-2-(hydroxymethyl)-1,3-propanediol and 4,4'-(1-methylethylidene)bis[phenol] | 399311 | 71103
Propanoic acid, 3-hydroxy-2-(hydroxymethyl)-2-methyl-, polymer with 5-amino-1,3,3-trimethylcyclohexanemethanamine, 1,1'-methylenebis[4-isocyanatocyclohexane] and 2-oxepanone | 399303 | 71104
Ethanedioic acid, polymer with formaldehyde, 4,4'-(1-methylethylidene)bis[phenol] and (1,1,3,3-tetramethylbutyl)phenol | 399295 | 71105
Nonanedioic acid, polymer with 1,6-hexanediamine, (9Z,12Z)-9,12-octadecadienoic acid dimer and 2-oxepanone | 399287 | 71106
1,3-Benzenedicarboxylic acid, polymer with 1,4-benzenedicarboxylic acid, (2Z)-2-butenedioic acid, 2,5-furandione, 2,2'-oxybis[ethanol] and 1,2-propanediol | 399279 | 71107
1,6-Naphthalenedisulfonic acid, sodium salt (1:2), polymer with formaldehyde and 3-methylphenol | 399261 | 71108
1,2,4,5-Benzenetetracarboxylic acid, polymer with 1,4-benzenedicarboxylic acid, 1,2,4-benzenetricarboxylic acid, 2,2-bis(hydroxymethyl)-1,3-propanediol, 2-ethyl-2-(hydroxymethyl)-1,3-propanediol and 1,2-propanediol | 399253 | 71109
1,2,4,5-Benzenetetracarboxylic acid, polymer with 1,4-benzenedicarboxylic acid, 1,2-ethanediol, 2-ethyl-2-(hydroxymethyl)-1,3-propanediol and 1,6-hexanediol | 399246 | 71110
2-Butenedioic acid (2E)-, polymer with formaldehyde and phenol | 399238 | 71111
D-gluco-Heptonic acid, potassium salt (1:1), (2.xi.)- | 392340 | 71112
Benzenebutanenitrile, .beta.-oxo-.alpha.-[3-(trifluoromethyl)phenyl]- | 392332 | 71113
2,7-Naphthalenedisulfonic acid, 3-hydroxy-4-[2-[4'-[2-[1-hydroxy-6-(phenylamino)-3-sulfo-2-naphthalenyl]diazenyl]-3,3'-dimethoxy[1,1'-biphenyl]-4-yl]diazenyl]-, sodium salt (1:3) | 392324 | 71114
2,7-Naphthalenedisulfonic acid, 4-amino-5-hydroxy-3,6-bis[2-(4-nitrophenyl)diazenyl]-, sodium salt (1:2) | 392316 | 71115
2,7-Naphthalenedisulfonic acid, 4-[2-[4'-[2-(6-amino-1-hydroxy-3-sulfo-2-naphthalenyl)diazenyl]-3,3'-dimethoxy[1,1'-biphenyl]-4-yl]diazenyl]-3-hydroxy-, sodium salt (1:3) | 392290 | 71116
Hexanoic acid, 6-amino-, 2,2-bis(hydroxymethyl)butyl ester | 392274 | 71117
1-Naphthalenamine, 4-[2-(2-bromo-4,6-dinitrophenyl)diazenyl]-N-ethyl- | 392266 | 71118
Benzeneacetic acid, 2,4-dinitro-, ethyl ester | 392258 | 71119
2,7-Naphthalenedisulfonic acid, 4-[2-(4-amino-5-methoxy-2-methylphenyl)diazenyl]-5-hydroxy- | 392241 | 71120
2-Naphthalenesulfonic acid, 4-hydroxy-7-[[[[5-hydroxy-6-[2-(2-methoxyphenyl)diazenyl]-7-sulfo-2-naphthalenyl]amino]carbonyl]amino]-3-[2-(2-methoxy-5-sulfophenyl)diazenyl]-, sodium salt (1:3) | 392233 | 71121
Acetic acid, 2-[[4-[2-[4-[2-(4-amino-7-sulfo-1-naphthalenyl)diazenyl]-7-sulfo-1-naphthalenyl]diazenyl]phenyl]amino]-2-oxo-, sodium salt (1:3) | 392225 | 71122
1,3-Naphthalenedisulfonic acid, 7-[2-[4-[(sulfomethyl)amino]phenyl]diazenyl]-, sodium salt (1:3) | 392217 | 71123
1,3-Naphthalenedisulfonic acid, 7-[2-[4-[2-[2-methyl-4-[(sulfomethyl)amino]phenyl]diazenyl]phenyl]diazenyl]-, sodium salt (1:3) | 392209 | 71124
1,3-Naphthalenedisulfonic acid, 7-[2-[4-[2-[2-methyl-4-[(4-nitrobenzoyl)amino]phenyl]diazenyl]phenyl]diazenyl]-, sodium salt (1:2) | 392191 | 71125
2,7-Naphthalenedisulfonic acid, 5-amino-4-hydroxy-3-[2-[4'-[2-(2-hydroxy-3,6-disulfo-1-naphthalenyl)diazenyl]-3,3'-dimethoxy[1,1'-biphenyl]-4-yl]diazenyl]-, sodium salt (1:4) | 392183 | 71126
Pentanal, 3-ethoxy-4-methyl- | 392175 | 71127
Butanoic acid, 3-methyl-, 2-methyl-5-oxo-1-cyclopenten-1-yl ester | 392167 | 71128
2-Hexene, 6,6-diethoxy-, (2E)- | 392159 | 71129
3-Cyclohexene-1-carbonitrile, 2-(4-methyl-3-penten-1-yl)- | 392142 | 71130
3-Cyclohexene-1-carbonitrile, 3-(4-methyl-3-penten-1-yl)- | 392134 | 71131
2-Decene, 1,1-diethoxy- | 392118 | 71132
3-Furancarboxylic acid, 5-(phenylmethyl)-, 2-hydroxyethyl ester | 392100 | 71133
1,3-Dioxolane-2-propanoic acid, 2-(phenylmethyl)-, 2-hydroxyethyl ester | 392084 | 71134
1,3-Benzenedicarboxylic acid, polymer with 1,4-benzenedicarboxylic acid, 1,3-benzenedimethanamine, hexahydro-2H-azepin-2-one, 1,6-hexanediamine, hexanedioic acid and 4,4'-methylenebis[cyclohexanamine] | 392068 | 71135
Ethanaminium, N,N,N-trimethyl-2-[(2-methyl-1-oxo-2-propen-1-yl)oxy]-, methyl sulfate (1:1), polymer with butyl 2-methyl-2-propenoate and 2-(dimethylamino)ethyl 2-methyl-2-propenoate | 392050 | 71136
Ethanaminium, N,N,N-trimethyl-2-[(2-methyl-1-oxo-2-propen-1-yl)oxy]-, methyl sulfate (1:1), polymer with 2-(dimethylamino)ethyl 2-methyl-2-propenoate acetate (1:1) | 392043 | 71137
2-Propenoic acid, 2-methoxyethyl ester, polymer with 1-ethenyl-2-pyrrolidinone | 392035 | 71138
2-Propenoic acid, polymer with butyl 2-propenoate, 1-ethenyl-2-pyrrolidinone and 2-ethylhexyl 2-propenoate | 392027 | 71139
Hexanedioic acid, polymer with 2,2-bis(hydroxymethyl)-1,3-propanediol, 1,2-ethanediol and 1,3-isobenzofurandione | 392019 | 71140
Antimonate(1-), bis[2-(hydroxy-.kappa.O)propanoato(2-)-.kappa.O]-, sodium (1:1), (T-4)- | 392001 | 71141
Silicate(2-), hexafluoro-, cerium(3+) (3:2) | 391995 | 71142
Hexanedioic acid, polymer with 2,2-dimethyl-1,3-propanediol, 2,5-furandione, 1,3-isobenzofurandione and 1,2-propanediol | 391987 | 71143
2-Propenoic acid, 2-hydroxyethyl ester, polymer with .alpha.-hydro-.omega.-hydroxypoly(oxy-1,4-butanediyl), 4-hydroxy-N-(2-hydroxyethyl)-N-methylbutanamide and 1,1'-methylenebis[4-isocyanatocyclohexane] | 391979 | 71144
Butanamide, 4-hydroxy-N-(2-hydroxyethyl)-N-methyl- | 391961 | 71145
Urea, polymer with formaldehyde, phenol and tris(2-chloroethyl) phosphate | 391953 | 71146
Phosphoric acid, ammonium salt (1:?), polymer with formaldehyde and phenol | 391946 | 71147
1,3-Benzenedicarboxylic acid, polymer with 1,4-cyclohexanedimethanol, 2,2-dimethyl-1,3-propanediol, 1,6-hexanediol and 1,3-isobenzofurandione | 391938 | 71148
1,4-Benzenedicarboxylic acid, 1,4-dimethyl ester, polymer with 1,2-ethanediol, 2,5-furandione and 1,2,3-propanetriol | 391920 | 71149
Hexanedioic acid, polymer with 1,6-hexanediol and 5-isocyanato-1-(isocyanatomethyl)-1,3,3-trimethylcyclohexane | 391912 | 71150
2,5-Furandione, polymer with 2,2'-[1,2-ethanediylbis(oxy)]bis[ethanol], ethenylbenzene and 1,2-propanediol | 391904 | 71151
Ethanol, 2-(methylamino)-, polymer with 1,6-diisocyanatohexane | 391896 | 71152
1,2-Propanediol, polymer with 1,1'-methylenebis[4-isocyanatobenzene], 2-methyloxirane and oxirane | 391888 | 71153
Carbonic dichloride, polymer with 4,4'-(1-methylethylidene)bis[phenol] and 4,4'-thiobis[phenol] | 391870 | 71154
2-Propenoic acid, 2-methyl-, methyl ester, polymer with butyl 2-propenoate and 4-ethenylpyridine | 391862 | 71155
2-Butenedioic acid (2Z)-, 1,4-dioctyl ester, polymer with butyl 2-propenoate and ethenyl acetate | 391854 | 71156
Phenol, 4,4'-(1-methylethylidene)bis-, polymer with 2,2'-[(1-methylethylidene)bis(4,1-phenyleneoxymethylene)]bis[oxirane], 4-methylbenzenesulfonate | 391847 | 71157
2,5-Furandione, polymer with 2,2-dimethyl-1,3-propanediol, 4,4'-(1-methylethylidene)bis[cyclohexanol] and 1,1'-[(1-methylethylidene)bis(4,1-phenyleneoxy)]bis[2-propanol] | 391839 | 71158
2-Butenedioic acid (2E)-, polymer with 2,2-dimethyl-1,3-propanediol, 4,4'-(1-methylethylidene)bis[cyclohexanol] and 1,1'-[(1-methylethylidene)bis(4,1-phenyleneoxy)]bis[2-propanol] | 391821 | 71159
2-Butenedioic acid, polymer with 4,4'-(1-methylethylidene)bis[phenol] | 391813 | 71160
Formaldehyde, polymer with 2-(chloromethyl)oxirane, methanamine and piperazine | 391805 | 71161
1,3,5,7-Tetraazatricyclo[3.3.1.13,7]decane, polymer with 2-(chloromethyl)oxirane | 391797 | 71162
Benzenesulfonic acid, 5-[[4-[2-(2-hydroxyethoxy)ethoxy]-6-(phenylamino)-1,3,5-triazin-2-yl]amino]-2-[2-[4-[[4-(2-hydroxypropoxy)-6-(phenylamino)-1,3,5-triazin-2-yl]amino]-2-sulfophenyl]ethenyl]-, sodium salt (1:2) | 384685 | 71163
Benzenesulfonic acid, 4-[2-(aminothioxomethyl)hydrazinyl]-, potassium salt (1:1) | 384677 | 71164
Benzenesulfonic acid, 2,2'-(1,2-ethenediyl)bis[5-[[4-[bis(2-hydroxyethyl)amino]-6-[(3-sulfophenyl)amino]-1,3,5-triazin-2-yl]amino]-, sodium salt, compd. with 2,2',2''-nitrilotris[ethanol] (1:2:2) | 384669 | 71165
Octadecanamide, N-(2-cyanoethyl)-N-[2-[[2-[(1-oxooctadecyl)amino]ethyl]amino]ethyl]-, acetate (1:3) | 384651 | 71166
2-Propenoic acid, polymer with diethenylbenzene, 2,2'-oxybis[ethanol] and 1,1'-oxybis[ethene] | 384644 | 71167
Poly(oxy-1,2-ethanediyl), .alpha.-phosphono-.omega.-(nonylphenoxy)-, potassium salt (1:2) | 384636 | 71168
Poly(oxy-1,2-ethanediyl), .alpha.-hydro-.omega.-hydroxy-, ester with 5(or 6)-carboxy-4-hexyl-2-cyclohexene-1-propanoic acid (2:1) | 384628 | 71169
1,2,3-Propanetricarboxylic acid, 2-hydroxy-, ammonium nickel(2+) salt (2:2:1) | 384610 | 71170
Poly(oxy-1,2-ethanediyl), .alpha.-(dinonylsulfophenyl)-.omega.-hydroxy-, sodium salt (1:1) | 384586 | 71171
2-Propenoic acid, 2-methyl-, 2-hydroxyethyl ester, polymer with butyl 2-propenoate, ethenylbenzene, methyl 2-methyl-2-propenoate, octadecyl 2-methyl-2-propenoate and 2-propenoic acid | 384578 | 71172
Poly(oxy-1,2-ethanediyl), .alpha.-[2-(dodecyldimethylammonio)ethyl]-.omega.-hydroxy-, sulfate (2:1) | 384560 | 71173
Cellulose, propanoate, polymer with 2,4-diisocyanato-1-methylbenzene, 2-ethyl-2-(hydroxymethyl)-1,3-propanediol, hexanedioic acid and 2,2'-oxybis[ethanol] | 384552 | 71174
Phenol, polymer with 2,4,4-trimethyl-1-pentene | 384545 | 71175
Benzenamine, polymer with 1,2-dichloropropane | 384537 | 71176
Benzenamine, 2-methyl-, polymer with 1,2-dichloroethane | 384529 | 71177
Benzenamine, polymer with 1,2-dichloroethane | 384511 | 71178
Bicyclo[3.1.1]heptane, 6,6-dimethyl-2-methylene-, polymer with (1-methylethenyl)benzene and 1,3-pentadiene | 384503 | 71179
Cyclohexene, 1-methyl-4-(1-methylethenyl)-, polymer with 2-methyl-2-butene and 1,3-pentadiene | 384495 | 71180
Cyclohexene, 1-methyl-4-(1-methylethenyl)-, polymer with 2-methyl-2-butene, (1-methylethenyl)benzene and 1,3-pentadiene | 384487 | 71181
2-Propenoic acid, polymer with 2-ethylhexyl 2-propenoate, ethyl 2-propenoate and N-[(2-methylpropoxy)methyl]-2-propenamide | 384479 | 71182
2,5-Furandione, polymer with 2,2-bis(hydroxymethyl)-1,3-propanediol and 1,2-ethanediol | 384461 | 71183
Sulfurous acid, sodium salt (1:1), polymer with ethanedial, formaldehyde and phenol | 384453 | 71184
Hexanedioic acid, polymer with 2,4-diisocyanato-1-methylbenzene, 2,2-dimethyl-1,3-propanediol, 1,2-ethanediol, 2-ethyl-2-(hydroxymethyl)-1,3-propanediol and 1,6-hexanediol | 384446 | 71185
Hexanedioic acid, polymer with 5-amino-1,3,3-trimethylcyclohexanemethanamine, 1,4-butanediol, 1,6-hexanediol and 1,1'-methylenebis[4-isocyanatocyclohexane] | 384438 | 71186
Pyridinium, 3-carboxy-1-[2-hydroxy-3-[4-(hydroxysulfomethyl)phenoxy]propyl]-, inner salt, sodium salt (1:1) | 384420 | 71187
2-Naphthalenecarboxamide, 4-[2-[5-(aminocarbonyl)-2-methylphenyl]diazenyl]-3-hydroxy-N-(2-methylphenyl)- | 384404 | 71188
Benzenesulfonyl chloride, 2-(acetylamino)-3,5-dimethoxy- | 384388 | 71189
Cobalt molybdenum nickel oxide (CoMo2NiO8) | 384370 | 71190
1H-Imidazolium, 1-ethyl-2-(8-heptadecen-1-yl)-4,5-dihydro-3-[2-[[(9Z)-1-oxo-9-octadecen-1-yl]amino]ethyl]-, ethyl sulfate (1:1) | 384354 | 71191
13-Docosenoic acid, (13Z)-, compd. with morpholine (1:1) | 384347 | 71192
Benzenediazonium, 4-[bis(phenylmethyl)amino]-2,5-diethoxy-, sulfate (1:1) | 384321 | 71193
Benzenediazonium, 3-methoxy-4-(1-pyrrolidinyl)-, 2-hydroxy-5-sulfobenzoate (1:1) | 384313 | 71194
Benzene, 2-(methoxymethyl)-1-(1-methylpropyl)-4-nitro- | 384297 | 71195
Benzenediazonium, 3-chloro-4-(1-pyrrolidinyl)-, hexafluorophosphate(1-) (1:1) | 384271 | 71196
Benzenediazonium, 4-(ethylamino)-3-methyl-, hexafluorophosphate(1-) (1:1) | 384263 | 71197
Benzenediazonium, 4-[ethyl(phenylmethyl)amino]-, hexafluorophosphate(1-) (1:1) | 384248 | 71198
Dodecanoic acid, 2,2,3,3,4,4,5,5,6,6,7,7,8,8,9,9,10,10,11,12,12,12-docosafluoro-11-(trifluoromethyl)-, compd. with ethanamine (1:1) | 384222 | 71199
Octanoic acid, 2,2,3,3,4,4,5,5,6,6,7,8,8,8-tetradecafluoro-7-(trifluoromethyl)-, compd. with ethanamine (1:1) | 384214 | 71200
Decanoic acid, 2,2,3,3,4,4,5,5,6,6,7,7,8,8,9,10,10,10-octadecafluoro-9-(trifluoromethyl)-, compd. with ethanamine (1:1) | 384206 | 71201
Hexanoic acid, 2,2,3,3,4,4,5,6,6,6-decafluoro-5-(trifluoromethyl)-, compd. with ethanamine (1:1) | 384198 | 71202
Benzenemethanamine, N,N-bis(phenylmethyl)-, acetate (1:1) | 384180 | 71203
Poly(oxy-1,2-ethanediyl), .alpha.-hydro-.omega.-hydroxy-, ether with tetrahydro-4-hydroxy-2H-pyran-3,3,5,5-tetramethanol (5:1) | 384172 | 71204
1,2,4-Benzenetricarboxylic acid, polymer with 1,4-cyclohexanedimethanol and 2,5-furandione | 384164 | 71205
1,3-Isobenzofurandione, polymer with 1,2-ethanediol and ethenylbenzene | 384156 | 71206
Cuprate(4-), [5-[2-[4-[[4-[2-[2,4-dihydroxy-5-[2-[8-(hydroxy-.kappa.O)-7-[2-[2-(hydroxy-.kappa.O)phenyl]diazenyl-.kappa.N1]-3,6-disulfo-1-naphthalenyl]diazenyl]phenyl]diazenyl]phenyl]amino]-3-sulfophenyl]diazenyl]-2-hydroxybenzoato(6-)]-, sodium (1:4) | 384149 | 71207
Zincate(1-), [N,N-bis[(carboxy-.kappa.O)methyl]glycinato(3-)-.kappa.N,.kappa.O]-, ammonium (1:1), (T-4)- | 384131 | 71208
Manganate(2-), [[N,N'-1,2-ethanediylbis[N-[(carboxy-.kappa.O)methyl]glycinato-.kappa.N,.kappa.O]](4-)]-, potassium (1:2), (OC-6-21)- | 384123 | 71209
2-Propenoic acid, 2-methyl-, polymer with ethenylbenzene, ethyl 2-propenoate and 2-propenenitrile, ammonium salt | 384115 | 71210
Poly[oxy(methyl-1,2-ethanediyl)], .alpha.-hydro-.omega.-[[[[3-[[[2-(1-aziridinyl)ethoxy]carbonyl]amino]methylphenyl]amino]carbonyl]oxy]-, ether with 2-ethyl-2-(hydroxymethyl)-1,3-propanediol (3:1) | 384107 | 71211
Ethanesulfonic acid, 2-[2-[2-(octylphenoxy)ethoxy]ethoxy]-, sodium salt (1:1) | 376848 | 71212
Isotridecane, 1,1'-[(3,6-dimethyl-2,6-octadien-1-ylidene)bis(oxy)]bis- | 376830 | 71213
2-Octanol, 8,8-bis(isotridecyloxy)-2,6-dimethyl- | 376822 | 71214
Benzoic acid, 2-(isononylideneamino)-, methyl ester | 376814 | 71215
Isononane, 1,1-diethoxy- | 376806 | 71216
Isotridecane, 1,1'-[(3,7-dimethyl-6-octen-1-ylidene)bis(oxy)]bis- | 376798 | 71217
2-Propenoic acid, 2-methyl-, monoester with 1,2-propanediol, polymer with butyl 2-propenoate, ethenylbenzene and 2-propenoic acid | 376780 | 71218
2,5-Furandione, polymer with 2,4,4-trimethylpentene, compd. with morpholine | 376772 | 71219
Isotridecane, 1,1'-[(methylheptylidene)bis(oxy)]bis- | 376764 | 71220
1,2,4,5-Benzenetetracarboxylic acid, diisooctyl ester | 376756 | 71221
9-Octadecenoic acid (9Z)-, compd. with 2-(diethylamino)ethanol (1:1) | 376749 | 71222
Phosphonic acid, P,P',P'',P'''-[carbonylbis[nitrilobis(methylene)]]tetrakis- | 376731 | 71223
Cyclopentene, polymer with 1,3-pentadiene and 2,4,4-trimethyl-1-pentene | 376723 | 71224
2,5-Furandione, polymer with cyclopentene, 1,3-pentadiene and 2,4,4-trimethyl-1-pentene | 376715 | 71225
Cyclopentene, polymer with 1,3-butadiene, 1,3-pentadiene and 2,4,4-trimethyl-1-pentene | 376707 | 71226
Formaldehyde, polymer with ethenylbenzene, 2,5-furandione, 2-methyloxirane, 2,2'-oxybis[ethanol], oxybis[propanol] and phenol | 376699 | 71227
Formaldehyde, polymer with 1,3-benzenediol and 2-(hydroxymethyl)-2-nitro-1,3-propanediol | 376681 | 71228
Formaldehyde, polymer with 1-methyl-4-(1-methylethenyl)cyclohexene, phenol and 1,3,5,7-tetraazatricyclo[3.3.1.13,7]decane | 376673 | 71229
4,7-Methanoisobenzofuran-1,3-dione, 4,5,6,7,8,8-hexachloro-3a,4,7,7a-tetrahydro-, polymer with 1,2-ethanediol, 2,5-furandione, 2,2'-oxybis[ethanol] and 4,5,6,7-tetrabromo-1,3-isobenzofurandione | 376665 | 71230
Bicyclo[2.2.1]hept-5-ene-2,3-dicarboxylic acid, 1,4,5,6,7,7-hexachloro-, polymer with 2,2-dimethyl-1,3-propanediol, 2,5-furandione and 1,2-propanediol | 376657 | 71231
2-Propenoic acid, 2-methyl-, methyl ester, polymer with ethyl 2-propenoate, methyl 2-propenoate and 2-propenoic acid | 376640 | 71232
Guanidine, N-cyano-, polymer with formaldehyde, acetate (salt) | 376632 | 71233
Benzenesulfonic acid, 2,5-dichloro-4-[4,5-dihydro-3-methyl-4-[2-[4-[[(4-methylphenyl)sulfonyl]oxy]phenyl]diazenyl]-5-oxo-1H-pyrazol-1-yl]-, sodium salt (1:1) | 376624 | 71234
2-Naphthalenesulfonic acid, 3-[2-(2,4-dimethylphenyl)diazenyl]-4-hydroxy-7-[[[[5-hydroxy-7-sulfo-6-[2-(6-sulfo-2-naphthalenyl)diazenyl]-2-naphthalenyl]amino]carbonyl]amino]-, sodium salt (1:3) | 376616 | 71235
2-Naphthalenesulfonic acid, 4-hydroxy-7-[[[[5-hydroxy-6-[2-(2-methoxy-5-methyl-4-sulfophenyl)diazenyl]-7-sulfo-2-naphthalenyl]amino]carbonyl]amino]-3-[2-(2-methoxyphenyl)diazenyl]-, sodium salt (1:3) | 376608 | 71236
1-Heptanesulfonamide, N-ethyl-1,1,2,2,3,3,4,4,5,5,6,6,7,7,7-pentadecafluoro-N-[2-(phosphonooxy)ethyl]- | 376582 | 71237
2-Naphthalenesulfonic acid, 5-[2-[4-[bis(2-hydroxyethyl)amino]phenyl]diazenyl]-8-(2-phenyldiazenyl)-, sodium salt (1:1) | 376574 | 71238
Benzene, [1-(1-methoxy-2-phenylethoxy)ethyl]- | 376541 | 71239
1-Decanol, 1-(decyloxy)- | 376533 | 71240
4,8-Cyclododecadien-1-ol, 1-acetate | 376517 | 71241
3-Buten-2-ol, 4-(2,4,6-trimethyl-3-cyclohexen-1-yl)- | 376509 | 71242
Nonanoic acid, 3,5,5-trimethylhexyl ester | 376483 | 71243
9,10-Anthracenedione, 1-amino-4-hydroxy-2-[(4-hydroxyphenyl)thio]- | 376475 | 71244
.beta.-Alanine, N-[5-(acetylamino)-4-[2-(2-bromo-4,6-dinitrophenyl)diazenyl]-2-methoxyphenyl]-N-(2-hydroxyethyl)-, ethyl ester | 376467 | 71245
9,10-Anthracenedione, 1-amino-4-hydroxy-2-[(2-hydroxyethyl)thio]- | 376459 | 71246
Propanenitrile, 3-[[4-[2-(4-nitrophenyl)diazenyl]phenyl][2-(1-oxopropoxy)ethyl]amino]- | 376442 | 71247
Ethanol, 2,2'-[[4-[2-(2,6-dibromo-4-nitrophenyl)diazenyl]-3-methylphenyl]imino]bis-, 1,1'-diacetate | 376434 | 71248
Thiocyanic acid, C,C'-[(1,3,8,10-tetrahydro-1,3,8,10-tetraoxoanthra[2,1,9-def:6,5,10-d'e'f']diisoquinoline-2,9-diyl)di-3,1-phenylene] ester | 376426 | 71249
Ethanol, 2,2'-[[3-chloro-4-[2-(4-nitrophenyl)diazenyl]phenyl]imino]bis-, 1,1'-diacetate | 376418 | 71250
Propanenitrile, 3,3'-[[4-[2-(2,6-dichloro-4-nitrophenyl)diazenyl]phenyl]imino]bis- | 376400 | 71251
2-Propenoic acid, 2-methyl-, 3-phenoxypropyl ester | 376392 | 71252
3H-Pyrazol-3-one, 2-(4-chlorophenyl)-4-[2-[4-chloro-2-(trifluoromethyl)phenyl]diazenyl]-2,4-dihydro-5-methyl- | 376384 | 71253
Hexanedioic acid, polymer with 5-amino-1,3,3-trimethylcyclohexanemethanamine, 5-isocyanato-1-(isocyanatomethyl)-1,3,3-trimethylcyclohexane and 1,2-propanediol | 399220 | 71254
1,3-Benzenedicarboxylic acid, polymer with 5-amino-1,3,3-trimethylcyclohexanemethanamine, hexanedioic acid, 1,6-hexanediol and 5-isocyanato-1-(isocyanatomethyl)-1,3,3-trimethylcyclohexane | 399212 | 71255
Formaldehyde, polymer with 2-amino-2-(hydroxymethyl)-1,3-propanediol | 399204 | 71256
1,2,4,5-Benzenetetracarboxylic acid, polymer with 1,3-benzenedicarboxylic acid, 2,2'-oxybis[ethanol] and sodium 5-sulfo-1,3-benzenedicarboxylate (1:1) | 399196 | 71257
.beta.-Alanine, N-[3-(acetylamino)-4-[2-(2-chloro-4-nitrophenyl)diazenyl]phenyl]-N-(3-ethoxy-3-oxopropyl)-, ethyl ester | 399188 | 71258
3H-Indolium, 1,3,3-trimethyl-2-[[2-methyl-2-(4-methylphenyl)hydrazinylidene]methyl]-, chloride (1:1) | 399162 | 71259
3H-Indolium, 5-chloro-2-[2-[4-[(2-hydroxyethyl)methylamino]phenyl]ethenyl]-1,3,3-trimethyl-, chloride (1:1) | 399147 | 71260
3H-Indolium, 1,3,3-trimethyl-2-[1-(2-methyl-2-phenylhydrazinylidene)ethyl]-, chloride (1:1) | 399139 | 71261
Benz[cd]indolium, 1-(2-cyanoethyl)-2-[4-[(2-ethoxyethyl)ethylamino]phenyl]-, chloride (1:1) | 399105 | 71262
Hexanoic acid, 6-[(hydroxymethyl)(phenylsulfonyl)amino]-, compd. with 2,2',2''-nitrilotris[ethanol] (1:1) | 399089 | 71263
Phosphonic acid, P-octyl-, monoethyl ester, potassium salt (1:1) | 399071 | 71264
Phenol, 2-amino-3,4-dimethyl- | 399055 | 71265
Butane, 1-[2-(1,1-dimethylethoxy)ethoxy]- | 399048 | 71266
Cyclohexanepropanoic acid, 2-oxo-, butyl ester | 399030 | 71267
Butanamide, N-(2,3-dihydro-2-oxo-1H-benzimidazol-5-yl)-3-oxo-2-[2-[2-(trifluoromethyl)phenyl]diazenyl]- | 399022 | 71268
2,7-Naphthalenedisulfonic acid, 4-hydroxy-5-[2-[2-hydroxy-4-[[3-hydroxy-4-[2-[4-[(4-nitro-2-sulfophenyl)amino]phenyl]diazenyl]phenyl]amino]phenyl]diazenyl]-3-[2-(4-methoxyphenyl)diazenyl]- | 399014 | 71269
2,7-Naphthalenedisulfonic acid, 4-amino-6-[2-(2-chloro-4-nitrophenyl)diazenyl]-5-hydroxy-3-[2-[2-hydroxy-4-[[3-hydroxy-4-[2-[4-[(4-nitro-2-sulfophenyl)amino]phenyl]diazenyl]phenyl]amino]phenyl]diazenyl]- | 399006 | 71270
Benzenesulfonic acid, 2-[[4-[2-[2-hydroxy-5-[(4-nitro-2-sulfophenyl)amino]phenyl]diazenyl]phenyl]amino]-5-nitro- | 398990 | 71271
2,7-Naphthalenedisulfonic acid, 5-[2-[3-[2-[3-[4,5-dihydro-3-methyl-5-oxo-4-[2-(4-sulfophenyl)diazenyl]-1H-pyrazol-1-yl]phenyl]diazenyl]-2,4-dihydroxyphenyl]diazenyl]-4-hydroxy-3-(2-phenyldiazenyl)- | 398982 | 71272
Octadecanamide, N-methyl-N-phenyl-9-(sulfooxy)-, sodium salt (1:1) | 398974 | 71273
2,7-Naphthalenedisulfonic acid, 5-(acetylamino)-4-hydroxy-3-[2-[4-[[2-(sulfooxy)ethyl]sulfonyl]phenyl]diazenyl]- | 398966 | 71274
1-Propanesulfonic acid, 2-hydroxy-3-[(2-hydroxyethyl)[2-[(1-oxo-9-octadecen-1-yl)amino]ethyl]amino]-, sodium salt (1:1) | 398958 | 71275
1H-Imidazole-1-ethanol, 2-heptadecyl-4,5-dihydro-, phosphate (1:1) | 398941 | 71276
Octadecanamide, N-[2-[(2-hydroxyethyl)amino]ethyl]-, phosphate (1:1) | 398933 | 71277
Octadecanamide, N,N',N'',N'''-[carbonylbis(nitrilodi-2,1-ethanediyl)]tetrakis-, acetate (1:2) | 398925 | 71278
Ethanaminium, 2-hydroxy-N,N-dimethyl-N-[2-[(1-oxo-9-octadecen-1-yl)amino]ethyl]-, methyl sulfate (1:1) | 398917 | 71279
Benzenesulfonic acid, 2,2'-(1,2-ethenediyl)bis[5-[[4-[(2-hydroxypropyl)amino]-6-(phenylamino)-1,3,5-triazin-2-yl]amino]- | 398891 | 71280
Oxirane, 2-[[(6-methylheptyl)oxy]methyl]- | 398883 | 71281
Oxirane, 2-[(1,3-dimethylbutoxy)methyl]- | 398875 | 71282
1,4-Benzenedisulfonic acid, 2,2'-[1,2-ethenediylbis[(3-sulfo-4,1-phenylene)imino[6-[(3-amino-3-oxopropyl)(phenylmethyl)amino]-1,3,5-triazine-4,2-diyl]imino]]bis-, sodium salt (1:6) | 398859 | 71283
Imidodicarbonimidic diamide, N,N'-bis(hydroxymethyl)-, hydrochloride (1:1) | 398842 | 71284
9-Octadecenoic acid, 12-hydroxy-, (9Z,12R)-, compd. with morpholine (1:1) | 398834 | 71285
Decanedioic acid, polymer with 1,2-ethanediamine, 1,6-hexanediamine and (9Z,12Z)-9,12-octadecadienoic acid dimer | 398818 | 71286
Hexanedioic acid, polymer with 2,2-bis(hydroxymethyl)-1,3-propanediol, 2-ethyl-2-(hydroxymethyl)-1,3-propanediol and .alpha.-hydro-.omega.-hydroxypoly(oxy-1,2-ethanediyl) | 398800 | 71287
Benzenemethanamine, 4-nitro-N-propyl-, hydrochloride (1:1) | 398792 | 71288
Propanoic acid, 3-hydroxy-2,2-dimethyl-, 3-hydroxy-2,2-dimethylpropyl ester, polymer with 1,3-diisocyanatomethylbenzene, 2-ethyl-2-(hydroxymethyl)-1,3-propanediol and .alpha.-hydro-.omega.-hydroxypoly[oxy(methyl-1,2-ethanediyl)] | 398776 | 71289
Hexanedioic acid, polymer with 1,3-diisocyanatomethylbenzene, 1,6-hexanediol and 2,2'-oxybis[ethanol] | 398768 | 71290
Hexanedioic acid, polymer with 1,3-diisocyanatomethylbenzene, 2-hydroxyethyl 2-propenoate and 1,2-propanediol | 398750 | 71291
Piperidine, 1,1'-methylenebis-, polymer with carbon disulfide | 398743 | 71292
Nonanedioic acid, polymer with 1,6-hexanediamine and hexanedioic acid | 398735 | 71293
Methanaminium, N,N,N-trimethyl-, (OC-6-11)-hexahydroxyplatinate(2-) (2:1) | 398727 | 71294
Platinate (Pt(OH)62-), (OC-6-11)-, hydrogen, compd. with 2-aminoethanol (1:2:2) | 398719 | 71295
Platinum(4+), tris(1,2-ethanediamine-.kappa.N1,.kappa.N2)-, (OC-6-11)-, nitrate (1:4) | 398701 | 71296
Ruthenate(2-), pentachloro-, ammonium (1:2) | 398693 | 71297
Aurate(4-), pentakis(cyano-.kappa.C)-, potassium (1:4) | 398685 | 71298
Aurate(4-), pentakis(cyano-.kappa.C)-, sodium (1:4) | 398677 | 71299
Cobalt, [2-(2-amino-2-oxoethoxy-.kappa.O)acetato(2-)-.kappa.O]- | 398669 | 71300
Nickel, [2-(2-amino-2-oxoethoxy-.kappa.O)acetato(2-)-.kappa.O]- | 398651 | 71301
Ruthenium, triiodonitrosyl- | 398644 | 71302
Cuprate(5-), [2-[2-[4-chloro-6-[(2-methyl-5-sulfophenyl)amino]-1,3,5-triazin-2-yl]amino]-6-[2-[4-[(2,5-disulfophenyl)diazenyl]-2-(hydroxy-.kappa.O)-5-methylphenyl]diazenyl-.kappa.N1]-5-(hydroxy-.kappa.O)-1,7-naphthalenedisulfonato(7-)]-, sodium (1:5) | 398628 | 71303
4-Decene, 1,1-dimethoxy-, (4Z)- | 398610 | 71304
Benzeneacetic acid, (2E)-2-hexen-1-yl ester | 398594 | 71305
Poly(oxy-1,2-ethanediyl), .alpha.-[4'-(phenylmethyl)[1,1'-biphenyl]-4-yl]-.omega.-hydroxy- | 391748 | 71306
Benzenepropanol, .alpha.,.gamma.,.gamma.-trimethyl-, 1-acetate | 391730 | 71307
1-Nonanol, 5-ethyl-2-methyl- | 391714 | 71308
Benzeneacetaldehyde, 2,4-dimethyl- | 391706 | 71309
.alpha.-D-Glucopyranosiduronic acid, (3.beta.,20.beta.)-20-carboxy-11-oxo-30-norolean-12-en-3-yl 2-O-.beta.-D-glucopyranuronosyl-, ammonium salt (1:3) | 391680 | 71310
1-Propanaminium, N-ethyl-N,N-dimethyl-3-[(1-oxopropyl)amino]-, ethyl sulfate (1:1) | 391672 | 71311
Benzenamine, 3-(ethylthio)-N-phenyl- | 391656 | 71312
2-Butanone, O-[[[[1,3,3-trimethyl-5-[[[[(1-methylpropylidene)amino]oxy]carbonyl]amino]cyclohexyl]methyl]amino]carbonyl]oxime | 391649 | 71313
Acetic acid, 2-hydroxy-, compd. with 2-(8-heptadecen-1-yl)-4,5-dihydro-1H-imidazole-1-ethanamine (1:1) | 391623 | 71314
1,3,5-Triazine, hexahydro-1,3,5-tris(2-methylphenyl)-, hydrochloride (1:3) | 391607 | 71315
Ethanaminium, N-[4-[[4-(diethylamino)phenyl][4-(ethylamino)-1-naphthalenyl]methylene]-2,5-cyclohexadien-1-ylidene]-N-ethyl-, tetracosa-.mu.-oxododecaoxo[.mu.12-[phosphato(3-)-.kappa.O:.kappa.O:.kappa.O:.kappa.O':.kappa.O':.kappa.O':.kappa.O'':.kappa.O'':.kappa.O'':.kappa.O''':.kappa.O''':.kappa.O''']]dodecamolybdate(3-) (3:1) | 391599 | 71316
Methanaminium, N-[4-[[4-(dimethylamino)phenyl]phenylmethylene]-2,5-cyclohexadien-1-ylidene]-N-methyl-, tetracosa-.mu.-oxododecaoxo[.mu.12-[phosphato(3-)-.kappa.O:.kappa.O:.kappa.O:.kappa.O':.kappa.O':.kappa.O':.kappa.O'':.kappa.O'':.kappa.O'':.kappa.O''':.kappa.O''':.kappa.O''']]dodecamolybdate(3-) (3:1) | 391581 | 71317
Methanone, [2-hydroxy-4-[2-hydroxy-3-(octyloxy)propoxy]phenyl]phenyl- | 391573 | 71318
Benzenamine, N,N'-methanetetraylbis[3-isocyanato-2,4,6-tris(1-methylethyl)- | 391565 | 71319
Benzenesulfonic acid, 3-(4,5-dihydro-5-imino-3-methyl-1H-pyrazol-1-yl)- | 391557 | 71320
Acetic acid, 2-hydroxy-, compd. with 4,4'-[1,3-phenylenebis(2,1-diazenediyl)]bis[1,3-benzenediamine] acetate formate (1:?:?:?) | 391540 | 71321
5-Cyclohexene-1,2,3,4-tetrone, 1,3-dioxime, sodium salt (1:1) | 391532 | 71322
1,2,4-Benzenetricarboxylic acid, compd. with 2-phenyl-1H-imidazole-1-propanenitrile (1:1) | 391524 | 71323
Benzenemethanesulfonic acid, .alpha.,4-dihydroxy-3-methoxy-, ammonium salt (1:1) | 391516 | 71324
Benzenemethanesulfonic acid, .alpha.-hydroxy-4-methoxy-, ammonium salt (1:1) | 391508 | 71325
1,3-Benzodioxole-5-methanesulfonic acid, .alpha.-hydroxy-, ammonium salt (1:1) | 391490 | 71326
Benzenemethanesulfonic acid, .alpha.-hydroxy-2-methoxy-, sodium salt (1:1) | 391482 | 71327
1-Propanesulfonic acid, 3-[(tetrahydro-1,1-dioxido-3-thienyl)thio]-, potassium salt (1:1) | 391474 | 71328
.beta.-Alanine, N-[5-(acetylamino)-2-methoxyphenyl]-N-(2-hydroxyethyl)-, ethyl ester | 391466 | 71329
Benzoxazolium, 2-[2-(acetylphenylamino)ethenyl]-3-ethyl-5-sulfo-, inner salt | 391458 | 71330
Poly(oxy-1,2-ethanediyl), .alpha.-(carboxymethyl)-.omega.-(4-isooctylphenoxy)-, sodium salt (1:1) | 384099 | 71331
Dodecanamide, N-[3-[(3-aminopropyl)amino]propyl]-, polymer with 2-(chloromethyl)oxirane and .alpha.-hydro-.omega.-hydroxypoly(oxy-1,2-ethanediyl) | 384081 | 71332
Imidodicarbonimidic diamide, N-(2,?-dimethylphenyl)- | 384073 | 71333
Octadecanoic acid, 9(or 10)-(sulfooxy)-, 1-(1-methylethyl) ester | 384065 | 71334
Sulfuric acid, .alpha.-hydro-.omega.-hydroxy-, dimethyl ester, compd. with (Z)-.alpha.-hydro-.omega.-hydroxypoly(oxy-1,2-ethanediyl) ether with 1-[[2-[[2-[bis(2-hydroxyethyl)amino]ethyl](2-hydroxyethyl)amino]ethyl](2-hydroxyethyl)amino]-3-(9-octadecen-1-yloxy)-2-propanol (2:4:1) | 384057 | 71335
Poly(oxy-1,2-ethanediyl), .alpha.-hydro-.omega.-hydroxy-, ether with 1-[[2-[[2-[bis(2-hydroxyethyl)amino]ethyl](2-hydroxyethyl)amino]ethyl](2-hydroxyethyl)amino]-3-[(9Z)-9-octadecen-1-yloxy]-2-propanol (4:1) | 384040 | 71336
Poly(oxy-1,2-ethanediyl), .alpha.-(2,3,4,5-tetramethylnonyl)-.omega.-hydroxy- | 384032 | 71337
Octadecanoic acid, ethenyl ester, polymer with ethenyl acetate, ethenyltriethoxysilane and 2,5-furandione | 384024 | 71338
Disiloxane, 1,3-diethenyl-1,1,3,3-tetramethyl-, polymer with 1,1,3,3-tetramethyldisiloxane | 384016 | 71339
2,5-Furandione, polymer with 1,2-butanediol, dihydro-2,5-furandione and 2,2-dimethyl-1,3-propanediol | 384008 | 71340
Hexanedioic acid, polymer with (2E)-2-butenedioic acid, 2,5-furandione and 2,2'-oxybis[ethanol] | 383992 | 71341
1,3-Benzenedicarboxylic acid, polymer with 1,3-butanediol, 2,5-furandione and hexanedioic acid | 383984 | 71342
2-Propenoic acid, 2-methyl-, polymer with 2,3-dibromopropyl 2-propenoate and 2-ethylhexyl 2-propenoate | 383976 | 71343
Benzenesulfonic acid, 2-amino-, 1,1'-[(1-methylethylidene)di-4,1-phenylene] ester | 383968 | 71344
2,7-Naphthalenedisulfonic acid, 5-[2-[4-[[[(5-hydroxy-7-sulfo-2-naphthalenyl)amino]carbonyl]amino]-5-methoxy-2-methylphenyl]diazenyl]-3-[(phenylsulfonyl)oxy]- | 383950 | 71345
1-Propanaminium, 3-[[[4-[3-(4-chlorophenyl)-4,5-dihydro-1H-pyrazol-1-yl]phenyl]sulfonyl]amino]-N-(2-hydroxyethyl)-N,N-dimethyl-, formate (1:1) | 383943 | 71346
9-Phenanthrenol, 10-[2-(2-pyrimidinyl)diazenyl]- | 383935 | 71347
Benzoic acid, 2-hydroxy-, (2E)-2-hexen-1-yl ester | 398586 | 71348
2-Propenoic acid, 3-phenyl-, (3Z)-3-hexen-1-yl ester | 398560 | 71349
Cyclopentanone, 2-(3-hexen-1-yl)- | 398552 | 71350
2,6-Octadienoic acid, 3,7-dimethyl-, 3-methylbutyl ester, (2E)- | 398545 | 71351
Acetaldehyde, [(3Z)-3-hexen-1-yloxy]- | 398537 | 71352
Butanedioic acid, 2-sulfo-, 1-tridecyl ester, sodium salt (1:2) | 398529 | 71353
9,10-Anthracenedione, 1,5-dihydroxy-4-[(2-hydroxyethyl)amino]-8-(phenylamino)- | 398511 | 71354
Propanenitrile, 3-[[2-(acetyloxy)ethyl][4-[2-(6-nitro-2-benzothiazolyl)diazenyl]phenyl]amino]- | 398503 | 71355
Butanedioic acid, 2-sulfo-, 1-(2-ethylhexyl) 4-hexyl ester, sodium salt (1:1) | 398495 | 71356
2-Propenoic acid, 2-methyl-, polymer with butyl 2-propenoate, 1,1-dichloroethene and N-(hydroxymethyl)-2-propenamide | 398487 | 71357
1,3-Isobenzofurandione, polymer with 1,2-propanediol and 1,2,3-propanetriol | 398479 | 71358
1,3-Isobenzofurandione, 4,5,6,7-tetrachloro-, polymer with 1,2-ethanediol, ethenylbenzene and 2,5-furandione | 398461 | 71359
1,3-Isobenzofurandione, polymer with 2,2-bis(hydroxymethyl)-1,3-propanediol, 1,2-ethanediol, 2,5-furandione and oxybis[propanol] | 398453 | 71360
1,3-Isobenzofurandione, polymer with 2,2-dimethyl-1,3-propanediol, ethenylbenzene, 2,5-furandione and 1,2-propanediol | 398446 | 71361
9-Octadecenoic acid (9Z)-, compd. with 2-(ethylamino)ethanol (1:1) | 398438 | 71362
3-Thiazolidineacetic acid, 5-[2-(3-ethyl-5,6-dimethyl-2(3H)-benzoxazolylidene)ethylidene]-4-oxo-2-thioxo- | 398420 | 71363
Pyridinium, 3-carboxy-1-(phenylmethyl)-, chloride, sodium salt (1:1:1) | 398412 | 71364
Platinum, [2-(amino-.kappa.N)ethanolato(2-)-.kappa.O]- | 398404 | 71365
Octadecanoic acid, compd. with 2-amino-2-methyl-1-propanol (1:1) | 398396 | 71366
1,2-Ethanediamine, N1-(2-aminoethyl)-, 4-methylbenzenesulfonate (1:?) | 398388 | 71367
Cyclohexanemethanamine, 3-amino-1,5,5-trimethyl-, 4-methylbenzenesulfonate (1:?) | 398370 | 71368
1,3-Benzenedicarboxylic acid, polymer with 1,4-dimethyl 1,4-benzenedicarboxylate, 1,2-ethanediol and 1,6-hexanediol | 398362 | 71369
1,4-Benzenedicarboxylic acid, polymer with 1,4-butanediol, nonanedioic acid and 2-oxepanone | 398354 | 71370
1,4-Benzenedicarboxylic acid, polymer with 1,2-ethanediol, nonanedioic acid and 2-oxepanone | 398347 | 71371
1,3-Benzenedicarboxylic acid, polymer with 1,4-butanediol, decanedioic acid, 1,4-dimethyl 1,4-benzenedicarboxylate and hexahydro-1,3-isobenzofurandione | 398339 | 71372
1,3-Benzenedicarboxylic acid, polymer with 1,4-benzenedicarboxylic acid, 1,4-butanediol and hexahydro-1,3-isobenzofurandione | 398321 | 71373
1,3-Benzenedicarboxylic acid, polymer with 1,4-butanediol, 1,2-ethanediol, hexahydro-1,3-isobenzofurandione and nonanedioic acid | 398313 | 71374
Oxirane, 2-methyl-, polymer with oxirane, ether with 2-ethyl-2-(hydroxymethyl)-1,3-propanediol (3:1), polymer with 1,1'-methylenebis[4-isocyanatobenzene] | 398305 | 71375
1,4-Benzenedicarboxylic acid, polymer with 1,3-benzenedicarboxylic acid, 1,4-butanediol, 1,4-cyclohexanedimethanol and 1,4-dimethyl 1,4-cyclohexanedicarboxylate | 398297 | 71376
1,3-Propanediol, 2-amino-2-(hydroxymethyl)-, polymer with 2-methyloxirane and oxirane | 398289 | 71377
Hexanedioic acid, polymer with ethenylbenzene, 2,5-furandione, 1,3-isobenzofurandione and 2,2'-oxybis[ethanol] | 398271 | 71378
2-Propenoic acid, 2-methyl-, methyl ester, polymer with 2-ethylhexyl 2-propenoate, ethyl 2-propenoate, N-(hydroxymethyl)-2-propenamide, 2-propenenitrile and 2-propenoic acid | 398263 | 71379
2-Propenoic acid, polymer with 2-ethylhexyl 2-propenoate, ethyl 2-propenoate and N-(hydroxymethyl)-2-propenamide | 398255 | 71380
Ethanol, 2-butoxy-, 1-(dihydrogen phosphate), potassium salt (1:2) | 398248 | 71381
2-Naphthalenecarboxamide, N-(2,5-dichlorophenyl)-3-hydroxy-4-[2-[2-methoxy-5-[(phenylamino)carbonyl]phenyl]diazenyl]- | 398230 | 71382
1,3,6-Naphthalenetrisulfonic acid, 7,7'-[(2,2'-disulfo[1,1'-biphenyl]-4,4'-diyl)bis[imino(6-chloro-1,3,5-triazine-4,2-diyl)imino[2-[(aminocarbonyl)amino]-4,1-phenylene]-2,1-diazenediyl]]bis-, sodium salt (1:8) | 398214 | 71383
2-Propanol, 1-chloro-3-[ethyl(3-methylphenyl)amino]-, hydrochloride (1:1) | 398206 | 71384
Glycine, N,N'-1,2-ethanediylbis[N-(carboxymethyl)-, compd. with 2,2'-iminobis[ethanol] (1:1) | 398180 | 71385
Benzoic acid, 2-[2-(6-amino-1-hydroxy-3-sulfo-2-naphthalenyl)diazenyl]- | 398164 | 71386
Octadecanamide, N-[2-(diethylamino)ethyl]-, phosphate (1:1) | 398156 | 71387
Ethanesulfonic acid, 2,2'-[(2,2'-dimethoxy[1,1'-biphenyl]-4,4'-diyl)bis(1-methyl-2-triazene-3,1-diyl)]bis-, sodium salt (1:2) | 398131 | 71388
Benzoic acid, 4-[[4-[[3-[2-[8-amino-7-[2-(2,5-disulfophenyl)diazenyl]-1-hydroxy-3,6-disulfo-2-naphthalenyl]diazenyl]-4-sulfophenyl]amino]-6-chloro-1,3,5-triazin-2-yl]amino]-, sodium salt (1:5) | 398115 | 71389
1H-Pyrazole-3-carboxylic acid, 4,5-dihydro-5-oxo-4-[2-(3-phosphonophenyl)diazenyl]-1-(4-sulfophenyl)-, sodium salt (1:1) | 398107 | 71390
2-Naphthalenesulfonic acid, 6-(acetylmethylamino)-4-hydroxy-3-[2-(3-phosphonophenyl)diazenyl]-, sodium salt (1:1) | 398099 | 71391
2-Naphthalenesulfonic acid, 4-hydroxy-3-[2-(4-methoxy-2-sulfophenyl)diazenyl]-6-(methylamino)- | 398081 | 71392
.beta.-Alanine, N-(5-amino-2-methoxyphenyl)-, 2-methoxyethyl ester | 398073 | 71393
.beta.-Alanine, N-(2-methoxy-5-nitrophenyl)-, 2-methoxyethyl ester | 398065 | 71394
2,7-Naphthalenedisulfonic acid, 4-amino-3,6-bis[2-[5-[[4-chloro-6-[(3-sulfophenyl)amino]-1,3,5-triazin-2-yl]amino]-2-sulfophenyl]diazenyl]-5-hydroxy-, sodium salt (1:6) | 398057 | 71395
4,11-Triphenodioxazinedisulfonic acid, 6,13-dichloro-3,10-bis[[4-[[4-chloro-6-[(3-phosphonophenyl)amino]-1,3,5-triazin-2-yl]amino]-2,5-disulfophenyl]amino]-, sodium salt (1:6) | 398040 | 71396
Formaldehyde, polymer with 4-(1,1-dimethylethyl)phenol, dinonylphenol, 2-methyloxirane, nonylphenol and oxirane | 398032 | 71397
Formaldehyde, polymer with dinonylphenol, 2-methyloxirane, nonylphenol and oxirane | 398024 | 71398
2-Propenoic acid, 2-methyl-, polymer with methyl 2-methyl-2-propenoate, 2-methylpropyl 2-methyl-2-propenoate and rel-(1R,2R,4R)-1,7,7-trimethylbicyclo[2.2.1]hept-2-yl 2-methyl-2-propenoate | 383380 | 71399
2-Propenoic acid, 2-methyl-, 2-[(1,1-dimethylethyl)amino]ethyl ester, polymer with methyl 2-methyl-2-propenoate, 2-methylpropyl 2-methyl-2-propenoate and rel-(1R,2R,4R)-1,7,7-trimethylbicyclo[2.2.1]hept-2-yl 2-methyl-2-propenoate | 383372 | 71400
Cyclopentanecarboxylic acid, 1-heptyl-2-oxo-, methyl ester | 383364 | 71401
Borate(1-), (butanoato-.kappa.O)trifluoro-, hydrogen (1:1), (T-4)- | 383356 | 71402
4,7-Methano-1H-indene, 3a,4,7,7a-tetrahydro-, polymer with 1,3-cyclopentadiene, cyclopentene, 1-hexene, 2-methyl-2-butene and 1,3-pentadiene | 383349 | 71403
4,7-Methano-1H-indene, 3a,4,7,7a-tetrahydro-, polymer with cyclopentene, 1-hexene, 2-hexene, 2-methyl-1,3-butadiene, 2-methyl-1-butene, 2-methyl-2-butene, 4-methyl-1-pentene, 4-methyl-2-pentene, 1,3-pentadiene and 2-pentene | 383331 | 71404
Hexanedioic acid, polymer with N1-(2-aminoethyl)-1,2-ethanediamine and 2-(chloromethyl)oxirane, ammonium salt | 383323 | 71405
Spiro[isobenzofuran-1(3H),9'-[9H]xanthen]-3-one, 6'-(diethylamino)-3'-methyl-2'-(octylamino)- | 383307 | 71406
Glycine, N-methyl-N-(1-oxododecyl)-, ammonium salt (1:1) | 383299 | 71407
Benzenesulfonic acid, 2,2'-(1,2-ethenediyl)bis[5-[[4-[bis(2-hydroxyethyl)amino]-6-[(4-sulfophenyl)amino]-1,3,5-triazin-2-yl]amino]-, sodium salt, compd. with 2,2',2''-nitrilotris[ethanol] (1:2:2) | 383273 | 71408
.beta.-Alanine, N-[4-(cyclohexylamino)-9,10-dihydro-9,10-dioxo-1-anthracenyl]- | 383265 | 71409
Benzene, 1-cyclohexyl-4-(4-nitrophenoxy)- | 383240 | 71410
Benzenesulfonamide, N-ethyl-2-methyl-5-nitro-N-phenyl- | 383224 | 71411
1-Naphthalenesulfonic acid, 5-hydroxy-4-(phenylamino)- | 383208 | 71412
2-Naphthalenesulfonic acid, 7-amino-4-[(phenylsulfonyl)oxy]- | 383190 | 71413
Benzoic acid, 2-hydroxy-5-[[(8-hydroxy-3,6-disulfo-1-naphthalenyl)amino]sulfonyl]- | 383182 | 71414
2-Naphthalenesulfonic acid, 7-amino-4-[[(4-methylphenyl)sulfonyl]oxy]- | 383174 | 71415
Benzenesulfonic acid, 5-[[4-[bis(2-hydroxyethyl)amino]-6-[(4-sulfophenyl)amino]-1,3,5-triazin-2-yl]amino]-2-[2-[4-[[4-(4-morpholinyl)-6-[(4-sulfophenyl)amino]-1,3,5-triazin-2-yl]amino]-2-sulfophenyl]ethenyl]-, sodium salt (1:4) | 383166 | 71416
Benzenesulfonic acid, 2,2'-(1,2-ethenediyl)bis[5-[[4-[2-(2-hydroxyethoxy)ethoxy]-6-(phenylamino)-1,3,5-triazin-2-yl]amino]-, sodium salt (1:2) | 383158 | 71417
Benzenesulfonic acid, 2,2'-(1,2-ethenediyl)bis[5-[[4-(2-hydroxypropoxy)-6-(phenylamino)-1,3,5-triazin-2-yl]amino]-, sodium salt (1:2) | 383141 | 71418
Ethanol, 2,2'-[(octylimino)bis(2,1-ethanediyloxy)]bis- | 383133 | 71419
Dibenzo[i,t][1,4,7,12,15,18]hexaazacyclodocosine-5,13,18,26(6H,19H)-tetrone, 7,8,9,10,11,12,20,21,22,23,24,25-dodecahydro- | 383125 | 71420
Octadecanamide, N-(2-cyanoethyl)-N-[2-[[2-[(1-oxooctadecyl)amino]ethyl]amino]ethyl]- | 383117 | 71421
Formaldehyde, polymer with ammonia and 2-methylphenol | 383109 | 71422
Poly(oxy-1,2-ethanediyl), .alpha.-sulfo-.omega.-(dinonylphenoxy)- | 383091 | 71423
Poly(oxy-1,2-ethanediyl), .alpha.-(dinonylsulfophenyl)-.omega.-hydroxy- | 383083 | 71424
Poly(oxy-1,2-ethanediyl), .alpha.-sulfo-.omega.-(dinonylsulfophenoxy)- | 383075 | 71425
Poly(oxy-1,2-ethanediyl), .alpha.-sulfo-.omega.-(dinonylphenoxy)-, ammonium salt (1:1) | 383067 | 71426
Poly(oxy-1,2-ethanediyl), .alpha.-(dinonylsulfophenyl)-.omega.-hydroxy-, ammonium salt (1:1) | 383059 | 71427
Poly(oxy-1,2-ethanediyl), .alpha.-sulfo-.omega.-(dinonylsulfophenoxy)-, sodium salt (1:2) | 383042 | 71428
1-Hexadecenedisulfonic acid | 383034 | 71429
9,12-Octadecadienoic acid (9Z,12Z)-, dimer, homopolymer | 375667 | 71430
Hexanedioic acid, polymer with 2-ethyl-2-(hydroxymethyl)-1,3-propanediol, dodecanoate | 375659 | 71431
Nonanedioic acid, polymer with 1,2,3-propanetriol, octadecanoate | 375642 | 71432
Octanoic acid, monoester with 1,2,3-propanetriol, 2-sulfoacetate, sodium salt | 375634 | 71433
Poly[oxy(methyl-1,2-ethanediyl)], .alpha.-hydro-.omega.-hydroxy-, 2-propyn-1-yl ether | 375626 | 71434
Oxirane, 2-ethyl-, polymer with oxirane, monodecyl ether | 375618 | 71435
Poly[oxy(methyl-1,2-ethanediyl)], .alpha.-hydro-.omega.-hydroxy-, 2-(diethylmethylammonio)ethyl ether, chloride | 375600 | 71436
Poly(oxy-1,2-ethanediyl), .alpha.-(nonylphenyl)-.omega.-hydroxy-, phosphate, magnesium salt | 375592 | 71437
Poly[oxy(methyl-1,2-ethanediyl)], .alpha.-hydro-.omega.-hydroxy-, tetradecyl ether | 375584 | 71438
Poly[oxy(methyl-1,2-ethanediyl)], .alpha.-hydro-.omega.-hydroxy-, octadecyl ether | 375576 | 71439
Bicyclo[2.2.2]oct-5-ene-2-carboxaldehyde, 4-methyl-1-(1-methylethyl)- | 375568 | 71440
7H-Benzimidazo[2,1-a]benz[de]isoquinolin-7-one, methyl- | 375550 | 71441
2H-4,7a-Ethanonaphth[1,2-b]oxirene, octahydro-3a,4,7b-trimethyl- | 375543 | 71442
1,3-Benzenedicarboxylic acid, polymer with 2,2-bis(hydroxymethyl)-1,3-propanediol, hexanedioic acid, (9Z,12R)-12-hydroxy-9-octadecenoic acid, 1,3-isobenzofurandione and isononanoic acid | 375535 | 71443
9-Octadecenoic acid, 12-(sulfooxy)-, 1,1',1''-(1,2,3-propanetriyl) ester, sodium salt (1:3), (9Z,9'Z,9''Z,12R,12'R,12''R)- | 375527 | 71444
2-Butenedioic acid (2E)-, polymer with 2,2-dimethyl-1,3-propanediol, 2,5-furandione, 1,3-isobenzofurandione, 1,2-propanediol and 1,2,3-propanetriol | 375519 | 71445
Cyclopentanemethanamine, 5-amino-2,2,4-trimethyl- | 375493 | 71446
Dodecanedioic acid, polymer with N1-butyl-1,6-hexanediamine and N1,N6-dibutyl-1,6-hexanediamine | 375485 | 71447
9,12-Octadecadienoic acid (9Z,12Z)-, polymer with 2,2-bis(hydroxymethyl)-1,3-propanediol, 2-butenoic acid and 1,3-isobenzofurandione | 375477 | 71448
Poly[oxy(methyl-1,2-ethanediyl)], .alpha.-hydro-.omega.-[[[[4-[[4-[[[[(1-methylpropylidene)amino]oxy]carbonyl]amino]cyclohexyl]methyl]cyclohexyl]amino]carbonyl]oxy]-, ether with 2-ethyl-2-(hydroxymethyl)-1,3-propanediol (3:1) | 375469 | 71449
Hexanedioic acid, polymer with .alpha.-hydro-.omega.-hydroxypoly(oxy-1,2-ethanediyl), 2-(hydroxymethyl)-2-methyl-1,3-propanediol and 2,2'-oxybis[ethanol] | 375451 | 71450
1,3-Pentanediol, 2,2,4-trimethyl-, polymer with 1,3-diisocyanatomethylbenzene | 375444 | 71451
Poly[oxy(methyl-1,2-ethanediyl)], .alpha.-hydro-.omega.-hydroxy-, ether with D-glucitol (6:1), polymer with 1,3-diisocyanatomethylbenzene and 1,1'-methylenebis[4-isocyanatobenzene] | 375436 | 71452
Benzenemethanaminium, N,N-bis(2-hydroxyethyl)-N-octadecen-1-yl-, chloride | 375428 | 71453
Benzenemethanaminium, N,N-bis(2-hydroxyethyl)-N-tetradecen-1-yl-, chloride (1:1) | 375410 | 71454
Benzenemethanaminium, N-hexadecen-1-yl-N,N-bis(2-hydroxyethyl)-, chloride (1:1) | 375402 | 71455
1-Dodecanaminium, N-dodecyl-N,N-dimethyl-, isooctyl phosphate (1:1) | 375394 | 71456
1-Dodecanaminium, N-dodecyl-N,N-dimethyl-, diisooctyl phosphate (1:1) | 375386 | 71457
1,2-Benzenedicarboxylic acid, 1-isooctyl 2-(2-mercaptoethyl) ester | 375378 | 71458
1,2-Benzenedicarboxylic acid, 1,1'-[(dimethylstannylene)bis(thio-2,1-ethanediyl)] 2,2'-diisooctyl ester | 375360 | 71459
1,2-Benzenedicarboxylic acid, 1,1',1''-[(methylstannylidyne)tris(thio-2,1-ethanediyl)] 2,2',2''-triisooctyl ester | 375352 | 71460
Benzenesulfonic acid, 2-[[4-[2-[4-[[(4-methylphenyl)sulfonyl]oxy]phenyl]diazenyl]phenyl]amino]-5-nitro-, sodium salt (1:1) | 375345 | 71461
1-Octadecanaminium, N-ethyl-N,N-dioctadecyl-, ethyl sulfate (1:1) | 375337 | 71462
Formaldehyde, polymer with 5-(4,6-diamino-1,3,5-triazin-2-yl)-3-[2-(4,6-diamino-1,3,5-triazin-2-yl)ethyl]-3-methyl-2-pentanone and 1,3,5-triazine-2,4,6-triamine | 375329 | 71463
1,3-Benzenedicarboxylic acid, polymer with N1-(2-aminoethyl)-1,2-ethanediamine and N1,N2-bis(2-aminoethyl)-1,2-ethanediamine | 375311 | 71464
Urea, polymer with N1-(2-aminoethyl)-1,2-ethanediamine, N1,N2-bis(2-aminoethyl)-1,2-ethanediamine, formaldehyde and 1,3,5-triazine-2,4,6-triamine | 375303 | 71465
Ethanaminium, N,N,N-trimethyl-2-[(2-methyl-1-oxo-2-propen-1-yl)oxy]-, chloride (1:1), polymer with ethyl 2-methyl-2-propenoate and methyl 2-methyl-2-propenoate | 375295 | 71466
Benzenediazonium, 2-methoxy-4-(phenylamino)-, chloride (1:1), polymer with formaldehyde and hydrogen hexafluorophosphate(1-) | 375287 | 71467
1,3-Benzenedicarboxylic acid, polymer with 2,2-dimethyl-1,3-propanediol, 3-hydroxy-2-(hydroxymethyl)-2-methylpropanoic acid and nonanedioic acid | 375279 | 71468
2-Propenoic acid, 1,1'-(1,6-hexanediyl) ester, polymer with 2-aminoethanol | 375261 | 71469
2-Propenoic acid, 2-methyl-, polymer with butyl 2-propenoate, ethenylbenzene, 1-ethenyl-2-pyrrolidinone and methyl 2-methyl-2-propenoate | 375253 | 71470
Benzoic acid, 4-(1,1-dimethylethyl)-, polymer with 1,3-isobenzofurandione and 1,2,3-propanetriol | 375246 | 71471
2-Propenoic acid, 2-methyl-, methyl ester, polymer with butyl 2-propenoate and 2-propenoic acid, sodium salt | 375238 | 71472
2-Propenoic acid, polymer with 2,2'-oxybis[ethanol], potassium salt | 375220 | 71473
2-Butenedioic acid (2Z)-, 1-(2-methylpropyl) ester, polymer with ethenyl acetate, ethyl 2-propenoate and methyl 2-propenoate, sodium salt | 375212 | 71474
2-Butenedioic acid (2Z)-, 1-(2-methylpropyl) ester, polymer with ethenyl acetate, ethyl 2-propenoate and methyl 2-propenoate | 375204 | 71475
1,3-Benzenedicarboxylic acid, polymer with hexanedioic acid, 2-(hydroxymethyl)-2-methyl-1,3-propanediol, 2,2'-oxybis[ethanol] and 2,2,4-trimethyl-1,3-pentanediol | 375196 | 71476
Formaldehyde, polymer with dinonylphenol, 2-methyloxirane and nonylphenol | 398016 | 71477
Formaldehyde, polymer with (1,1-dimethylpropyl)phenol and 2-methyloxirane | 398008 | 71478
2-Propenenitrile, polymer with diethenylbenzene and 2-methyl-1,3-butadiene | 397992 | 71479
Naphthalenedisulfonic acid, ammonium salt (1:2), polymer with formaldehyde | 397984 | 71480
Naphthalenedisulfonic acid, sodium salt (1:2), polymer with formaldehyde | 397976 | 71481
Carbamic acid, N-(3-isocyanatomethylphenyl)-, C,C'-[[[(diethoxyphosphinyl)methyl]imino]di-2,1-ethanediyl] ester | 397968 | 71482
Phosphorous acid, diisooctyl 4-octylphenyl ester | 397950 | 71483
1,3-Benzenedicarboxylic acid, polymer with 2-(hydroxymethyl)-2-methyl-1,3-propanediol, 2,2'-oxybis[ethanol] and 2,2,4-trimethyl-1,3-pentanediol | 397943 | 71484
Poly(oxy-1,2-ethanediyl), .alpha.-sulfo-.omega.-[(1,1-dimethylpropyl)phenoxy]-, ammonium salt (1:1) | 397935 | 71485
Poly[oxy(methyl-1,2-ethanediyl)], .alpha.-hydro-.omega.-hydroxy-, ether with 2-amino-2-(hydroxymethyl)-1,3-propanediol (3:1) | 397927 | 71486
2-Propenoic acid, 2-methyl-, polymer with ethenylbenzene, ethyl 2-propenoate and methyl 2-methyl-2-propenoate, compd. with 2-(dimethylamino)ethanol | 397919 | 71487
2-Oxepanone, polymer with 5-isocyanato-1-(isocyanatomethyl)-1,3,3-trimethylcyclohexane, 4,4'-methylenebis[cyclohexanamine] and 1,1'-methylenebis[4-isocyanatocyclohexane] | 397901 | 71488
Hexanedioic acid, polymer with 2-ethyl-2-(hydroxymethyl)-1,3-propanediol, 1,3-isobenzofurandione and 1,1'-oxybis[2-propanol] | 397893 | 71489
Isooctadecanamide, N-[2-[(2-aminoethyl)amino]ethyl]- | 397885 | 71490
2-Naphthalenesulfonic acid, 5-[2-(2-hydroxy-1-naphthalenyl)diazenyl]-, sodium salt (1:1) | 397877 | 71491
5,7,12,14-Tetraoxa-6,13-distannaoctadeca-2,9,16-trienedioic acid, 6,6,13,13-tetraoctyl-4,8,11,15-tetraoxo-, 1,18-bis(phenylmethyl) ester, (2Z,9Z,16Z)- | 397869 | 71492
Poly[oxy(methyl-1,2-ethanediyl)], .alpha.-hydro-.omega.-[[[[4-[(4-isocyanatophenyl)methyl]phenyl]amino]carbonyl]oxy]-, ether with 2,2-bis(hydroxymethyl)-1,3-propanediol (4:1) | 397851 | 71493
1H-Benz[f]indene-1,3(2H)-dione, 5,8-dibromo-2-(3-hydroxy-2-quinolinyl)- | 397844 | 71494
2-Butenedioic acid (2Z)-, polymer with 1,3-butadiene, ammonium salt | 397836 | 71495
Benzenediazonium, 4-(phenylamino)-, chloride, 4-methylbenzenesulfonate (1:1:1), polymer with formaldehyde | 397828 | 71496
Benzenediazonium, 4-(phenylamino)-, chloride, hexafluorophosphate(1-) (1:1:1), polymer with formaldehyde | 397810 | 71497
Poly[oxy(methyl-1,2-ethanediyl)], .alpha.-[2-(diethylmethylammonio)ethyl]-.omega.-hydroxy-, chloride (1:1) | 397802 | 71498
Borate(1-), dimethyldiphenyl-, lithium (1:1), (T-4)- | 397794 | 71499
Borate(1-), diethyldiphenyl-, lithium (1:1), (T-4)- | 397786 | 71500
Cobaltate(5-), bis[5-[(4-chloro-6-methoxy-1,3,5-triazin-2-yl)amino]-4-(hydroxy-.kappa.O)-3-[2-[2-(hydroxy-.kappa.O)-5-nitrophenyl]diazenyl-.kappa.N1]-2,7-naphthalenedisulfonato(4-)]-, sodium hydrogen (1:4:1) | 397778 | 71501
Chromate(5-), bis[5-[(4-chloro-6-methoxy-1,3,5-triazin-2-yl)amino]-4-(hydroxy-.kappa.O)-3-[2-[2-(hydroxy-.kappa.O)-5-nitrophenyl]diazenyl-.kappa.N1]-2,7-naphthalenedisulfonato(4-)]-, sodium hydrogen (1:4:1) | 397760 | 71502
Cuprate(6-), [2-[2-[[2-[3-[[4-chloro-6-[[4-[[4-chloro-6-[(3-sulfophenyl)amino]-1,3,5-triazin-2-yl]amino]-2,5-disulfophenyl]amino]-1,3,5-triazin-2-yl]amino]-2-(hydroxy-.kappa.O)-5-sulfophenyl]diazenyl-.kappa.N2]phenylmethyl]diazenyl-.kappa.N1]-5-sulfobenzoato(8-)-.kappa.O]-, sodium hydrogen (1:5:1), (SP-4-3)- | 397752 | 71503
Methanaminium, N-[4-[[4-(dimethylamino)phenyl]phenylmethylene]-2,5-cyclohexadien-1-ylidene]-N-methyl-, tetracosa-.mu.-oxododecaoxo[.mu.12-[phosphato(3-)-.kappa.O:.kappa.O:.kappa.O:.kappa.O':.kappa.O':.kappa.O':.kappa.O'':.kappa.O'':.kappa.O'':.kappa.O''':.kappa.O''':.kappa.O''']]dodecatungstate(3-) (3:1) | 397745 | 71504
2-Butenedioic acid (2Z)-, polymer with 1,3-diisocyanatomethylbenzene, 1,1'-[(1-methylethylidene)bis(4,1-phenyleneoxy)]bis[2-propanol] and 1,2-propanediol mono(2-methyl-2-propenoate) | 397737 | 71505
2-Propenoic acid, 2-methyl-, monoester with 1,2-propanediol, polymer with 1,3-diisocyanatomethylbenzene | 397729 | 71506
Oxirane, 2-methyl-, polymer with 1,3-diisocyanatomethylbenzene, .alpha.-hydro-.omega.-hydroxypoly(oxy-1,4-butanediyl) and oxirane | 397711 | 71507
Poly[oxy(methyl-1,2-ethanediyl)], .alpha.,.alpha.',.alpha.''-1,2,3-propanetriyltris[.omega.-hydroxy-, polymer with 1,1'-methylenebis[4-isocyanatocyclohexane] | 397703 | 71508
Ethanesulfonic acid, 2-[[(hydroxy-sec-pentylphenyl)methyl]methylamino]-, sodium salt (1:1) | 397695 | 71509
1H-Imidazole-1-ethanol, .alpha.(or .beta.)-methyl- | 397687 | 71510
1H-Imidazole-1-ethanol, .alpha.,2(or .beta.,2)-dimethyl- | 397679 | 71511
Ethanesulfonic acid, 2-[2-[2-[bis(2-methylpropyl)phenoxy]ethoxy]ethoxy]-, sodium salt (1:1) | 397661 | 71512
Hexanoic acid, methyl-, 2-propen-1-yl ester | 397653 | 71513
1-Tetradecenedisulfonic acid | 383026 | 71514
1-Tetradecenedisulfonic acid, sodium salt (1:2) | 383018 | 71515
1,3-Benzenedicarboxylic acid, polymer with 2,2-dimethyl-1,3-propanediol, hexanedioic acid, 1,3-isobenzofurandione, (9Z)-9-octadecenoic acid dimer and 1,2-propanediol | 383000 | 71516
1,3,5-Triazine-2,4-disulfenamide, 6-(diethylamino)- | 382994 | 71517
Boric acid (H3BO3), compd. with 1-amino-2-propanol (1:1) | 382986 | 71518
Benzenediazonium, 4-[2-(2-chloro-5-sulfophenyl)diazenyl]-, chloride (1:1) | 382978 | 71519
9,12-Octadecadienoic acid (9Z,12Z)-, dimer, polymer with N1-(2-aminoethyl)-1,2-ethanediamine, 2-(chloromethyl)oxirane and 4,4'-(1-methylethylidene)bis[phenol] | 382960 | 71520
1,3-Benzenediol, polymer with 2-(chloromethyl)oxirane and 4,4'-sulfonylbis[phenol] | 382952 | 71521
Phosphoric acid, polymer with 2-aminoethanol | 382945 | 71522
Hexanedioic acid, polymer with 1,2-ethanediol, 3-hydroxy-2-(hydroxymethyl)-2-methylpropanoic acid and 1,1'-methylenebis[4-isocyanatocyclohexane] | 382937 | 71523
2-Butenedioic acid (2E)-, polymer with 1,1'-[(1-methylethylidene)bis(4,1-phenyleneoxy)]bis[2-propanol] and 1,2-propanediol | 382929 | 71524
Formaldehyde, polymer with 4-(1,1-dimethylethyl)phenol and 4-dodecylphenol | 382911 | 71525
Propanoic acid, 3-hydroxy-2-(hydroxymethyl)-2-methyl-, polymer with 1,3-diisocyanatomethylbenzene, .alpha.-hydro-.omega.-hydroxypoly(oxy-1,4-butanediyl) and .alpha.-hydro-.omega.-hydroxypoly[oxy(methyl-1,2-ethanediyl)] ether with 2-ethyl-2-(hydroxymethyl)-1,3-propanediol (3:1) | 382903 | 71526
Ethanol, 2-amino-, compd. with .alpha.-(2-cyanoethyl)-.omega.-(4-nonylsulfophenoxy)poly(oxy-1,2-ethanediyl) (1:1) | 382895 | 71527
Decanoic acid, polymer with 2-(hydroxymethyl)-2-methyl-1,3-propanediol and 1,3-isobenzofurandione | 375188 | 71528
1,3-Benzenedicarboxylic acid, polymer with 1,4-butanediol, 1,3-dihydro-1,3-dioxo-5-isobenzofurancarboxylic acid, 2,2-dimethyl-1,3-propanediol and hexanedioic acid | 375170 | 71529
Nonanoic acid, polymer with 4-(1,1-dimethylethyl)benzoic acid, 2-(hydroxymethyl)-2-methyl-1,3-propanediol and 1,3-isobenzofurandione | 375162 | 71530
2-Propenoic acid, 2-methyl-, 2-(dimethylamino)ethyl ester, polymer with butyl 2-propenoate, ethenylbenzene and 2-hydroxyethyl 2-propenoate | 375154 | 71531
2-Propenoic acid, 2-methyl-, butyl ester, polymer with dodecyl 2-methyl-2-propenoate, methyl 2-methyl-2-propenoate and 2-propenoic acid | 375147 | 71532
1,4-Benzenedicarboxylic acid, 1,4-dimethyl ester, polymer with 1,2-ethanediol, 1,3,5-tris(2-hydroxyethyl)-1,3,5-triazine-2,4,6(1H,3H,5H)-trione and 1,3,5-tris(3-isocyanatomethylphenyl)-1,3,5-triazine-2,4,6(1H,3H,5H)-trione | 375139 | 71533
Formaldehyde, polymer with ammonium hydroxide ((NH4)(OH)), 2-methylphenol and phenol | 375121 | 71534
1,4-Benzenedicarboxylic acid, polymer with 1,2-ethanediol, formaldehyde, methylphenol and 1,3,5-tris(2-hydroxyethyl)-1,3,5-triazine-2,4,6(1H,3H,5H)-trione | 375113 | 71535
1,4-Benzenedicarboxylic acid, polymer with 1,3-dihydro-1,3-dioxo-5-isobenzofurancarboxylic acid, 1,2-ethanediol, formaldehyde, 4,4'-methylenebis[benzenamine], methylphenol, 1,3,5-tris(2-hydroxyethyl)-1,3,5-triazine-2,4,6(1H,3H,5H)-trione and 1,3,5-tris(3-isocyanatomethylphenyl)-1,3,5-triazine-2,4,6(1H,3H,5H)-trione | 375105 | 71536
1,3-Benzenedicarboxylic acid, polymer with 2,2'-[1,2-ethanediylbis(oxy)]bis[ethanol] and 1,2,3-propanetriol | 375097 | 71537
1,3-Benzenedicarboxylic acid, polymer with 1,2-ethanediol and 1,3,5-tris(2-hydroxyethyl)-1,3,5-triazine-2,4,6(1H,3H,5H)-trione | 375089 | 71538
1,3-Benzenedicarboxylic acid, polymer with 2,5-furandione, hexanedioic acid, 1,6-hexanediol and 1,2-propanediol | 375071 | 71539
2-Propenoic acid, polymer with 2-(chloromethyl)oxirane, 2,5-furandione and 4,4'-(1-methylethylidene)bis[phenol] | 375063 | 71540
Benzoic acid, 4-amino-, polymer with 2-(chloromethyl)oxirane and 4,4'-(1-methylethylidene)bis[phenol] | 375055 | 71541
Hexadecanoic acid, polymer with 2-(chloromethyl)oxirane, 1,3-dihydro-1,3-dioxo-5-isobenzofurancarboxylic acid and 4,4'-(1-methylethylidene)bis[phenol] | 375048 | 71542
2-Propenoic acid, 2-methyl-, 2-[ethyl[(1,1,2,2,3,3,4,4,5,5,5-undecafluoropentyl)sulfonyl]amino]ethyl ester, polymer with octadecyl 2-propenoate and 2-propenoic acid | 375030 | 71543
2-Propenoic acid, 2-methyl-, 2-[ethyl[(1,1,2,2,3,3,4,4,5,5,5-undecafluoropentyl)sulfonyl]amino]ethyl ester | 375022 | 71544
1,3-Propanediol, 2-ethyl-2-(hydroxymethyl)-, polymer with .alpha.-hydro-.omega.-hydroxypoly(oxy-1,4-butanediyl), 1,1'-methylenebis[4-isocyanatobenzene] and 2-methyloxirane | 375014 | 71545
2-Propenoic acid, 2-methyl-, 2-[ethyl[(1,1,2,2,3,3,4,4,5,5,6,6,6-tridecafluorohexyl)sulfonyl]amino]ethyl ester, polymer with octadecyl 2-propenoate and 2-propenoic acid | 375006 | 71546
2-Propenoic acid, 2-methyl-, 2-[ethyl[(1,1,2,2,3,3,4,4,5,5,6,6,6-tridecafluorohexyl)sulfonyl]amino]ethyl ester | 374991 | 71547
Hexanedioic acid, polymer with 1,4-cyclohexanedimethanol, .alpha.-hydro-.omega.-hydroxypoly(oxy-1,4-butanediyl), 5-isocyanato-1-(isocyanatomethyl)-1,3,3-trimethylcyclohexane and (9Z,12Z)-9,12-octadecadienoic acid dimer | 374983 | 71548
Hexanedioic acid, polymer with ethenylbenzene, 2,5-furandione, 1,3-isobenzofurandione, 2,2'-oxybis[ethanol] and 1,2-propanediol | 374975 | 71549
1,3-Isobenzofurandione, polymer with 2,2-bis(bromomethyl)-1,3-propanediol, ethenylbenzene, 2,5-furandione and 1,2-propanediol | 374967 | 71550
1,3-Benzenedicarboxylic acid, polymer with 2,2-bis(bromomethyl)-1,3-propanediol, 2,5-furandione, 1,3-isobenzofurandione and 1,2-propanediol | 374959 | 71551
1,3-Benzenedicarboxylic acid, polymer with 2,2-bis(bromomethyl)-1,3-propanediol, ethenylbenzene, 2,5-furandione, 1,3-isobenzofurandione and 1,2-propanediol | 374942 | 71552
2-Propenoic acid, 2-methyl-, polymer with 1,1-dichloroethene, ethyl 2-propenoate and N-(hydroxymethyl)-2-propenamide | 374934 | 71553
Butanedioic acid, 2-methylene-, polymer with 2-ethylhexyl 2-propenoate, ethyl 2-propenoate and 2-propenamide | 374926 | 71554
2-Naphthalenesulfonic acid, 7-amino-4-hydroxy-8-[2-(3-sulfophenyl)diazenyl]- | 374918 | 71555
Ethanol, 2-[4-[2-(4-amino-5-methoxy-2-methylphenyl)diazenyl]phenoxy]- | 374892 | 71556
9,10-Anthracenedione, 1,5-bis[[4-[(9,10-dihydro-9,10-dioxo-1-anthracenyl)amino]-9,10-dihydro-9,10-dioxo-1-anthracenyl]amino]- | 374884 | 71557
2-Naphthalenecarboxylic acid, 4-[2-(2,5-dichloro-3-methyl-6-sulfophenyl)diazenyl]-3-hydroxy-, calcium salt (1:1) | 374868 | 71558
Benzenesulfonic acid, 4-[2-[4-(2-chlorodiazenyl)-5-methoxy-2-methylphenyl]diazenyl]- | 374843 | 71559
2-Naphthalenesulfonic acid, 5-[2-(4-hydroxyphenyl)diazenyl]-8-[2-(2-methoxyphenyl)diazenyl]-, sodium salt (1:1) | 374827 | 71560
2-Naphthalenesulfonic acid, 8-[2-[4-(acetylamino)phenyl]diazenyl]-5-[2-(4-amino-6-sulfo-1-naphthalenyl)diazenyl]-, sodium salt (1:2) | 374819 | 71561
2-Naphthalenesulfonic acid, 5-[2-[4-(acetylamino)phenyl]diazenyl]-8-[2-(4-amino-7-sulfo-1-naphthalenyl)diazenyl]-, sodium salt (1:2) | 374801 | 71562
2-Naphthalenesulfonic acid, 5-[2-[4-(acetylamino)phenyl]diazenyl]-8-[2-(4-amino-6-sulfo-1-naphthalenyl)diazenyl]-, sodium salt (1:2) | 374793 | 71563
2-Naphthalenesulfonic acid, 8-[2-[4-[2-[4-(acetylamino)phenyl]diazenyl]-6-sulfo-1-naphthalenyl]diazenyl]-5-[2-(2-hydroxy-6-sulfo-1-naphthalenyl)diazenyl]-, sodium salt (1:3) | 374785 | 71564
2-Naphthalenesulfonic acid, 5-[2-[4-[2-[4-(acetylamino)phenyl]diazenyl]-6-sulfo-1-naphthalenyl]diazenyl]-8-[2-(2-hydroxy-6-sulfo-1-naphthalenyl)diazenyl]-, sodium salt (1:3) | 374777 | 71565
2-Naphthalenesulfonic acid, 8-[2-[4-[2-[4-(acetylamino)phenyl]diazenyl]-7-sulfo-1-naphthalenyl]diazenyl]-5-[2-(2-hydroxy-6-sulfo-1-naphthalenyl)diazenyl]-, sodium salt (1:3) | 374769 | 71566
2-Naphthalenesulfonic acid, 5-[2-[4-[2-[4-(acetylamino)phenyl]diazenyl]-7-sulfo-1-naphthalenyl]diazenyl]-8-[2-(2-hydroxy-6-sulfo-1-naphthalenyl)diazenyl]-, sodium salt (1:3) | 374751 | 71567
2,7-Naphthalenedisulfonic acid, 3,3'-[(3,3'-dimethoxy[1,1'-biphenyl]-4,4'-diyl)bis(2,1-diazenediyl)]bis[5-(acetylamino)-4-hydroxy-, sodium salt (1:4) | 374744 | 71568
1-Naphthalenediazonium, 2-methoxy-6-sulfo-4-[2-[7-sulfo-4-[2-(3-sulfophenyl)diazenyl]-1-naphthalenyl]diazenyl]-, chloride (1:1) | 374736 | 71569
1-Decanesulfonic acid, 1,1,2,2,3,3,4,4,5,5,6,6,7,7,8,8,9,9,10,10,10-heneicosafluoro-, ammonium salt (1:1) | 374728 | 71570
2-Propenoic acid, 2-methyl-, 4-[methyl[(1,1,2,2,3,3,4,4,5,5,5-undecafluoropentyl)sulfonyl]amino]butyl ester | 374702 | 71571
2-Propenoic acid, 2-methyl-, 4-[methyl[(1,1,2,2,3,3,4,4,5,5,6,6,7,7,7-pentadecafluoroheptyl)sulfonyl]amino]butyl ester | 374686 | 71572
Propanenitrile, 3-[[4-[2-(2,6-dibromo-4-nitrophenyl)diazenyl]-3-methylphenyl]ethylamino]- | 374652 | 71573
1,4-Benzenedisulfonic acid, 2,2'-[1,2-ethenediylbis[(3-sulfo-4,1-phenylene)imino[6-[(3-amino-3-oxopropyl)(2-hydroxyethyl)amino]-1,3,5-triazine-4,2-diyl]imino]]bis-, sodium salt (1:6) | 374637 | 71574
1,4-Benzenedicarboxylic acid, 2-[(4-methylphenyl)amino]-5-(phenylamino)- | 374629 | 71575
2H-1-Benzopyran-2-one, 7-[2-(2-amino-1-naphthalenyl)diazenyl]-3-phenyl- | 374603 | 71576
Octadecanoic acid, 10-hydroxy-9-sulfo-, 1-(2-ethoxyethyl) ester, sodium salt (1:1) | 374595 | 71577
3H-Naphtho[1,2,3-de]quinoline-1-carboxylic acid, 6-[(4-chlorophenyl)amino]-2,7-dihydro-4-methyl-2,7-dioxo-, ethyl ester | 374587 | 71578
9,10-Anthracenedione, 6,7-dichloro-1,4-bis[(5,6,7,8-tetrahydro-1-naphthalenyl)amino]- | 374579 | 71579
1,2-Ethanediamine, N1-(2-aminoethyl)-N2-[2-[(2-aminoethyl)amino]ethyl]-, acetate, compd. with .alpha.-isodecyl-.omega.-hydroxypoly(oxy-1,2-ethanediyl) phosphate | 390195 | 71580
Europium samarium strontium sulfide | 390062 | 71581
Manganese potassium oxide (Mn16K2O31) | 390054 | 71582
Magnesate(3-), [N,N-bis[2-[[(carboxy-.kappa.O)methyl](carboxymethyl)amino-.kappa.N]ethyl]glycinato(5-)-.kappa.N,.kappa.O]-, sodium (1:3) | 390047 | 71583
Magnesate(3-), [N,N-bis[2-[[(carboxy-.kappa.O)methyl](carboxymethyl)amino-.kappa.N]ethyl]glycinato(5-)-.kappa.N,.kappa.O]-, sodium hydrogen (1:2:1) | 390039 | 71584
Boric acid (H3BO3), compd. with urea (1:1) | 390021 | 71585
Benzoic acid, 4-(3,4-dihydro-4,4,6-trimethyl-2-thioxo-1(2H)-pyrimidinyl)- | 390013 | 71586
Benzoxazolium, 2-[3-[5,6-dichloro-1-ethyl-1,3-dihydro-3-[2-[(methylsulfonyl)amino]-2-oxoethyl]-2H-benzimidazol-2-ylidene]-1-propen-1-yl]-3-ethyl-5,6-dimethyl-, inner salt | 390005 | 71587
1,3-Benzenedisulfonic acid, 4,4'-[1,2-ethenediylbis[(3-sulfo-4,1-phenylene)imino[6-[bis(2-hydroxyethyl)amino]-1,3,5-triazine-4,2-diyl]imino]]bis-, sodium salt (1:6) | 389999 | 71588
1,3,5-Triazine-2,4,6-triamine, N2,N4,N6-tris(methoxymethyl)-N2,N4,N6-tris[(octadecyloxy)methyl]- | 389981 | 71589
Ethanaminium, 2-[[2-cyano-3-[4-(diethylamino)phenyl]-1-oxo-2-propen-1-yl]oxy]-N,N,N-trimethyl-, benzoate (1:1) | 389973 | 71590
Octadecanamide, N,N'-(iminodi-2,1-ethanediyl)bis-, acetate (1:1) | 389965 | 71591
Hexanedioic acid, polymer with 1,3-dihydro-1,3-dioxo-5-isobenzofurancarboxylic acid, 2,2-dimethyl-1,3-propanediol, 2-(hydroxymethyl)-2-methyl-1,3-propanediol and nonanoic acid | 389957 | 71592
2-Propenoic acid, 2-methyl-, polymer with 2-(chloromethyl)oxirane, formaldehyde, 2,5-furandione, 4,4'-(1-methylethylidene)bis[phenol] and 2-(phenoxymethyl)oxirane | 389940 | 71593
2-Propenoic acid, 2-methyl-, polymer with 2-(chloromethyl)oxirane, ethenylbenzene, formaldehyde, 4,4'-(1-methylethylidene)bis[phenol] and 2-(phenoxymethyl)oxirane | 389932 | 71594
2-Propanol, 1-[(2-aminoethyl)amino]-, homopolymer | 389924 | 71595
1,4-Pentadien-3-one, 1,5-bis[4-(2-oxiranylmethoxy)phenyl]-, polymer with 4,4'-(1-methylethylidene)bis[2,6-dibromophenol] and 4,4'-(1-methylethylidene)bis[phenol] | 389916 | 71596
Cyclotetrasiloxane, 2,2,4,4,6,6,8,8-octamethyl-, polymer with 2,4,6,8-tetramethyl-2,4,6,8-tetraphenylcyclotetrasiloxane | 389908 | 71597
Formaldehyde, polymer with N1,N2-bis(2-aminoethyl)-1,2-ethanediamine and phenol, acetate (salt) | 389890 | 71598
2-Propenoic acid, 2-methyl-, butyl ester, polymer with ethenylbenzene, methyl 2-methyl-2-propenoate and 2-propen-1-ol | 389882 | 71599
Ethanol, 2,2'-oxybis-, polymer with 1,3-diisocyanatomethylbenzene, .alpha.-hydro-.omega.-hydroxypoly[oxy(methyl-1,2-ethanediyl)] and .alpha.,.alpha.',.alpha.''-1,2,3-propanetriyltris[.omega.-hydroxypoly[oxy(methyl-1,2-ethanediyl)]] | 389874 | 71600
Ethanol, 2,2'-oxybis-, polymer with 1,3-diisocyanatomethylbenzene, 2-methyloxirane, oxirane and .alpha.,.alpha.',.alpha.''-1,2,3-propanetriyltris[.omega.-hydroxypoly[oxy(methyl-1,2-ethanediyl)]] | 389866 | 71601
Formaldehyde, polymer with N1,N2-bis(2-aminoethyl)-1,2-ethanediamine, 2-(chloromethyl)oxirane and phenol | 389858 | 71602
2-Oxiranemethanol, polymer with nonylphenol | 389841 | 71603
Propanoic acid, 3-hydroxy-2-(hydroxymethyl)-2-methyl-, polymer with 1,3-diisocyanatomethylbenzene, 2-ethyl-2-(hydroxymethyl)-1,3-propanediol, .alpha.-hydro-.omega.-hydroxypoly(oxy-1,4-butanediyl) and 1,1'-[(1-methylethylidene)bis(4,1-phenyleneoxy)]bis[2-propanol] | 389833 | 71604
Benzenediazonium, 2,5-diethoxy-4-(ethylamino)-, (T-4)-tetrachlorozincate(2-) (2:1) | 389825 | 71605
2-Propanol, 1-[(2-aminoethyl)amino]-, N-(2-aminoethyl) deriv. | 389817 | 71606
1-Propanesulfonic acid, 2-hydroxy-3-(isooctyloxy)-, sodium salt (1:1) | 389809 | 71607
Phosphonic acid, diethyl ester, polymer with .alpha.-hydro-.omega.-hydroxypoly(oxy-1,2-ethanediyl) | 389791 | 71608
Urea, polymer with formaldehyde, 2-furanmethanol, phenol and 1,3,5-triazine-2,4,6-triamine | 389783 | 71609
1,3-Benzenedicarboxylic acid, polymer with 2-ethyl-2-(hydroxymethyl)-1,3-propanediol and hexanedioic acid, 4-(1,1-dimethylethyl)benzoate | 382457 | 71610
Hexanedioic acid, polymer with 2,5-furandione, 2-(hydroxymethyl)-2-methyl-1,3-propanediol and 1,3-isobenzofurandione, 4-(1,1-dimethylethyl)benzoate | 382390 | 71611
2-Propenoic acid, 2-methyl-, polymer with butyl 2-propenoate, ethenyl acetate, ethyl 2-propenoate and N-(hydroxymethyl)-2-propenamide | 374561 | 71612
2-Propenoic acid, 2-methyl-, polymer with ethenyl acetate, ethyl 2-propenoate, N-(hydroxymethyl)-2-propenamide, methyl 2-methyl-2-propenoate and 2-propenenitrile | 374553 | 71613
1,3-Benzenedicarboxylic acid, polymer with hexanedioic acid, 1,6-hexanediol and 2-(hydroxymethyl)-2-methyl-1,3-propanediol | 374546 | 71614
Cobaltate(2-), bis[3-[2-[4,5-dihydro-3-methyl-5-(oxo-.kappa.O)-1-phenyl-1H-pyrazol-4-yl]diazenyl-.kappa.N1]-4-(hydroxy-.kappa.O)benzenesulfonamidato(2)]-, lithium (1:2), (OC-6-22')- | 374538 | 71615
Cobaltate(2-), bis[2-[2-[5-(aminosulfonyl)-2-(hydroxy-.kappa.O)phenyl]diazenyl-.kappa.N1]-3-(oxo-.kappa.O)-N-phenylbutanamidato(2-)]-, lithium (1:2) | 374520 | 71616
Rhodium(1+), dichlorobis(1,2-ethanediamine-.kappa.N1,.kappa.N2)-, bis(cyano-.kappa.C)aurate(1-) (1:1) | 374512 | 71617
Copper(2+), (1,2-ethanediamine-.kappa.N1,.kappa.N2)(1,2-propanediamine-.kappa.N1,.kappa.N2)-, bis(cyano-.kappa.C)aurate(1-) (1:2) | 374504 | 71618
Cadmium(2+), bis(1,2-propanediamine-.kappa.N1,.kappa.N2)-, (T-4)-, bis(cyano-.kappa.C)aurate(1-) (1:2) | 374496 | 71619
Cobalt(2+), bis(1,2-propanediamine-.kappa.N1,.kappa.N2)-, bis(cyano-.kappa.C)aurate(1-) (1:2) | 374488 | 71620
Palladium(2+), bis(1,2-propanediamine-.kappa.N1,.kappa.N2)-, bis(cyano-.kappa.C)aurate(1-) (1:2) | 374470 | 71621
Silver(1+), (1,2-propanediamine-.kappa.N1,.kappa.N2)-, bis(cyano-.kappa.C)aurate(1-) (1:1) | 374462 | 71622
Zinc(2+), bis(1,2-propanediamine-.kappa.N1,.kappa.N2)-, (T-4)-, bis(cyano-.kappa.C)aurate(1-) (1:2) | 374454 | 71623
Nickelate(1-), [[N,N'-1,2-ethanediylbis[N-[(carboxy-.kappa.O)methyl]glycinato-.kappa.N,.kappa.O]](4-)]-, potassium (1:1), (OC-6-21)- | 374447 | 71624
Indate(1-), [[N,N'-1,2-ethanediylbis[N-[(carboxy-.kappa.O)methyl]glycinato-.kappa.N,.kappa.O]](4-)]-, potassium (1:1), (OC-6-21)- | 374439 | 71625
1,3-Propanediol, 2,2-bis(bromomethyl)-, polymer with 1,3-diisocyanatomethylbenzene, 1,2-ethanediol and .alpha.-hydro-.omega.-hydroxypoly[oxy(methyl-1,2-ethanediyl)] | 374421 | 71626
Hexanedioic acid, polymer with .alpha.-(2-aminomethylethyl)-.omega.-(2-aminomethylethoxy)poly[oxy(methyl-1,2-ethanediyl)], 1,4-butanediol and 1,1'-methylenebis[4-isocyanatocyclohexane] | 374413 | 71627
Poly(oxy-1,2-ethanediyl), .alpha.-[2,4-bis(1,1-dimethylpropyl)phenyl]-.omega.-hydroxy- | 374405 | 71628
Poly(oxy-1,2-ethanediyl), .alpha.,.alpha.'-[methylenebis[4,6-bis(1,1-dimethylpropyl)-2,1-phenylene]]bis[.omega.-hydroxy- | 374397 | 71629
Urea, polymer with N1-(2-aminoethyl)-1,2-ethanediamine, N1,N2-bis(2-aminoethyl)-1,2-ethanediamine, 1,2-ethanediol and formaldehyde | 374389 | 71630
Formaldehyde, polymer with 4-(1,1-dimethylethyl)phenol, 4-(1,1-dimethylpropyl)phenol, 2-methyloxirane and 4-nonylphenol | 374371 | 71631
Formaldehyde, polymer with 4-(1,1-dimethylethyl)phenol, 4-(1,1-dimethylpropyl)phenol and 2-methyloxirane | 374363 | 71632
Formaldehyde, polymer with 4-(1,1-dimethylethyl)phenol, 4-(1,1-dimethylpropyl)phenol and oxirane | 374355 | 71633
2-Propenoic acid, 2-methyl-, 2-(dimethylamino)ethyl ester, sulfate (1:1), homopolymer | 374348 | 71634
2-Propenoic acid, 2-methyl-, 2-[(1,1-dimethylethyl)amino]ethyl ester, sulfate (1:1), polymer with methyl 2-propenoate | 374330 | 71635
2-Propenoic acid, 2-methyl-, 2-(diethylamino)ethyl ester, sulfate (1:1), homopolymer | 374322 | 71636
Formaldehyde, polymer with N1-(2-aminoethyl)-1,2-ethanediamine and 4-nonylphenol | 374314 | 71637
Formaldehyde, polymer with 4-(1,1-dimethylethyl)phenol and 4-nonylphenol | 374306 | 71638
Formaldehyde, polymer with 4-(1,1-dimethylethyl)phenol, 4-(1,1-dimethylpropyl)phenol and 4-nonylphenol | 374298 | 71639
Formaldehyde, polymer with 4-(1,1-dimethylpropyl)phenol and 4-nonylphenol | 374280 | 71640
2-Propenoic acid, polymer with formaldehyde, 2,5-furandione, 2-methyloxirane, 4-nonylphenol and oxirane | 374272 | 71641
Formaldehyde, polymer with 4-(1,1-dimethylethyl)phenol, 4-(1,1-dimethylpropyl)phenol, 4-nonylphenol and oxirane | 374264 | 71642
Formaldehyde, polymer with N1-(2-aminoethyl)-1,2-ethanediamine, 2-methyloxirane and 4-nonylphenol | 374256 | 71643
Formaldehyde, polymer with N1-(2-aminoethyl)-1,2-ethanediamine, 4-nonylphenol and oxirane | 374249 | 71644
Formaldehyde, polymer with N1-(2-aminoethyl)-1,2-ethanediamine, 2-methyloxirane, 4-nonylphenol and oxirane | 374231 | 71645
1,2-Ethanediamine, N1-(2-aminoethyl)-, polymer with 1,2-dichloroethane and (9Z)-9-octadecen-1-amine | 374223 | 71646
9,12-Octadecadienoic acid (9Z,12Z)-, dimer, polymer with N1-(2-aminoethyl)-1,2-ethanediamine, formaldehyde, 2-methyloxirane, 4-nonylphenol, (9Z,12Z)-9,12-octadecadienoic acid trimer and oxirane | 374215 | 71647
Hexanedioic acid, polymer with 5-amino-1,3,3-trimethylcyclohexanemethanamine, 5-isocyanato-1-(isocyanatomethyl)-1,3,3-trimethylcyclohexane and 2,2'-oxybis[ethanol] | 374207 | 71648
Hexanedioic acid, polymer with 5-amino-1,3,3-trimethylcyclohexanemethanamine, 2,2-dimethyl-1,3-propanediol, 1,6-hexanediol and 1,1'-methylenebis[4-isocyanatocyclohexane] | 374199 | 71649
Hexanedioic acid, polymer with 1,6-hexanediol, 1,3-isobenzofurandione and 1,1'-methylenebis[4-isocyanatocyclohexane] | 374181 | 71650
Hexanedioic acid, polymer with 5-amino-1,3,3-trimethylcyclohexanemethanamine, 1,6-hexanediol, 1,3-isobenzofurandione and 1,1'-methylenebis[4-isocyanatocyclohexane] | 374173 | 71651
Hexanedioic acid, polymer with 5-amino-1,3,3-trimethylcyclohexanemethanamine, 1,2-ethanediol and 1,1'-methylenebis[4-isocyanatocyclohexane] | 374165 | 71652
Hexanedioic acid, polymer with 1,1'-methylenebis[4-isocyanatocyclohexane], 2-methyloxirane and oxirane | 374157 | 71653
1,3-Propanediol, 2-ethyl-2-(hydroxymethyl)-, polymer with 1,3-diisocyanatomethylbenzene, .alpha.-hydro-.omega.-hydroxypoly[oxy(methyl-1,2-ethanediyl)] and 4,4'-(1-methylethylidene)bis[phenol] | 374140 | 71654
Hexanedioic acid, polymer with 1,1'-methylenebis[4-isocyanatocyclohexane] and 2,2'-oxybis[ethanol] | 374132 | 71655
2-Propenoic acid, 2-methyl-, polymer with butyl 2-propenoate, N-[(2-methylpropoxy)methyl]-2-propenamide and 2-propenenitrile | 374124 | 71656
4-Cyclohexene-1,2-dicarboxylic acid, polymer with 2,5-furandione, hexanedioic acid and 1,2-propanediol | 374116 | 71657
Hexanedioic acid, polymer with 1,2-ethanediol, 2,2'-[1,2-ethanediylbis(oxy)]bis[ethanol], 2,5-furandione, 1,3-isobenzofurandione and 2,2'-oxybis[ethanol] | 374108 | 71658
Acetic acid, 2-hydroxy-, polymer with formaldehyde and phenol | 374090 | 71659
Hexanedioic acid, polymer with 1,3-diisocyanatomethylbenzene, 2,2-dimethyl-1,3-propanediol, 2-ethyl-2-(hydroxymethyl)-1,3-propanediol, 1,6-hexanediol and 2,2'-oxybis[ethanol] | 374082 | 71660
Hexanedioic acid, polymer with 1,3-diisocyanatomethylbenzene, 2,2-dimethyl-1,3-propanediol, 1,6-hexanediol and 2,2'-oxybis[ethanol] | 374074 | 71661
Carbonochloridic acid, C,C'-[(1-methylethylidene)di-4,1-phenylene] ester, polymer with 2,4,6,8,10,12-hexamethylcyclohexasiloxane-2,4,6,8,10,12-hexapropanenitrile, 4,4'-(1-methylethylidene)bis[phenol], 2,2,4,4,6,6,8,8-octamethylcyclotetrasiloxane, 2,4,6,8,10-pentamethylcyclopentasiloxane-2,4,6,8,10-pentapropanenitrile, 2,4,6,8-tetramethylcyclotetrasiloxane-2,4,6,8-tetrapropanenitrile, 3,3'-(1,1,3,3-tetramethyl-1,3-disiloxanediyl)bis[1-propanamine] and 2,4,6-trimethylcyclotrisiloxane-2,4,6-tripropanenitrile | 374066 | 71662
Acetamide, N-[2-[2-(2-bromo-4,6-dinitrophenyl)diazenyl]-5-[(2-cyanoethyl)ethylamino]-4-ethoxyphenyl]- | 374041 | 71663
Formaldehyde, polymer with oxybis[propanol] and phenol | 382143 | 71664
Formaldehyde, polymer with 2-methylphenol, oxybis[propanol] and phenol | 382135 | 71665
Cobaltate(4-), [[P,P',P'-[(nitrilo-.kappa.N)tris(methylene)]tris[phosphonato-.kappa.O]](6-)]-, sodium (1:4), (T-4)- | 382127 | 71666
Poly(oxy-1,2-ethanediyl), .alpha.-[3-carboxy-1-oxosulfopropyl]-.omega.-(nonylphenoxy)-, sodium salt (1:2) | 382119 | 71667
4a,7-Methano-4aH-naphth[1,8a-b]oxirene, octahydro-4,4,8,8-tetramethyl- | 382101 | 71668
7H-2,4a-Methanonaphthalen-7-one, octahydro-1,1,5,5-tetramethyl- | 382093 | 71669
Octadecanoic acid, sulfo-, sodium salt (1:?) | 382085 | 71670
Benzene, dodecylphenoxy-, disulfo deriv. | 382077 | 71671
Urea, polymer with formaldehyde and guanidine hydrochloride (1:1) | 382069 | 71672
Formaldehyde, polymer with benzenamine, 2-methylphenol and phenol | 382051 | 71673
2-Propenoic acid, 2-methyl-, polymer with 2-ethylhexyl 2-propenoate, ethyl 2-propenoate and 2-propenoic acid | 382044 | 71674
2-Propenoic acid, 2-methyl-, polymer with butyl 2-propenoate, 1,1'-(1,2-ethanediyl) bis(2-methyl-2-propenoate), 2-ethylhexyl 2-propenoate and methyl 2-methyl-2-propenoate | 382036 | 71675
2-Propenoic acid, 2-methyl-, polymer with ethenylbenzene, ethyl 2-propenoate, (1-methylethenyl)benzene and 2-propenenitrile | 382028 | 71676
2-Propenoic acid, 2-methyl-, telomer with butyl 2-propenoate, 1-dodecanethiol, ethenylbenzene and methyl 2-methyl-2-propenoate, zinc salt | 382010 | 71677
Ethanaminium, N,N,N-trimethyl-2-[(2-methyl-1-oxo-2-propen-1-yl)oxy]-, methyl sulfate (1:1), telomer with 3-mercapto-1,2-propanediol and 2-propenamide | 382002 | 71678
2-Propenoic acid, 2-methyl-, telomer with butyl 2-propenoate, 1-dodecanethiol and ethenylbenzene, ammonium salt | 381996 | 71679
2-Propenoic acid, 2-methyl-, telomer with butyl 2-propenoate, 1-dodecanethiol, methyl 2-methyl-2-propenoate and methyl 2-propenoate, zinc salt | 381988 | 71680
2-Propenoic acid, 2-methyl-, telomer with butyl 2-propenoate, 1-dodecanethiol and methyl 2-methyl-2-propenoate | 381970 | 71681
1,3-Benzenedicarboxylic acid, polymer with decanedioic acid, 2-ethyl-2-(hydroxymethyl)-1,3-propanediol and (9Z,12Z)-9,12-octadecadienoic acid dimer | 381962 | 71682
1,3-Benzenedicarboxylic acid, polymer with 2,2-dimethyl-1,3-propanediol, 2-ethyl-2-(hydroxymethyl)-1,3-propanediol, hexanedioic acid and 1,1'-methylenebis[4-isocyanatobenzene] | 381954 | 71683
1,3-Benzenedicarboxylic acid, polymer with 2,2-dimethyl-1,3-propanediol, 2-ethyl-2-(hydroxymethyl)-1,3-propanediol, 2,5-furandione and 1,2-propanediol | 381947 | 71684
2-Butanone, oxime, polymer with 1,3-diisocyanatomethylbenzene, .alpha.-hydro-.omega.-hydroxypoly[oxy(methyl-1,2-ethanediyl)] and 1,1',1''-nitrilotris[2-propanol] | 381939 | 71685
2-Propanol, 1-[(2-aminoethyl)amino]-, polymer with 1,3-diisocyanatomethylbenzene and .alpha.-hydro-.omega.-hydroxypoly[oxy(methyl-1,2-ethanediyl)] | 381921 | 71686
2-Propanol, 1,1',1''-nitrilotris-, polymer with 1,3-diisocyanatomethylbenzene, .alpha.-hydro-.omega.-hydroxypoly[oxy(methyl-1,2-ethanediyl)] and oxybis[propanol] | 381913 | 71687
2-Propen-1-aminium, N,N-dimethyl-N-2-propen-1-yl-, chloride (1:1), polymer with 2-hydroxypropyl 2-propenoate and 2-propenoic acid | 381905 | 71688
2-Propenoic acid, 2-aminoethyl ester, nitrate (1:1), polymer with 2-propenamide | 381897 | 71689
2-Propenoic acid, 2-aminoethyl ester, nitrate (1:1), polymer with 2-hydroxypropyl 2-propenoate and 2-propenamide | 381889 | 71690
1,5-Naphthalenedisulfonic acid, 2-[2-(2-hydroxy-1-naphthalenyl)diazenyl]-, calcium salt (1:1) | 381871 | 71691
1,5-Naphthalenedisulfonic acid, 3-[2-(1-hydroxy-2-naphthalenyl)diazenyl]-, barium salt (1:1) | 381863 | 71692
1H-Benzimidazolium, 1,2-dimethyl-3-(phenylmethyl)-5-(trifluoromethyl)-, bromide (1:1) | 381830 | 71693
Phenol, 2-methoxy-4-[(1R,2S,4R,6S)-5,5,6-trimethylbicyclo[2.2.1]hept-2-yl]-, rel- | 381814 | 71694
Benzene, 2,5-dibromo-1-methoxy-3-methyl- | 381806 | 71695
1H-1,3a-Ethanopentalen-3-ol, 2,3,4,6a-tetrahydro-, 3-propanoate | 381798 | 71696
1-Naphthalenesulfonic acid, 4-amino-3-[2-[4-[2-(4-nitro-2-sulfophenyl)ethenyl]-3-sulfophenyl]diazenyl]-, sodium salt (1:3) | 381780 | 71697
2-Naphthalenesulfonic acid, 7-[(4-aminobenzoyl)amino]-4-hydroxy-3-[2-(2-methoxy-5-methylphenyl)diazenyl]-, sodium salt (1:1) | 381764 | 71698
2-Naphthalenesulfonic acid, 7-[(4-aminobenzoyl)amino]-4-hydroxy-3-[2-(4-methoxyphenyl)diazenyl]-, sodium salt (1:1) | 381756 | 71699
2-Naphthalenesulfonic acid, 4-hydroxy-3-[2-[3-methyl-4-[2-(4-sulfophenyl)diazenyl]phenyl]diazenyl]-6-(phenylamino)-, sodium salt (1:2) | 381749 | 71700
Benzoic acid, 5-[2-[4-[2-[8-amino-7-[2-(4-aminophenyl)diazenyl]-1-hydroxy-3,6-disulfo-2-naphthalenyl]diazenyl]phenyl]diazenyl]-2-hydroxy-, sodium salt (1:3) | 381731 | 71701
Benzoic acid, 5-[2-[4-[2-[8-amino-1-hydroxy-7-[2-(4-nitrophenyl)diazenyl]-3,6-disulfo-2-naphthalenyl]diazenyl]phenyl]diazenyl]-2-hydroxy-, sodium salt (1:3) | 381723 | 71702
Piperidine, 1,1'-(1,2-ethanediyl)bis[3-methyl- | 381707 | 71703
Benzoic acid, 2-[(carboxymethyl)amino]-, sodium salt (1:1) | 381699 | 71704
Acetic acid, 2-(2-butoxyethoxy)-, sodium salt (1:1) | 381673 | 71705
2H-Pyrrolium, 1-ethyl-3,4-dihydro-5-methyl-, perchlorate (1:1) | 381657 | 71706
4-Imidazolidinone, 1-ethyl-3-methyl-2-thioxo- | 381640 | 71707
Benzoxazolium, 3-ethyl-5,6-dimethyl-2-[2-(phenylamino)ethenyl]-, iodide (1:1) | 381624 | 71708
Benzenesulfonic acid, 3-amino-4-(tetradecyloxy)- | 381608 | 71709
4-Imidazolidinone, 1-ethyl-5-[2-(1-ethyl-2-pyrrolidinylidene)ethylidene]-3-methyl-2-thioxo- | 381590 | 71710
2-Naphthalenecarboxamide, 4-[2-[5-(aminocarbonyl)-2-chlorophenyl]diazenyl]-3-hydroxy-N-phenyl- | 381574 | 71711
4,7,10,13-Tetraazahexadecanedinitrile | 381558 | 71712
Cyclohexanecarboxylic acid, 4-chloro-2-methyl- | 381533 | 71713
Cyclohexanecarboxylic acid, 5-chloro-2-methyl- | 381525 | 71714
2-Propenoic acid, 2-methyl-, [(1R,4aS,10aR)-1,2,3,4,4a,9,10,10a-octahydro-1,4a-dimethyl-7-(1-methylethyl)-1-phenanthrenyl]methyl ester | 381509 | 71715
Acetamide, N-[3-[(2-cyanoethyl)ethylamino]-4-ethoxyphenyl]- | 374025 | 71716
Carbamic acid, N-[4-[2-(4-amino-2-methylphenyl)diazenyl]phenyl]-, methyl ester | 374009 | 71717
2-Anthracenesulfonic acid, 1-amino-4-[[4-[(dimethylamino)methyl]phenyl]amino]-9,10-dihydro-9,10-dioxo-, sodium salt (1:1) | 373985 | 71718
2-Anthracenesulfonic acid, 1-amino-9,10-dihydro-4-[[4-[(methylamino)methyl]-2-sulfophenyl]amino]-9,10-dioxo-, sodium salt (1:2) | 373969 | 71719
2-Anthracenesulfonic acid, 1-amino-9,10-dihydro-4-[[4-[(methylamino)methyl]phenyl]amino]-9,10-dioxo-, sodium salt (1:1) | 373944 | 71720
2,7-Naphthalenedisulfonic acid, 4-[[(2,3-dichloro-6-quinoxalinyl)carbonyl]amino]-5-hydroxy-, sodium salt (1:2) | 373928 | 71721
9,10-Anthracenedione, 1-methoxy-4-[(4-methylphenyl)amino]- | 373910 | 71722
2-Propenoic acid, 2-methyl-, 2-[(3-methylundecyl)amino]ethyl ester | 373894 | 71723
2-Propenoic acid, 1,1'-(2-hydroxy-1,6-hexanediyl) ester | 373878 | 71724
2-Propenoic acid, 2-methyl-, 2-(dimethylphosphino)ethyl ester | 373860 | 71725
2-Propenoic acid, 2-methyl-, 2-methoxybutyl ester | 373845 | 71726
2-Propenoic acid, 2-methyl-, 1,1'-(2-butyne-1,4-diyl) ester | 373837 | 71727
2-Propenoic acid, 1,1'-[1,4-cyclohexanediylbis(methylene)] ester | 373811 | 71728
Oxiranecarboxylic acid, 3-methyl-3-[2-(2,6,6-trimethyl-2-cyclohexen-1-yl)ethenyl]-, methyl ester | 373803 | 71729
1H-Isoindole-1,3(2H)-dione, 4,5,6,7-tetrachloro-2-heptyl- | 373779 | 71730
1H-Isoindole-1,3(2H)-dione, 4,5,6,7-tetrachloro-2-cycloheptyl- | 373761 | 71731
1H-Isoindole-1,3(2H)-dione, 4,5,6,7-tetrachloro-2-cyclododecyl- | 373746 | 71732
1-Propanol, 3-[[3-(boronooxy)propyl]amino]- | 373738 | 71733
1-Eicosanol, aluminum salt (3:1) | 373712 | 71734
1-Tetracosanol, aluminum salt (3:1) | 373696 | 71735
1-Hexacosanol, aluminum salt (3:1) | 373688 | 71736
1-Octacosanol, aluminum salt (3:1) | 373670 | 71737
1-Triacontanol, aluminum salt (3:1) | 373662 | 71738
1-Hexadecanaminium, N-[2-[bis(2-hydroxyhexadecyl)amino]ethyl]-N-ethyl-2-hydroxy-N-(2-hydroxyethyl)-, ethyl sulfate (1:1) | 373654 | 71739
Propanoic acid, 3-mercapto-, 2,2-bis(hydroxymethyl)butyl ester | 373647 | 71740
8-Oxa-3,5-dithia-4-stannaundecan-1-ol, 4-butyl-9-oxo-4-[[2-(1-oxopropoxy)ethyl]thio]-, 1-propanoate | 373639 | 71741
8-Oxa-3,5-dithia-4-stannaundecan-1-ol, 4,4-dimethyl-9-oxo-, 1-propanoate | 373621 | 71742
Hexanoic acid, 3,5,5-trimethyl-, 1,1'-[(dimethylstannylene)bis(thio-2,1-ethanediyl)] ester | 373613 | 71743
Acetamide, N-[4-[(9,10-dihydro-4-hydroxy-9,10-dioxo-1-anthracenyl)amino]phenyl]- | 373589 | 71744
2-Anthracenesulfonic acid, 4-[[4-(acetylamino)phenyl]amino]-1-amino-9,10-dihydro-9,10-dioxo-, compd. with 2,2'-iminobis[ethanol] (1:1) | 373563 | 71745
Benzeneethanaminium, 4-[2-[4-(diethylamino)-2-methylphenyl]diazenyl]-N,N,N-trimethyl-.beta.-oxo-, chloride (1:1) | 373548 | 71746
9,10-Anthracenedione, 1-amino-5,8-dihydroxy-4-[(2-hydroxyethyl)amino]- | 373530 | 71747
2-Propenoic acid, 2-methyl-, 2,2-dimethylpentyl ester | 373514 | 71748
2-Propenoic acid, ethyl ester, polymer with ethenylbenzene, 2-hydroxypropyl 2-propenoate and 2-methylpropyl 2-propenoate | 373498 | 71749
Benzoic acid, 4-(1,1-dimethylethyl)-, polymer with 2,5-furandione, 1,3-isobenzofurandione and 1,2,3-propanetriol | 373480 | 71750
2-Propenoic acid, 2-methyl-, polymer with ethenylbenzene, ethyl 2-propenoate and 2-methylpropyl 2-propenoate | 373472 | 71751
Hexanedioic acid, polymer with 1,4-butanediol, 1,2-ethanediol and 2-ethyl-2-(hydroxymethyl)-1,3-propanediol | 373464 | 71752
Hexanedioic acid, polymer with 5-amino-1,3,3-trimethylcyclohexanemethanamine, 1,4-butanediol, 1,2-ethanediol and 1,1'-methylenebis[4-isocyanatocyclohexane] | 373456 | 71753
Hexanedioic acid, polymer with 5-amino-1,3,3-trimethylcyclohexanemethanamine, 1,2-ethanediol, 5-isocyanato-1-(isocyanatomethyl)-1,3,3-trimethylcyclohexane and 1,2-propanediol | 373449 | 71754
2,5-Pyrrolidinedione, potassium silver(1+) salt (2:1:1) | 373431 | 71755
1,3-Naphthalenedisulfonic acid, 7-[2-(4-aminophenyl)diazenyl]-, sodium salt (1:2) | 373423 | 71756
Benzenesulfonic acid, 2-[[9,10-dihydro-4-(methylamino)-9,10-dioxo-1-anthracenyl]amino]-5-methyl- | 373407 | 71757
2-Naphthalenesulfonic acid, 6-amino-3-[2-(4-aminophenyl)diazenyl]-4-hydroxy- | 373381 | 71758
Acetic acid, 2-[3-[4-(benzoylamino)-3-methylphenyl]-1-methyl-2-triazen-1-yl]-, sodium salt (1:1) | 373365 | 71759
Butanedioic acid, 2-sulfo-, 4-[2-[(12-hydroxy-1-oxo-9-octadecen-1-yl)amino]ethyl] ester, sodium salt (1:2) | 373357 | 71760
Butanedioic acid, 2-methylene-, polymer with 1,3-butadiene and 2-propenenitrile, methyl ester, ammonium salt | 388827 | 71761
Butanedioic acid, 2-methylene-, methyl ester | 388819 | 71762
2,5-Furandione, polymer with 2-(hydroxymethyl)-2-methyl-1,3-propanediol, benzoate | 388801 | 71763
Butanedioic acid, 2-methylene-, polymer with 1,3-butadiene, methyl 2-methyl-2-propenoate and 2-propenenitrile, methyl ester, ammonium salt | 388793 | 71764
Butanedioic acid, 2-methylene-, polymer with 1,3-butadiene and ethenylbenzene, methyl ester, ammonium salt | 388785 | 71765
Phosphoric acid, octadecyl ester, aluminum salt | 388769 | 71766
Oxirane, 2-methyl-, polymer with oxirane, 2-(2-methoxyethoxy)ethyl ether | 388751 | 71767
Poly(oxy-1,2-ethanediyl), .alpha.,.alpha.',.alpha.''-(nitrilotri-2,1-ethanediyl)tris[.omega.-hydroxy-, benzoate (ester) | 388744 | 71768
Poly(oxy-1,2-ethanediyl), .alpha.-hydro-.omega.-hydroxy-, ester with 5(or 6)-carboxy-4-hexyl-2-cyclohexene-1-octanoic acid | 388736 | 71769
Poly[oxy(methyl-1,2-ethanediyl)], .alpha.-hydro-.omega.-hydroxy-, 4-cyclohexene-1,2-dicarboxylate | 388728 | 71770
Poly(oxy-1,2-ethanediyl), .alpha.-isodecyl-.omega.-hydroxy-, phosphate, potassium salt | 388710 | 71771
Poly(oxy-1,2-ethanediyl), .alpha.-(tetramethylnonyl)-.omega.-hydroxy-, phosphate, potassium salt | 388702 | 71772
Poly(oxy-1,2-ethanediyl), .alpha.,.alpha.'-1,4-butanediylbis[.omega.-hydroxy-, (9Z)-9-octadecenoate | 388694 | 71773
Nonanedioic acid, polymer with 1,4-butanediol and 1,2-propanediol, 2-ethylhexyl ester | 388686 | 71774
Nonanedioic acid, polymer with 2,2-dimethyl-1,3-propanediol and 1,2-propanediol, benzoate | 388678 | 71775
Propanoic acid, 3,3'-thiobis-, polymer with 2,2-dimethyl-1,3-propanediol, octadecyl ester | 388660 | 71776
1,3-Benzenedicarboxylic acid, polymer with 1,3-dihydro-1,3-dioxo-5-isobenzofurancarboxylic acid and 1,2-ethanediol, methylphenyl ester | 388652 | 71777
1,3-Benzenedicarboxylic acid, polymer with 1,3-dihydro-1,3-dioxo-5-isobenzofurancarboxylic acid, 1,2-ethanediol, 2-ethyl-2-(hydroxymethyl)-1,3-propanediol and 4,4'-methylenebis[benzenamine], methylphenyl ester | 388645 | 71778
1,3-Benzenedicarboxylic acid, polymer with 2,2-dimethyl-1,3-propanediol, 2-ethyl-2-(hydroxymethyl)-1,3-propanediol, hexanedioic acid and 2-(hydroxymethyl)-2-methyl-1,3-propanediol, isononanoate | 388637 | 71779
Ethanone, 1-(octahydro-2,5,5-trimethyl-2H-2,4a-ethanonaphthalen-8-yl)- | 381491 | 71780
Phosphoric acid, mono(2-ethylhexyl) ester, potassium salt (1:2) | 381483 | 71781
1,3-Isobenzofurandione, polymer with 2,2-bis(hydroxymethyl)-1,3-propanediol and .alpha.-(nonylphenyl)-.omega.-hydroxypoly(oxy-1,2-ethanediyl) | 381475 | 71782
Cadmate(4-), [[P,P',P''-[(nitrilo-.kappa.N)tris(methylene)]tris[phosphonato-.kappa.O]](6-)]-, potassium (1:4), (T-4)- | 381467 | 71783
Chromium(3+), tris(1,2-ethanediamine-.kappa.N1,.kappa.N2)-, (OC-6-11)-, bis(cyano-.kappa.C)aurate(1-) (1:3) | 381459 | 71784
Platinum(2+), bis(1,2-ethanediamine-.kappa.N1,.kappa.N2)-, (SP-4-1)-, bis(cyano-.kappa.C)aurate(1-) (1:2) | 381442 | 71785
Cuprate(6-), [[P,P',P'',P'''-[1,2-ethanediylbis[(nitrilo-.kappa.N)bis(methylene)]]tetrakis[phosphonato-.kappa.O]](8-)]-, potassium hydrogen (1:5:1), (OC-6-21)- | 381434 | 71786
Cuprate(2-), [[N,N'-1,2-ethanediylbis[N-[(carboxy-.kappa.O)methyl]glycinato-.kappa.N,.kappa.O]](4-)]-, diammonium (1:2), (OC-6-21)- | 381426 | 71787
Zinc(2+), bis[2-(amino-.kappa.N)ethanol-.kappa.O]-, chloride (1:2), (T-4)- | 381418 | 71788
Isooctadecanoic acid, (9Z)-9-octadecen-1-yl ester | 381400 | 71789
Ethanone, 1-[1,2,2(or 1,5,5)-trimethyl-3-cyclohexen-1-yl]- | 381392 | 71790
Benzene, [2,2-bis[(1-ethenyl-1,5-dimethyl-4-hexen-1-yl)oxy]ethyl]- | 381384 | 71791
Chromate(1-), bis[N-[3-[2-[8-(acetylamino)-2-(hydroxy-.kappa.O)-1-naphthalenyl]diazenyl-.kappa.N1]-2-(hydroxy-.kappa.O)-5-nitrophenyl]acetamidato(2-)]-, hydrogen (1:1) | 381376 | 71792
Hexanedioic acid, polymer with N1-(2-aminoethyl)-1,2-ethanediamine, 2-(chloromethyl)oxirane and formaldehyde | 381368 | 71793
1,3-Benzenedicarboxylic acid, polymer with 2-(dimethylamino)ethanol, 2,2-dimethyl-1,3-propanediol, 2,2-dimethylpropanoic acid, nonanedioic acid and 1,2,3-propanetriol | 381350 | 71794
1,3-Isobenzofurandione, polymer with 2,5-furandione, 1,2-propanediol and 2,2,4-trimethyl-1,3-pentanediol | 381343 | 71795
1,3-Benzenedicarboxylic acid, polymer with (2E)-2-butenedioic acid, hexanedioic acid, 1,2-propanediol and 4,5,6,7-tetrachloro-1,3-isobenzofurandione | 381335 | 71796
Benzoic acid, polymer with 2,5-furandione, 1,3-isobenzofurandione, 1,2-propanediol and 1,2,3-propanetriol | 381327 | 71797
1,3-Isobenzofurandione, hexahydro-, polymer with 2-(chloromethyl)oxirane and 1,12-octadecanediol | 381319 | 71798
Hexanedioic acid, polymer with 1,3-diisocyanato-2-methylbenzene, 2,4-diisocyanato-1-methylbenzene and 1,6-hexanediol | 381301 | 71799
Formaldehyde, polymer with .alpha.,.alpha.',.alpha.''-1,2,3-propanetriyltris[.omega.-hydroxypoly[oxy(methyl-1,2-ethanediyl)]] | 381293 | 71800
2-Propanol, 1,3-bis(isooctyloxy)-, 2-(hydrogen sulfate), sodium salt (1:1) | 381285 | 71801
Poly(oxy-1,2-ethanediyl), .alpha.-(1,28-dihydroxy-1-oxido-2,5,8,11,14,17,20,23,26-nonaoxa-1-phosphaoctacos-1-yl)-.omega.-(nonylphenoxy)- | 381277 | 71802
Benzoic acid, 2-[(carboxymethyl)amino]-, potassium salt (1:2) | 373340 | 71803
2-Butenedioic acid, 1-ethyl ester, polymer with ethenyl acetate and sodium ethenesulfonate (1:1) | 373332 | 71804
Butanedioic acid, 2-methylene-, polymer with butyl 2-propenoate, ethenyl acetate and N-(hydroxymethyl)-2-propenamide | 373324 | 71805
2-Propenoic acid, ethyl ester, polymer with 2-methoxyethyl 2-propenoate, 2-propenenitrile and 2-[(2-propen-1-yloxy)methyl]oxirane | 373316 | 71806
2-Propenoic acid, 2-methyl-, telomer with 1,3-butadiene, ethenylbenzene, 2-hydroxyethyl 2-methyl-2-propenoate and tetrachloromethane | 373308 | 71807
2-Propenoic acid, 2-methyl-, methyl ester, polymer with chloroethene, 1,1-dichloroethene and 2-oxiranylmethyl 2-methyl-2-propenoate | 373290 | 71808
Butanedioic acid, 2-methylene-, telomer with 1,3-butadiene, ethenylbenzene, methyl 2-methyl-2-propenoate and tetrachloromethane | 373282 | 71809
2-Propenoic acid, 2-methyl-, 2-oxiranylmethyl ester, polymer with ethyl 2-propenoate, 2-methoxyethyl 2-propenoate and 2-propenenitrile | 373274 | 71810
Acetic acid ethenyl ester, polymer with chloroethene, ethene and 1-(ethenyloxy)hexadecane | 373266 | 71811
Hexadecane, 1-(ethenyloxy)-, polymer with chloroethene, ethene and 1-propene | 373258 | 71812
Butanedioic acid, 2-methylene-, telomer with 1,3-butadiene, ethenylbenzene, methyl 2-methyl-2-propenoate, 2-propenamide and tetrachloromethane | 373241 | 71813
2-Propenoic acid, 2-methyl-, telomer with 1,3-butadiene, tert-dodecanethiol and 2-propenenitrile | 373233 | 71814
2-Butenedioic acid (2Z)-, 1-(2-hydroxybutyl) 4-[2-(2-oxo-1-imidazolidinyl)ethyl] ester, polymer with butyl 2-propenoate and ethenyl acetate | 373225 | 71815
2-Butenedioic acid (2Z)-, 1,4-bis(1,1-dimethylhexyl) ester, polymer with ethenyl acetate and 1-ethyl hydrogen (2Z)-2-butenedioate | 373217 | 71816
2-Propenoic acid, 2-methyl-, polymer with butyl 2-propenoate, ethenyl acetate and 2-propenenitrile | 373209 | 71817
Acetic acid ethenyl ester, polymer with 2,5-furandione and sodium ethenesulfonate (1:1) | 373191 | 71818
2-Propenoic acid, polymer with butyl 2-propenoate, N-(hydroxymethyl)-2-propenamide, 2-propenamide and 2-propenenitrile | 373183 | 71819
2-Propenoic acid, butyl ester, polymer with ethenyl acetate, N-(hydroxymethyl)-2-propenamide and 2-propenenitrile | 373175 | 71820
2-Propenoic acid, butyl ester, polymer with ethenyl acetate, 2-hydroxyethyl 2-propenoate and N-(hydroxymethyl)-2-propenamide | 373167 | 71821
2-Propenoic acid, butyl ester, polymer with ethenyl acetate, 2-ethylhexyl 2-propenoate, 2-propenenitrile and N-(1,1,3,3-tetramethylbutyl)-2-propenamide | 373159 | 71822
2-Propenoic acid, polymer with 2-cyanoethyl 2-propenoate, ethenyl acetate, 2-ethylhexyl 2-propenoate and N-(1,1,3,3-tetramethylbutyl)-2-propenamide | 373142 | 71823
2-Propenoic acid, butyl ester, polymer with ethenyl acetate, N-(hydroxymethyl)-2-propenamide and 2,4,6-tris(2-propen-1-yloxy)-1,3,5-triazine | 373134 | 71824
Benzenesulfonic acid, hydroxy-, polymer with formaldehyde, phenol and urea, ammonium salt | 373126 | 71825
2-Propenoic acid, 2-methyl-, polymer with butyl 2-propenoate, ethenylbenzene, ethyl 2-propenoate and 1,2-propanediol mono(2-methyl-2-propenoate) | 373118 | 71826
2-Propenoic acid, 2-methyl-, polymer with butyl 2-propenoate, ethyl 2-propenoate and 1,2-propanediol mono(2-methyl-2-propenoate) | 373100 | 71827
2-Propenoic acid, 2-methyl-, monoester with 1,2-propanediol, polymer with butyl 2-propenoate, ethenylbenzene and ethyl 2-propenoate | 373092 | 71828
Magnesate(2-), bis[2-[2-[2-(hydroxy-.kappa.O)-1-naphthalenyl]diazenyl-.kappa.N1]-1-naphthalenesulfonato(2-)-.kappa.O]-, hydrogen (1:2) | 373084 | 71829
Chromate(1-), diaqua[4-[4,5-dihydro-4-[2-[2-(hydroxy-.kappa.O)-5-nitrophenyl]diazenyl-.kappa.N1]-3-methyl-5-(oxo-.kappa.O)-1H-pyrazol-1-yl]benzenesulfonato(3-)]hydroxy-, sodium (1:1) | 373076 | 71830
Cuprate(3-), [4-(hydroxy-.kappa.O)-7-[[[[5-hydroxy-6-[2-[2-(hydroxy-.kappa.O)-5-sulfophenyl]diazenyl-.kappa.N1]-7-sulfo-2-naphthalenyl]amino]carbonyl]amino]-3-[2-(2-methoxyphenyl)diazenyl]-2-naphthalenesulfonato(5-)]-, sodium (1:3) | 373068 | 71831
Benzoic acid, 4-[(7-hydroxy-3,7-dimethyloctylidene)amino]-, ethyl ester | 373050 | 71832
1,3-Dioxolane, 2-(2,4-dimethyl-3-cyclohexen-1-yl)- | 373043 | 71833
1,4-Methanonaphthalene, decahydro-6,9,9-trimethyl- | 373035 | 71834
Heptanoic acid, 3-methyl-4-oxo-, ethyl ester | 373027 | 71835
Cyclohexanol, 1-methyl-4-(1-methylethylidene)-, 1-formate | 373019 | 71836
Cyclohexanol, 1-methyl-4-(1-methylethenyl)-, 1-formate | 373001 | 71837
1-Phenanthrenecarboxylic acid, 1,2,3,4,4a,4b,5,6,7,8,10,10a-dodecahydro-1,4a-dimethyl-7-(1-methylethyl)-, methyl ester | 372995 | 71838
2-Propenoic acid, 2-methyl-, zirconium(4+) salt (4:1) | 372987 | 71839
2-Propenoic acid, 1,1',1''-(1,3,5-triazine-2,4,6-triyltri-2,1-ethanediyl) ester | 372979 | 71840
2-Propenoic acid, 16-(tetrahydro-2-furanyl)-3,6,9,12,15-pentaoxahexadec-1-yl ester | 372961 | 71841
Benzamide, N,N'-[(9,10-dihydro-9,10-dioxo-1,5-anthracenediyl)bis[imino(9,10-dihydro-9,10-dioxo-1,4-anthracenediyl)]]bis- | 372953 | 71842
Ethanesulfonic acid, 2-[[4-[[4-[2-(2-hydroxy-5-methylphenyl)diazenyl]phenyl]amino]-6-methoxy-1,3,5-triazin-2-yl]methylamino]-, sodium salt (1:1) | 372938 | 71843
.beta.-Alanine, N-(2-cyanoethyl)-N-phenyl-, methyl ester | 372920 | 71844
11,17-Dioxa-2,9,14,19-tetraazaheptatriacontanoic acid, 14-butyl-10,18-dioxo-, 2-[butyl[2-[[(octadecylamino)carbonyl]oxy]ethyl]amino]ethyl ester | 372912 | 71845
2-Propenoic acid, ethyl ester, polymer with 2-methyl-2-[(1-oxo-2-propen-1-yl)amino]-1-propanesulfonic acid | 372904 | 71846
2-Propenoic acid, 2-methyl-, methyl ester, polymer with ethyl 2-propenoate and 2-methyl-2-[(1-oxo-2-propen-1-yl)amino]-1-propanesulfonic acid | 372896 | 71847
2-Propenoic acid, 2-methyl-, polymer with butyl 2-propenoate, ethene, ethenylbenzene, ethyl 2-propenoate and methyl 2-methyl-2-propenoate | 372888 | 71848
Cyanogen chloride ((CN)Cl), polymer with 1,1'-(methylenedi-4,1-phenylene)bis[1H-pyrrole-2,5-dione] and 4,4'-(1-methylethylidene)bis[phenol] | 372870 | 71849
Hexanedioic acid, polymer with 1,6-diisocyanatohexane, 1,2-ethanediol, 1,3-isobenzofurandione, 2,2'-(methylimino)bis[ethanol] and 2,2'-oxybis[ethanol], phosphate (salt) | 372862 | 71850
Imidodicarbonic diamide, N,N',2-tris(6-isocyanatohexyl)-, polymer with 2-ethyl-2-(hydroxymethyl)-1,3-propanediol, 2,5-furandione, 1,6-hexanediol, 1,3-isobenzofurandione and 4,4'-(1-methylethylidene)bis[cyclohexanol] | 372854 | 71851
2-Propenoic acid, 2-methyl-, polymer with methyl 2-methyl-2-propenoate, octadecyl 2-methyl-2-propenoate and .alpha.-(1-oxo-2-propen-1-yl)-.omega.-hydroxypoly(oxy-1,2-ethanediyl) | 372847 | 71852
2-Propenoic acid, 2-methyl-, methyl ester, polymer with butyl 2-propenoate, 2-mercaptoethanol and 2-propenoic acid | 372839 | 71853
2-Propenoic acid, 2-methyl-, dodecyl ester, polymer with 2-hydroxyethyl 2-propenoate, 2-mercaptoethanol and methyl 2-methyl-2-propenoate | 372821 | 71854
1,3-Benzenedicarboxylic acid, polymer with 1,4-benzenedicarboxylic acid, 2-ethyl-2-(hydroxymethyl)-1,3-propanediol and 3-hydroxy-2,2-dimethylpropyl 3-hydroxy-2,2-dimethylpropanoate | 372813 | 71855
1,3-Benzenedicarboxylic acid, polymer with 2,2-dimethyl-1,3-propanediol, 2-ethyl-2-(hydroxymethyl)-1,3-propanediol and 1,6-hexanediol | 372805 | 71856
Ammonium sodium vanadium oxide ((NH4)Na3V8O22) | 395392 | 71857
Cobalt molybdenum hydroxide oxide phosphate | 395384 | 71858
Molybdenum nickel hydroxide oxide phosphate | 395376 | 71859
Decanedioic acid, polymer with .alpha.-hydro-.omega.-hydroxypoly(oxy-1,2-ethanediyl), 2-ethylhexyl ester | 395368 | 71860
Hexanedioic acid, polymer with 2,2-bis(hydroxymethyl)-1,3-propanediol, octadecanoate | 395350 | 71861
Hexanedioic acid, polymer with 2,2-bis(hydroxymethyl)-1,3-propanediol, (9Z)-9-octadecenoate | 395343 | 71862
Oxirane, 2-(chloromethyl)-, polymer with .alpha.-hydro-.omega.-hydroxypoly[oxy(methyl-1,2-ethanediyl)], 2-propenoate | 395327 | 71864
Decanoic acid, ester with 2,2-bis[[3-hydroxy-2,2-bis(hydroxymethyl)propoxy]methyl]-1,3-propanediol octanoate pentanoate | 395319 | 71865
Decanoic acid, ester with 2,2-bis[[3-hydroxy-2,2-bis(hydroxymethyl)propoxy]methyl]-1,3-propanediol heptanoate octanoate | 395301 | 71866
Decanoic acid, ester with 2,2'-[oxybis(methylene)]bis[2-(hydroxymethyl)-1,3-propanediol] octanoate pentanoate | 395285 | 71867
1,2,3-Propanetriol, homopolymer, decanoate (9Z)-9-octadecenoate octanoate | 395277 | 71868
Ethanol, 2-methoxy-, ester with boric acid (H3BO3) | 395269 | 71869
Poly(oxy-1,2-ethanediyl), .alpha.-tridecyl-.omega.-hydroxy-, 2-ethylhexyl phosphate, potassium salt | 395251 | 71870
Starch, hydrogen 1,2-benzenedicarboxylate | 395244 | 71871
Silicic acid, lead nickel salt | 395236 | 71872
Phenol, 4,4'-(1-methylethylidene)bis-, polymer with 2-(chloromethyl)oxirane, dodecanoate 2-propenoate | 388629 | 71873
4-Cyclohexene-1,2-dicarboxylic acid, ester with 2,2-dimethyl-1,3-propanediol | 388611 | 71874
Boric acid, ester with 2,2',2''-nitrilotris[ethanol] | 388603 | 71875
Formaldehyde, polymer with 2-(chloromethyl)oxirane, 4,4'-(1-methylethylidene)bis[phenol], 2-methylphenol, phenol and 1,3,5,7-tetraazatricyclo[3.3.1.13,7]decane, benzoate (ester) | 388595 | 71876
2-Propenoic acid, 2-methyl-, methyl ester, polymer with 2-oxiranylmethyl 2-methyl-2-propenoate, 12-hydroxyoctadecanoate | 388587 | 71877
Nonanedioic acid, polymer with hexanedioic acid and 1,2-propanediol, 2-ethylhexyl ester | 388579 | 71878
Poly(oxy-1,2-ethanediyl), .alpha.-decyl-.omega.-hydroxy-, phosphate, potassium salt | 388561 | 71879
1,3-Isobenzofurandione, polymer with 2,5-furandione, 2,2'-oxybis[ethanol] and 1,2-propanediol, benzoate | 388553 | 71880
Hexanedioic acid, polymer with 2,5-furandione, 2-(hydroxymethyl)-2-methyl-1,3-propanediol and 1,3-isobenzofurandione, nonanoate | 388546 | 71881
1,3-Benzenedicarboxylic acid, polymer with 1,3-dihydro-1,3-dioxo-5-isobenzofurancarboxylic acid and 2,2-dimethyl-1,3-propanediol, tridecyl ester | 388538 | 71882
Formaldehyde, polymer with 2-(chloromethyl)oxirane, 4,4'-(1-methylethylidene)bis[phenol] and phenol, benzoate | 388520 | 71883
Dextrin, hydrogen 2-(1-octen-1-yl)butanedioate | 388512 | 71884
2-Propanol, 1,1'-oxybis-, ester with boric acid (H3BO3) | 388504 | 71885
Octadecanoic acid, 9(or 10)-(sulfooxy)-, sodium salt (1:2) | 388496 | 71886
2-Propenoic acid, ethyl ester, polymer with ethenylbenzene and .alpha.-[(ethenylphenyl)methyl]-.omega.-(nonylphenoxy)poly(oxy-1,2-ethanediyl) | 388488 | 71887
[1,1'-Biphenyl]-4-carbonitrile, 4'-(trans-4-pentylcyclohexyl)- | 388470 | 71888
Benzenesulfonic acid, 2,2'-(1,2-ethenediyl)bis[5-(4-phenyl-2H-1,2,3-triazol-2-yl)-, potassium sodium salt (1:1:1) | 388462 | 71889
Formaldehyde, polymer with 1-methyl-4-(1-methylethenyl)cyclohexene and phenol | 388447 | 71890
Poly(oxy-1,2-ethanediyl), .alpha.-(2-carboxybenzoyl)-.omega.-(decyloxy)- | 388439 | 71891
Hexanedioic acid, polymer with 1,3-butanediol, 2-hydroxyethyl 2-propenoate, 5-isocyanato-1-(isocyanatomethyl)-1,3,3-trimethylcyclohexane, 1,1'-methylenebis[4-isocyanatocyclohexane] and 1,3,5-tris(2-hydroxyethyl)-1,3,5-triazine-2,4,6(1H,3H,5H)-trione | 388421 | 71892
Hexanedioic acid, polymer with 1,3-butanediol and 1,3,5-tris(2-hydroxyethyl)-1,3,5-triazine-2,4,6(1H,3H,5H)-trione | 388413 | 71893
2-Propenoic acid, 2-methyl-, telomer with butyl 2-propenoate, tert-dodecanethiol, ethenylbenzene, 2-hydroxyethyl 2-propenoate and 2-methyl-2-[(1-oxo-2-propen-1-yl)amino]-1-propanesulfonic acid, compd. with 2,2',2''-nitrilotris[ethanol] | 388405 | 71894
2-Oxepanone, polymer with 4-amino-.alpha.,.alpha.,4-trimethylcyclohexanemethanamine, 1,6-hexanediol, 2,2'-iminobis[ethanol], 1,1'-methylenebis[4-isocyanatocyclohexane] and 2,2'-oxybis[ethanol] | 388397 | 71895
Hexanedioic acid, polymer with 2,2-dimethyl-1,3-propanediol, hydrazine, .alpha.-hydro-.omega.-hydroxypoly(oxy-1,4-butanediyl), 3-hydroxy-2-(hydroxymethyl)-2-methylpropanoic acid and 1,1'-methylenebis[4-isocyanatocyclohexane], compd. with 2-(dimethylamino)ethanol | 388389 | 71896
Hexanedioic acid, polymer with butanediol, 2,2-dimethyl-1,3-propanediol, 1,2-ethanediamine, 3-hydroxy-2-(hydroxymethyl)-2-methylpropanoic acid and 1,1'-methylenebis[4-isocyanatocyclohexane], compd. with 2-(dimethylamino)ethanol | 388371 | 71897
2-Oxepanone, polymer with 2-aminoethanol, 5-amino-1,3,3-trimethylcyclohexanemethanamine, 2-ethyl-2-(hydroxymethyl)-1,3-propanediol, 1,1'-methylenebis[4-isocyanatocyclohexane] and 2,2'-oxybis[ethanol] | 388363 | 71898
2-Propenoic acid, 2-methyl-, polymer with butyl 2-propenoate, ethenylbenzene and phenylmethyl 2-methyl-2-propenoate | 388355 | 71899
Hexanedioic acid, 1,6-dimethyl ester, polymer with 1,4-dimethyl butanedioate, 1,5-dimethyl pentanedioate and 1,2-ethanediol | 388348 | 71900
6H-Dibenz[c,e][1,2]oxaphosphorin, 6-oxide, polymer with ethenylbenzene and (1-methylethenyl)benzene | 388330 | 71901
1-Butanaminium, N,N-dibutyl-N-ethyl-, ethyl sulfate (1:1) | 388322 | 71902
1-Butanaminium, N,N-dibutyl-N-ethyl-, sulfate (1:1) | 388314 | 71903
1,6-Hexanediaminium, N1,N1,N6,N6-tetrabutyl-N1,N6-diethyl-, ethyl sulfate (1:2) | 388306 | 71904
9-Octadecenoic acid (9Z)-, compd. with 2-(8-heptadecen-1-yl)-4,5-dihydro-1H-imidazole-1-ethanol (1:1) | 388298 | 71905
Acetamide, N-[2-[2-(2-bromo-4,6-dinitrophenyl)diazenyl]-5-[(2-cyanoethyl)methylamino]-4-methoxyphenyl]- | 388280 | 71906
Acetamide, N-[2-[2-(2-bromo-4,6-dinitrophenyl)diazenyl]-5-(dimethylamino)-4-methoxyphenyl]- | 388272 | 71907
1-Naphthalenol, 2,4-dinitroso- | 388264 | 71908
1,3-Benzenedicarboxamide, 5-hydroxy- | 388256 | 71909
10-Undecenoic acid, compd. with 1-amino-2-propanol (1:1) | 388249 | 71910
10-Undecenamide, N-(2-hydroxypropyl)- | 388231 | 71911
10-Undecenoic acid, 2-amino-1-methylethyl ester | 388223 | 71912
10-Undecenoic acid, 1,1'-(iminodi-2,1-ethanediyl) ester | 388215 | 71913
10-Undecenoic acid, 2-[(2-hydroxyethyl)amino]ethyl ester | 388207 | 71914
Ethanol, 2-(diethylamino)-, benzoate (1:1) | 388181 | 71915
Octanoic acid, compd. with 2-(diethylamino)ethanol (1:1) | 388173 | 71916
Propanoic acid, 3-hydroxy-2-(hydroxymethyl)-2-methyl-, polymer with 2-aminoethanol, 1,1'-methylenebis[4-isocyanatocyclohexane], 2-oxepanone and 2,2'-oxybis[ethanol] | 388165 | 71917
2-Propenoic acid, polymer with N-(butoxymethyl)-2-propenamide, ethenylbenzene and ethyl 2-propenoate, ammonium salt | 388157 | 71918
2,5-Furandione, dihydro-, polymer with 2-(chloromethyl)oxirane and 4,4'-(1-methylethylidene)bis[phenol], ammonium salt | 388140 | 71919
2-Propenoic acid, 2-methyl-, 2-methylpropyl ester, telomer with tert-dodecanethiol and 2-propenoic acid | 388132 | 71920
2,5-Furandione, dihydro-, polymer with 2-(chloromethyl)oxirane and 4,4'-(1-methylethylidene)bis[phenol], compd. with 2-(dimethylamino)ethanol | 388124 | 71921
Hexanedioic acid, polymer with butanediol, 2,2-dimethyl-1,3-propanediol, hydrazine, 3-hydroxy-2-(hydroxymethyl)-2-methylpropanoic acid and 1,1'-methylenebis[4-isocyanatocyclohexane], compd. with 2-(dimethylamino)ethanol | 388116 | 71922
9,12,15-Octadecatrienoic acid, (9Z,12Z,15Z)-, polymer with 2,2-dimethyl-1,3-propanediol, 2-ethyl-2-(hydroxymethyl)-1,3-propanediol, 2,5-furandione and 1,3-isobenzofurandione | 388108 | 71923
Propanoic acid, 3-hydroxy-2-(hydroxymethyl)-2-methyl-, polymer with 1,3-diisocyanatomethylbenzene, 2,2-dimethyl-1,3-propanediol, hydrazine and .alpha.-hydro-.omega.-hydroxypoly(oxy-1,4-butanediyl), compd. with 2-(dimethylamino)ethanol | 388090 | 71924
1-Propanol, 2,2'-[(3-methylphenyl)imino]bis- | 388074 | 71925
Poly[oxy(methyl-1,2-ethanediyl)], .alpha.,.alpha.'-1,2-ethanediylbis[.omega.-hydroxy-, butyl ether | 380832 | 71926
Boric acid, isooctyl ester | 380824 | 71927
9-Octadecenoic acid (9Z)-, ester with 2,2-dimethyl-1,3-propanediol | 380816 | 71928
1,2,4-Benzenetricarboxylic acid, decyl octyl ester | 380808 | 71929
C.I. Basic Violet 1, molybdatephosphate | 380790 | 71930
1,3-Isobenzofurandione, polymer with 2-(hydroxymethyl)-2-methyl-1,3-propanediol, 4-(1,1-dimethylethyl)benzoate nonanoate | 380782 | 71931
Hexanedioic acid, polymer with 1,3-butanediol, diacetate | 380774 | 71932
Hexanedioic acid, polymer with 1,8-octanediol, diacetate | 380766 | 71933
Oxirane, 2-methyl-, polymer with oxirane, mono(hydrogen (2Z)-2-butenedioate) | 380758 | 71934
Oxirane, 2-methyl-, polymer with oxirane, cyclohexanediylbis(nitrilodialkylene) ether | 380741 | 71935
Oxirane, 2-methyl-, polymer with oxirane, ether with 2,2'-oxybis[ethanol] (2:1), butyl ether | 380733 | 71936
Oxirane, 2-methyl-, polymer with oxirane, ether with 2,2'-oxybis[ethanol] (2:1), butyl ether, potassium salt | 380725 | 71937
1,3-Isobenzofurandione, polymer with 2,2-bis(hydroxymethyl)-1,3-propanediol, benzoate octadecanoate | 380717 | 71938
Hexanedioic acid, polymer with 2,2-dimethyl-1,3-propanediol, benzoate | 380709 | 71939
Hexanedioic acid, polymer with 2,2-bis(hydroxymethyl)-1,3-propanediol, 1,3-isobenzofurandione and 1,2,3-propanetriol, isononanoate | 380691 | 71940
2-Propenoic acid, polymer with 1,3-butadiene, ester with 1,2-ethanediol | 380683 | 71941
2-Propenoic acid, polymer with 1,3-butadiene, 2-hydroxy-3-[(2-methyl-1-oxo-2-propen-1-yl)oxy]propyl ester | 380675 | 71942
2-Propenoic acid, butyl ester, telomer with tert-dodecanethiol, ethenylbenzene and 2,5-furandione, butyl ester | 380667 | 71943
2-Propenoic acid, butyl ester, polymer with ethenylbenzene and 2,5-furandione, isodecyl ester | 380659 | 71944
1,3-Isobenzofurandione, polymer with 2,5-furandione and 1,2-propanediol, benzoate | 380642 | 71945
1,3-Isobenzofurandione, polymer with 2-(hydroxymethyl)-2-methyl-1,3-propanediol, 4-(1,1-dimethylethyl)benzoate isononanoate | 380626 | 71946
1,3-Benzenedicarboxylic acid, polymer with 2,2-dimethyl-1,3-propanediol, 2,5-furandione and 2-(hydroxymethyl)-2-methyl-1,3-propanediol, nonanoate | 380618 | 71947
2,5-Furandione, polymer with oxybis[propanol], isooctyl ester | 380600 | 71948
2-Butenedioic acid (2E)-, polymer with 2-(hydroxymethyl)-2-methyl-1,3-propanediol and 1,3-isobenzofurandione, nonanoate | 380592 | 71949
1,3-Benzenedicarboxylic acid, polymer with 1,3-butanediol, 2-ethyl-2-(hydroxymethyl)-1,3-propanediol, hexanedioic acid and 2,2'-oxybis[ethanol], benzoate | 380584 | 71950
Formaldehyde, polymer with 4-(1,1-dimethylethyl)phenol, 4-(1,1-dimethylpropyl)phenol and 2-methyloxirane, hydrogen (2Z)-2-butenedioate | 380576 | 71951
2-Propenoic acid, polymer with 1,3-butadiene and 2-propenenitrile, 2-hydroxy-3-[(2-methyl-1-oxo-2-propen-1-yl)oxy]propyl ester | 380568 | 71952
2-Propenoic acid, polymer with 1,3-butadiene and 2-propenenitrile, ester with 1,2-ethanediol | 380550 | 71953
Formaldehyde, polymer with methylphenol, 2-methylphenol and phenol | 380543 | 71954
Formaldehyde, polymer with 4-(1,1-dimethylethyl)phenol and methylphenol | 380535 | 71955
Naphthalenesulfonic acid, bis(1,1-dimethylpropyl)-, compd. with cyclohexanamine (1:1) | 380527 | 71956
Naphthalenesulfonic acid, dibutyl-, compd. with 1-pentanamine (1:1) | 380519 | 71957
Naphthalenesulfonic acid, dibutyl-, compd. with 1-butanamine (1:1) | 380501 | 71958
Benzenesulfonic acid, 2,2'-[(9,10-dihydro-9,10-dioxo-1,4-anthracenediyl)diimino]bis[5-methyl-, ammonium salt (1:2) | 380493 | 71959
1-Propanesulfonic acid, 3-(2-benzoxazolylthio)-, sodium salt (1:1) | 380485 | 71960
Ethanaminium, N-(aminocarbonyl)-N-ethyl-2-[(1-oxooctadecyl)amino]-N-[2-[(1-oxooctadecyl)amino]ethyl]-, diethyl phosphate (1:1) | 380477 | 71961
Octadecanamide, N-[2-[(aminocarbonyl)(2-hydroxyethyl)amino]ethyl]- | 380469 | 71962
Poly(oxy-1,2-ethanediyl), .alpha.-[2,4-bis(1-methylpropyl)phenyl]-.omega.-hydroxy- | 380451 | 71963
2-Propenoic acid, 2-methyl-, 2-(dimethylamino)ethyl ester, polymer with butyl 2-propenoate, 2-[(1,1-dimethylethyl)amino]ethyl 2-methyl-2-propenoate, 2-hydroxyethyl 2-methyl-2-propenoate and methyl 2-methyl-2-propenoate | 372797 | 71964
2-Propenoic acid, polymer with butyl 2-propenoate, 2-hydroxyethyl 2-propenoate, 4,4'-(1-methylethylidene)bis[phenol] and 2,2'-[(1-methylethylidene)bis(4,1-phenyleneoxymethylene)]bis[oxirane] | 372789 | 71965
2-Propenoic acid, 2-methyl-, methyl ester, polymer with 2-oxiranylmethyl 2-methyl-2-propenoate and phosphoric acid | 372771 | 71966
2-Propenoic acid, 2-methyl-, polymer with ethene and potassium 2-methyl-2-propenoate (1:1) | 372763 | 71967
1,4-Benzenedicarboxylic acid, polymer with butanedioic acid, 1,3-butanediol, hexanedioic acid and pentanedioic acid | 372755 | 71968
2-Propenoic acid, 2-methyl-, methyl ester, polymer with butyl 2-propenoate, 1,1'-(2,2-dimethyl-1,3-propanediyl) di-2-propenoate, ethenylbenzene, 2-hydroxyethyl 2-propenoate and 2-propenoic acid | 372748 | 71969
Bicyclo[2.2.1]hept-5-ene-2,3-dicarboxylic acid, 1,4,5,6,7,7-hexachloro-, polymer with (2E)-2-butenedioic acid, 2,2-dimethyl-1,3-propanediol and 1,2-propanediol | 372730 | 71970
Hexanedioic acid, polymer with 2,2-bis(hydroxymethyl)-1,3-propanediol, 2,5-furandione, 1,3-isobenzofurandione, 2,2'-oxybis[ethanol] and 1,2-propanediol | 372722 | 71971
1,3-Benzenedicarboxylic acid, polymer with 2,5-furandione, hexanedioic acid and 1,3-isobenzofurandione | 372714 | 71972
1H-Imidazo[4,5-b]quinoxalinium, 1,3-dimethyl-, 4-methylbenzenesulfonate (1:1) | 372706 | 71973
Bicyclo[2.2.1]hept-2-ene, 6-ethenyl-2-methyl- | 372680 | 71974
2-Propenoic acid, telomer with butyl 2-propenoate, tert-dodecanethiol and ethenylbenzene | 372672 | 71975
Hexanedioic acid, polymer with 1,2-ethanediol, .alpha.-hydro-.omega.-hydroxypoly[oxy(methyl-1,2-ethanediyl)] and 1,1'-methylenebis[4-isocyanatocyclohexane] | 372664 | 71976
Hexanedioic acid, polymer with 4,4'-methylenebis[benzenamine], 1,1'-methylenebis[4-isocyanatobenzene], .alpha.,.alpha.'-[(1-methylethylidene)di-4,1-phenylene]bis[.omega.-hydroxypoly[oxy(methyl-1,2-ethanediyl)]] and 2,2'-oxybis[ethanol] | 372656 | 71977
Silane, diethenyldiethoxy- | 372649 | 71978
Hexanedioic acid, 1,6-dimethyl ester, polymer with 1,4-cyclohexanedimethanol and 1,5-dimethyl pentanedioate | 372631 | 71979
Silane, dichlorodocosylmethyl- | 372615 | 71980
1-Naphthalenesulfonic acid, 5-[2-[4-[2-(2-chlorophenyl)diazenyl]-6(or 7)-sulfo-1-naphthalenyl]diazenyl]-8-(phenylamino)-, sodium salt (1:2) | 372607 | 71981
2-Naphthalenesulfonic acid, 5(or 8)-[2-(4-hydroxyphenyl)diazenyl]-8(or 5)-[2-(2-methylphenyl)diazenyl]-, sodium salt (1:1) | 372599 | 71982
Urea, N,N''-(methyl-1,3-phenylene)bis[N'-(1-methyltetradecyl)- | 372581 | 71983
Aluminum, bis[ethyl 3-(hydroxy-.kappa.O)-2-butenoato](2-propanolato)- | 372565 | 71984
2-Naphthalenecarboxylic acid, 4-[2-(3-chloro-2-ethyl-5-sulfophenyl)diazenyl]-3-hydroxy-, calcium salt (1:1) | 372540 | 71985
Benzenesulfonic acid, 4-ethyl-3-nitro- | 372532 | 71986
Benzenesulfonic acid, 3-chloro-4-ethyl-5-nitro- | 372508 | 71987
Benzenesulfonic acid, 5-chloro-4-ethyl-2-nitro- | 372490 | 71988
1,2-Benzenedicarboxylic acid, 3-sulfo- | 372482 | 71989
Anthra[2,1,9-def:6,5,10-d'e'f']diisoquinoline-1,3,8,10(2H,9H)-tetrone, 2-methyl- | 372474 | 71990
2-Naphthalenecarboxylic acid, 4-[2-(3-chloro-2-methyl-5-sulfophenyl)diazenyl]-3-hydroxy-, barium salt (1:1) | 372466 | 71991
2-Naphthalenecarboxylic acid, 4-[2-(3-chloro-2-methyl-5-sulfophenyl)diazenyl]-3-hydroxy-, calcium salt (1:1) | 372458 | 71992
2-Naphthalenecarboxylic acid, 4-[2-(3-chloro-2-methyl-5-sulfophenyl)diazenyl]-3-hydroxy-, strontium salt (1:1) | 372441 | 71993
Benzenesulfonic acid, 3-chloro-4-ethyl-5-[2-(2-hydroxy-1-naphthalenyl)diazenyl]-, barium salt (2:1) | 372433 | 71994
1H-Imidazolium, 1-(2-carboxyethyl)-2-(8-heptadecen-1-yl)-4,5-dihydro-1-(2-hydroxyethyl)-, inner salt | 372425 | 71995
2-Pentanol, 4-methyl-, 1,1'-(hydrogen phosphorodithioate), compd. with (9Z)-9-octadecen-1-amine (1:1) | 372417 | 71996
Iron strontium oxide (Fe2Sr6O9) | 371799 | 71997
Hexanedioic acid, polymer with 2,2-dimethyl-1,3-propanediol, 2-ethyl-2-(hydroxymethyl)-1,3-propanediol and 3a,4,7,7a-tetrahydro-1,3-isobenzofurandione, 4-(1,1-dimethylethyl)benzoate | 371781 | 71998
Poly(oxy-1,2-ethanediyl), .alpha.-(dodecylphenyl)-.omega.-hydroxy-, phosphate, potassium salt | 371773 | 71999
Vanadium hydroxide oxide phosphate (V6(OH)3O3(PO4)7) | 395228 | 72000
2-Butenedioic acid (2Z)-, homopolymer, butyl ester | 395210 | 72001
Hexanedioic acid, polymer with 2-(hydroxymethyl)-2-methyl-1,3-propanediol and 1,3-isobenzofurandione, decanoate 4-(1,1-dimethylethyl)benzoate tetradecanoate | 395202 | 72002
Guar gum, carboxymethyl 2-hydroxypropyl ether, sodium salt | 395194 | 72003
Starch, hydrogen phosphate acetate | 395186 | 72004
Boric acid, 2-aminoethyl ester | 395178 | 72005
Poly(oxy-1,2-ethanediyl), .alpha.-hydro-.omega.-hydroxy-, ether with 4-hydroxy-2H-pyran-3,3,5,5(4H,6H)-tetramethanol (5:1), phosphate | 395160 | 72006
2-Cyclohexene-1-octanoic acid, 5(or 6)-carboxy-4-hexyl-, compd. with 2-amino-2-methyl-1-propanol (1:?) | 395137 | 72007
Poly[oxy(methyl-1,2-ethanediyl)], .alpha.-sulfo-.omega.-hydroxy-, sodium salt (1:1) | 395111 | 72008
Butanedioic acid, 2-(dodecen-1-yl)-, 1,1'-(oxydi-2,1-ethanediyl) ester | 395103 | 72009
Phenol, 3(or 4)-methyl-, 1-(hydrogen sulfate) | 395087 | 72010
Phosphoric acid, dibutyl ester, compd. with 4-tetrapropylenebenzenamine (1:1) | 395061 | 72011
D-Proline, 5-oxo-, (1R,2S,5R)-5-methyl-2-(1-methylethyl)cyclohexyl ester | 395053 | 72012
1,3-Benzenedicarboxylic acid, polymer with 2-ethyl-2-(hydroxymethyl)-1,3-propanediol and 1,2-propanediol | 395046 | 72013
Hexanedioic acid, polymer with 1,3-dihydro-1,3-dioxo-5-isobenzofurancarboxylic acid and 2,2,4-trimethyl-1,3-pentanediol | 395038 | 72014
2-Propenoic acid, 2-methyl-, butyl ester, polymer with butyl 2-propenoate, ethenylbenzene, 2-hydroxyethyl 2-propenoate and 2-propenoic acid | 395020 | 72015
2-Propenoic acid, 2-methyl-, butyl ester, polymer with ethenylbenzene, 1,1'-[2-ethyl-2-[[(1-oxo-2-propen-1-yl)oxy]methyl]-1,3-propanediyl] di-2-propenoate, 2-hydroxyethyl 2-propenoate and 2-propenoic acid | 395012 | 72016
2-Propenoic acid, polymer with ethenylbenzene, ethyl 2-propenoate, 2-methyl-2-propenenitrile and 2-propenenitrile | 395004 | 72017
2-Propenoic acid, 2-methyl-, 2-hydroxyethyl ester, polymer with ethenylbenzene, 2-ethylhexyl 2-propenoate, 2-methylpropyl 2-methyl-2-propenoate and 2-propenoic acid | 394999 | 72018
2-Propenoic acid, 2-methyl-, 2-ethylhexyl ester, polymer with ethenylbenzene, 2-hydroxyethyl 2-propenoate, 2-methylpropyl 2-methyl-2-propenoate and 2-propenoic acid | 394981 | 72019
Hexanedioic acid, polymer with 2,2-bis(hydroxymethyl)-1,3-propanediol, 2,5-furandione and 2,2'-oxybis[ethanol] | 394973 | 72020
9-Octadecenoic acid, 12-hydroxy-, 3-hydroxy-2,2-bis(hydroxymethyl)propyl ester, (9Z,12R)-, polymer with 1,1'-methylenebis[4-isocyanatobenzene] | 394965 | 72021
1,3-Benzenedicarboxylic acid, polymer with 2-ethyl-2-(hydroxymethyl)-1,3-propanediol, 1,6-hexanediol and 1,3-isobenzofurandione | 394957 | 72022
1,2-Benzenedicarboxylic acid, 4,4'-carbonylbis-, sodium salt (1:4) | 394932 | 72023
1,2-Benzenedicarboxylic acid, 4,4'-carbonylbis-, copper(2+) salt (1:2) | 394908 | 72024
Formic acid, compd. with rel-(.alpha.R)-.alpha.-[(1R)-1-aminoethyl]benzenemethanol (1:1) | 394882 | 72025
Benzoxazolium, 3-(2-carboxyethyl)-2-methyl-, bromide (1:1) | 394874 | 72026
Hydrazinium, 1,1-dimethyl-2-(1-oxooctadecyl)-1-(2-propen-1-yl)-, chloride (1:1) | 394858 | 72027
1H-Benzimidazolium, 1,3-diethyl-2-methyl-, (SP-4-1)-tetrachloroaurate(1-) (1:1) | 394841 | 72028
Naphth[2,1-d]oxazolium, 2-[3-[5-chloro-3-ethyl-1,3-dihydro-1-[3-(triethylammonio)propyl]-2H-benzimidazol-2-ylidene]-1-propen-1-yl]-3-ethyl-, ethyl sulfate (1:2) | 394833 | 72029
1H-Benzimidazole-1-propanamine, 5-chloro-N,N-diethyl-2-methyl- | 394825 | 72030
1H-Benzimidazolium, 6-chloro-1-ethyl-2-methyl-3-[3-(triethylammonio)propyl]-, ethyl sulfate (1:2) | 394817 | 72031
Benzeneacetic acid, 4-nitro-, 2,5-dioxo-1-pyrrolidinyl ester | 394809 | 72032
6,7-Benzofurandiol, 2,3-dihydro-, 6,7-diacetate | 394791 | 72033
3,6,7-Benzofurantriol, 3,6,7-triacetate | 394783 | 72034
7H-Furo[3,2-g][1]benzopyran-7-one, 2,3-dihydro-9-hydroxy- | 394775 | 72035
Carbonic acid, compd. with 2-amino-2-(hydroxymethyl)-1,3-propanediol (1:2) | 394767 | 72036
1,3-Dioxa-2-thia-4-silacycloheptane, 4-chloro-4-methyl-, 2,2-dioxide | 394759 | 72037
Poly(oxy-1,2-ethanediyl), .alpha.-hydro-.omega.-hydroxy-, ether with 2,2'-[[3-[(2-hydroxyethyl)-(9Z)-9-octadecen-1-ylamino]propyl]imino]bis[ethanol] (3:1) | 394742 | 72038
Poly(oxy-1,2-ethanediyl), .alpha.-[3-[bis(2-hydroxyethyl)amino]-2-hydroxypropyl]-.omega.-(4-nonylphenoxy)- | 394734 | 72039
2-Propenoic acid, 2-methyl-, 1,1'-(1,2-ethanediyl) ester, polymer with 1,3-butadiene and 2-propenenitrile | 394726 | 72040
Nonanedioic acid, polymer with 1,2-ethanediamine, 1,6-hexanediamine and (9Z,12Z)-9,12-octadecadienoic acid dimer | 394718 | 72041
1,3-Benzenedicarboxylic acid, polymer with 1,4-benzenedicarboxylic acid, 1,4-butanediol and (9Z,12Z)-9,12-octadecadienoic acid dimer | 394700 | 72042
1,3-Isobenzofurandione, polymer with 2,2-bis(hydroxymethyl)-1,3-propanediol and oxybis[propanol], ammonium salt | 394692 | 72043
1,3-Isobenzofurandione, polymer with 2,2-bis(hydroxymethyl)-1,3-propanediol and oxybis[propanol] | 394684 | 72044
Dextrin, polymer with ethenyl acetate | 394676 | 72045
Phenol, 4,4'-(1-methylethylidene)bis-, polymer with 2-(chloromethyl)oxirane, 2-methyloxirane and oxirane | 394668 | 72046
1,3-Propanediamine, polymer with N1-(2-aminoethyl)-1,2-ethanediamine and 2-(chloromethyl)oxirane | 394650 | 72047
2-Propenoic acid, 2-methyl-, telomer with bromotrichloromethane, 1,3-butadiene and ethenylbenzene | 394643 | 72048
1-Dodecanethiol, telomer with 1,3-butadiene and ethenylbenzene | 394635 | 72049
Hexanamide, 6-hydroxy-N,N-bis(2-hydroxyethyl)- | 388066 | 72050
Pyrrolidine, 1-(2-ethoxy-4-nitrophenyl)- | 388041 | 72051
Benzenamine, 2,5-dimethoxy-4-(4-morpholinyl)- | 388033 | 72052
1,3-Benzenediol, 4-(hydroxyphenylmethyl)- | 388017 | 72053
Benzene, 1,4-dibutoxy-2,5-dichloro- | 387993 | 72054
Pyrrolidine, 1-(2,5-diethoxy-4-nitrophenyl)- | 387985 | 72055
Benzenediazonium, 2,5-diethoxy-4-(1-pyrrolidinyl)-, tetrafluoroborate(1-) (1:1) | 387969 | 72056
Acetamide, N-(2,5-diethoxyphenyl)-N-ethyl- | 387944 | 72057
Benzenamine, 2,5-diethoxy-4-(1-pyrrolidinyl)- | 387936 | 72058
Benzenediazonium, 4-(diethylamino)-2,5-diethoxy-, tetrafluoroborate(1-) (1:1) | 387910 | 72059
Phosphoric acid, calcium magnesium zinc salt (1:?:?:?) | 387902 | 72060
Urea, polymer with formaldehyde, 2-furanmethanol and 1,2,3-propanetriol | 387886 | 72061
Lignosulfonic acid, calcium salt, polymer with formaldehyde, 2-furanmethanol, phenol, and urea | 387878 | 72062
Poly(oxy-1,2-ethanediyl), .alpha.-hydro-.omega.-hydroxy-, ether with tetrahydro-4-hydroxy-2H-pyran-3,3,5,5-tetramethanol mono-(9Z)-9-octadecenoate (4:1) | 387860 | 72063
Nickelate(4-), [[P,P',P''-[(nitrilo-.kappa.N)tris(methylene)]tris[phosphonato-.kappa.O]](6-)]-, sodium (1:4), (T-4)- | 387852 | 72064
Ethanol, 2,2',2''-nitrilotris-, compd. with .alpha.-(9Z)-9-octadecen-1-yl-.omega.-hydroxypoly(oxy-1,2-ethanediyl) phosphate | 387845 | 72065
2-Propenoic acid, 2-ethylhexyl ester, polymer with 2-(chloromethyl)oxirane, 4,5,6,7,8,8-hexachloro-3a,4,7,7a-tetrahydro-4,7-methanoisobenzofuran-1,3-dione, 2-hydroxyethyl 2-propenoate and 4,4'-(1-methylethylidene)bis[phenol] | 387837 | 72066
2-Propenoic acid, 2-methyl-, butyl ester, polymer with eicosyl 2-methyl-2-propenoate, 1-ethenyl-2-pyrrolidinone, hexadecyl 2-methyl-2-propenoate, isodecyl 2-methyl-2-propenoate and octadecyl 2-methyl-2-propenoate | 387829 | 72067
4,7-Methano-1H-indenecarboxylic acid, octahydro-, methyl ester | 387811 | 72068
Nonenenitrile | 387795 | 72069
1-Hexanol, 3,5,5-trimethyl-2-methylene- | 387787 | 72070
2-Decenenitrile | 387761 | 72071
2-Butenoic acid, [1,1'-bicyclopentyl]-2-yl ester | 387753 | 72072
1,3-Dioxolane-2-ethanol, 2-methyl-, 2-acetate | 387746 | 72073
Hexanal, 3,3,5-trimethyl- | 387738 | 72074
2,6-Decadienoic acid, ethyl ester | 387720 | 72075
2-Butenoic acid, 1-cyclohexylethyl ester | 387712 | 72076
2-Butenoic acid, 2-cyclohexylethenyl ester | 387704 | 72077
Naphthalenesulfonic acid, bis(1,1-dimethylpropyl)-, compd. with 1-butanamine (1:1) | 387696 | 72078
Titanium, [2-(amino-.kappa.N)ethanolato-.kappa.O][2-[bis(2-hydroxyethyl)amino-.kappa.N]ethanolato-.kappa.O]bis(2-propanolato)- | 387688 | 72079
Chromate(1-), bis[3-[2-[4,5-dihydro-3-methyl-5-(oxo-.kappa.O)-1-phenyl-1H-pyrazol-4-yl]diazenyl-.kappa.N1]-4-(hydroxy-.kappa.O)benzenesulfonamidato(2-)]-, lithium (1:1) | 387670 | 72080
Cuprate(3-), [.mu.-[3-[2-[3,3'-di(hydroxy-.kappa.O)-4'-[2-[1-(hydroxy-.kappa.O)-4-sulfo-2-naphthalenyl]diazenyl-.kappa.N1][1,1'-biphenyl]-4-yl]diazenyl-.kappa.N1]-4-(hydroxy-.kappa.O)-5-hydroxy-2,7-naphthalenedisulfonato(7-)]]di-, sodium (1:3) | 387662 | 72081
Cuprate(3-), [5-amino-4-(hydroxy-.kappa.O)-3-[2-[2-(hydroxy-.kappa.O)-4-[[2-(sulfooxy)ethyl]sulfonyl]phenyl]diazenyl-.kappa.N1]-2,7-naphthalenedisulfonato(5-)]-, hydrogen (1:3) | 387654 | 72082
Cuprate(2-), [7-amino-4-(hydroxy-.kappa.O)-3-[2-[2-(hydroxy-.kappa.O)-4-[[2-(sulfooxy)ethyl]sulfonyl]phenyl]diazenyl-.kappa.N1]-2-naphthalenesulfonato(4-)]-, hydrogen (1:2) | 387647 | 72083
Poly(oxy-1,2-ethanediyl), .alpha.,.alpha.'-(9-nonyl-10-octyl-1,19-dioxo-1,19-nonadecanediyl)bis[.omega.-hydroxy- | 387639 | 72084
D-Glucose, polymer with formaldehyde and urea | 387621 | 72085
Phenol, 4,4'-(1-methylethylidene)bis-, polymer with benzenamine, 2-(chloromethyl)oxirane and 4,4'-methylenebis[benzenamine] | 387613 | 72086
Formaldehyde, polymer with 2-(chloromethyl)oxirane, 1H-imidazole, 4,4'-(1-methylethylidene)bis[phenol] and phenol | 387605 | 72087
Formaldehyde, polymer with ammonia, methylphenol and phenol | 387597 | 72088
Benzenesulfonic acid, 2,2'-[(9,10-dihydro-9,10-dioxo-1,4-anthracenediyl)diimino]bis[5-methyl-, sodium salt (1:?) | 387589 | 72089
1-Naphthalenesulfonic acid, 4-[2-[4-[2-(4-amino-7-sulfo-1-naphthalenyl)diazenyl]-7-sulfo-1-naphthalenyl]diazenyl]-, sodium salt (1:?) | 387571 | 72090
Benzenamine, 4,4'-[(4-imino-2,5-cyclohexadien-1-ylidene)methylene]bis[N-phenyl-, hydrochloride (1:1) | 387563 | 72091
Benzenemethanol, 4-amino-.alpha.-(4-aminophenyl)-.alpha.-[4-(phenylamino)phenyl]- | 387555 | 72092
Pyrazine, 2-ethyl-5-methoxy- | 387548 | 72093
3-Cyclohexene-1-carboxaldehyde, 2,4-dimethyl- | 387530 | 72094
3-Cyclohexene-1-carboxaldehyde, 3,5-dimethyl- | 387522 | 72095
Pyrazine, 2-methoxy-6-(1-methylethyl)- | 387506 | 72096
Propanoic acid, 2,2-dimethyl-, 3a,4,5,6,7,7a-hexahydro-4,7-methano-1H-inden-5-yl ester | 387498 | 72097
Benzene, 1,3-bis(1,1-dimethylethyl)-5-methoxy- | 387472 | 72098
2H-Pyran, 3,6-dihydro-4,6-dimethyl-2-phenyl- | 387456 | 72099
2H-Pyran, 3,6-dihydro-2,4-dimethyl-6-phenyl- | 387449 | 72100
2-Butenoic acid, 3,7-dimethyl-6-octen-1-yl ester | 387423 | 72101
2-Propen-1-aminium, N,N,N-trimethyl-1-oxo-, chloride (1:1), homopolymer | 380444 | 72102
2-Propenoic acid, polymer with ammonium 2-propenoate (1:1) and ethene | 380436 | 72103
2-Propenoic acid, polymer with ethene and sodium 2-propenoate (1:1) | 380428 | 72104
2-Propenoic acid, 2-methyl-, 2-aminoethyl ester, hydrochloride (1:1), polymer with butyl 2-propenoate, ethenylbenzene and methyl 2-methyl-2-propenoate | 380410 | 72105
Phosphoric acid, polymer with 4,4'-(1-methylethylidene)bis[phenol] and 2,2'-[(1-methylethylidene)bis(4,1-phenyleneoxymethylene)]bis[oxirane], compd. with N,N-diethylethanamine | 380402 | 72106
Hexanedioic acid, polymer with ethenylbenzene, 2,5-furandione and 1,1'-[(1-methylethylidene)bis(4,1-phenyleneoxy)]bis[2-propanol] | 380394 | 72107
1,2-Benzenedicarboxylic acid, 1-[2-[(1-oxo-2-propen-1-yl)oxy]ethyl] ester, polymer with 2-(chloromethyl)oxirane, 2-hydroxyethyl 2-propenoate and 4,4'-(1-methylethylidene)bis[phenol] | 380386 | 72108
2-Propenoic acid, 2-phenoxyethyl ester, polymer with formaldehyde, 3-methylphenol and 4-methylphenol | 380378 | 72109
1,4-Benzenedicarboxylic acid, polymer with 1,3-dihydro-1,3-dioxo-5-isobenzofurancarboxylic acid, 1,2-ethanediol, 2,2'-[1,2-ethanediylbis(oxy)]bis[ethanol], 4,4'-methylenebis[benzenamine] and 1,3,5-tris(2-hydroxyethyl)-1,3,5-triazine-2,4,6(1H,3H,5H)-trione | 380360 | 72110
Phenol, polymer with 2-methyl-1-propene | 380352 | 72111
Formaldehyde, polymer with phenol and 2,4,6-trimethyl-1,3,5-trioxane | 380345 | 72112
Formaldehyde, polymer with ammonia, 2-methylphenol, phenol and 1,3,5,7-tetraazatricyclo[3.3.1.13,7]decane | 380337 | 72113
Formaldehyde, polymer with 4-(1,1-dimethylethyl)phenol, 4,4'-(1-methylethylidene)bis[phenol] and phenol | 380329 | 72114
Phenol, 2-methyl-, polymer with ammonia and phenol | 380311 | 72115
Formaldehyde, polymer with 2-methyl-1-propene and phenol | 380303 | 72116
2-Butenoic acid, polymer with butyl 2-propenoate, ethenyl acetate and 2-propenoic acid | 380295 | 72117
2-Propenoic acid, 2-methyl-, 1,1'-(1,4-butanediyl) ester, polymer with ethenyl acetate | 380287 | 72118
Propanoic acid, 3-hydroxy-2,2-dimethyl-, 3-hydroxy-2,2-dimethylpropyl ester, polymer with 2,2-bis[(2-propen-1-yloxy)methyl]-1-butanol, 2-ethyl-2-(hydroxymethyl)-1,3-propanediol, 2,5-furandione and 3a,4,7,7a-tetrahydro-1,3-isobenzofurandione | 380279 | 72119
Hexanedioic acid, polymer with 1,4-cyclohexanedimethanol, 1,3-dihydro-1,3-dioxo-5-isobenzofurancarboxylic acid, 2,2-dimethyl-1,3-propanediol and 2,5-furandione | 380261 | 72120
Formaldehyde, polymer with [1,1'-biphenyl]-2-ol and [1,1'-biphenyl]-4-ol | 380253 | 72121
Formaldehyde, polymer with 2-(chloromethyl)oxirane, 4-(1,1-dimethylethyl)phenol, 4,4'-(1-methylethylidene)bis[phenol] and phenol | 380246 | 72122
Formaldehyde, polymer with 4-(1,1-dimethylethyl)phenol and 4,4'-sulfonylbis[phenol] | 380238 | 72123
Methanesulfonic acid, 1-hydroxy-, sodium salt (1:1), polymer with formaldehyde and 4,4'-(1-methylethylidene)bis[phenol] | 380220 | 72124
Formaldehyde, polymer with 4-(1,1-dimethylethyl)phenol and 4-methylphenol | 380212 | 72125
Benzenediazonium, 4-[2-(4-nitro-2-sulfophenyl)ethenyl]-3-sulfo-, chloride (1:1) | 380204 | 72126
2-Anthracenesulfonic acid, 1-amino-9,10-dihydro-4-[(2-methoxy-5-methylphenyl)amino]-9,10-dioxo-, sodium salt (1:1) | 380196 | 72127
1-Naphthalenediazonium, 4-[2-(4,8-disulfo-2-naphthalenyl)diazenyl]-, chloride (1:1) | 380188 | 72128
Benzenediazonium, 5-(benzoylamino)-2-sulfo-, chloride (1:1) | 380170 | 72129
2-Naphthalenesulfonic acid, 6-amino-3-[2-[4-[[4-[2-(7-amino-1-hydroxy-3-sulfo-2-naphthalenyl)diazenyl]phenyl]amino]-3-sulfophenyl]diazenyl]-4-hydroxy-, sodium salt (1:3) | 380162 | 72130
Benzenesulfonic acid, 2-amino-4-[(3-chlorobenzoyl)amino]-, sodium salt (1:1) | 380154 | 72131
Benzenediazonium, 4-[2-(4-sulfophenyl)diazenyl]-, chloride (1:1) | 380147 | 72132
Benzenediazonium, 5-(acetylamino)-2-sulfo-, chloride (1:1) | 380139 | 72133
2-Anthracenesulfonic acid, 1-amino-9,10-dihydro-4-[[4-[[(4-methylphenyl)sulfonyl]oxy]phenyl]amino]-9,10-dioxo-, sodium salt (1:1) | 380121 | 72134
1,3-Naphthalenedisulfonic acid, 7-[2-[4-[[[[2-methoxy-4-[2-(3-sulfophenyl)diazenyl]phenyl]amino]carbonyl]amino]-2-methylphenyl]diazenyl]-, sodium salt (1:3) | 380113 | 72135
Phosphoric acid, monodecyl ester, compd. with 2-(dibutylamino)ethanol (1:?) | 380105 | 72136
9-Octadecen-1-ol, 1-(dihydrogen phosphate), (9Z)-, compd. with 2-(dibutylamino)ethanol (1:?) | 380097 | 72137
Pentane, 3,3-bis(bromomethyl)- | 380089 | 72138
Borate(1-), tetrafluoro-, hydrogen, compd. with 1,1'-oxybis[methane] (1:1:1) | 380071 | 72139
Borate(1-), tetrafluoro-, hydrogen, compd. with 1,1'-oxybis[ethane] (1:1:1) | 380063 | 72140
Propanoic acid, 2-chloro-, 1-methyl-2-(2-methylpropoxy)ethyl ester | 380055 | 72141
Thiodicarbonic acid ((HO)C(O)SC(S)(OH)), OC-ethyl oC'-(1-methylethyl) ester | 380048 | 72142
2,7-Naphthalenedisulfonic acid, 3-[2-(2,4-diaminophenyl)diazenyl]-5-hydroxy-, sodium salt (1:2) | 380030 | 72143
Calcium, (acetato-.kappa.O)(12-hydroxyoctadecanoato-.kappa.O)- | 380022 | 72144
Formaldehyde, polymer with (1,1-dimethylethyl)-1,2-benzenediol and 4-(1,1-dimethylethyl)phenol | 380014 | 72145
4,7-Methano-1H-inden-6-ol, 3a,4,5,6,7,7a-hexahydro-, polymer with 1,3-diisocyanatomethylbenzene | 380006 | 72146
Poly[oxy(methyl-1,2-ethanediyl)], .alpha.-[methyl-2-(methylthio)ethyl]-.omega.-hydroxy- | 379990 | 72147
2-Naphthalenesulfonic acid, 5(or 8)-amino-8(or 5)-(2-phenyldiazenyl)-, sodium salt (1:1) | 379982 | 72148
2-Naphthalenesulfonic acid, 5(or 8)-amino-8(or 5)-[2-(2-chlorophenyl)diazenyl]-, sodium salt (1:1) | 379974 | 72149
2-Propenoic acid, 2-methyl-, monoester with 1,2-propanediol, polymer with 2-methyloxirane | 379966 | 72150
1-Octanesulfonamide, N-ethyl-1,1,2,2,3,3,4,4,5,5,6,6,7,7,8,8,8-heptadecafluoro-N-[2-(phosphonooxy)ethyl]-, ammonium salt (1:2) | 379958 | 72151
Hexanoic acid, 2-ethyl-, gallium salt (3:1) | 379941 | 72152
Cobaltate(6-), [[P,P'-[1,2-ethanediylbis[(nitrilo-.kappa.N)bis(methylene)]]tetrakis[phosphonato-.kappa.O]](8-)]-, sodium hydrogen (1:5:1), (OC-6-21)- | 379933 | 72153
3H-Pyrazol-3-one, 4-[2-(2-ethoxyphenyl)diazenyl]-2,4-dihydro-5-methyl-2-phenyl- | 379925 | 72154
1-Hexanesulfonamide, N-ethyl-1,1,2,2,3,3,4,4,5,5,6,6,6-tridecafluoro-N-[2-(phosphonooxy)ethyl]- | 379917 | 72155
1,3-Isobenzofurandione, polymer with 1,2-ethanediol, nonyl ester | 371765 | 72156
1,3-Isobenzofurandione, polymer with 1,2-ethanediol, dodecyl ester | 371757 | 72157
1,3-Isobenzofurandione, polymer with 1,2-ethanediol, isodecyl ester | 371732 | 72158
1,3-Benzenedicarboxylic acid, polymer with 2,2-dimethyl-1,3-propanediol, 2-ethyl-2-(hydroxymethyl)-1,3-propanediol, hexanedioic acid, 3-hydroxy-2-(hydroxymethyl)-2-methylpropanoic acid and 1,3,5-tris(2-hydroxyethyl)-1,3,5-triazine-2,4,6(1H,3H,5H)-trione, 4-(1,1-dimethylethyl)benzoate (ester) | 371724 | 72159
Bicyclo[2.2.2]oct-5-ene-2-carboxaldehyde, 1-methyl-4-(1-methylethyl)- | 371716 | 72160
Bicyclo[2.2.2]oct-5-ene-2-carboxylic acid, 4-methyl-1-(1-methylethyl)-, methyl ester | 371708 | 72161
Poly(oxy-1,2-ethanediyl), .alpha.-sulfo-.omega.-(isononylsulfophenoxy)-, ammonium salt (1:2) | 371690 | 72162
Poly(oxy-1,2-ethanediyl), .alpha.-sulfo-.omega.-(isononylsulfophenoxy)-, sodium salt (1:2) | 371682 | 72163
Poly(oxy-1,2-ethanediyl), .alpha.-sulfo-.omega.-(isononylsulfophenoxy)-, potassium salt (1:2) | 371674 | 72164
Poly(oxy-1,2-ethanediyl), .alpha.-sulfo-.omega.-(isononylphenoxy)-, potassium salt (1:1) | 371666 | 72165
Benzenesulfonic acid, isodecyl-, calcium salt (2:1) | 371658 | 72166
Benzenesulfonic acid, isodecyl-, compd. with 2,2'-iminobis[ethanol] (1:1) | 371641 | 72167
Benzenesulfonic acid, isoundecyl-, compd. with 2,2'-iminobis[ethanol] (1:1) | 371633 | 72168
Butanoic acid, 2-methyl-, 3-phenyl-2-propen-1-yl ester | 371617 | 72169
Benzene, 1,1'-(phenylmethylene)bis[methyl- | 371609 | 72170
2-Propenoic acid, 2-methyl-, polymer with 1-aziridineethanol, butyl 2-propenoate and ethenyl acetate | 371583 | 72171
2-Propenoic acid, 2-methyl-, polymer with butyl 2-propenoate, 2,3-dibromopropyl 2-propenoate and ethenyl acetate | 371575 | 72172
Hexanoic acid, 2-ethyl-, polymer with 2,2-bis(hydroxymethyl)-1,3-propanediol, 2-(hydroxymethyl)-2-methyl-1,3-propanediol and 1,3-isobenzofurandione | 371567 | 72173
Oxirane, 2-methyl-, polymer with 1,3-diisocyanatomethylbenzene and .alpha.-hydro-.omega.-hydroxypoly[oxy(methyl-1,2-ethanediyl)] ether with 2-ethyl-2-(hydroxymethyl)-1,3-propanediol (3:1) | 371559 | 72174
2-Oxepanone, polymer with 1,3-diisocyanatomethylbenzene and .alpha.-hydro-.omega.-hydroxypoly(oxy-1,2-ethanediyl) | 371542 | 72175
Carbonic dichloride, polymer with 1,3-diisocyanatomethylbenzene and ar-methylbenzenediamine | 371534 | 72176
Ethanedioic acid, polymer with butylphenol and formaldehyde | 371526 | 72177
1,4-Benzenedicarboxylic acid, polymer with butylphenol, 1,3-dihydro-1,3-dioxo-5-isobenzofurancarboxylic acid, formaldehyde and 1,6-hexanediol | 371518 | 72178
Sulfurous acid, sodium salt (1:1), polymer with formaldehyde and methylphenol | 371500 | 72179
Poly(oxy-1,2-ethanediyl), .alpha.,.alpha.'-[(hexylimino)di-2,1-ethanediyl]bis[.omega.-hydroxy- | 371492 | 72180
Poly(oxy-1,2-ethanediyl), .alpha.,.alpha.'-(1-methyl-1,3-propanediyl)bis[.omega.-hydroxy- | 371484 | 72181
Poly(oxy-1,2-ethanediyl), .alpha.-[3-hydroxy-2-(hydroxymethyl)-2-methyl-1-oxopropyl]-.omega.-hydroxy- | 371476 | 72182
Cobalt, [29H,31H-phthalocyanine-C-sulfonyl chloridato(2-)-.kappa.N29,.kappa.N30,.kappa.N31,.kappa.N32]- | 371468 | 72183
1,6-Hexanediamine, N1-(6-aminohexyl)-, homopolymer | 371450 | 72184
1,4-Benzenedicarboxylic acid, polymer with 2,2-dimethyl-1,3-propanediol, dodecanedioic acid, 2-ethyl-2-(hydroxymethyl)-1,3-propanediol and 1,6-hexanediol | 371443 | 72185
1,3-Isobenzofurandione, polymer with 2,2-dimethyl-1,3-propanediol, 2,5-furandione and 1,2,3-propanetriol | 371435 | 72186
1,3-Benzenedicarboxylic acid, polymer with 1,6-hexanediol and nonanedioic acid | 371427 | 72187
Benzenediazonium, 2,5-dimethoxy-4-[2-(4-sulfophenyl)diazenyl]-, chloride (1:1) | 371419 | 72188
1-Naphthalenediazonium, 6-sulfo-4-[2-(4-sulfophenyl)diazenyl]-, chloride (1:1) | 371401 | 72189
1-Naphthalenediazonium, 4-(2-phenyldiazenyl)-, chloride (1:1) | 371393 | 72190
1,5-Naphthalenedisulfonic acid, 3-[2-(4-amino-5-methoxy-2-methylphenyl)diazenyl]-, sodium salt (1:2) | 371385 | 72191
Benzenesulfonic acid, 2,5-dichloro-4-[4,5-dihydro-4-[2-(4-hydroxyphenyl)diazenyl]-3-methyl-5-oxo-1H-pyrazol-1-yl]-, sodium salt (1:1) | 371377 | 72192
Benzenesulfonic acid, 2,5-bis[(4-aminobenzoyl)amino]-, sodium salt (1:1) | 371369 | 72193
Benzenesulfonic acid, 3-[[ethyl[4-[2-[4-(2-phenyldiazenyl)phenyl]diazenyl]phenyl]amino]methyl]-, sodium salt (1:1) | 371351 | 72194
1,3-Naphthalenedisulfonic acid, 6-[2-(4-aminophenyl)diazenyl]-, sodium salt (1:2) | 371344 | 72195
Benzoic acid, 2-[2-(2-amino-5-hydroxy-7-sulfo-1-naphthalenyl)diazenyl]-5-nitro-, sodium salt (1:2) | 371336 | 72196
Benzenesulfonic acid, 3-[2-(4-aminophenyl)diazenyl]-4-chloro-, sodium salt (1:1) | 371328 | 72197
2H-Naphtho[1,2-d]triazole-6,8-disulfonic acid, 2-[4-[2-[4-[2-(3-amino-2-methoxy-5-methylphenyl)diazenyl]-2-sulfophenyl]ethenyl]-3-sulfophenyl]-, sodium salt (1:4) | 371310 | 72198
Benzenediazonium, 2-methoxy-4-[2-(2-methoxy-5-sulfophenyl)diazenyl]-5-methyl-, chloride (1:1) | 371302 | 72199
Benzenesulfonic acid, 3-[2-[4-[2-(2-hydroxy-5-methylphenyl)diazenyl]-1-naphthalenyl]diazenyl]-, sodium salt (1:1) | 371294 | 72200
9,10-Anthracenedione, 1-amino-4-hydroxy-2-(4-pentylphenoxy)- | 371286 | 72201
2H-Naphtho[1,2-d]triazole-6,8-disulfonic acid, 2-[4-[2-(4-amino-2-sulfophenyl)ethenyl]-3-sulfophenyl]-, sodium salt (1:4) | 371278 | 72202
1-Naphthalenesulfonic acid, 5-[2-(2-chloro-4-nitrophenyl)diazenyl]-8-(phenylamino)-, sodium salt (1:1) | 371260 | 72203
1,3-Naphthalenedisulfonic acid, 6-[2-[4-[2-(4-ethoxyphenyl)diazenyl]phenyl]diazenyl]-, sodium salt (1:2) | 371252 | 72204
1-Naphthalenediazonium, 4-[2-(3-sulfophenyl)diazenyl]-, chloride (1:1) | 371237 | 72205
2-Naphthalenesulfonic acid, 5-[2-[4-[bis(2-hydroxyethyl)amino]phenyl]diazenyl]-8-[2-(2-methylphenyl)diazenyl]-, sodium salt (1:1) | 371229 | 72206
2-Naphthalenesulfonic acid, 6-amino-5-[2-[4-(benzoylamino)phenyl]diazenyl]-4-hydroxy-, sodium salt (1:1) | 371211 | 72207
2-Propenoic acid, 2-methyl-, octadecyl ester, polymer with 1-ethenyl-2-pyrrolidinone and 2-propenenitrile | 394627 | 72208
Benzenaminium, 3-[(4-amino-6-bromo-5,8-dihydro-1-hydroxy-8-imino-5-oxo-2-naphthalenyl)amino]-N,N,N-trimethyl-, chloride (1:1) | 394619 | 72209
Ethanaminium, N-[4-[[4-(diethylamino)phenyl]phenylmethylene]-2,5-cyclohexadien-1-ylidene]-N-ethyl-, benzoate (1:1) | 394601 | 72210
1,3-Propanediamine, N1-[3-(pentadecyloxy)propyl]- | 394593 | 72211
1,3-Propanediamine, N1-(3-methoxypropyl)- | 394585 | 72212
1,4-Benzenediamine, N1,N4-bis(1-methylheptylidene)- | 394577 | 72213
1-Propanaminium, N,N,N-trimethyl-3-(octyloxy)-, chloride (1:1) | 394569 | 72214
1-Propanaminium, N,N,N-trimethyl-3-(tridecyloxy)-, chloride (1:1) | 394551 | 72215
1,3-Propanediamine, N1-[3-(octyloxy)propyl]- | 394544 | 72216
1-Propanamine, 3-(dodecyloxy)-, acetate (1:1) | 394536 | 72217
1,3-Propanediaminium, N1,N1,N1,N3,N3-pentamethyl-N3-[3-(octyloxy)propyl]-, chloride (1:2) | 394528 | 72218
Benzoic acid, 4-amino-, cobalt(2+) salt (2:1) | 394510 | 72219
Phosphorous acid, dioctadecyl phenyl ester | 394502 | 72220
1H-Pyrazolium, 5-[2-[4-(diethylamino)phenyl]diazenyl]-2-(2-hydroxyethyl)-1-(phenylmethyl)-, chloride (1:1) | 394494 | 72221
Phosphorous acid, phenyl ditridecyl ester | 394486 | 72222
Ethanol, 2-[(3a,4,5,6,7,7a-hexahydro-4,7-methano-1H-inden-5-yl)oxy]- | 387415 | 72223
Ethanone, 1-(2,3,4,7,8,8a-hexahydro-3,6,8,8-tetramethyl-1H-3a,7-methanoazulen-5-yl)- | 387399 | 72224
Pyrazine, 2-methoxy-6-(2-methylpropyl)- | 387373 | 72225
Guanidine, N-cyano-N',N''-bis(methoxymethyl)- | 387365 | 72226
2(3H)-Furanone, 3,3-dichlorodihydro-5-pentyl- | 387340 | 72227
Nonanoic acid, (2E)-3,7-dimethyl-2,6-octadien-1-yl ester | 387332 | 72228
Hexanoic acid, 2-ethyl-3-oxo-, methyl ester | 387316 | 72229
Butanoic acid, 2-methyl-, pentyl ester | 387308 | 72230
2-Octene, 8-(1-methoxyethoxy)-2,6-dimethyl- | 387282 | 72231
1-Propanaminium, 3,3'-[(9,10-dihydro-9,10-dioxo-1,4-anthracenediyl)diimino]bis[N,N,N-triethyl-, (T-4)-tetrachlorozincate(2-) (1:1) | 387266 | 72232
Hexanamide, N-[3-[(12-aminododecyl)amino]propyl]-6-[(1-oxohexyl)amino]- | 387258 | 72233
3-Pyridinepropanesulfonic acid, sodium salt (1:1) | 387241 | 72234
.alpha.-D-Glucopyranosiduronic acid, (3.beta.,20.beta.)-20-carboxy-11-oxo-30-norolean-12-en-3-yl 2-O-.beta.-D-glucopyranuronosyl-, potassium salt (1:?) | 387233 | 72235
1,2,3-Propanetricarboxylic acid, 2-hydroxy-, ammonium manganese(2+) (1:?:?) | 387225 | 72236
1,3-Propanediamine, N1-(3-aminopropyl)-N1-methyl-N3-(2-nitrophenyl)- | 387217 | 72237
9-Octadecanesulfonic acid, 18-(dibutylamino)-10-hydroxy-18-oxo-, sodium salt (1:1) | 387209 | 72238
Acetamide, N-[4-[(2-hydroxyethyl)sulfonyl]-2,5-dimethoxyphenyl]- | 387191 | 72239
Benzenesulfonyl chloride, 4-(acetylamino)-5-methoxy-2-methyl- | 387183 | 72240
1-Propanaminium, N,N,N-trimethyl-3-[(2-methyl-1-oxo-2-propen-1-yl)amino]-, chloride (1:1), homopolymer | 387175 | 72241
1H-Imidazolium, 1-ethyl-2-(8-heptadecen-1-yl)-4,5-dihydro-3-(2-hydroxyethyl)-, ethyl sulfate (1:1) | 387167 | 72242
9-Octadecenoic acid, 8-sulfo-, 1-butyl ester, sodium salt (1:1), (9Z)- | 387159 | 72243
Poly(oxy-1,2-ethanediyl), .alpha.-[2-[diethyl(phenylmethyl)ammonio]ethyl]-.omega.-hydroxy-, chloride (1:1) | 387142 | 72244
2-Naphthalenesulfonic acid, 5(or 8)-[2-(4-ethoxy-2-methylphenyl)diazenyl]-8(or 5)-(2-phenyldiazenyl)-, sodium salt (1:1) | 387134 | 72245
2-Naphthalenesulfonic acid, 5(or 8)-[2-(4-hydroxy-2-methylphenyl)diazenyl]-8(or 5)-(2-phenyldiazenyl)-, sodium salt (1:1) | 387126 | 72246
Naphthalenesulfonic acid, dibutyl-, compd. with cyclohexanamine (1:1) | 387118 | 72247
Benzenesulfonic acid, phenoxy-, monosulfo didodecyl deriv. | 387100 | 72248
Benzenesulfonic acid, phenoxy-, monosulfo didodecyl deriv., ammonium salt (1:2) | 387092 | 72249
3-Penten-2-one, 5-(2,2,3-trimethyl-3-cyclopenten-1-yl)-, monomethyl deriv. | 387084 | 72250
Neoheptanoic acid, butyl ester | 387076 | 72251
Benzene, isododecylphenoxy- | 387068 | 72252
Benzene, 1,1'-oxybis-, diisododecyl deriv. | 387050 | 72253
Poly[oxy(methyl-1,2-ethanediyl)], .alpha.,.alpha.',.alpha.''-1,2,3-propanetriyltris[.omega.-[[[(3-isocyanatomethylphenyl)amino]carbonyl]oxy]- | 387043 | 72254
Formaldehyde, polymer with 2-methyl-2,4-pentanediol and phenol | 387035 | 72255
Bicyclo[2.2.1]heptane-2-propanol, .beta.-methyl- | 379909 | 72256
1,3-Dioxane, 4-methyl-2-(1-methylpropyl)- | 379891 | 72257
Cobaltate(3-), [N,N-bis[(phosphono-.kappa.O)methyl]glycinato(5-)-.kappa.N,.kappa.O]-, sodium (1:3), (T-4)- | 379883 | 72258
Cobaltate(3-), [N,N-bis[(phosphono-.kappa.O)methyl]glycinato(5-)-.kappa.N,.kappa.O]-, ammonium (1:3), (T-4)- | 379875 | 72259
Cobaltate(4-), [[P,P'-[(nitrilo-.kappa.N)tris(methylene)]tris[phosphonato-.kappa.O]](6-)]-, ammonium hydrogen (1:3:1), (T-4)- | 379867 | 72260
Octadecanoic acid, 9(or 10)-sulfo-, potassium salt (1:?) | 379859 | 72261
Cuprate(2-), [C,C-bis(aminosulfonyl)-29H,31H-phthalocyanine-C,C-disulfonato(4-)-.kappa.N29,.kappa.N30,.kappa.N31,.kappa.N32]-, sodium (1:2) | 379842 | 72262
Benzenesulfonic acid, dodecyl(sulfophenoxy)-, ammonium salt (1:2) | 379834 | 72263
Nickelate(4-), [[P,P'-[(nitrilo-.kappa.N)tris(methylene)]tris[phosphonato-.kappa.O]](6-)]-, ammonium hydrogen (1:3:1), (T-4)- | 379826 | 72264
Poly(oxy-1,2-ethanediyl), .alpha.-(2-chlorophenyl)-.omega.-hydroxy- | 379818 | 72265
Hexanedioic acid, polymer with 1,4-butanediol, 1,3-diisocyanatomethylbenzene and sodium 2-[(2-aminoethyl)amino]ethanesulfonate (1:1) | 379800 | 72266
2-Anthracenesulfonic acid, 1-amino-9,10-dihydro-4-[(4-hydroxyphenyl)amino]-9,10-dioxo- | 379792 | 72267
2-Propenoic acid, 2-methyl-, polymer with octadecyl 2-methyl-2-propenoate and 2-propenenitrile | 379784 | 72268
1,3-Isobenzofurandione, 3a,4,5,7a-tetrahydro-, polymer with 2-ethyl-2-(hydroxymethyl)-1,3-propanediol | 379776 | 72269
2-Propenoic acid, 2-methyl-, octadecyl ester, polymer with N-(1,1-dimethyl-3-oxobutyl)-2-propenamide and 2-propenenitrile | 379768 | 72270
9,12-Octadecadienoic acid (9Z,12Z)-, dimer, compd. with 1-(dibutylamino)methanol and 4-dodecylphenol polymer with 1,2-ethanediamine and formaldehyde | 379750 | 72271
Phenol, 4-dodecyl-, polymer with 1,2-ethanediamine and formaldehyde, compd. with (dibutylamino)methanol | 379743 | 72272
Octadecanoic acid, polymer with silica and 2-[[3-(trimethoxysilyl)propoxy]methyl]oxirane | 379735 | 72273
2-Propenamide, polymer with formaldehyde and N-methylmethanamine | 379727 | 72274
2,5-Furandione, polymer with 1-hexene, ammonium salt | 379719 | 72275
Formaldehyde, polymer with 4-dodecylphenol and 1,2-ethanediamine | 379701 | 72276
Methanol, 1-(dibutylamino)- | 379693 | 72277
Phosphonic acid, P,P'-(1-hydroxyethylidene)bis-, potassium salt (1:?) | 379685 | 72278
Benzenediazonium, 4-[ethyl(2-hydroxyethyl)amino]-2-methyl-, trichlorozincate(1-) (1:1) | 379677 | 72279
Iridium, trichloro[1,1'-thiobis[butane]]- | 379669 | 72280
Borate(1-), tetrafluoro-, iron(3+) (3:1) | 379651 | 72281
2-Butenedioic acid (2Z)-, 1-methyl ester, polymer with ethenyl acetate and methyl 2-propenoate, sodium salt | 379644 | 72282
2-Propenoic acid, 2-methyl-, ethyl ester, polymer with ethyl 2-propenoate and methyl 2-propenoate | 379636 | 72283
Hexanedioic acid, polymer with 1-aziridineethanol, 2,2-dimethyl-1,3-propanediol, 1,6-hexanediol and 1,1'-methylenebis[4-isocyanatocyclohexane] | 379628 | 72284
2-Propenoic acid, 2-methyl-, polymer with butyl 2-propenoate, 2-methyl-2-[(1-oxo-2-propen-1-yl)amino]-1-propanesulfonic acid and 2-propenenitrile | 379610 | 72285
2-Propenoic acid, 2-methyl-, polymer with ethyl 2-propenoate, N-(hydroxymethyl)-2-propenamide and 2-propenamide | 379602 | 72286
2-Propenoic acid, 2-methyl-, butyl ester, polymer with dodecyl 2-methyl-2-propenoate, ethenylbenzene and 2-oxiranylmethyl 2-methyl-2-propenoate | 379594 | 72287
2-Propenoic acid, 2-methyl-, methyl ester, polymer with 2-methylpropyl 2-methyl-2-propenoate, 2-methylpropyl 2-propenoate and 2-propenoic acid | 379586 | 72288
2-Propenoic acid, 2-methyl-, polymer with butyl 2-propenoate, ethenylbenzene, ethyl 2-propenoate, methyl 2-methyl-2-propenoate and 2-propenenitrile | 379578 | 72289
2-Propenoic acid, 2-methyl-, polymer with 2-ethylhexyl 2-propenoate, ethyl 2-propenoate and N-(hydroxymethyl)-2-propenamide | 379560 | 72290
2-Propenoic acid, 2-methyl-, 2-(dimethylamino)ethyl ester, polymer with 2-ethylhexyl 2-propenoate, ethyl 2-propenoate and 2-propenamide | 379552 | 72291
2-Propenoic acid, 2-methyl-, polymer with butyl 2-propenoate, ethenylbenzene and (1-methylethenyl)benzene | 379545 | 72292
2-Propenoic acid, butyl ester, polymer with ethenylbenzene, ethyl 2-propenoate and (1-methylethenyl)benzene | 379537 | 72293
2-Propenoic acid, 2-ethylhexyl ester, polymer with ethenylbenzene, N-(hydroxymethyl)-2-propenamide and 2-propenamide | 379529 | 72294
2-Propenoic acid, 2-methyl-, butyl ester, polymer with ethenylbenzene, 2-hydroxyethyl 2-propenoate, methyl 2-methyl-2-propenoate and 2-propenoic acid | 379511 | 72295
4,7-Methano-1H-indene, 3a,4,7,7a-tetrahydro-, polymer with 1,3-cyclopentadiene, cyclopentene, 1-hexene, 2-methyl-2-butene, 1,3-pentadiene, 1-pentene and 2-pentene | 379503 | 72296
1,6-Hexanediamine, N1-(6-aminohexyl)-, polymer with 2-(chloromethyl)oxirane | 379495 | 72297
Guanidine, N-cyano-, polymer with N1-(2-aminoethyl)-N2-[2-[(2-aminoethyl)amino]ethyl]-1,2-ethanediamine and 2-(chloromethyl)oxirane | 379487 | 72298
Guanidine, N-cyano-, polymer with N1-(2-aminoethyl)-1,2-ethanediamine and 2-(chloromethyl)oxirane | 379479 | 72299
Hexanedioic acid, polymer with 1,6-hexanediol and 1,2,3-propanetriol | 379461 | 72300
Phosphoric acid, polymer with 2,2',2''-nitrilotris[ethanol] | 379453 | 72301
2-Butenedioic acid (2E)-, polymer with 1,3-isobenzofurandione and oxybis[propanol] | 379446 | 72302
Bicyclo[2.2.1]hept-5-ene-2,3-dicarboxylic acid, 1,4,5,6,7,7-hexachloro-, polymer with (2E)-2-butenedioic acid, 1,2-ethanediol, hexanedioic acid and 2,2'-oxybis[ethanol] | 379438 | 72303
Bicyclo[2.2.1]hept-5-ene-2,3-dicarboxylic acid, 1,4,5,6,7,7-hexachloro-, polymer with 2,5-furandione, 2,2'-[(1-methylethylidene)bis[(2,6-dibromo-4,1-phenylene)oxy]]bis[ethanol] and 1,2-propanediol | 379420 | 72304
4,7-Methanoisobenzofuran-1,3-dione, 4,5,6,7,8,8-hexachloro-3a,4,7,7a-tetrahydro-, polymer with 2,5-furandione, 2,2'-[(1-methylethylidene)bis[(2,6-dibromo-4,1-phenylene)oxy]]bis[ethanol] and 1,2-propanediol | 379412 | 72305
1,3-Isobenzofurandione, 4,5,6,7-tetrabromo-, polymer with 1,2-ethanediol, 2,5-furandione, 2,2'-oxybis[ethanol] and 4,5,6,7-tetrachloro-1,3-isobenzofurandione | 379404 | 72306
Bicyclo[2.2.1]hept-5-ene-2,3-dicarboxylic acid, 1,4,5,6,7,7-hexachloro-, polymer with 1,2-ethanediol, 2,5-furandione, 2,2'-oxybis[ethanol] and 4,5,6,7-tetrabromo-1,3-isobenzofurandione | 379396 | 72307
1,3-Isobenzofurandione, polymer with 2,5-furandione, 2-methyloxirane, 2,2'-oxybis[ethanol] and oxybis[propanol] | 379388 | 72308
Hexanedioic acid, polymer with (2E)-2-butenedioic acid, 1,2-ethanediol, 4,5,6,7,8,8-hexachloro-3a,4,7,7a-tetrahydro-4,7-methanoisobenzofuran-1,3-dione and 2,2'-oxybis[ethanol] | 379370 | 72309
2-Propenoic acid, 2-methyl-, 2-hydroxyethyl ester, polymer with ethenyl acetate, 2-ethylhexyl 2-propenoate, ethyl 2-propenoate and 2-propenoic acid | 379362 | 72310
2-Propenoic acid, polymer with butyl 2-propenoate, ethenyl acetate and methyl 2-propenoate | 379354 | 72311
Pentanedioic acid, 1,5-dimethyl ester, polymer with (2E)-2-butenedioic acid, 1,3-isobenzofurandione and 2,2'-oxybis[ethanol] | 379347 | 72312
Propanoic acid, 3-hydroxy-2-(hydroxymethyl)-2-methyl-, polymer with 1,3-isobenzofurandione | 379339 | 72313
1-Naphthalenesulfonic acid, 2-[2-[1-(2-chlorophenyl)-4,5-dihydro-3-methyl-5-oxo-1H-pyrazol-4-yl]diazenyl]-, potassium salt (1:1) | 371203 | 72314
1-Naphthalenesulfonic acid, 5-[2-(3-chlorophenyl)diazenyl]-8-(phenylamino)-, sodium salt (1:1) | 371195 | 72315
Benzenesulfonic acid, 2,5-bis[[4-[2-[4,5-dihydro-3-methyl-5-oxo-1-(4-sulfophenyl)-1H-pyrazol-4-yl]diazenyl]benzoyl]amino]-, potassium salt (1:3) | 371179 | 72316
2-Naphthalenesulfonic acid, 6-amino-5-[2-[4-(benzoylamino)-3-sulfophenyl]diazenyl]-4-hydroxy-, sodium salt (1:2) | 371161 | 72317
2-Naphthalenesulfonic acid, 6-amino-5-[2-[4-[(3-chlorobenzoyl)amino]-2-sulfophenyl]diazenyl]-4-hydroxy-, sodium salt (1:2) | 371153 | 72318
2-Naphthalenesulfonic acid, 6-amino-5-[2-[5-[(3-chlorobenzoyl)amino]-2-sulfophenyl]diazenyl]-4-hydroxy-, potassium salt (1:2) | 371146 | 72319
1-Propanesulfonic acid, 3-[[4-[2-(2,5-dichlorophenyl)diazenyl]phenyl]ethylamino]-, sodium salt (1:1) | 371120 | 72320
Benzenesulfonic acid, 4-[2-[4-[2-(4-ethoxyphenyl)diazenyl]-2,5-dimethoxyphenyl]diazenyl]-, sodium salt (1:1) | 371104 | 72321
2H-Naphtho[1,2-d]triazole-6,8-disulfonic acid, 2,2'-[carbonylbis[imino(5-methoxy-2-methyl-4,1-phenylene)-2,1-diazenediyl(2-sulfo-4,1-phenylene)-2,1-ethenediyl(3-sulfo-4,1-phenylene)]]bis-, sodium salt (1:8) | 371088 | 72322
Poly(oxy-1,2-ethanediyl), .omega.-hydroxy-.omega.'-(sulfooxy)-.alpha.,.alpha.'-[(hexadecylimino)di-2,1-ethanediyl]bis-, ammonium salt (1:1) | 371070 | 72323
Dodecanedioic acid, polymer with 6-aminohexanoic acid, 1,6-hexanediamine, hexanedioic acid and nonanedioic acid | 371062 | 72324
Dodecanedioic acid, polymer with decanedioic acid, 1,6-hexanediamine and hexanedioic acid | 371054 | 72325
2-Propenoic acid, 2-methyl-, 2-(diethylamino)ethyl ester, polymer with 2-ethylhexyl 2-propenoate and methyl 2-methyl-2-propenoate | 371047 | 72326
2H-Azepin-2-one, hexahydro-, polymer with 1,3-diisocyanatomethylbenzene | 371039 | 72327
4,7-Methanoisobenzofuran-1,3-dione, 4,5,6,7,8,8-hexachloro-3a,4,7,7a-tetrahydro-, polymer with 2,2-bis(hydroxymethyl)-1,3-propanediol and 1,3-isobenzofurandione | 371021 | 72328
2-Propenoic acid, 2-methyl-, polymer with methyl 2-methyl-2-propenoate, compd. with 1-aziridineethanol | 371013 | 72329
2-Propenoic acid, 2-methyl-, polymer with butyl 2-propenoate and methyl 2-methyl-2-propenoate, compd. with 1-aziridineethanol | 371005 | 72330
2-Propenoic acid, telomer with 1,3-butadiene and 1-dodecanethiol | 370999 | 72331
2-Propenoic acid, telomer with 1,3-butadiene, 1-dodecanethiol and 2-propenenitrile | 370981 | 72332
tert-Dodecanethiol, telomer with 1,3-butadiene and ethenylbenzene | 370973 | 72333
1,3-Benzenedicarboxylic acid, polymer with 1,4-dimethyl 1,4-cyclohexanedicarboxylate, 2,2-dimethyl-1,3-propanediol, 2-ethyl-2-(hydroxymethyl)-1,3-propanediol, 2,5-furandione and 1,3-isobenzofurandione | 370965 | 72334
1(3H)-Isobenzofuranone, 3,3-bis(4-hydroxyphenyl)-, compd. with 2-(diethylamino)ethanol (1:1) | 370957 | 72335
3,5,7-Triaza-1-azoniatricyclo[3.3.1.13,7]decane, 1-(1,3-benzodioxol-5-ylmethyl)-, chloride (1:1) | 370932 | 72336
2H-2,4a-Methanonaphthalen-7-ol, 1,3,4,5,6,7-hexahydro-1,1,5,5-tetramethyl-, 7-formate | 370916 | 72337
1H-3a,7-Methanoazulene, octahydro-6-methoxy-3,6,8,8-tetramethyl-, (3R,3aS,6R,7R,8aS)- | 370908 | 72338
2-Naphthalenol, decahydro-, 2-propanoate | 370882 | 72339
Benzeneacetic acid, 3,7-dimethyloctyl ester | 370866 | 72340
10-Undecenoic acid, 4-methylphenyl ester | 370858 | 72341
Cyclohexanol, 4-(1,1-dimethylpropyl)-, 1-propanoate | 370833 | 72342
Cyclohexanol, 2-(1,1-dimethylpropyl)-, 1-acetate | 370817 | 72343
Hexanoic acid, 2-ethyl-, bismuth(3+) salt (3:1) | 370809 | 72344
2,6-Octadien-1-ol, 3,7-dimethyl-, 1-(2-aminobenzoate), (2E)- | 370783 | 72345
Benzoic acid, 2-(decylideneamino)-, methyl ester | 370767 | 72346
Propanoic acid, 3-mercapto-, 2,3-dihydroxypropyl ester | 370742 | 72347
Carbamic acid, N,N'-(3-methyl-1,2-phenylene)bis-, C,C'-bis[2-(dimethylamino)ethyl] ester | 370734 | 72348
1-Propanesulfonic acid, 3,3'-[2-butyne-1,4-diylbis(oxy)]bis[2-hydroxy-, sodium salt (1:2) | 370718 | 72349
Benzoic acid, 5-[2-[4-[[[[4-[2-(3-carboxy-4-hydroxyphenyl)diazenyl]phenyl]amino]carbonyl]amino]phenyl]diazenyl]-2-hydroxy-3-methyl-, sodium salt (1:2) | 370692 | 72350
Xanthylium, 3,6-bis(ethylamino)-9-[2-(methoxycarbonyl)phenyl]-2,7-dimethyl-, 4,5-dihydro-5-oxo-1-(4-sulfophenyl)-4-[2-(4-sulfophenyl)diazenyl]-1H-pyrazole-3-carboxylate(3-) (3:1) | 370676 | 72351
Propanenitrile, 3-[[2-chloro-4-[2-(2,6-dichloro-4-nitrophenyl)diazenyl]phenyl]amino]- | 370668 | 72352
Imidodisulfuric acid, N-methoxy-, sodium salt (1:1) | 370643 | 72353
Hexanoic acid, 2-ethyl-, 1,1',1''-[(methylstannylidyne)tris(thio-2,1-ethanediyl)] ester | 370635 | 72354
Phosphoric acid, monooctyl ester, compd. with 2,2'-iminobis[ethanol] (1:?) | 370627 | 72355
Benzoic acid, 4-methyl-, barium salt (2:1) | 370619 | 72356
Decanoic acid, 1,1',1''-[(butylstannylidyne)tris(thio-2,1-ethanediyl)] ester | 370601 | 72357
8-Oxa-3,5-dithia-4-stannaundecan-1-ol, 4,4-dibutyl-9-oxo-, 1-propanoate | 370593 | 72358
8-Oxa-3,5-dithia-4-stannadecan-1-ol, 4,4-dimethyl-9-oxo-, 1-acetate | 370585 | 72359
8-Oxa-3,5-dithia-4-stannadecan-1-ol, 4,4-dibutyl-9-oxo-, 1-acetate | 370577 | 72360
8-Oxa-3,5-dithia-4-stannaundecan-1-ol, 4-methyl-9-oxo-4-[[2-(1-oxopropoxy)ethyl]thio]-, 1-propanoate | 370569 | 72361
Hexanoic acid, 3,5,5-trimethyl-, 1,1',1''-[(methylstannylidyne)tris(thio-2,1-ethanediyl)] ester | 370551 | 72362
Propanoic acid, 3,3'-thiobis-, 1,1'-bis(2-mercaptoethyl) ester | 370544 | 72363
Phosphoric acid, monoisooctyl ester, compd. with 2,2',2''-nitrilotris[ethanol] (1:2) | 394015 | 72364
Phosphoric acid, monoisooctyl ester, sodium salt (1:2) | 393991 | 72365
Phosphoric acid, diisooctyl ester, sodium salt (1:1) | 393983 | 72366
Poly(oxy-1,2-ethanediyl), .omega.-hydroxy-.omega.'-[[(9Z)-1-oxo-9-octadecen-1-yl]oxy]-.alpha.,.alpha.'-1,4-butanediylbis- | 393975 | 72367
Poly(oxy-1,2-ethanediyl), .alpha.,.alpha.'-[(cyclohexylimino)di-2,1-ethanediyl]bis[.omega.-hydroxy- | 393967 | 72368
4-Cyclohexene-1,2-dicarboxylic acid, polymer with 2,5-furandione and 2-methyl-1,3-butadiene | 393959 | 72369
Formaldehyde, polymer with 4-(1,1-dimethylethyl)phenol, nonylphenol and phenol | 393942 | 72370
1H-Indene, polymer with ethenylmethylbenzene | 393934 | 72371
Hexanedioic acid, polymer with 2,2-bis(hydroxymethyl)-1,3-propanediol and 2-ethyl-2-(hydroxymethyl)-1,3-propanediol | 393926 | 72372
2-Propenoic acid, 2-methyl-, 2-hydroxyethyl ester, polymer with 5-amino-1,3,3-trimethylcyclohexanemethanamine | 393918 | 72373
1,3-Benzenedicarboxylic acid, polymer with 2,2-bis(hydroxymethyl)-1,3-propanediol, 2,2-dimethyl-1,3-propanediol and 3-hydroxy-2-(hydroxymethyl)-2-methylpropanoic acid | 393900 | 72374
2,7-Naphthalenedisulfonic acid, 4-amino-3,6-bis[2-[4-[[4-chloro-6-[(3-sulfophenyl)amino]-1,3,5-triazin-2-yl]amino]-2-sulfophenyl]diazenyl]-5-hydroxy-, sodium salt (1:6) | 393884 | 72375
1,5-Naphthalenedisulfonic acid, 2,2'-[(2,2'-disulfo[1,1'-biphenyl]-4,4'-diyl)bis[imino(6-chloro-1,3,5-triazine-4,2-diyl)imino(1-hydroxy-3-sulfo-6,2-naphthalenediyl)-2,1-diazenediyl]]bis-, sodium salt (1:8) | 393876 | 72376
Ethanol, 2,2'-[[4-[2-(3,5-dinitro-2-thienyl)diazenyl]-3-methylphenyl]imino]bis-, 1,1'-diacetate | 393868 | 72377
1,3-Benzenedisulfonic acid, 4-[2-[5-(aminocarbonyl)-1-ethyl-1,6-dihydro-2-hydroxy-4-methyl-6-oxo-3-pyridinyl]diazenyl]-6-[[4-[[3-[(4-amino-6-chloro-1,3,5-triazin-2-yl)amino]-4-sulfophenyl]amino]-6-chloro-1,3,5-triazin-2-yl]amino]-, sodium salt (1:3) | 393843 | 72378
2-Naphthalenecarboxamide, 4-[2-[5-(aminocarbonyl)-2-methoxyphenyl]diazenyl]-N-(4-chloro-2,5-dimethoxyphenyl)-3-hydroxy- | 393835 | 72379
2,7-Naphthalenedisulfonic acid, 4-amino-3-[2-(2,5-disulfophenyl)diazenyl]-5-hydroxy-6-[2-(3-phosphonophenyl)diazenyl]-, sodium salt (1:4) | 393827 | 72380
9-Octadecenoic acid (9Z)-, compd. with 4-methylmorpholine (1:1) | 393801 | 72381
Hydroxylamine, hydrofluoride (1:2) | 393793 | 72382
Cuprate(3-), [.mu.-[4-(hydroxy-.kappa.O)-7-[[[[5-(hydroxy-.kappa.O)-6-[2-[2-(hydroxy-.kappa.O)phenyl]diazenyl-.kappa.N1]-7-sulfo-2-naphthalenyl]amino]carbonyl]amino]-3-[2-[2-(hydroxy-.kappa.O)-5-sulfophenyl]diazenyl-.kappa.N1]-2-naphthalenesulfonato(7-)]]di-, sodium (1:3) | 393785 | 72383
1,3-Benzenedicarboxylic acid, polymer with 1,5-dimethyl pentanedioate, 2,5-furandione, 2,2'-oxybis[ethanol] and 1,2-propanediol | 393777 | 72384
Urea, polymer with formaldehyde, N-(hydroxymethyl)-2-propenamide and 1,3,5-triazine-2,4,6-triamine | 393769 | 72385
Hexanedioic acid, 1,6-dimethyl ester, polymer with 1,5-dimethyl pentanedioate and 1,2-propanediol | 393751 | 72386
Hexanedioic acid, 1,6-dimethyl ester, polymer with 1,4-butanediol and 1,5-dimethyl pentanedioate | 393744 | 72387
Hexanedioic acid, 1,6-dimethyl ester, polymer with 1,5-dimethyl pentanedioate and 2,2'-oxybis[ethanol] | 393736 | 72388
Oxirane, 2-tetradecyl-, homopolymer | 393728 | 72389
Phenol, 4-(1,1,3,3-tetramethylbutyl)-, polymer with ethyne | 393710 | 72390
Benzenediazonium, 4-(phenylamino)-, sulfate, dodecyl sulfate (1:1:1), polymer with formaldehyde | 393702 | 72391
Benzenediazonium, 4-(phenylamino)-, chloride, dodecyl sulfate (1:1:1), polymer with formaldehyde | 393694 | 72392
2-Propenoic acid, telomer with butyl 2-propenoate, 1-dodecanethiol and ethenylbenzene | 393686 | 72393
Formaldehyde, polymer with N1,N2-bis(2-aminoethyl)-1,2-ethanediamine, 2,5-furandione, phenol and 1,2,3-propanetriol | 393678 | 72394
Hexanedioic acid, polymer with 2,2-bis(hydroxymethyl)-1,3-propanediol, 1-butanol, 2,5-furandione and 1,2,3-propanetriol | 393660 | 72395
1,4-Benzenedicarboxylic acid, polymer with 1,3-dihydro-1,3-dioxo-5-isobenzofurancarboxylic acid, 2,2-dimethyl-1,3-propanediol, 2,5-furandione and hexanedioic acid | 393652 | 72396
Hexanedioic acid, polymer with 2-ethyl-2-(hydroxymethyl)-1,3-propanediol, 1,3-isobenzofurandione and 2,2,4-trimethyl-1,3-pentanediol, compd. with 2-(dimethylamino)ethanol | 393645 | 72397
Benzenesulfonamide, 2-methyl-, polymer with 5,5-dimethyl-2,4-imidazolidinedione, formaldehyde, 4-methylbenzenesulfonamide and 1,3,5-triazine-2,4,6-triamine | 393637 | 72398
2-Butenedioic acid (2Z)-, 1-cyclohexyl 4-(2-methylpropyl) ester | 393611 | 72399
Sulfuric acid, monoethyl ester, compd. with (9E)-N-[2-[ethyl(2-hydroxyethyl)amino]ethyl]-9-octadecenamide (1:1) | 393595 | 72400
Methanol, 1,1'-[[3-[2-(dimethylamino)ethoxy]propyl]imino]bis- | 393587 | 72401
1,6-Anthracenedisulfonic acid, 5-amino-8-bromo-9,10-dihydro-9,10-dioxo-, potassium salt (1:2) | 393561 | 72402
1,7-Anthracenedisulfonic acid, 8-amino-5-bromo-9,10-dihydro-9,10-dioxo-, potassium salt (1:2) | 393553 | 72403
Benzoic acid, 4-heptyl-, methyl ester | 393546 | 72404
Benzoic acid, 3-[(1E)-2-(dimethylamino)ethenyl]-2-nitro-, methyl ester | 393538 | 72405
2-Butenedioic acid, 1,1'-(dioctylstannylene) 4,4'-diethyl ester | 393520 | 72406
Methanaminium, N-[4-[bis[4-(dimethylamino)phenyl]methylene]-2,5-cyclohexadien-1-ylidene]-N-methyl-, tetracosa-.mu.-oxododecaoxo[.mu.12-[phosphato(3-)-.kappa.O:.kappa.O:.kappa.O:.kappa.O':.kappa.O':.kappa.O':.kappa.O'':.kappa.O'':.kappa.O'':.kappa.O''':.kappa.O''':.kappa.O''']]dodecamolybdate(3-) (3:1) | 379321 | 72407
Octadecanoic acid, 10-(sulfooxy)-, 1-(2-methylpropyl) ester, compd. with 2,2',2''-nitrilotris[ethanol] (1:1) | 379313 | 72408
Octadecanoic acid, 10-(sulfooxy)-, 1-(2-methylpropyl) ester, compd. with 2-aminoethanol (1:1) | 379297 | 72409
Imidazo[4,5-d]imidazole-2,5(1H,3H)-dione, tetrahydro-1,3-bis(hydroxymethyl)- | 379271 | 72410
1-Nonanol, 8-methyl-, 1,1'-(hydrogen phosphate) | 379255 | 72411
1-Naphthalenesulfonic acid, 4-butyl-, ammonium salt (1:1) | 379248 | 72412
9-Octadecenoic acid (9Z)-, 8-methylnonyl ester | 379222 | 72413
Butanedioic acid, 2-sulfo-, 4-cyclohexyl 1-hexyl ester, sodium salt (1:1) | 379206 | 72414
Phosphoric acid, bis(2-methylpropyl) ester, potassium salt (1:1) | 379180 | 72415
Ethanol, 2-(dibutylamino)-, compd. with dodecyl hydrogen sulfate (1:1) | 379172 | 72416
2-Butenedioic acid, 1,4-bis(1,3-dimethylbutyl) ester | 379156 | 72417
1-Nonanol, 8-methyl-, 1-(hydrogen phosphate) | 379131 | 72418
2-Furanmethanaminium, N,N-dimethyl-N-2-propen-1-yl-, chloride (1:1) | 379123 | 72419
Nonanoic acid, 3-hydroxy-2-(hydroxymethyl)-2-methylpropyl ester | 379115 | 72420
Octadecanoic acid, 10-(sulfooxy)-, 1-propyl ester, compd. with 2,2',2''-nitrilotris[ethanol] (1:1) | 379081 | 72421
Octadecanoic acid, 10-(sulfooxy)-, 1-propyl ester, compd. with 2,2'-iminobis[ethanol] (1:1) | 379073 | 72422
Propanediamide, N1,N3-bis(2,3-dichlorophenyl)-2-[2-(9,10-dihydro-9,10-dioxo-1-anthracenyl)diazenyl]- | 379065 | 72423
1(3H)-Isobenzofuranone, 3-[4-hydroxy-2-methyl-5-(1-methylethyl)phenyl]-3-[2-methyl-5-(1-methylethyl)-4-(phosphonooxy)phenyl]-, magnesium sodium salt (2:1:4) | 379057 | 72424
L-Glutamine, N-(4-nitrophenyl)-, hydrochloride (1:1) | 379040 | 72425
1,2,3-Propanetricarboxylic acid, 2-hydroxy-, ammonium bismuth(3+) salt (2:3:1) | 379032 | 72426
4,7-Benzothiazoledisulfonic acid, 2-(4-aminophenyl)-6-methyl- | 379024 | 72427
3-Heptanamine, 5-methyl- | 379016 | 72428
2-Octanamine, 5-methyl- | 379008 | 72429
2-Butene-1,4-diamine, N1-(3-aminopropyl)- | 378992 | 72430
1,3-Butanediol, 2-(hydroxymethyl)- | 378984 | 72431
Octacosanoic acid, compd. with 1-amino-2-propanol (1:1) | 378976 | 72432
Octacosanoic acid, compd. with 1,1'-iminobis[2-propanol] (1:1) | 378968 | 72433
Octacosanoic acid, compd. with 1,1',1''-nitrilotris[2-propanol] (1:1) | 378950 | 72434
Nonanoic acid, compd. with morpholine (1:1) | 378943 | 72435
1,2-Benzenedicarboxylic acid, 1-tridecyl ester, aluminum salt (3:1) | 378935 | 72436
1,3-Propanediamine, N1,N1,N3,N3,2-pentamethyl- | 378927 | 72437
1,3-Propanediamine, N1,N3-diethyl-N1-[3-(ethylamino)propyl]- | 378919 | 72438
Benzenemethanamine, N-ethyl-2-methoxy-N-[(2-methoxyphenyl)methyl]- | 378901 | 72439
Benzenemethanamine, 3-chloro-4-methyl- | 378893 | 72440
9-Octadecenoic acid (9Z)-, 2-[2-(heptadecenyl)-4,5-dihydro-1H-imidazol-1-yl]ethyl ester, 2-hydroxyacetate (1:1) | 378885 | 72441
Propanoic acid, 3-hydroxy-2-(hydroxymethyl)-2-methyl-, polymer with 1,4-cyclohexanedimethanol, 1,3-diisocyanatomethylbenzene and .alpha.-hydro-.omega.-hydroxypoly(oxy-1,4-butanediyl) | 378877 | 72442
Propanoic acid, 3-hydroxy-2-(hydroxymethyl)-2-methyl-, polymer with .alpha.-hydro-.omega.-hydroxypoly[oxy(methyl-1,2-ethanediyl)] and 5-isocyanato-1-(isocyanatomethyl)-1,3,3-trimethylcyclohexane | 378869 | 72443
2-Butenedioic acid (2E)-, polymer with .alpha.-hydro-.omega.-hydroxypoly(oxy-1,2-ethanediyl) and 1,1'-[(1-methylethylidene)bis(4,1-phenyleneoxy)]bis[2-propanol] | 378851 | 72444
Hexanedioic acid, polymer with 1,3-diisocyanatomethylbenzene, 2,2-dimethyl-1,3-propanediol, 1,6-hexanediol and 3-hydroxy-2-(hydroxymethyl)-2-methylpropanoic acid | 378844 | 72445
2-Propenenitrile, polymer with 1,3-butadiene and ethenylbenzene, ammonium salt | 378836 | 72446
Butanedioic acid, 2-methylene-, polymer with 1,3-butadiene, ethenylbenzene, 2-propenamide and 2-propenoic acid | 378828 | 72447
1,2,3-Propanetriol, polymer with 2-methyloxirane, oxirane and 2-[(2-propen-1-yloxy)methyl]oxirane | 378810 | 72448
Propanenitrile, 3-[(2-aminoethyl)amino]-, homopolymer, acetate | 378802 | 72449
Cuprate(4-), [.mu.-[[6,6'-[[3,3'-di(hydroxy-.kappa.O)[1,1'-biphenyl]-4,4'-diyl]bis[(2,1-diazenediyl-.kappa.N1)[4,5-dihydro-3-methyl-5-(oxo-.kappa.O)-1H-pyrazole-4,1-diyl]]]bis[1,3-naphthalenedisulfonato]](8-)]]di-, sodium (1:4) | 378794 | 72450
Cuprate(4-), [.mu.-[5-(acetylamino)-3-[2-[4'-[2-[8-amino-1-(hydroxy-.kappa.O)-3,6-disulfo-2-naphthalenyl]diazenyl-.kappa.N1]-3,3'-di(hydroxy-.kappa.O)[1,1'-biphenyl]-4-yl]diazenyl-.kappa.N1]-4-(hydroxy-.kappa.O)-2,7-naphthalenedisulfonato(8-)]]di-, sodium (1:4) | 378786 | 72451
2-Propenoic acid, 2-methyl-, polymer with ethyl 2-propenoate and 1,2-propanediol mono(2-methyl-2-propenoate) | 378778 | 72452
2-Propenoic acid, 2-methyl-, polymer with butyl 2-propenoate, 2-(diethylamino)ethyl 2-methyl-2-propenoate, ethenylbenzene, ethyl 2-propenoate, methyl 2-methyl-2-propenoate and 1,2-propanediol mono(2-methyl-2-propenoate) | 378760 | 72453
2-Propenoic acid, 2-methyl-, methyl ester, polymer with 2,5-furandione and 2,4,4-trimethylpentene, compd. with morpholine | 378752 | 72454
2-Propenoic acid, 2-methyl-, 1,1'-(2-ethyl-1-propyl-1,3-propanediyl) ester | 378745 | 72455
Cobaltate(1-), bis[3-[2-[1-(4-chlorophenyl)-4,5-dihydro-3-methyl-5-(oxo-.kappa.O)-1H-pyrazol-4-yl]diazenyl-.kappa.N1]-4-(hydroxy-.kappa.O)-N-methylbenzenesulfonamidato(2-)]-, hydrogen (1:1) | 378737 | 72456
2-Propenoic acid, 2-methyl-, 2-methylpropyl ester, polymer with butyl 2-propenoate, N-(hydroxymethyl)-2-propenamide and 2-propenoic acid | 378729 | 72457
2-Propenoic acid, 2-methyl-, 2-methylpropyl ester, polymer with ammonium 2-propenoate (1:1) | 378711 | 72458
2-Propenoic acid, 2-methyl-, 2-hydroxyethyl ester, polymer with dihydro-2,5-furandione, 1,3-diisocyanatomethylbenzene, 2-oxepanone and 2,2'-[oxybis(methylene)]bis[2-(hydroxymethyl)-1,3-propanediol] | 378703 | 72459
.beta.-Alanine, N,N'-1,2-ethanediylbis[N-(2-carboxyethyl)-, sodium salt (1:4) | 370536 | 72460
Octanoic acid, 1,1'-[(dibutylstannylene)bis(thio-2,1-ethanediyl)] ester | 370528 | 72461
Zinc, diamminebis(propanoato-.kappa.O)-, (T-4)- | 370502 | 72462
Chromium, .mu.-hydroxytetrahydroxy[.mu.-(2-methyl-2-propenoato-.kappa.O:.kappa.O')]di- | 370494 | 72463
9,12-Octadecadienoic acid (9Z,12Z)-, isooctyl ester | 370486 | 72464
Phosphorous acid, diisotridecyl phenyl ester | 370478 | 72465
Formaldehyde, polymer with benzenamine, 2-heptanone and 2-hexanone | 370460 | 72466
Isodecanediamine | 370452 | 72467
4H-1,3-Oxazin-6-ol, 2-ethenyl-5,6-dihydro-4,4,6-trimethyl-, sulfate (1:1) | 370445 | 72468
2-Propenoic acid, polymer with 2-[(hexyloxy)methyl]oxirane and 2-[(octyloxy)methyl]oxirane | 370437 | 72469
2-Propenoic acid, 2-methyl-, butyl ester, polymer with methyl 2-methyl-2-propenoate and 1,2-propanediol mono(2-methyl-2-propenoate) | 370429 | 72470
2-Propenoic acid, 2-methyl-, methyl ester, polymer with butyl 2-propenoate and 1,2-propanediol mono-2-propenoate | 370411 | 72471
2-Propenoic acid, 2-methyl-, butyl ester, polymer with ethenylbenzene, 2-ethylhexyl 2-propenoate, methyl 2-methyl-2-propenoate and 1,2-propanediol mono(2-methyl-2-propenoate) | 370403 | 72472
2-Propenoic acid, 2-methyl-, polymer with methyl 2-methyl-2-propenoate and 1,2-propanediol mono(2-methyl-2-propenoate) | 370395 | 72473
Spiro[cyclohexane-1,2'-[1,3]dioxolo[4,5-f]benzothiazole], 6'-methyl- | 370361 | 72474
Thiazolium, 3-ethyl-2-[3-(3-ethyl-2-thiazolidinylidene)-1-propen-1-yl]-4,5-dihydro-, 4-methylbenzenesulfonate (1:1) | 370353 | 72475
1H-Imidazolium, 1-[2-[(2-cyanoethyl)(1-oxooctadecyl)amino]ethyl]-1-ethyl-2-heptadecyl-4,5-dihydro-, ethyl sulfate (1:1) | 370338 | 72476
1H-Imidazolium, 1-[2-[(2-cyanoethyl)(1-oxodocosyl)amino]ethyl]-1-ethyl-2-heneicosyl-4,5-dihydro-, ethyl sulfate (1:1) | 370304 | 72477
1H-Imidazolium, 1-[2-[(2-cyanoethyl)(1-oxoeicosyl)amino]ethyl]-4,5-dihydro-1-methyl-2-nonadecyl-, methyl sulfate (1:1) | 370288 | 72478
Octanoic acid, 1,1'-[2-methyl-2-[[(1-oxooctyl)oxy]methyl]-1,3-propanediyl] ester | 370262 | 72479
Dodecanoic acid, 1,1'-[2-(hydroxymethyl)-2-[[(1-oxododecyl)oxy]methyl]-1,3-propanediyl] ester | 370247 | 72480
Phosphoric acid, monoethyl ester, compd. with 2,2'-(octadecylimino)bis[ethanol] (1:1) | 370221 | 72481
Phosphoric acid, monoethyl ester, compd. with N-methyl-N-octadecyl-1-octadecanamine (1:1) | 370205 | 72482
Phosphoric acid, diethyl ester, compd. with N,N-dimethyl-1-octadecanamine (1:1) | 370189 | 72483
Octadecanoic acid, compd. with 2-propanamine (1:1) | 370171 | 72484
Dodecanoic acid, 1,1'-[2-methyl-2-[[(1-oxododecyl)oxy]methyl]-1,3-propanediyl] ester | 370155 | 72485
Hexanedioic acid, 2,4,4-trimethyl-, 6-decyl 1-octyl ester | 370130 | 72486
3-Azabicyclo[3.3.1]nonan-1-amine, 5,7,7-trimethyl- | 370122 | 72487
1,3,5-Triazine-2,4,6(1H,3H,5H)-trione, 1,3,5-tris[(5-isocyanato-1,3,3-trimethylcyclohexyl)methyl]- | 370114 | 72488
Hexanedioic acid, polymer with 2,2-dimethyl-1,3-propanediol, 2-ethyl-2-(hydroxymethyl)-1,3-propanediol, 1,3-isobenzofurandione and 1,2-propanediol, undecyl ester | 370049 | 72489
5-Isobenzofurancarboxylic acid, 1,3-dihydro-1,3-dioxo-, polymer with 2,5-furandione and 1,2-propanediol, benzoate | 370031 | 72490
Poly[oxy(methyl-1,2-ethanediyl)], .alpha.-hydro-.omega.-hydroxy-, polymer with 1,3-diisocyanatomethylbenzene, sulfate (ester) | 370023 | 72491
Ethanol, 2,2'-oxybis-, polymer with 1,3-diisocyanatobenzene and .alpha.-hydro-.omega.-hydroxypoly[oxy(methyl-1,2-ethanediyl)], sulfate (ester) | 370015 | 72492
Ethanone, 1-(2-methyl-4-pyrimidinyl)- | 370007 | 72493
2-Propenoic acid, 2-methyl-, methyl ester, polymer with 1,3-diisocyanatomethylbenzene, .alpha.-hydro-.omega.-hydroxypoly[oxy(methyl-1,2-ethanediyl)] and 3-hydroxy-2-(hydroxymethyl)-2-methylpropanoic acid | 369991 | 72494
Bicyclo[2.2.1]heptan-2-ol, 1,3,3-trimethyl-, 2-propanoate | 369983 | 72495
Cyclopentanone, 2-(2-ethylbutylidene)-, (2E)- | 369975 | 72496
.alpha.-D-Glucopyranoside, .beta.-D-fructofuranosyl, polymer with formaldehyde, D-glucitol, 2-phenoxyethanol, thiourea and 1,3,5-triazine-2,4,6-triamine | 369967 | 72497
Hexanedioic acid, polymer with 5-amino-1,3,3-trimethylcyclohexanemethanamine, 1,3-diisocyanatomethylbenzene, 1,1'-methylenebis[isocyanatocyclohexane], .alpha.,.alpha.'-[(1-methylethylidene)di-4,1-phenylene]bis[.omega.-hydroxypoly[oxy(methyl-1,2-ethanediyl)]] and 2,2'-oxybis[ethanol] | 369959 | 72498
Hexanedioic acid, polymer with 5-amino-1,3,3-trimethylcyclohexanemethanamine, 1,3-diisocyanatomethylbenzene, 1,2-ethanediol and .alpha.,.alpha.'-[(1-methylethylidene)di-4,1-phenylene]bis[.omega.-hydroxypoly[oxy(methyl-1,2-ethanediyl)]] | 369942 | 72499
Hexanedioic acid, polymer with 5-amino-1,3,3-trimethylcyclohexanemethanamine, 1,1'-methylenebis[isocyanatocyclohexane], .alpha.,.alpha.'-[(1-methylethylidene)di-4,1-phenylene]bis[.omega.-hydroxypoly[oxy(methyl-1,2-ethanediyl)]] and 2,2'-oxybis[ethanol] | 369934 | 72500
2-Oxiraneoctanoic acid, 3-octyl-, 2,2'-(1-methyl-1,2-ethanediyl) ester | 369926 | 72501
Oxirane, 2-heptadecyl- | 369918 | 72502
Boron(1+), difluoro(2-furanmethanamine-.kappa.N2,.kappa.O1)-, fluoride (1:1), (T-4)- | 369900 | 72503
C.I. Pigment Red 230 | 406355 | 72504
C.I. Pigment Yellow 159 | 406249 | 72505
C.I. Pigment Red 233 | 406215 | 72506
C.I. Pigment Blue 36 | 406207 | 72507
C.I. Pigment Brown 34 | 406199 | 72508
C.I. Pigment Brown 35 | 406181 | 72509
C.I. Pigment Black 12 | 406116 | 72510
C.I. Pigment Yellow 160 | 406108 | 72511
C.I. Pigment Black 24 | 406090 | 72512
C.I. Pigment Red 231 | 406082 | 72513
C.I. Pigment Black 27 | 406074 | 72514
C.I. Pigment Blue 71 | 406058 | 72515
C.I. Pigment Black 26 | 406041 | 72516
C.I. Pigment Yellow 158 | 406033 | 72517
C.I. Pigment Yellow 163 | 406025 | 72518
C.I. Pigment Black 28 | 406017 | 72519
C.I. Pigment Brown 24 | 406009 | 72520
C.I. Pigment Black 25 | 405993 | 72521
C.I. Pigment Brown 33 | 405985 | 72522
C.I. Pigment Blue 72 | 405977 | 72523
C.I. Pigment Green 50 | 405969 | 72524
Lignosulfonic acid, iron(3+) potassium salt | 405951 | 72525
Lignosulfonic acid, manganese(2+) salt | 405944 | 72526
Lignosulfonic acid, iron(3+) titanium(2+) salt | 405936 | 72527
1,2,4-Benzenetricarboxylic acid, ester with 1,2-propanediol phosphate | 405928 | 72528
Guar gum, 2-(diethylamino)ethyl ether, hydrochloride | 405910 | 72529
Guar gum, carboxymethyl 2-hydroxyethyl ether, sodium salt | 405902 | 72530
1,3-Benzenedicarboxylic acid, polymer with 2-(hydroxymethyl)-2-methyl-1,3-propanediol, octadecanoate | 405894 | 72531
Hexanedioic acid, polymer with 2-(hydroxymethyl)-2-methyl-1,3-propanediol and 1,3-isobenzofurandione, 4-(1,1-dimethylethyl)benzoate | 405886 | 72532
Bicyclo[2.2.1]hept-5-ene-2,3-dicarboxylic acid, 1,4,5,6,7,7-hexachloro-, ester with 2,2'-oxybis[ethanol] and 1,2-propanediol | 405878 | 72533
Hexanedioic acid, polymer with 2,5-furandione and oxybis[propanol], 2-ethylhexyl ester | 405860 | 72534
Hexanedioic acid, polymer with 1,4-butanediol and 1,2-propanediol, dodecanoate | 405852 | 72535
Bicyclo[2.2.1]hept-5-ene-2,3-dicarboxylic acid, 1,4,5,6,7,7-hexachloro-, hexyl ester | 405845 | 72536
2-Butenedioic acid (2Z)-, butyl ester | 405837 | 72537
2-Butenedioic acid (2Z)-, isodecyl ester | 405829 | 72538
1,3-Benzenedicarboxylic acid, polymer with 2-(dimethylamino)ethyl 2-methyl-2-propenoate, ethenylbenzene, methyl 2-methyl-2-propenoate and 1,2,3-propanetriol, nonanoate | 405811 | 72539
Hexanedioic acid, polymer with 2,2-bis(hydroxymethyl)-1,3-propanediol, 2,5-furandione, 1,3-isobenzofurandione, 2,2'-oxybis[ethanol] and 1,2-propanediol, 4-(1,1-dimethylethyl)benzoate | 405803 | 72540
1,3-Isobenzofurandione, polymer with 2,5-furandione and 2,2'-oxybis[ethanol], benzoate | 405795 | 72541
Decanedioic acid, 2-butoxyethyl ester | 405787 | 72542
Phosphoric acid, 2-ethylhexyl ester, sodium salt | 405779 | 72543
Oxirane, 2-methyl-, polymer with oxirane, ether with 1,2,3-propanetriol (3:1), (2Z)-2-butenedioate | 405761 | 72544
Nonanedioic acid, polymer with (2E)-2-butenedioic acid, 2-ethyl-2-(hydroxymethyl)-1,3-propanediol and 2,2'-oxybis[ethanol], 2-propen-1-yl ester | 405753 | 72545
1,3-Isobenzofurandione, polymer with 1,2,3-propanetriol, decanoate | 405746 | 72546
1,3-Benzenedicarboxylic acid, polymer with 2,5-furandione and 1,2,3-propanetriol, nonanoate | 405738 | 72547
1,3-Benzenedicarboxylic acid, polymer with 2-(hydroxymethyl)-2-methyl-1,3-propanediol, nonanoate | 405720 | 72548
1,3-Benzenedicarboxylic acid, polymer with 2-ethyl-2-(hydroxymethyl)-1,3-propanediol and 1,2-propanediol, isononanoate | 405712 | 72549
Phosphoric acid, isooctyl ester, sodium salt | 405704 | 72550
1,3-Benzenedicarboxylic acid, ester with 1,2,3-propanetriol (9Z,12Z)-9,12-octadecadienoate | 405696 | 72551
Oxirane, 2-methyl-, polymer with oxirane, (2E)-2-butenedioate | 405688 | 72552
9-Octadecenamide, N,N-bis(2-hydroxyethyl)-, (9Z)-, phosphate (ester) | 405670 | 72553
Oxirane, 2-methyl-, polymer with oxirane, ether with 2-amino-2-(hydroxymethyl)-1,3-propanediol (3:1) | 405662 | 72554
Oxirane, 2-methyl-, polymer with oxirane, ether with .beta.-D-fructofuranosyl .alpha.-D-glucopyranoside, ammonium salt | 405654 | 72555
Oxirane, 2-methyl-, polymer with oxirane, ether with D-glucitol (6:1), ammonium salt | 405647 | 72556
2-Butenedioic acid (2E)-, polymer with 2,2-bis(hydroxymethyl)-1,3-propanediol and 1,3-isobenzofurandione, octanoate | 405639 | 72557
1,3-Isobenzofurandione, polymer with 2,5-furandione and 1,2,3-propanetriol, 4-(1,1-dimethylethyl)benzoate | 405621 | 72558
Phosphoric acid, decyl octyl ester | 405613 | 72559
Oxirane, 2-methyl-, polymer with oxirane, monobutyl ether, decyl phosphate | 405605 | 72560
Poly(oxy-1,2-ethanediyl), .alpha.-tridecyl-.omega.-hydroxy-, 1-methylethyl phosphate, potassium salt | 405597 | 72561
Poly(oxy-1,2-ethanediyl), .alpha.-tridecyl-.omega.-hydroxy-, 1-methylethyl phosphate | 405589 | 72562
Poly(oxy-1,2-ethanediyl), .alpha.-tridecyl-.omega.-hydroxy-, isooctyl phosphate, potassium salt | 405571 | 72563
Poly(oxy-1,2-ethanediyl), .alpha.-tridecyl-.omega.-hydroxy-, decyl phosphate, sodium salt | 405563 | 72564
1-Eicosanol, phosphate, sodium salt | 405548 | 72565
Poly(oxy-1,2-ethanediyl), .alpha.-decyl-.omega.-hydroxy-, phosphate, sodium salt | 405530 | 72566
Poly(oxy-1,2-ethanediyl), .alpha.-tridecyl-.omega.-hydroxy-, phosphate, potassium salt | 405522 | 72567
Poly[oxy(methyl-1,2-ethanediyl)], .alpha.-hydro-.omega.-hydroxy-, phosphate, zinc salt | 405514 | 72568
Poly(oxy-1,2-ethanediyl), .alpha.-[(9Z)-1-oxo-9-octadecen-1-yl]-.omega.-hydroxy-, phosphate, sodium salt | 405506 | 72569
Phosphorous acid, dinonylphenyl nonylphenyl ester | 405498 | 72570
1,2,4-Benzenetricarboxylic acid, 2-ethylhexyl ester | 405472 | 72571
1,3-Isobenzofurandione, polymer with 2,2'-[1,2-ethanediylbis(oxy)]bis[ethanol], benzoate | 405464 | 72572
Poly(oxy-1,2-ethanediyl), .alpha.-tridecyl-.omega.-hydroxy-, phosphate, sodium salt | 405456 | 72573
1-Propene, 1,1,2,3,3,3-hexafluoro-, polymer with 1,1-difluoroethene, 1,1,1,2,2,3,3-heptafluoro-3-[(1,2,2-trifluoroethenyl)oxy]propane and 1,1,2,2-tetrafluoroethene | 405431 | 72574
1H-Imidazolium, 1-(carboxymethyl)-2-heptyl-4,5-dihydro-1-(2-hydroxyethyl)-, inner salt | 405415 | 72575
2-Butenedioic acid (2Z)-, polymer with (2Z)-4-amino-4-oxo-2-butenoic acid and ethenylbenzene, ammonium salt | 405407 | 72576
2-Propenoic acid, polymer with 5,5'-carbonylbis[1,3-isobenzofurandione], dihydro-2,5-furandione and 2,2'-[(1-methylethylidene)bis(4,1-phenyleneoxymethylene)]bis[oxirane] | 405399 | 72577
2-Propenoic acid, polymer with 1H,3H-benzo[1,2-c:4,5-c']difuran-1,3,5,7-tetrone, 5,5'-carbonylbis[1,3-isobenzofurandione] and 2,2'-[(1-methylethylidene)bis(4,1-phenyleneoxymethylene)]bis[oxirane] | 405381 | 72578
Pyrazine, 2-methyl-3-(2-methylpropoxy)- | 405373 | 72579
Octanoic acid, compd. with 1-amino-2-propanol (1:1) | 405357 | 72580
9,12-Octadecadienamide, N-(2-hydroxyethyl)-, (9Z,12Z)- | 405340 | 72581
9-Hexadecenoic acid, (9Z)-, compd. with 2,2'-iminobis[ethanol] (1:1) | 405332 | 72582
2-Propenoic acid, 2-methyl-, dodecyl ester, polymer with methyl 2-methyl-2-propenoate and tetradecyl 2-methyl-2-propenoate | 405324 | 72583
2-Propenoic acid, 2-methyl-, dodecyl ester, polymer with 2-methylpropyl 2-methyl-2-propenoate, pentadecyl 2-methyl-2-propenoate, tetradecyl 2-methyl-2-propenoate and tridecyl 2-methyl-2-propenoate | 405316 | 72584
2-Propenoic acid, 2-methyl-, dodecyl ester, polymer with 5-ethenyl-2-methylpyridine, hexadecyl 2-methyl-2-propenoate, octadecyl 2-methyl-2-propenoate, pentadecyl 2-methyl-2-propenoate, tetradecyl 2-methyl-2-propenoate and tridecyl 2-methyl-2-propenoate | 405308 | 72585
2-Propenoic acid, 2-methyl-, polymer with butyl 2-propenoate, ethyl 2-propenoate, N-(hydroxymethyl)-2-propenamide and methyl 2-methyl-2-propenoate | 405290 | 72586
2-Propenoic acid, 2-methyl-, eicosyl ester, polymer with 1-ethenyl-2-pyrrolidinone, hexadecyl 2-methyl-2-propenoate, isodecyl 2-methyl-2-propenoate, methyl 2-methyl-2-propenoate and octadecyl 2-methyl-2-propenoate | 405282 | 72587
2-Propenoic acid, 2-methyl-, butyl ester, polymer with eicosyl 2-methyl-2-propenoate, hexadecyl 2-methyl-2-propenoate and octadecyl 2-methyl-2-propenoate | 405274 | 72588
Formaldehyde, polymer with 4-(1,1-dimethylethyl)phenol, 4-nonylphenol and oxirane | 405266 | 72589
Nonanedioic acid, polymer with .alpha.-(2-aminomethylethyl)-.omega.-(2-aminomethylethoxy)poly[oxy(methyl-1,2-ethanediyl)], 1,2-ethanediamine and piperazine | 405258 | 72590
Poly(oxy-1,2-ethanediyl), .alpha.-[2-[[(9Z,12Z)-1-oxo-9,12-octadecadien-1-yl]amino]ethyl]-.omega.-hydroxy- | 405241 | 72591
Poly(oxy-1,2-ethanediyl), .alpha.-sulfo-.omega.-(hexyloxy)- | 405233 | 72592
Poly(oxy-1,2-ethanediyl), .alpha.-[2-(eicosylamino)ethyl]-.omega.-hydroxy- | 405225 | 72593
Poly(oxy-1,2-ethanediyl), .alpha.-phosphono-.omega.-(methylphenoxy)-, potassium salt (1:?) | 405217 | 72594
Isooctadecanoic acid, monoester with 1,2-propanediol | 405209 | 72595
2-Propenoic acid, 2-methyl-, eicosyl ester, polymer with 1-ethenyl-2-pyrrolidinone, hexadecyl 2-methyl-2-propenoate, isodecyl 2-methyl-2-propenoate, methyl 2-methyl-2-propenoate, 2-methylpropyl 2-methyl-2-propenoate and octadecyl 2-methyl-2-propenoate | 405191 | 72596
Octanedioyl dichloride, ethyl- | 405183 | 72597
Hexanedioyl dichloride, diethyl- | 405175 | 72598
Octanedioic acid, ethyl- | 405167 | 72599
Isooctadecanoic acid, 1-methylethyl ester | 405159 | 72600
Ruthenium, tribromonitrosyl- | 405142 | 72601
Poly(oxy-1,4-butanediyl), .alpha.-[(trifluoromethyl)sulfonyl]-.omega.-[[(trifluoromethyl)sulfonyl]oxy]- | 405134 | 72602
Benzene, 1,1'-[(2,2,2-trichloroethylidene)bis(oxy-2,1-ethanediyl)]bis- | 405126 | 72603
Ethanol, 2,2',2''-nitrilotris-, 1,1',1''-tris(dihydrogen phosphate), sodium salt (1:?) | 405118 | 72604
2,5-Furandione, polymer with 1,2-ethanediol, 2,2'-oxybis[ethanol] and 3a,4,7,7a-tetrahydro-4,7-methano-1H-indene | 405100 | 72605
Butanoic acid, 3-oxo-, ethyl ester, polymer with 1,6-diisocyanatotrimethylhexane | 405092 | 72606
9-Octadecenoic acid, 12-hydroxy-, 1,1',1''-(1,2,3-propanetriyl) ester, (9Z,9'Z,9''Z,12R,12'R,12''R)-, polymer with 1,3-diisocyanatomethylbenzene | 405084 | 72607
1,3-Benzenedicarboxylic acid, polymer with 2,2-bis(hydroxymethyl)-1,3-propanediol, 1,6-diisocyanatotrimethylhexane and hexanedioic acid | 405076 | 72608
Octadecanoic acid, 9(or 10)-(sulfooxy)-, compd. with 2,2'-iminobis[ethanol] (1:?) | 405068 | 72609
Octadecanoic acid, 9(or 10)-(sulfooxy)- | 405050 | 72610
9-Octadecenoic acid, 12-hydroxy-, 1,1',1''-(1,2,3-propanetriyl) ester, (9Z,9'Z,9''Z,12R,12'R,12''R)-, polymer with 1,1'-methylenebis[4-isocyanatobenzene] | 405043 | 72611
Poly[oxy(methyl-1,2-ethanediyl)], .alpha.,.alpha.',.alpha.'',.alpha.'''-[1,2-ethanediylbis[nitrilobis(methyl-2,1-ethanediyl)]]tetrakis[.omega.-hydroxy-, potassium salt (1:?) | 405035 | 72612
Phosphoric acid, monobutyl ester, compd. with 4-tetrapropylenebenzenamine (1:2) | 405027 | 72613
Phosphoric acid, dimethyl ester, compd. with 4-tetrapropylenebenzenamine (1:1) | 405019 | 72614
1H-Inden-ar-amine, 1-(4-aminophenyl)-2,3-dihydro-1,3,3-trimethyl- | 405001 | 72615
2-Propenoic acid, polymer with butyl 2-propenoate and ethenylmethylbenzene | 404996 | 72616
2-Propenoic acid, polymer with ethenylbenzene, ethenylmethylbenzene and ethyl 2-propenoate | 404988 | 72617
Sulfuric acid, ammonium rhodium(3+) salt (2:1:1) | 404970 | 72618
2,7-Naphthalenedisulfonic acid, 5-[[[5(or 6)-[(2-chloroethyl)sulfonyl]bicyclo[2.2.1]hept-2-en-2-yl]carbonyl]amino]-4-hydroxy-3-[2-(1-sulfo-2-naphthalenyl)diazenyl]- | 404962 | 72619
Ethanaminium, N-[4-[(2-chlorophenyl)[4-[(2-cyanoethyl)ethylamino]phenyl]methylene]-2,5-cyclohexadien-1-ylidene]-2-cyano-N-ethyl-, chloride (1:1) | 404954 | 72620
Ethanol, 2-[2-(3-aminopropoxy)ethoxy]-, hydrochloride (1:1) | 404947 | 72621
Benzenemethanesulfonic acid, ar-hydroxy-, sodium salt (1:1), polymer with formaldehyde and nonylphenol | 404939 | 72622
Sulfonium, diphenyl[(phenylthio)phenyl]-, hexafluorophosphate(1-) (1:1) | 404921 | 72623
Sulfonium, [[(chlorophenyl)thio]phenyl]diphenyl-, hexafluorophosphate(1-) (1:1) | 404913 | 72624
Sulfonium, (chlorophenyl)[[(chlorophenyl)thio]phenyl]phenyl-, hexafluorophosphate(1-) (1:1) | 404905 | 72625
Cyclohexanesulfonyl fluoride, decafluoro(1,1,2,2,2-pentafluoroethyl)- | 404889 | 72626
Sulfonium, (chlorophenyl)diphenyl-, hexafluorophosphate(1-) (1:1) | 404871 | 72627
Sulfonium, bis(chlorophenyl)phenyl-, hexafluorophosphate(1-) (1:1) | 404863 | 72628
Phosphoric acid, bis(2-ethylhexyl) ester, compd. with tert-dodecanamine (1:1) | 404830 | 72629
.alpha.-D-Glucopyranoside, .beta.-D-fructofuranosyl, polymer with formaldehyde, 1,3,5-triazine-2,4,6-triamine and urea | 404822 | 72630
2-Propenoic acid, 2-methyl-, polymer with butyl 2-methyl-2-propenoate, 2-[(1,1-dimethylethyl)amino]ethyl 2-methyl-2-propenoate and rel-(1R,2R,4R)-1,7,7-trimethylbicyclo[2.2.1]hept-2-yl 2-methyl-2-propenoate | 404814 | 72631
Ethanol, 2,2',2''-nitrilotris-, polymer with 1,4-dichloro-2-butene and (2E)-N1,N1,N4,N4-tetramethyl-2-butene-1,4-diamine | 404806 | 72632
Phosphoric acid, bis(2-ethylhexyl) ester, compd. with (9Z)-9-octadecen-1-amine (1:1) | 404780 | 72633
Cuprate(2-), [29H,31H-phthalocyanine-C,C-disulfonato(4-)-.kappa.N29,.kappa.N30,.kappa.N31,.kappa.N32]-, hydrogen, compd. with 2-ethyl-N-(2-ethylhexyl)-1-hexanamine (1:2:2) | 404764 | 72634
Hexanedioic acid, polymer with 5-amino-1,3,3-trimethylcyclohexanemethanamine, 1,4-butanediol, 2,2-dimethyl-1,3-propanediol, 1,6-hexanediol and 5-isocyanato-1-(isocyanatomethyl)-1,3,3-trimethylcyclohexane | 404756 | 72635
Hexanedioic acid, polymer with 5-amino-1,3,3-trimethylcyclohexanemethanamine, 2,2-dimethyl-1,3-propanediol, 1,2-ethanediol and 5-isocyanato-1-(isocyanatomethyl)-1,3,3-trimethylcyclohexane | 404749 | 72636
Hexanedioic acid, polymer with 5-amino-1,3,3-trimethylcyclohexanemethanamine, 1,4-butanediol, 1,3-diisocyanatomethylbenzene, 2,2-dimethyl-1,3-propanediol and 1,6-hexanediol | 404731 | 72637
Hexanedioic acid, polymer with 5-amino-1,3,3-trimethylcyclohexanemethanamine, 2,2-dimethyl-1,3-propanediol, 1,2-ethanediol and 1,1'-methylenebis[4-isocyanatocyclohexane] | 404723 | 72638
1,3-Isobenzofurandione, polymer with 1,3-propanediol | 404715 | 72639
2-Propenoic acid, 2-methyl-, methyl ester, polymer with ethenylbenzene, 2-methylpropyl 2-methyl-2-propenoate, 2-methylpropyl 2-propenoate and 2-oxiranylmethyl 2-methyl-2-propenoate | 404707 | 72640
Formaldehyde, polymer with 4-(1,1-dimethylpropyl)phenol, 2-methyloxirane, 4-nonylphenol and oxirane | 404699 | 72641
Ethane, 1,2-dichloro-, polymer with ammonia, hydrochloride | 404681 | 72642
9,12-Octadecadienoic acid (9Z,12Z)-, dimer, polymer with 2,5-furandione | 404673 | 72643
Formaldehyde, polymer with 4-(1,1-dimethylethyl)phenol, 4-(1,1-dimethylpropyl)phenol, 2-methyloxirane and oxirane | 404665 | 72644
Formaldehyde, polymer with 4-(1,1-dimethylethyl)phenol, 4-(1,1-dimethylpropyl)phenol, 2-methyloxirane, 4-nonylphenol and oxirane | 404657 | 72645
Phosphonic acid, P,P',P'',P'''-[[(phosphonomethyl)imino]bis[2,1-ethanediylnitrilobis(methylene)]]tetrakis-, sodium salt (1:7) | 404640 | 72646
Phosphoric acid, sodium salt, compd. with N,N-diethylethanamine (1:2:1) | 404632 | 72647
1,4-Benzenediamine, 2-chloro-N1,N1-diethyl- | 404624 | 72648
Benzenamine, 3-methyl-4-(1-pyrrolidinyl)-, hydrochloride (1:1) | 404616 | 72649
Benzenesulfonic acid, 2-[bis[4-[ethyl[(3-sulfophenyl)methyl]amino]phenyl]methyl]- | 404590 | 72650
Benzamide, 4-[1-[1-[[(2-methoxyphenyl)amino]carbonyl]-2-oxopropyl]diazenyl]-N-[4-[1-[1-[[(2-methoxyphenyl)amino]carbonyl]-2-oxopropyl]diazenyl]phenyl]- | 404574 | 72651
Benzene, 1-bromo-4-ethoxy-2-methyl- | 404558 | 72652
Benzenesulfonic acid, 2,2'-(1,2-ethenediyl)bis[5-[[4-chloro-6-[(4-sulfophenyl)amino]-1,3,5-triazin-2-yl]amino]-, potassium sodium salt (1:2:2) | 404541 | 72653
Ethanone, 1-(1,2,3,5,6,7,8,8a-octahydro-2,3,8,8-tetramethyl-2-naphthalenyl)- | 404525 | 72654
1-Propanone, 1-[6-methyl-4-(4-methyl-3-penten-1-yl)-3-cyclohexen-1-yl]- | 404517 | 72655
1-Propanone, 1-[6-methyl-3-(4-methyl-3-penten-1-yl)-3-cyclohexen-1-yl]- | 404509 | 72656
2,7-Naphthalenedisulfonic acid, 5-[2-[2,4-dihydroxy-5-[2-(4-nitrophenyl)diazenyl]phenyl]diazenyl]-4-hydroxy-3-[2-(2-hydroxy-3,5-dinitrophenyl)diazenyl]-, sodium salt (1:2) | 404491 | 72657
1,3-Naphthalenedisulfonic acid, 7-[2-[2-(acetylamino)-4-[(5-chloro-2,6-difluoro-4-pyrimidinyl)amino]phenyl]diazenyl]-, sodium salt (1:2) | 404483 | 72658
2,7-Naphthalenedisulfonic acid, 4-amino-5-hydroxy-3-[2-[4-[2-[4-(phenylamino)-5-sulfo-1-naphthalenyl]diazenyl]phenyl]diazenyl]-6-(2-phenyldiazenyl)-, sodium salt (1:3) | 404475 | 72659
1,5-Naphthalenedisulfonic acid, 3,3'-[[6-[bis(2-hydroxyethyl)amino]-1,3,5-triazine-2,4-diyl]bis(imino-4,1-phenylene-2,1-diazenediyl)]bis-, sodium salt (1:4) | 404467 | 72660
Ethanol, 2,2',2''-nitrilotris-, compd. with P,P'-[[(2-hydroxyethyl)imino]di-2,1-ethanediyl] bis(dihydrogen phosphate) (4:1) | 404459 | 72661
Ethanol, 2,2'-[(2-hydroxyethyl)imino]bis-, 1,1'-bis(dihydrogen phosphate) | 404442 | 72662
Octadecanamide, N-(2-aminoethyl)-N-[2-[(1-oxooctadecyl)amino]ethyl]- | 404434 | 72663
2H-Pyran, 2,2,3,3,4,4,5,5,6-nonafluorotetrahydro-6-(1,1,2,2,3,3,4,4,5,5,6,6,7,7,8,8,9,9,9-nonadecafluorononyl)- | 404426 | 72664
Ethanol, 2-[(5-amino-2,4-dimethylphenyl)sulfonyl]-, 1-(hydrogen sulfate) | 404418 | 72665
Octadecanamide, 12-hydroxy-N-octadecyl- | 404400 | 72666
Phosphoric acid, 3,4-bis(1-methylethyl)phenyl diphenyl ester | 404392 | 72667
Phenol, 3,4-bis(1-methylethyl)- | 404384 | 72668
Aluminum, chloromethyl(2-methylpropyl)- | 404376 | 72669
2-Propenoic acid, 2-methyl-, methyl ester, polymer with ethenylbenzene, lead(2+) 2-methyl-2-propenoate (1:2) and .alpha.-(2-methyl-1-oxo-2-propen-1-yl)-.omega.-[(2-methyl-1-oxo-2-propen-1-yl)oxy]poly(oxy-1,2-ethanediyl) | 404368 | 72670
Benzamide, 4-[2-[1-[[(2-methoxyphenyl)amino]carbonyl]-2-oxopropyl]diazenyl]-N-[4-[2-[1-[[(2-methoxyphenyl)amino]carbonyl]-2-oxopropyl]diazenyl]phenyl]-, tetrakis[(formylamino)methyl] deriv. | 404350 | 72671
Benzenesulfonic acid, [[[4-(dimethylamino)phenyl]methylene]bis[4,1-phenylene(ethylimino)methylene]]bis- | 404343 | 72672
Platinum(4+), hexaammine-, hydroxide (1:4), (OC-6-11)- | 401570 | 72673
2-Propenoic acid, 2-methyl-, 2-hydroxyethyl ester, polymer with butyl 2-propenoate and ethenyl acetate | 401562 | 72674
2-Propenoic acid, 2-methyl-, 2-(dimethylamino)ethyl ester, polymer with ethenyl acetate, 2-ethylhexyl 2-propenoate and methyl 2-methyl-2-propenoate | 401554 | 72675
2-Propenoic acid, 2-methyl-, 2-hydroxyethyl ester, polymer with butyl 2-propenoate, ethenyl acetate and methyl 2-methyl-2-propenoate | 401547 | 72676
2-Propenoic acid, 2-methyl-, methyl ester, polymer with ethenyl acetate, 2-ethylhexyl 2-propenoate and 2-hydroxyethyl 2-methyl-2-propenoate | 401539 | 72677
2-Propenoic acid, 2-methyl-, methyl ester, polymer with ethenyl acetate, 2-ethylhexyl 2-propenoate and 2-propenamide | 401521 | 72678
2-Propenoic acid, 2-methyl-, polymer with ethenyl acetate, 2-ethylhexyl 2-propenoate and methyl 2-methyl-2-propenoate | 401513 | 72679
2-Propenoic acid, 2-methyl-, methyl ester, polymer with butyl 2-propenoate, ethenyl acetate and 2-propenamide | 401505 | 72680
2-Propenoic acid, 2-methyl-, 2-(dimethylamino)ethyl ester, polymer with butyl 2-propenoate, ethenyl acetate and methyl 2-methyl-2-propenoate | 401497 | 72681
10-Undecenoic acid, heptyl ester | 401489 | 72682
Quinoline, 6-(2-methylpropyl)- | 401471 | 72683
Octanoic acid, 3-phenylpropyl ester | 401463 | 72684
Cyclohexanol, 3-(5,5-dimethyl-6-methylenebicyclo[2.2.1]hept-2-yl)- | 401455 | 72685
Octane, 1,1-dimethoxy-3,7-dimethyl- | 401448 | 72686
Benzoic acid, 2-hydroxy-, (3E)-3-hexen-1-yl ester | 401430 | 72687
Benzenemethanol, .alpha.-(2-methylpropyl)-, 1-acetate | 401422 | 72688
2-Butenoic acid, 2-phenylethyl ester, (2E)- | 401414 | 72689
11-Tridecen-6-one, 8,12-dimethyl- | 401398 | 72690
Undecane, 1,1-dimethoxy-2-methyl- | 401380 | 72691
3-Dodecenal, (3Z)- | 401364 | 72692
Nonanal, 5-ethyl-2-methyl- | 401356 | 72693
2-Propenoic acid, 3-(4-methoxyphenyl)-, propyl ester | 401331 | 72694
Hexanoic acid, 4-methylphenyl ester | 401323 | 72695
Phenol, 4-chloro-3,5-dimethyl-, 1,1',1''-triester with boric acid (H3BO3) | 401307 | 72696
Ethanol, 2,2',2''-nitrilotris-, compd. with 2-(chloromethyl)oxirane (1:1) | 401299 | 72697
Benzeneoctadecanol | 401273 | 72698
Octadecanoic acid, compd. with 1-dodecylpiperidine (1:1) | 401257 | 72699
Benzene, 1-(1-methylpentadecyl)-4-phenoxy- | 401240 | 72700
Acetic acid, 2-hydroxy-, compd. with 2-[2-(3-aminopropoxy)ethoxy]ethanol (1:1) | 401224 | 72701
Acetic acid, 2-hydroxy-, compd. with 2-aminoethanol (1:1) | 401216 | 72702
1,4-Benzenedicarboxylic acid, 2,5-bis[(2-methylphenyl)amino]- | 401208 | 72703
Propanoic acid, 3-(2-butoxyethoxy)-, potassium salt (1:1) | 401182 | 72704
Glycine, N-[2-[(carboxymethyl)(2-hydroxyethyl)amino]ethyl]-N-(1-oxododecyl)-, sodium salt (1:2) | 401166 | 72705
2-Benzothiazolamine, 4-hydrazinyl- | 401158 | 72706
1H-Imidazolium, 1-ethyl-2-(heptadecen-1-yl)-4,5-dihydro-3-(2-hydroxyethyl)-, ethyl sulfate (1:1) | 401141 | 72707
Formaldehyde, polymer with benzenethiol, dimethylbenzenethiol, dimethylphenol, methylbenzenethiol, methylphenol and phenol | 401133 | 72708
1,3-Benzenedicarboxylic acid, polymer with 1,3-dihydro-1,3-dioxo-5-isobenzofurancarboxylic acid, 2,2-dimethyl-1,3-propanediol, 2-ethyl-2-(hydroxymethyl)-1,3-propanediol and .alpha.-hydro-.omega.-hydroxypoly(oxy-1,2-ethanediyl) | 401125 | 72709
1,3-Benzenedicarboxylic acid, polymer with 2,5-furandione, hexanedioic acid, 1,3-isobenzofurandione, 2,2'-oxybis[ethanol] and 1,2-propanediol | 401117 | 72710
Hexanedioic acid, polymer with 3-hydroxy-2,2-dimethylpropyl 3-hydroxy-2,2-dimethylpropanoate, 3-hydroxy-2-(hydroxymethyl)-2-methylpropanoic acid, 2-(hydroxymethyl)-2-methyl-1,3-propanediol and 1,3-isobenzofurandione | 401109 | 72711
Phenol, methyl-, polymer with 1-methyl-4-(1-methylethenyl)cyclohexene and 3a,4,7,7a-tetrahydro-4,7-methano-1H-indene | 401091 | 72712
Poly[oxy(methyl-1,2-ethanediyl)], .alpha.,.alpha.',.alpha.''-1,2,3-propanetriyltris[.omega.-hydroxy-, polymer with 1,3-diisocyanatomethylbenzene and .alpha.,.alpha.'-[(1-methylethylidene)di-4,1-phenylene]bis[.omega.-hydroxypoly(oxy-1,2-ethanediyl)] | 401083 | 72713
2-Propenoic acid, 2-methyl-, polymer with 2-(chloromethyl)oxirane, 4,4'-(1-methylethylidene)bis[2,6-dibromophenol] and 4,4'-(1-methylethylidene)bis[phenol] | 401075 | 72714
Formaldehyde, polymer with dinonylphenol, nonylphenol and oxirane | 401067 | 72715
2-Propenenitrile, telomer with 1,3-butadiene and 2-dodecanethiol | 401059 | 72716
Hexanedioic acid, polymer with 2,2-bis(hydroxymethyl)-1,3-propanediol, .alpha.-hydro-.omega.-hydroxypoly(oxy-1,2-ethanediyl) and 2,2'-oxybis[ethanol] | 401042 | 72717
Octadecanamide, N-(2-hydroxyethyl)-N-[2-[(1-oxooctadecyl)amino]ethyl]-, phosphate (1:1) | 401034 | 72718
3H-Indolium, 2-[2-[4-[(2-hydroxyethyl)methylamino]phenyl]ethenyl]-1,3,3-trimethyl-, chloride (1:1) | 401026 | 72719
1,3-Isobenzofurandione, 3a,4,7,7a-tetrahydro-, polymer with 2,5-furandione and 2-methyl-1,3-butadiene | 401018 | 72720
Poly(oxy-1,2-ethanediyl), .alpha.,.alpha.',.alpha.'',.alpha.'''-[1,4-phenylenebis[methylene(octadecylnitrilio)di-2,1-ethanediyl]]tetrakis[.omega.-hydroxy-, chloride (1:2) | 401000 | 72721
2-Propanol, 1,1'-(methylimino)bis[3-chloro-, polymer with N1,N1,N2,N2-tetramethyl-1,2-ethanediamine | 400994 | 72722
2-Propanol, 1,1'-(methylimino)bis[3-chloro- | 400986 | 72723
Formaldehyde, polymer with 2-(chloromethyl)oxirane, 4-(1,1-dimethylethyl)phenol, 4-(1,1-dimethylpropyl)phenol, 4,4'-(1-methylethylidene)bis[phenol], 2-methyloxirane, 4-nonylphenol and oxirane | 400978 | 72724
1,3-Benzenedicarboxylic acid, polymer with 1,4-benzenedicarboxylic acid, 2,5-furandione, 2,2'-oxybis[ethanol] and oxybis[propanol] | 400960 | 72725
1,3-Butanediol, polymer with .alpha.-hydro-.omega.-hydroxypoly[oxy(methyl-1,2-ethanediyl)], 5-isocyanato-1-(isocyanatomethyl)-1,3,3-trimethylcyclohexane and .alpha.,.alpha.',.alpha.''-1,2,3-propanetriyltris[.omega.-hydroxypoly[oxy(methyl-1,2-ethanediyl)]] | 400952 | 72726
1,3-Benzenedicarboxylic acid, polymer with 1,4-benzenedicarboxylic acid, 1,4-dimethyl butanedioate, 1,6-dimethyl hexanedioate, 1,5-dimethyl pentanedioate, 2,2-dimethyl-1,3-propanediol and 2,2,4-trimethyl-1,3-pentanediol | 400945 | 72727
1,3-Benzenedicarboxylic acid, polymer with 1,4-benzenedicarboxylic acid, 1,3-dihydro-1,3-dioxo-5-isobenzofurancarboxylic acid, 1,4-dimethyl butanedioate, 1,6-dimethyl hexanedioate, 1,5-dimethyl pentanedioate and 2,2,4-trimethyl-1,3-pentanediol | 400937 | 72728
Pentanedioic acid, 1,5-dimethyl ester, polymer with 1,2-ethanediol, 2,5-furandione, 1,3-isobenzofurandione and 2,2'-oxybis[ethanol] | 400929 | 72729
2,5-Furandione, polymer with 2,2-bis(bromomethyl)-1,3-propanediol and oxybis[propanol] | 400911 | 72730
Formaldehyde, polymer with 1,1-bis(ethenyloxy)butane and phenol | 400903 | 72731
1,3-Benzenedicarboxylic acid, polymer with N1-(2-aminoethyl)-1,2-ethanediamine, N1,N2-bis(2-aminoethyl)-1,2-ethanediamine and 2-(chloromethyl)oxirane | 400895 | 72732
1,3-Benzenedicarboxylic acid, polymer with 1,3-dihydro-1,3-dioxo-5-isobenzofurancarboxylic acid, 2,2-dimethyl-1,3-propanediol, 2-ethyl-2-(hydroxymethyl)-1,3-propanediol, hexanedioic acid and 1,2-propanediol | 400887 | 72733
Butanedioic acid, 2-methylene-, polymer with N1-(2-aminoethyl)-1,2-ethanediamine, N1,N2-bis(2-aminoethyl)-1,2-ethanediamine, 2-(chloromethyl)oxirane, formaldehyde and urea | 400879 | 72734
9,12-Octadecadienoic acid (9Z,12Z)-, dimer, compd. with N1-(2-aminoethyl)-1,2-ethanediamine dodecylbenzenesulfonate (1:?:?) | 400861 | 72735
4-Cyclohexene-1,2-dicarboxylic acid, polymer with 2,5-furandione, 1,3-isobenzofurandione and 2-methyl-1,3-butadiene | 400853 | 72736
Hexanedioic acid, polymer with 1,3-dihydro-1,3-dioxo-5-isobenzofurancarboxylic acid, 2,2-dimethyl-1,3-propanediol and 2,2'-oxybis[ethanol] | 400846 | 72737
3,4-Octadienal, 2-butyl-2-ethyl-5,7-dimethyl- | 400838 | 72738
3-Cyclohexene-1-carboxaldehyde, 1-methyl-2-(1-methylethenyl)- | 400820 | 72739
3-Cyclohexene-1-carboxaldehyde, 2,4,6-trimethyl-1-(2-propen-1-yl)- | 400812 | 72740
Benzoic acid, 2-[[4-(6,6-dimethyl-2-cyclohexen-1-yl)-2-methyl-3-buten-1-ylidene]amino]-, methyl ester | 400804 | 72741
4,7-Methano-1H-indene-5-carboxylic acid, octahydro-, ethyl ester | 400796 | 72742
Hexanoic acid, 3-methylphenyl ester | 400788 | 72743
3-Cyclohexene-1-carboxaldehyde, 3,5-dimethyl-6-propyl- | 400770 | 72744
4,7-Methano-1H-indene-2-carboxylic acid, octahydro-, ethyl ester | 400762 | 72745
1,3-Dioxolane, 2-(2,6-dimethyl-1,5-heptadien-1-yl)-4,5-dimethyl- | 400747 | 72746
Carbonic acid, ethyl 2-methyl-4-oxo-4H-pyran-3-yl ester | 400739 | 72747
Ethanone, 1-[2,3-dihydro-1,1,2,6-tetramethyl-3-(1-methylethyl)-1H-inden-5-yl]- | 400713 | 72748
Benzeneacetic acid, compd. with isoquinoline (1:1) | 400705 | 72749
Butanedioic acid, 2-(1-dodecen-1-yl)-, 4-tridecyl ester | 400697 | 72750
Ethanol, 2,2',2''-nitrilotris-, 1,1',1''-tris(dihydrogen phosphate) | 400689 | 72751
2,6-Octadiene, 1,1'-[(2,2,2-trichloroethylidene)bis(oxy)]bis[3,7-dimethyl-, (2E,2'E)- | 400671 | 72752
Phenol, 3-[2-(acetyloxy)ethoxy]- | 400663 | 72753
10-Oxa-2,5-diaza-9-silaundecan-1-ol, 2,5-bis(hydroxymethyl)-9,9-dimethoxy- | 400655 | 72754
9-Octadecenoic acid (9Z)-, compd. with 2-amino-2-methyl-1-propanol (1:1) | 400648 | 72755
Glycine, N-methyl-N-[(9Z)-1-oxo-9-octadecen-1-yl]-, compd. with 2-amino-2-methyl-1-propanol (1:1) | 400630 | 72756
Formaldehyde, polymer with 2-(chloromethyl)oxirane, 4,4'-(1-methylethylidene)bis[phenol], 2-methyloxirane, 2-methyloxirane polymer with oxirane ether with 1,2,3-propanetriol (3:1), nonylphenol and oxirane | 400622 | 72757
Phenol, 4,4'-(1-methylethylidene)bis-, polymer with 2-(chloromethyl)oxirane, 2-ethyloxirane and oxirane | 400614 | 72758
Cuprate(3-), [.mu.-[4-[2-[3,3'-di(hydroxy-.kappa.O)-4'-[2-[1-(hydroxy-.kappa.O)-6-(phenylamino)-3-sulfo-2-naphthalenyl]diazenyl-.kappa.N1][1,1'-biphenyl]-4-yl]diazenyl-.kappa.N1]-3-(hydroxy-.kappa.O)-2,7-naphthalenedisulfonato(7-)]]di-, sodium (1:3) | 400606 | 72759
Cuprate(4-), [.mu.-[5-amino-3-[2-[3,3'-di(hydroxy-.kappa.O)-4'-[2-[2-(hydroxy-.kappa.O)-3,6-disulfo-1-naphthalenyl]diazenyl-.kappa.N1][1,1'-biphenyl]-4-yl]diazenyl-.kappa.N1]-4-(hydroxy-.kappa.O)-2,7-naphthalenedisulfonato(8-)]]di-, sodium (1:4) | 400598 | 72760
Cuprate(4-), [.mu.-[4-amino-6-[2-[3,3'-di(hydroxy-.kappa.O)-4'-[2-[2-(hydroxy-.kappa.O)-3,6-disulfo-1-naphthalenyl]diazenyl-.kappa.N1][1,1'-biphenyl]-4-yl]diazenyl-.kappa.N1]-5-(hydroxy-.kappa.O)-1,3-naphthalenedisulfonato(8-)]]di-, sodium (1:4) | 400580 | 72761
Cuprate(4-), [.mu.-[4-amino-6-[2-[4'-[2-(1-(hydroxy-.kappa.O)-8-hydroxy-3,6-disulfo-2-naphthalenyl)diazenyl-.kappa.N1]-3,3'-di(hydroxy-.kappa.O)[1,1'-biphenyl]-4-yl]diazenyl-.kappa.N1]-5-(hydroxy-.kappa.O)-1,3-naphthalenedisulfonato(8-)]]di-, sodium (1:4) | 400572 | 72762
Borate(1-), tetrakis(4-fluorophenyl)-, lithium (1:1) | 400564 | 72763
Cuprate(3-), [.mu.-[4-[2-[3,3'-di(hydroxy-.kappa.O)-4'-[2-[1-(hydroxy-.kappa.O)-4-sulfo-2-naphthalenyl]diazenyl-.kappa.N1][1,1'-biphenyl]-4-yl]diazenyl-.kappa.N1]-3-(hydroxy-.kappa.O)-2,7-naphthalenedisulfonato(7-)]]di-, sodium (1:3) | 400556 | 72764
Cuprate(3-), [.mu.-[3-[2-[3,3'-di(hydroxy-.kappa.O)-4'-[2-[2-(hydroxy-.kappa.O)-8-hydroxy-6-sulfo-1-naphthalenyl]diazenyl-.kappa.N1][1,1'-biphenyl]-4-yl]diazenyl-.kappa.N1]-4-(hydroxy-.kappa.O)-5-hydroxy-2,7-naphthalenedisulfonato(7-)]]di-, sodium (1:3) | 400549 | 72765
2,4-Imidazolidinedione, 5,5-dimethyl-, polymer with 2-(chloromethyl)oxirane and 2-methyloxirane | 400531 | 72766
Morpholine, compd. with [(9Z)-1-oxo-9-octadecen-1-yl]-.omega.-(carboxymethoxy)poly(oxy-1,2-ethanediyl) | 400523 | 72767
Hexanedioic acid, polymer with 2,5-furandione, 2,2'-oxybis[ethanol], oxybis[propanol] and 1,2-propanediol | 400515 | 72768
5H-Tetrazol-5-one, 1,4-dihydro-1-phenyl-4-(trimethylsilyl)- | 400507 | 72769
Poly[oxy(methyl-1,2-ethanediyl)], .alpha.-[[(3-isocyanatomethylphenyl)amino]carbonyl]-.omega.-hydroxy- | 400499 | 72770
Sulfuric acid, diethyl ester, compd. with 2-(heptadecen-1-yl)-4,5-dihydro-1H-imidazole-1-ethanamine (1:1) | 400481 | 72771
5,7,12,14-Tetraoxa-6,13-distannaoctadeca-2,9,16-trienedioic acid, 6,6,13,13-tetrabutyl-4,8,11,15-tetraoxo-, 1,18-bis(phenylmethyl) ester, (2Z,9Z,16Z)- | 393512 | 72772
5,7,12,14-Tetraoxa-6,13-distannaoctadeca-2,9,16-trienedioic acid, 6,6,13,13-tetrabutyl-4,8,11,15-tetraoxo-, 1,18-dicyclohexyl ester, (2Z,9Z,16Z)- | 393504 | 72773
Docosanoic acid, 1,1'-(dibutylstannylene) ester | 393496 | 72774
Propanoic acid, 3-[[[(2-carboxyethyl)thio]phenylmethyl]thio]-, 1-(2-ethylhexyl) ester | 393488 | 72775
Boric acid (H3BO3), compd. with 1,2-ethanediamine (1:2) | 393470 | 72776
Phosphoric acid, mono(2-ethylhexyl) ester, compd. with 2,2',2''-nitrilotris[ethanol] (1:2) | 393462 | 72777
Benzenemethanaminium, N-[2-hydroxy-3-[(8-methylnonyl)oxy]propyl]-N,N-dimethyl-, chloride (1:1) | 393454 | 72778
1-Heptanol, 6-methyl-, 1-benzoate | 393447 | 72779
2-Naphthalenol, 5-amino-8-[2-(2-chlorophenyl)diazenyl]- | 393421 | 72780
1H-Pyrrole, 1-cyclohexyl-2,5-dihydro- | 393405 | 72781
2-Propenamide, N-[3-[(acetyloxy)imino]-1,1-dimethylbutyl]- | 393397 | 72782
Benzenesulfonic acid, 2-amino-5-[(4-amino-3-sulfophenyl)(4-imino-3-sulfo-2,5-cyclohexadien-1-ylidene)methyl]-3-methyl-, ammonium salt (1:2) | 393389 | 72783
Ethanamine, N-ethyl-, phosphate (1:1) | 393371 | 72784
Benzoxazolium, 3-methyl-2-[5-(3-methyl-2(3H)-benzoxazolylidene)-1,3-pentadien-1-yl]-, 4-methylbenzenesulfonate (1:1) | 393355 | 72785
1,5-Naphthalenedisulfonic acid, 3,3'-[carbonylbis[imino(5-methoxy-2-methyl-4,1-phenylene)-2,1-diazenediyl]]bis-, sodium salt (1:?) | 393348 | 72786
1,3-Naphthalenedisulfonic acid, 8-[2-(4-amino-2-methylphenyl)diazenyl]-, sodium salt (1:?) | 393330 | 72787
2-Oxepanone, polymer with butanediol, 2-ethyl-2-(hydroxymethyl)-1,3-propanediol and 1,1'-methylenebis[isocyanatocyclohexane] | 393322 | 72788
4,7-Methano-1H-indenol, 3a,4,7,7a-tetrahydro-, propanoate | 393306 | 72789
Octadecanoic acid, 9(or 10)-(sulfooxy)-, 1-methyl ester, sodium salt (1:1) | 393280 | 72790
Phenol, 4,4'-(1-methylethylidene)bis-, polymer with 5-amino-1,3,3-trimethylcyclohexanemethanamine, 1,3-diisocyanatomethylbenzene and .alpha.-hydro-.omega.-hydroxypoly[oxy(methyl-1,2-ethanediyl)] | 393272 | 72791
Hexanedioic acid, polymer with 4-(1,1-dimethylethyl)phenol, 4-(1,1-dimethylpropyl)phenol, formaldehyde, 2-methyloxirane and oxirane | 393264 | 72792
Formaldehyde, polymer with N1-(2-aminoethyl)-1,2-ethanediamine and .alpha.-(nonylphenyl)-.omega.-hydroxypoly(oxy-1,2-ethanediyl), (9Z)-9-octadecenoate (ester) | 393256 | 72793
9,12-Octadecadienoic acid (9Z,12Z)-, iron(3+) salt (3:1) | 393249 | 72794
2,7-Naphthalenedisulfonic acid, 4-hydroxy-3-[2-[4'-[2-(4-hydroxyphenyl)diazenyl]-3,3'-dimethyl[1,1'-biphenyl]-4-yl]diazenyl]-, sodium salt (1:2) | 393231 | 72795
Carbamic acid, N-(3-isocyanatomethylphenyl)-, C,C'-[oxybis(1-methyl-2,1-ethanediyl)] ester | 393207 | 72796
Carbamic acid, N-(3-isocyanatomethylphenyl)-, C,C'-(1,2-ethanediyl) ester | 393199 | 72797
1,2-Ethanediamine, N1-[(ethenylphenyl)methyl]-N2-[3-(trimethoxysilyl)propyl]- | 393181 | 72798
Benzene, 1-[2-(chlorodimethylsilyl)ethyl]-3(or 4)-(chloromethyl)- | 393173 | 72799
7H-Benzimidazo[2,1-a]benz[de]isoquinolin-7-one, 3(or 4)-[(4-chlorophenyl)thio]-11-methyl- | 393165 | 72800
Urea, N,N''-(4-methyl-1,3-phenylene)bis[N'-octadecadien-1-yl- | 393157 | 72801
Poly[oxy(methyl-1,2-ethanediyl)], .alpha.,.alpha.'-1,2-ethanediylbis[.omega.-hydroxy-, polymer with .alpha.-hydro-.omega.-hydroxypoly[oxy(methyl-1,2-ethanediyl)] and 1,1'-methylenebis[isocyanatobenzene] | 393140 | 72802
Poly[oxy(methyl-1,2-ethanediyl)], .alpha.-[2-(diethylamino)ethyl]-.omega.-hydroxy- | 393132 | 72803
2-Butenedioic acid (2E)-, polymer with (1R,4aR,4bR,10aR)-1,2,3,4,4a,4b,5,6,10,10a-decahydro-1,4a-dimethyl-7-(1-methylethyl)-1-phenanthrenecarboxylic acid and 1,2,3-propanetriol, ammonium salt | 393124 | 72804
Ethanol, 2-[2-(2-methoxyethoxy)ethoxy]-, polymer with N2,N2,N4,N4,N6,N6-hexakis(methoxymethyl)-1,3,5-triazine-2,4,6-triamine | 393116 | 72805
Ethanaminium, 2-hydroxy-N-(2-hydroxyethyl)-N,N-dimethyl-, methyl sulfate (1:1), polymer with .alpha.-hydro-.omega.-hydroxypoly[oxy(methyl-1,2-ethanediyl)] and 1,1'-methylenebis[isocyanatocyclohexane] | 393108 | 72806
Ethanaminium, 2-hydroxy-N-(2-hydroxyethyl)-N,N-dimethyl-, methyl sulfate (1:1), polymer with 1,3-diisocyanatomethylbenzene and .alpha.-hydro-.omega.-hydroxypoly[oxy(methyl-1,2-ethanediyl)] | 393090 | 72807
Formaldehyde, polymer with 2-methyloxirane and nonylphenol | 393082 | 72808
Formaldehyde, polymer with 2-methylbenzenamine and 4-nonylphenol | 393074 | 72809
Isocyanic acid, polymethylenepolyphenylene ester, polymer with .alpha.,.alpha.',.alpha.''-phosphinylidynetris[.omega.-hydroxypoly[oxy(methyl-1,2-ethanediyl)]] | 393066 | 72810
Propanol, [(1-methyl-1,2-ethanediyl)bis(oxy)]bis-, polymer with 1,1'-methylenebis[isocyanatobenzene] and oxybis[propanol] | 393058 | 72811
Propanol, oxybis-, polymer with 1,1'-methylenebis[isocyanatobenzene] | 393041 | 72812
Propanol, [(1-methyl-1,2-ethanediyl)bis(oxy)]bis-, polymer with .alpha.,.alpha.'-1,2-ethanediylbis[.omega.-hydroxypoly[oxy(methyl-1,2-ethanediyl)]], .alpha.-hydro-.omega.-hydroxypoly[oxy(methyl-1,2-ethanediyl)], 1,1'-methylenebis[isocyanatobenzene] and oxybis[propanol] | 393033 | 72813
.alpha.-D-Glucopyranoside, .beta.-D-fructofuranosyl, polymer with 2-methyloxirane, polymethylenepolyphenylene isocyanate and 1,2,3-propanetriol | 393025 | 72814
Bicyclo[3.1.1]heptane-3-methanamine, 2,6,6-trimethyl-, hydrochloride (1:1) | 393017 | 72815
Benzoic acid, 5-[2-[4'-[2-(7-amino-1-hydroxy-3-sulfo-2-naphthalenyl)diazenyl]-3,3'-dimethyl[1,1'-biphenyl]-4-yl]diazenyl]-2-hydroxy-, sodium salt (1:2) | 393009 | 72816
Pyridinium, 1-(carboxymethyl)-2,4-dimethyl-, inner salt | 392993 | 72817
Methanone, [4-[3-(decyloxy)-2-hydroxypropoxy]-2-hydroxyphenyl]phenyl- | 392985 | 72818
Propanoic acid, 3-(hexylthio)-, 1,1'-[2,2-bis[[3-(hexylthio)-1-oxopropoxy]methyl]-1,3-propanediyl] ester | 392977 | 72819
Benzoic acid, 3-methyl-, barium salt (2:1) | 392969 | 72820
Benzoic acid, 3-methyl-, zinc salt (2:1) | 392951 | 72821
Silicic acid, 2-ethylbutyl ester | 385674 | 72822
1,2,3-Propanetriol, mono(dihydrogen phosphate), nickel(2+) salt (1:1) | 378695 | 72823
1H-Indene, 2,3-dihydromethoxy- | 378679 | 72824
Benzenesulfonic acid, dodecyl-, compd. with 1,2-ethanediamine (1:?) | 378661 | 72825
Butanedioic acid, 2-(dodecenyl)-, 1-[2-[(2-hydroxyethyl)phenylamino]ethyl] ester | 378646 | 72826
2-Undecene, 1-bromo- | 378620 | 72827
Propanal, 2-methyl-2-(methyldithio)- | 378612 | 72828
2H-2,4a-Methanonaphthalen-6(5H)-one, hexahydro-1,1,5,5-tetramethyl- | 378596 | 72829
2-Heptanol, 6-methyl-, 2-acetate | 378588 | 72830
2-Cyclohexene-1-carboxaldehyde, 6-[1-(1-methylethyl)-2-propen-1-yl]- | 378562 | 72831
2-Propenoic acid, 2-methyl-, cobalt(2+) salt (2:1) | 378547 | 72832
[1,1'-Bicyclohexyl]-2-carboxylic acid, 4',5-dihydroxy-2',3-dimethyl-5',6-bis[(1-oxo-2-propen-1-yl)oxy]-, methyl ester | 378539 | 72833
2-Propenoic acid, 1,1'-[(1-methylethylidene)bis[4,1-phenyleneoxy(1-methyl-2,1-ethanediyl)]] ester | 378513 | 72834
Octadecanoic acid, 2-[ethyl[2-[(1-oxooctadecyl)amino]ethyl]amino]ethyl ester, ethyl sulfate (1:1) | 378497 | 72835
Ethanol, 2-(1-methylethoxy)-, 1-carbamate | 378489 | 72836
Carbamic acid, N-(hydroxymethyl)-, 2-(1-methylethoxy)ethyl ester | 378463 | 72837
Chloric acid, nickel(2+) salt (2:1) | 378455 | 72838
Butanedioic acid, 2,3-dihydroxy- (2R,3R)-, manganese(2+) salt (2:1) | 378448 | 72839
Butanedioic acid, 2,3-dihydroxy- (2R,3R)-, nickel(2+) salt (2:1) | 378430 | 72840
Butanoic acid, 2-methyl-, 4-methylphenyl ester | 378414 | 72841
Benzenepropanol, 4-methoxy-.alpha.-methyl- | 378406 | 72842
10-Undecenoic acid, 2-methylbutyl ester | 378398 | 72843
9-Octadecenoic acid (9Z)-, compd. with 1,1',1''-nitrilotris[2-propanol] (1:1) | 378372 | 72844
2-Propanol, 1,1',1''-nitrilotris-, 2-hydroxy-1,2,3-propanetricarboxylate (1:?) | 378364 | 72845
Boric acid (H3BO3), compd. with 2,2'-iminobis[ethanol] | 378356 | 72846
2-Propanol, 1-amino-, phosphate (1:?) | 378349 | 72847
2-Propanol, 1,1'-iminobis-, 2-hydroxy-1,2,3-propanetricarboxylate (1:?) | 378323 | 72848
Glycine, N,N'-1,2-ethanediylbis[N-(carboxymethyl)-, compd. with morpholine (1:?) | 378315 | 72849
Benzenediazonium, 4-[ethyl(2-hydroxyethyl)amino]-2-methyl-, tetrafluoroborate(1-) (1:1) | 378299 | 72850
3-Thiazolidinecarboxylic acid, 4-oxo-2-thioxo-, methyl ester | 378281 | 72851
3-Thiazolidinecarboxylic acid, 4-oxo-2-thioxo-, ethyl ester | 378273 | 72852
Phosphoric acid, dimethyl ester, compd. with 2-aminoethanol (1:1) | 378257 | 72853
Acetamide, N-[3-[(2-cyanoethyl)methylamino]-4-methoxyphenyl]- | 378224 | 72854
2-Butenedioic acid (2Z)-, 1,4-bis(2-ethylbutyl) ester | 378216 | 72855
1-Heptanesulfonamide, N,N'-[phosphinicobis(oxy-2,1-ethanediyl)]bis[N-ethyl-1,1,2,2,3,3,4,4,5,5,6,6,7,7,7-pentadecafluoro-, ammonium salt (1:1) | 378190 | 72856
2-Propenoic acid, 2-methyl-, 2-[methyl[(1,1,2,2,3,3,4,4,5,5,6,6,7,7,7-pentadecafluoroheptyl)sulfonyl]amino]ethyl ester | 378182 | 72857
1-Propanaminium, N,N,N-trimethyl-3-[[(1,1,2,2,3,3,4,4,4-nonafluorobutyl)sulfonyl]amino]-, iodide (1:1) | 378174 | 72858
1-Heptanesulfonamide, N,N',N''-[phosphinylidynetris(oxy-2,1-ethanediyl)]tris[N-ethyl-1,1,2,2,3,3,4,4,5,5,6,6,7,7,7-pentadecafluoro- | 378166 | 72859
1-Heptanesulfonamide, N,N'-[phosphinicobis(oxy-2,1-ethanediyl)]bis[N-ethyl-1,1,2,2,3,3,4,4,5,5,6,6,7,7,7-pentadecafluoro- | 378158 | 72860
1-Hexanesulfonamide, N,N'-[phosphinicobis(oxy-2,1-ethanediyl)]bis[N-ethyl-1,1,2,2,3,3,4,4,5,5,6,6,6-tridecafluoro- | 378141 | 72861
1-Butanesulfonamide, N-ethyl-1,1,2,2,3,3,4,4,4-nonafluoro-N-[2-(phosphonooxy)ethyl]- | 378117 | 72862
1-Octanesulfonamide, N-[3-(dimethylamino)propyl]-1,1,2,2,3,3,4,4,5,5,6,6,7,7,8,8,8-heptadecafluoro-, hydrochloride (1:1) | 378109 | 72863
1-Pentanesulfonamide, N,N'-[phosphinicobis(oxy-2,1-ethanediyl)]bis[N-ethyl-1,1,2,2,3,3,4,4,5,5,5-undecafluoro- | 378091 | 72864
Decanoic acid, compd. with 2,2'-[(1-methylethyl)imino]bis[ethanol] (1:1) | 378083 | 72865
Cyclohexanone, 2,6-bis[(4-aminophenyl)methylene]-5-methyl-, hydrochloride (1:2) | 378075 | 72866
Acetamide, N,N'-[(5-methyl-2-oxo-1,3-cyclohexanediylidene)bis(methylidyne-4,1-phenylene)]bis- | 378067 | 72867
Cyclononanol, tungsten(6+) salt (6:1) | 378059 | 72868
1-Octanethiol, gold(1+) salt (1:1) | 378042 | 72869
Hexanoic acid, 2-ethyl-, 1,1',1'',1'''-tetraanhydride with silicic acid (H4SiO4) | 378034 | 72870
Silicic acid (H4SiO4), tetracyclononyl ester | 378026 | 72871
Cyclohexanol, 5-methyl-2-(1-methylethyl)-, germanium(4+) salt (4:1) | 378018 | 72872
Benzenemethanol, germanium(4+) salt (4:1) | 378000 | 72873
Uranium, bis(2-ethylhexanoato-.kappa.O)dioxo-, (T-4)- | 377994 | 72874
2-Propen-1-ol, polymer with 1,1'-(diisocyanatomethylene)bis[benzene], .alpha.-hydro-.omega.-hydroxypoly(oxy-1,4-butanediyl) and 2,2'-thiobis[ethanethiol] | 356345 | 72875
2-Propen-1-ol, polymer with 1,1'-(diisocyanatomethylene)bis[benzene], .alpha.-hydro-.omega.-hydroxypoly(oxy-1,4-butanediyl) and 2,2'-oxybis[ethanethiol] | 356337 | 72876
2-Propen-1-ol, polymer with 1,1'-(diisocyanatomethylene)bis[benzene], 2,2'-[1,2-ethanediylbis(oxy)]bis[ethanethiol] and .alpha.-hydro-.omega.-hydroxypoly(oxy-1,4-butanediyl) | 356329 | 72877
2-Propen-1-ol, polymer with .alpha.-hydro-.omega.-hydroxypoly(oxy-1,4-butanediyl), 5-isocyanato-1-(isocyanatomethyl)-1,3,3-trimethylcyclohexane and 2,2'-thiobis[ethanethiol] | 356311 | 72878
2-Propen-1-ol, polymer with .alpha.-hydro-.omega.-hydroxypoly(oxy-1,4-butanediyl), 5-isocyanato-1-(isocyanatomethyl)-1,3,3-trimethylcyclohexane and 2,2'-oxybis[ethanethiol] | 356303 | 72879
2-Propen-1-ol, polymer with 2,2'-[1,2-ethanediylbis(oxy)]bis[ethanethiol], .alpha.-hydro-.omega.-hydroxypoly(oxy-1,4-butanediyl) and 5-isocyanato-1-(isocyanatomethyl)-1,3,3-trimethylcyclohexane | 356295 | 72880
2-Propen-1-ol, polymer with 2,2'-[1,2-ethanediylbis(oxy)]bis[ethanethiol], ethenyldiethoxymethylsilane, .alpha.-hydro-.omega.-hydroxypoly(oxy-1,4-butanediyl) and 5-isocyanato-1-(isocyanatomethyl)-1,3,3-trimethylcyclohexane | 356287 | 72881
2-Propen-1-ol, polymer with 2,2'-[1,2-ethanediylbis(oxy)]bis[ethanethiol], ethenylethoxydimethylsilane, .alpha.-hydro-.omega.-hydroxypoly(oxy-1,4-butanediyl) and 5-isocyanato-1-(isocyanatomethyl)-1,3,3-trimethylcyclohexane | 356279 | 72882
2-Propen-1-ol, polymer with ethenyldiethoxymethylsilane, .alpha.-hydro-.omega.-hydroxypoly(oxy-1,4-butanediyl), 5-isocyanato-1-(isocyanatomethyl)-1,3,3-trimethylcyclohexane and 2,2'-oxybis[ethanethiol] | 356261 | 72883
2-Propen-1-ol, polymer with ethenylethoxydimethylsilane, .alpha.-hydro-.omega.-hydroxypoly(oxy-1,4-butanediyl), 5-isocyanato-1-(isocyanatomethyl)-1,3,3-trimethylcyclohexane and 2,2'-oxybis[ethanethiol] | 356253 | 72884
2-Propen-1-ol, polymer with 1,1'-(diisocyanatomethylene)bis[benzene], ethenylethoxydimethylsilane, .alpha.-hydro-.omega.-hydroxypoly(oxy-1,4-butanediyl) and 2,2'-thiobis[ethanethiol] | 356246 | 72885
2-Propen-1-ol, polymer with 1,1'-(diisocyanatomethylene)bis[benzene], ethenylethoxydimethylsilane, .alpha.-hydro-.omega.-hydroxypoly(oxy-1,4-butanediyl) and 2,2'-oxybis[ethanethiol] | 356238 | 72886
2-Propen-1-ol, polymer with ethenyldiethoxymethylsilane, .alpha.-hydro-.omega.-hydroxypoly(oxy-1,4-butanediyl), 5-isocyanato-1-(isocyanatomethyl)-1,3,3-trimethylcyclohexane and 2,2'-thiobis[ethanethiol] | 356220 | 72887
2-Propen-1-ol, polymer with ethenylethoxydimethylsilane, .alpha.-hydro-.omega.-hydroxypoly(oxy-1,4-butanediyl), 5-isocyanato-1-(isocyanatomethyl)-1,3,3-trimethylcyclohexane and 2,2'-thiobis[ethanethiol] | 356212 | 72888
1,3-Isobenzofurandione, polymer with 2,2-bis[(2-propen-1-yloxy)methyl]-1-butanol, 1,2-ethanediol, 2,5-furandione and 1,2-propanediol | 356204 | 72889
2-Butenoic acid, 4-[[2-[[2-(dodecylamino)ethyl]amino]ethyl]amino]-4-oxo-, (2Z)- | 356170 | 72890
Octadecanoic acid, ester with 2,2'-[oxybis(methylene)]bis[2-(hydroxymethyl)-1,3-propanediol] | 356162 | 72891
Propanoic acid, 3-(dodecylthio)-, 1,1'-[thiobis[2-(1,1-dimethylethyl)-5-methyl-4,1-phenylene]] ester | 356154 | 72892
Propanol, oxybis-, polymer with 1,3-diisocyanatomethylbenzene and .alpha.,.alpha.',.alpha.''-1,2,3-propanetriyltris[.omega.-hydroxypoly[oxy(methyl-1,2-ethanediyl)]] | 356147 | 72893
Ethanol, 2,2',2''-nitrilotris-, compd. with 1,4-dichloro-2-butene polymer with N1,N1,N2,N2-tetramethyl-2-butene-1,4-diamine (2:1) | 356139 | 72894
Tetracosanoic acid, silver(1+) salt (1:1) | 356121 | 72895
1,3-Isobenzofurandione, polymer with 1,2-ethanediol and 1,2,3-propanetriol | 356113 | 72896
1,3,4-Oxadiazole-2(3H)-thione, 5-heptyl- | 356105 | 72897
Isooctadecanoic acid, potassium salt (1:1) | 356097 | 72898
1,2,3-Propanetriol, polymer with 1,3-diisocyanatomethylbenzene and .alpha.-hydro-.omega.-hydroxypoly[oxy(methyl-1,2-ethanediyl)] ether with .beta.-D-fructofuranosyl .alpha.-D-glucopyranoside | 356089 | 72899
Propanoic acid, 2-[4-[(6-chloro-2-benzoxazolyl)oxy]phenoxy]-, ethyl ester | 356030 | 72900
Ethanol, 2-(2,4-diaminophenoxy)-, hydrochloride (1:2) | 356022 | 72901
Cuprate(4-), [.mu.-[3-[2-[3,3'-di(hydroxy-.kappa.O)-4'-[2-[2-(hydroxy-.kappa.O)-3,6-disulfo-1-naphthalenyl]diazenyl-.kappa.N1][1,1'-biphenyl]-4-yl]diazenyl-.kappa.N1]-4-(hydroxy-.kappa.O)-2,7-naphthalenedisulfonato(8-)]]di-, sodium (1:4) | 356014 | 72902
Cuprate(3-), [.mu.-[4-[2-[4'-[2-[6-amino-1-(hydroxy-.kappa.O)-3-sulfo-2-naphthalenyl]diazenyl-.kappa.N1]-3,3'-di(hydroxy-.kappa.O)[1,1'-biphenyl]-4-yl]diazenyl-.kappa.N1]-3-(hydroxy-.kappa.O)-2,7-naphthalenedisulfonato(7-)]]di-, sodium (1:3) | 356006 | 72903
2-Butenedioic acid (2E)-, polymer with 1,4-cyclohexanedimethanol | 355990 | 72904
1,3-Dioxolane, 2-(2,6-dimethyl-1,5-heptadien-1-yl)- | 355982 | 72905
Carbonic acid, C,C'-[carbonylbis[oxy-4,1-cyclohexanediyl(1-methylethylidene)-4,1-cyclohexanediyl]] C,C'-bis[(3-ethyl-8,8,10,10-tetramethyl-1,5-dioxa-9-azaspiro[5.5]undec-3-yl)methyl] ester | 355974 | 72906
Carbonic acid, C,C'-[(1-methylethylidene)di-4,1-cyclohexanediyl] C,C'-bis[(3-ethyl-8,8,10,10-tetramethyl-1,5-dioxa-9-azaspiro[5.5]undec-3-yl)methyl] ester | 355966 | 72907
1-Naphthalenesulfonic acid, 5-butyl-, compd. with 2-aminoethanol (1:1) | 355933 | 72908
1,3,2-Dioxaphosphorinane, 2,2'-[(2,5-dimethyl-1,4-phenylene)bis(methylene)]bis[5,5-dimethyl-, 2,2'-dioxide | 350306 | 72909
1-Butanol, 3-(3-hydroxybutoxy)- | 350280 | 72910
4,7-Methano-1H-inden-6-amine, 3a,4,5,6,7,7a-hexahydro-, (3aR,4R,6S,7R,7aS)-rel- | 350272 | 72911
6-Quinoxalinol, 2,3,7-trimethyl- | 350264 | 72912
Formaldehyde, polymer with 1,3-benzenediol and 4-nonylphenol | 350256 | 72913
Benzoic acid, 4-[[(ethylphenylamino)methylene]amino]-, ethyl ester | 350231 | 72914
Propanoic acid, 2-methyl-, 2-phenylpropyl ester | 350223 | 72915
2-Propenoic acid, polymer with ethyl 2-propenoate, 2-hydroxyethyl 2-propenoate and 2-methylpropyl 2-propenoate | 350215 | 72916
9-Octadecenoic acid (9Z)-, 1,1'-(thiodi-2,1-ethanediyl) ester | 350207 | 72917
Poly(oxy-1,4-butanediyl), .alpha.-[[[4-[[4-[[[[4-(hydroxymethyl)cyclohexyl]methoxy]carbonyl]amino]cyclohexyl]methyl]cyclohexyl]amino]carbonyl]-.omega.-[[[[4-[[4-[[[[4-(hydroxymethyl)cyclohexyl]methoxy]carbonyl]amino]cyclohexyl]methyl]cyclohexyl]amino]carbonyl]oxy]- | 350199 | 72918
Phenol, 2,6-bis(1,1-dimethylethyl)-4-(1,1,3,3-tetramethylbutyl)- | 350181 | 72919
Benzene, ethenyl-, polymer with 1,3-butadiene and 1,3-pentadiene | 350173 | 72920
2-Propenoic acid, butyl ester, polymer with ethenyl acetate and 2-hydroxyethyl 2-propenoate | 350165 | 72921
2-Propenoic acid, 2-methyl-, polymer with 1,1'-(1,2-ethanediyl) bis(2-methyl-2-propenoate), ethyl 2-propenoate and methyl 2-methyl-2-propenoate | 350157 | 72922
Acetamide, N-(3-bromo-2-naphthalenyl)- | 350140 | 72923
Ethanethioamide, N-(3-bromo-2-naphthalenyl)- | 350132 | 72924
Benzothiazolium, 3-(3-hydroxypropyl)-5-methoxy-2-methyl-, iodide (1:1) | 350124 | 72925
2,3-Quinoxalinediamine, N2,N3-diethyl- | 350116 | 72926
Acetamide, 2-(dodecylsulfonyl)- | 350108 | 72927
Benzothiazolium, 2-(2-ethoxy-1-buten-1-yl)-5-methoxy-3-(3-sulfopropyl)-, inner salt | 350090 | 72928
Pyrylium, 2-methyl-4,6-bis(4-methylphenyl)-, tetrafluoroborate(1-) (1:1) | 350082 | 72929
Formaldehyde, polymer with benzenamine, methylphenol and phenol | 350074 | 72930
1-Phenanthrenemethanol, 1,2,3,4,4a,9,10,10a-octahydro-1,4a-dimethyl-7-(1-methylethyl)-, (1R,4aS,10aR)-, polymer with 1,3-diisocyanatomethylbenzene, (1R,4aR,4bS,10aR)-1,2,3,4,4a,4b,5,6,7,9,10,10a-dodecahydro-1,4a-dimethyl-7-(1-methylethyl)-1-phenanthrenemethanol and (1R,4aR,4bS,10aR)-tetradecahydro-1,4a-dimethyl-7-(1-methylethyl)-1-phenanthrenemethanol | 350066 | 72931
Formaldehyde, polymer with dinonylphenol and 4-(1,1,3,3-tetramethylbutyl)phenol | 350058 | 72932
Silver, [S-[2-(2-benzothiazolylamino)-2-oxoethyl] ethanethioato]- | 350041 | 72933
Poly(oxy-1,2-ethanediyl), .alpha.-(2-carboxyethyl)-.omega.-(nonylphenoxy)-, sodium salt (1:1) | 350033 | 72934
Morpholinium, 4-ethyl-4-methyl-, bromide (1:1) | 350025 | 72935
Benzeneacetic acid, .alpha.-[(3-ethoxy-1-methyl-3-oxopropylidene)amino]-, potassium salt (1:1), (.alpha.R)- | 350017 | 72936
Benzamide, 3-[[2-[2,4-bis(1,1-dimethylpropyl)phenoxy]acetyl]amino]-N-[4-[[4-[ethyl(2-hydroxyethyl)amino]-2-methylphenyl]imino]-4,5-dihydro-5-oxo-1-(2,4,6-trichlorophenyl)-1H-pyrazol-3-yl]- | 350009 | 72937
2-Naphthalenecarboxamide, N-[4-[2,4-bis(1,1-dimethylpropyl)phenoxy]butyl]-4-[[4-[ethyl(2-hydroxyethyl)amino]-2-methylphenyl]imino]-1,4-dihydro-1-oxo- | 349993 | 72938
Acetic acid, 2-iodo-, lithium salt (1:1) | 349985 | 72939
Nonanedioic acid, 1,9-dimethyl ester, polymer with 1,1'-diethyl 3,3'-(1,4-phenylene)bis[2-propenoate] and 1,5-pentanediol | 349977 | 72940
Cyclopentanone, 2-(2-octen-1-yl)- | 349969 | 72941
2-Propenoic acid, 2-methyl-, polymer with ethyl 2-propenoate, methyl 2-methyl-2-propenoate, methyl 2-propenoate and 2-sulfoethyl 2-methyl-2-propenoate | 349951 | 72942
2-Propenoic acid, 2-methyl-, 2-sulfoethyl ester, polymer with butyl 2-propenoate, 1,1-dichloroethene, methyl 2-propenoate and 2-propenoic acid | 349944 | 72943
2-Propenoic acid, 2-methyl-, methyl ester, polymer with butyl 2-propenoate, 1,1-dichloroethene, 2-hydroxyethyl 2-propenoate and 2-sulfoethyl 2-methyl-2-propenoate | 349936 | 72944
2-Propenoic acid, 2-methyl-, polymer with ethyl 2-propenoate, 2-hydroxyethyl 2-propenoate, methyl 2-methyl-2-propenoate, methyl 2-propenoate and 2-sulfoethyl 2-methyl-2-propenoate | 349928 | 72945
2-Propenoic acid, 2-methyl-, polymer with ethyl 2-propenoate, 2-hydroxyethyl 2-propenoate, methyl 2-propenoate and 2-sulfoethyl 2-methyl-2-propenoate | 349910 | 72946
2-Propenenitrile, polymer with 1,3-butadiene, formaldehyde and phenol | 349902 | 72947
Formaldehyde, polymer with 4-(1,1-dimethylethyl)phenol, 4,4'-(1-methylethylidene)bis[phenol] and 4-(1,1,3,3-tetramethylbutyl)phenol | 349894 | 72948
Formaldehyde, polymer with 4-(1,1-dimethylethyl)phenol, 3-methylphenol and 4-methylphenol | 349886 | 72949
Formaldehyde, polymer with 2-(chloromethyl)oxirane, 4-dodecylphenol and 4,4'-(1-methylethylidene)bis[phenol] | 349878 | 72950
Phenol, polymer with 1-methyl-4-(1-methylethenyl)cyclohexene and 2,6,6-trimethylbicyclo[3.1.1]hept-2-ene | 349860 | 72951
Phenol, polymer with 1-methyl-4-(1-methylethenyl)cyclohexene | 349852 | 72952
Formaldehyde, polymer with 4-(1,1-dimethylethyl)phenol and 4-(1,1-dimethylpropyl)phenol | 349845 | 72953
Benzoic acid, 2-hydroxy-, polymer with formaldehyde and 4-(1,1,3,3-tetramethylbutyl)phenol | 349837 | 72954
Formaldehyde, polymer with 2-(chloromethyl)oxirane, 4,4'-(1-methylethylidene)bis[phenol] and 4-(1,1,3,3-tetramethylbutyl)phenol | 349829 | 72955
Formaldehyde, polymer with 4,4'-(1-methylethylidene)bis[phenol] and 4-(1,1-dimethylpropyl)phenol | 349811 | 72956
Formaldehyde, polymer with 4-(1,1-dimethylethyl)phenol and 4,4'-thiobis[phenol] | 349803 | 72957
Poly(oxy-1,2-ethanediyl), .alpha.-dodecyl-.omega.-hydroxy-, diphosphate | 349761 | 72958
Cellulose, hydrogen 1,2-benzenedicarboxylate, ethyl ether, ammonium salt | 349753 | 72959
8-Quinolinol, 7-(4-ethyl-1-methyl-1-octen-1-yl)- | 342360 | 72960
2-Butenedioic acid (2Z)-, 1-(2-hydroxyethyl) ester, polymer with 1,3-butadiene, 2-carboxyethyl 2-propenoate and ethenylbenzene | 342352 | 72961
2-Propenoic acid, 2-carboxyethyl ester, polymer with 1,3-butadiene and ethenylbenzene | 342345 | 72962
Hexanedioic acid, polymer with 1,4-butanediol, 4,4'-diisocyanato-3,3'-dimethyl-1,1'-biphenyl, 1,3-diisocyanato-2-methylbenzene, 2,4-diisocyanato-1-methylbenzene and 1,2-ethanediol | 342337 | 72963
Benzoic acid, 5-[2-[4'-[2-[2,6-diamino-3-methyl-5-[2-(4-sulfophenyl)diazenyl]phenyl]diazenyl]-3,3'-dimethyl[1,1'-biphenyl]-4-yl]diazenyl]-2-hydroxy-, sodium salt (1:2) | 342329 | 72964
Benzenesulfonic acid, 3-[2-(4,5-dihydro-5-oxo-1,3-diphenyl-1H-pyrazol-4-yl)diazenyl]-2-hydroxy-5-nitro- | 342311 | 72965
2-Propenoic acid, 2-methyl-, 2-(dimethylamino)ethyl ester, polymer with ethyl 2-propenoate and methyl 2-methyl-2-propenoate, acetate | 362574 | 72966
Butanal, 2-hydroxy-3-methyl- | 362566 | 72967
1,3-Propanediol, 2,2'-[oxybis(methylene)]bis[2-[(acetyloxy)methyl]-, 1,1',3,3'-tetraacetate | 362558 | 72968
Naphtho[1,2-d]thiazolium, 2-[2-(acetylphenylamino)ethenyl]-1-ethyl-, 4-methylbenzenesulfonate (1:1) | 362541 | 72969
1H-Imidazole-1-carboxamide, N-propyl-N-[2-(2,4,6-trichlorophenoxy)ethyl]- | 362533 | 72970
1,3-Isobenzofurandione, polymer with 2-(chloromethyl)oxirane, ar,ar'-methylenebis[benzenamine] and 4,4'-(1-methylethylidene)bis[phenol] | 362525 | 72971
2-Hexen-1-ol, 4-methyl-2-propyl-, 1-acetate | 362517 | 72972
2-Hexen-1-ol, 4-methyl-2-propyl- | 362509 | 72973
2-Hexene, 1,1-diethoxy-, (2E)- | 362491 | 72974
1,5,9-Cyclododecatriene, 1,4,9-trimethyl- | 362483 | 72975
3-Cyclohexene-1-carboxaldehyde, 1-methyl-4-(4-methyl-4-penten-1-yl)- | 362475 | 72976
Ethanone, 1-(1,2,3,4,5,6,7,8-octahydro-8,8-dimethyl-2-naphthalenyl)- | 362467 | 72977
Cyclopentanol, 2-[2-(2,2,3-trimethyl-3-cyclopenten-1-yl)ethyl]- | 362459 | 72978
Acetic acid, 2-(methylthio)-, butyl ester | 362442 | 72979
9(10H)-Anthracenone, 10,10',10''-(1,2,3-cyclopropanetriylidene)tris- | 362186 | 72980
9(10H)-Anthracenone, 10,10'-(3-oxo-1,2-cyclopropanediylidene)bis- | 362178 | 72981
Benzenesulfonic acid, methyl-, compd. with 4,4-dimethyloxazolidine (1:1) | 355917 | 72982
1H-Benzimidazolium, 2-(6-methoxy-2-benzoxazolyl)-1,3-dimethyl-, methyl sulfate (1:1) | 355909 | 72983
2-Propanol, 1-[bis(2-hydroxyethyl)amino]-3-(octyloxy)- | 355883 | 72984
3-Pentanone, 1-(4-chlorophenyl)-4,4-dimethyl- | 355875 | 72985
Benzenediazonium, 4-(dimethylamino)-2,5-dimethoxy-, tetrafluoroborate(1-) (1:1) | 355867 | 72986
Hydrothol 191 | 355842 | 72987
2-Propenoic acid, 2-methyl-, polymer with butyl 2-propenoate, ethenylbenzene and 1,2-propanediol mono-2-propenoate | 355834 | 72988
9,10-Anthracenedione, 1-amino-4-hydroxy-2-[4-(1-methyl-1-phenylethyl)phenoxy]-, monosulfo deriv., sodium salt (1:1) | 355826 | 72989
2-Naphthalenesulfonic acid, 7-[[2-hydroxy-5-[(4-hydroxyphenyl)sulfonyl]phenyl]methyl](1-methylpropyl)-, ammonium salt (1:1) | 355818 | 72990
3-Cyclohexene-1-carboxaldehyde, 1-methyl-4-(4-methylpentyl)- | 355800 | 72991
1,3-Isobenzofurandione, 5,5'-carbonylbis-, polymer with 4,4'-methylenebis[benzenamine], ammonium salt | 355792 | 72992
9,10-Anthracenedione, 1,8-dihydroxy-4,5-bis[hydroxy(hydroxymethyl)amino]- | 355776 | 72993
9,10-Anthracenedione, 1,8-dihydroxy-4,5-bis(hydroxyamino)- | 355750 | 72994
9,10-Anthracenedione, 1,5-dihydroxy-4,8-bis(hydroxyamino)- | 355743 | 72995
Benzoic acid, 2-(dimethylamino)-, pentyl ester | 355735 | 72996
Dodecanediperoxoic acid | 355727 | 72997
Copper, [[2,2',2'',2''',2''''-[(29H,31H-phthalocyanine-C,C,C,C,C-pentayl-.kappa.N29,.kappa.N30,.kappa.N31,.kappa.N32)pentakis(methylene)]pentakis[1H-isoindole-1,3(2H)-dionato]](2-)]- | 355719 | 72998
Anthra[2,1,9-def:6,5,10-d'e'f']diisoquinoline-1,3,8,10(2H,9H)-tetrone, 2,9-bis(5-chloro-2-methylphenyl)- | 355701 | 72999
2,5,8,11-Tetraoxatridecan-13-ol, 9,12(9,13-,10,12 or 10,13)-dimethyl- | 355693 | 73000
2,2'-Spirobi[2H-1-benzopyran], 3,3',4,4'-tetrahydro-4,4,4',4',7,7'-hexamethyl-6,6'-bis(octyloxy)- | 355685 | 73001
2-Propenoic acid, 2-methyl-, methyl ester, telomer with N-(butoxymethyl)-2-propenamide, tert-dodecanethiol, ethenylbenzene and 2-propenoic acid | 355677 | 73002
Cuprate(4-), [.mu.-[5-[2-(4,5-dihydro-3-methyl-5-oxo-1-phenyl-1H-pyrazol-4-yl)diazenyl]-3-[2-[4'-[2-[3,6-disulfo-2-(hydroxy-.kappa.O)-1-naphthalenyl]diazenyl-.kappa.N1]-3,3'-di(hydroxy-.kappa.O)[1,1'-biphenyl]-4-yl]diazenyl-.kappa.N1]-4-(hydroxy-.kappa.O)-2,7-naphthalenedisulfonato(8-)]]di-, sodium (1:4) | 355669 | 73003
Benzoic acid, 3,3'-[carbonylbis(imino-4,1-phenyleneazo)]bis[6-hydroxy-5-methyl-, sodium salt (1:2) | 355651 | 73004
1H-Pyrazole-3-carboxylic acid, 4,5-dihydro-4-[2-(3-methylphenyl)diazenyl]-5-oxo- | 355644 | 73005
Oxazolium, 3-ethyl-2-methyl-4-phenyl-, iodide (1:1) | 355636 | 73006
2-Propenoic acid, polymer with ethenylbenzene and isooctyl 2-propenoate | 355628 | 73007
2-Propenoic acid, polymer with ethenyl acetate and isooctyl 2-propenoate | 355610 | 73008
2-Propenoic acid, 2-methyl-, polymer with isooctyl 2-propenoate | 355602 | 73009
1,2-Benzenedicarboxylic acid, 1-(1-methylethyl) ester, sodium salt (1:1) | 355594 | 73010
C.I. Leuco Sulphur Black 1 | 355586 | 73011
Magnesium, ethoxy(monoethyl carbonato-.kappa.O')- | 355578 | 73012
2-Naphthalenesulfonic acid, 5-[2-[4-[2-[3-(acetylamino)phenyl]diazenyl]-2,5-dimethoxyphenyl]diazenyl]-6-amino-4-hydroxy-, sodium salt (1:1) | 355560 | 73013
Benzeneacetic acid, 4-chloro-.alpha.-(1-methylethyl)-, (S)-cyano(3-phenoxyphenyl)methyl ester, (.alpha.S)- | 355552 | 73014
2-Propenoic acid, polymer with 2-methylbutyl 2-propenoate | 355545 | 73015
Cuprate(2-), [5-[2-[4'-[2-[2-(hydroxy-.kappa.O)-6-hydroxy-3-[2-[2-(hydroxy-.kappa.O)-5-sulfophenyl]diazenyl-.kappa.N1]phenyl]diazenyl]-3,3'-dimethyl[1,1'-biphenyl]-4-yl]diazenyl]-2-hydroxybenzoato(4-)]-, sodium (1:2) | 355537 | 73016
Cuprate(4-), [.mu.-[[2,2'-[1,2-ethenediylbis[(3-sulfo-4,1-phenylene)(2-oxido-2,1-diazenediyl)[1-(hydroxy-.kappa.O)-3-sulfo-7,2-naphthalenediyl]-2,1-diazenediyl-.kappa.N1]]bis[benzoato-.kappa.O]](8-)]]di-, sodium (1:4) | 355529 | 73017
Cuprate(6-), [.mu.-[[2,2'-[(1-oxido-1,2-diazenediyl)bis[(2-sulfo-4,1-phenylene)-2,1-ethenediyl(3-sulfo-4,1-phenylene)-2,1-diazenediyl[1-(hydroxy-.kappa.O)-3-sulfo-7,2-naphthalenediyl]-2,1-diazenediyl-.kappa.N1]]bis[benzoato-.kappa.O]](10-)]]di-, hydrogen (1:6) | 355511 | 73018
Cuprate(3-), [.mu.-[3-[2-[5-(aminosulfonyl)-2-(hydroxy-.kappa.O)phenyl]diazenyl-.kappa.N1]-4-(hydroxy-.kappa.O)-7-[[[[5-hydroxy-6-[2-[2-(hydroxy-.kappa.O)-4-sulfophenyl]diazenyl-.kappa.N1]-7-sulfo-2-naphthalenyl]amino]carbonyl]amino]-2-naphthalenesulfonato(7-)]]di-, sodium (1:3) | 355503 | 73019
Benzenemethanaminium, N-[4-[(2,5-disulfophenyl)[4-[ethyl(phenylmethyl)amino]phenyl]methylene]-2,5-cyclohexadien-1-ylidene]-N-ethyl-, inner salt, sodium salt (1:1) | 355495 | 73020
Carbamic acid, N-[2-(2-oxo-1-imidazolidinyl)ethyl]-, 2-propen-1-yl ester | 355487 | 73021
1,3,5-Triazine-2,4,6-triamine, N-cyclopropyl- | 355479 | 73022
Benzenecarbothioamide, N,N'-(9,10-dihydro-9,10-dioxo-2,6-anthracenediyl)bis- | 355461 | 73023
Benzenesulfonic acid, 5-[2-[4-[2-[4-[2-[4-[2-(4-nitro-2-sulfophenyl)ethenyl]phenyl]-2-oxidodiazenyl]-2-sulfophenyl]ethenyl]-3-sulfophenyl]-1-oxidodiazenyl]-2-[2-[4-[2-[4-[2-(4-nitro-2-sulfophenyl)ethenyl]-3-sulfophenyl]-2-oxidodiazenyl]-2-sulfophenyl]ethenyl]- | 355453 | 73024
Ethanol, 2,2'-[[4-[2-(4-nitrophenyl)diazenyl]phenyl]imino]bis-, 1,1'-diacetate | 355446 | 73025
Acetamide, N-[5-[bis[2-(acetyloxy)ethyl]amino]-2-[2-(2-chloro-5-nitrophenyl)diazenyl]phenyl]- | 355438 | 73026
2-Naphthalenesulfonic acid, 6-amino-3-[2-[4'-[2-(6-amino-1-hydroxy-3-sulfo-2-naphthalenyl)diazenyl]-3,3'-dimethyl[1,1'-biphenyl]-4-yl]diazenyl]-4-hydroxy-, sodium salt (1:2) | 355420 | 73027
2,7-Naphthalenedisulfonic acid, 5-amino-3-[2-[4'-[2-(7-amino-1-hydroxy-3-sulfo-2-naphthalenyl)diazenyl]-3,3'-dimethyl[1,1'-biphenyl]-4-yl]diazenyl]-4-hydroxy-, sodium salt (1:3) | 355412 | 73028
2H-Naphtho[1,2-d]triazole-5-sulfonic acid, 2,2'-[(1-oxido-1,2-diazenediyl)bis[(2-sulfo-4,1-phenylene)-2,1-ethenediyl(3-sulfo-4,1-phenylene)]]bis-, sodium salt (1:6) | 355404 | 73029
Benzoic acid, 2-hydroxy-5-[2-[4-[[[[2-methoxy-4-[2-(3-sulfophenyl)diazenyl]phenyl]amino]carbonyl]amino]phenyl]diazenyl]-3-methyl-, sodium salt (1:2) | 355396 | 73030
Benzenesulfonic acid, 3-[2-[4-[2-(4-ethoxyphenyl)diazenyl]-3-methoxyphenyl]diazenyl]-, sodium salt (1:1) | 355388 | 73031
Cellulose, acetate hydrogen 1,2-cyclohexanedicarboxylate | 349746 | 73032
2,4-Dodecadienoic acid, 3,7,11-trimethyl-, 2-propynyl ester, (2E,4E,7S)- | 349738 | 73033
2,4-Dodecadienoic acid, 11-methoxy-3,7,11-trimethyl-, 1-methylethyl ester, (2E,4E,7S)- | 349712 | 73034
2H-Pyrrolium, 5-[2-[4-(dimethylamino)phenyl]ethenyl]-1-ethyl-3,4-dihydro-, iodide (1:1) | 349696 | 73035
1,3,5-Triazin-2(1H)-one, 4,6-bis(butylamino)- | 349688 | 73036
1-Undecanesulfonyl chloride, 3,3,4,4,5,5,6,6,7,7,8,8,9,9,10,10,11,11,11-nonadecafluoro- | 349662 | 73037
Hexanedioic acid, polymer with 2,5-furandione, 1,3-isobenzofurandione, 2,2'-oxybis[ethanol] and 2,2,4-trimethyl-1,3-pentanediol | 349647 | 73038
1,2-Benzenedicarboxylic acid, 4,4'-carbonylbis-, ar,ar'-diethyl ester, compd. with 1,3-benzenediamine | 349639 | 73039
1,3-Isobenzofurandione, polymer with 1,2-ethanediol, 2,5-furandione and oxybis[propanol] | 349613 | 73040
1,3-Benzenedicarboxylic acid, polymer with 2,2-dimethyl-1,3-propanediol, 2,5-furandione, 2,2'-oxybis[ethanol] and oxybis[propanol] | 349605 | 73041
1,3-Benzenedicarboxylic acid, polymer with 2,5-furandione, 2,2'-oxybis[ethanol] and oxybis[propanol] | 349597 | 73042
Benzenemethanaminium, N,N-dimethyl-N-[3-[(1-oxooctadecyl)amino]propyl]-, chloride (1:1) | 349589 | 73043
Ethanone, 1-(4-chlorophenyl)-2,2,2-trifluoro-, oxime | 349571 | 73044
1,3-Isobenzofurandione, 4,5,6,7-tetrabromo-, polymer with 1,2-ethanediol and 2,5-furandione | 349563 | 73045
Amidosulfenyl chloride, N-methyl-N-(phenylsulfonyl)- | 349555 | 73046
Acetamide, N-[3-(2,5-dihydro-5-thioxo-1H-tetrazol-1-yl)phenyl]-, compd. with 2,2',2''-nitrilotris[ethanol] (1:1) | 349548 | 73047
Methanesulfonamide, N-[2-(4-hydrazinylphenyl)ethyl]-, sulfate (2:1) | 349530 | 73048
Butanoic acid, 3-oxo-, 2-[(2-methyl-1-oxo-2-propen-1-yl)oxy]ethyl ester, polymer with 2-methyl-2-[(1-oxo-2-propen-1-yl)amino]-1-propanesulfonic acid, sodium 2-methyl-2-[(1-oxo-2-propen-1-yl)amino]-1-propanesulfonate (1:1) and methyl 2-propenoate | 349522 | 73049
Pentanedioic acid, 1,5-dimethyl ester, polymer with 2,2'-thiobis[ethanol] | 349514 | 73050
1H-Imidazole-1-propanenitrile, 4,5-bis[(2-cyanoethoxy)methyl]-2-phenyl- | 349506 | 73051
Benzene, trichloro(phenylmethyl)- | 349498 | 73052
Benzene, dichloro(phenylmethyl)- | 349480 | 73053
Phosphoric acid, bis[(1,1-dimethylethyl)phenyl] phenyl ester | 349472 | 73054
Acetic acid ethenyl ester, polymer with ethenol and 1,1'-[ethylidenebis(oxy)]bis[ethene] | 349464 | 73055
2-Butenedioic acid (2Z)-, 1-methyl ester, polymer with ethenylbenzene, 2,5-furandione and 1-(1-methylpropyl) hydrogen (2Z)-2-butenedioate | 349456 | 73056
2-Butenoic acid, 2-methyl-, hexyl ester, (2Z)- | 349449 | 73057
1,6-Hexanediol, 1,6-bis(hydrogen sulfate), compd. with N-butyl-N-ethyl-1-butanamine (1:2) | 349431 | 73058
2H-3,9a-Methano-1-benzoxepin-2-one, octahydro-3,6,6-trimethyl- | 349423 | 73059
3-Cyclohexene-1-carboxylic acid, 1-methyl-3-(4-methyl-3-penten-1-yl)-, methyl ester | 349415 | 73060
3-Cyclohexene-1-carboxylic acid, 1-methyl-3-(4-methyl-3-penten-1-yl)- | 349407 | 73061
Poly(oxy-1,4-butanediyl), .alpha.-hydro-.omega.-hydroxy-, polymer with 1,3-diisocyanatomethylbenzene and .alpha.-hydro-.omega.-hydroxypoly[oxy(methyl-1,2-ethanediyl)] | 349399 | 73062
Ethanaminium, N,N-diethyl-N-methyl-2-[(2-methyl-1-oxo-2-propen-1-yl)oxy]-, methyl sulfate (1:1), polymer with 2-ethylhexyl 2-methyl-2-propenoate, .alpha.-fluoro-.omega.-[2-[(2-methyl-1-oxo-2-propen-1-yl)oxy]ethyl]poly(difluoromethylene), 2-hydroxyethyl 2-methyl-2-propenoate and N-(hydroxymethyl)-2-propenamide | 349381 | 73063
Ethanol, 2,2'-oxybis-, polymer with 2,5-furandione and .alpha.-hydro-.omega.-hydroxypoly(oxy-1,2-ethanediyl) | 349373 | 73064
2-Propenoic acid, 2-methyl-, polymer with N-(butoxymethyl)-2-propenamide, ethenylbenzene and 2,5-furandione | 349365 | 73065
2-Propenoic acid, 2-methyl-, polymer with N-(butoxymethyl)-2-propenamide, ethenylbenzene, 2-ethylhexyl 2-propenoate and methyl 2-methyl-2-propenoate | 349357 | 73066
2-Propenoic acid, 2-methyl-, polymer with N-(butoxymethyl)-2-propenamide, ethenylbenzene, ethyl 2-propenoate and methyl 2-methyl-2-propenoate | 349340 | 73067
2-Propenoic acid, 2-methyl-, polymer with N-(butoxymethyl)-2-propenamide, ethyl 2-propenoate, methyl 2-methyl-2-propenoate and 2-methyl-2-propenenitrile | 349332 | 73068
2-Propenoic acid, 2-methyl-, polymer with N-(butoxymethyl)-2-propenamide, butyl 2-propenoate, ethenylbenzene and 2-methyl-2-propenenitrile | 349324 | 73069
1,3-Benzenedicarboxylic acid, polymer with 1,3-dihydro-1,3-dioxo-5-isobenzofurancarboxylic acid, 2,2-dimethyl-1,3-propanediol, hexanedioic acid and 1,3-isobenzofurandione | 349316 | 73070
Hexanedioic acid, polymer with 2-ethyl-2-(hydroxymethyl)-1,3-propanediol, 2,5-furandione, 1,3-isobenzofurandione and 2,2'-oxybis[ethanol] | 349308 | 73071
2-Propenoic acid, 2-methyl-, butyl ester, polymer with ethenylbenzene, 2-ethylhexyl 2-propenoate, 2-hydroxyethyl 2-propenoate, methyl 2-methyl-2-propenoate and 2-propenenitrile | 349290 | 73072
2-Propenoic acid, 2-methyl-, polymer with N-(butoxymethyl)-2-propenamide, butyl 2-propenoate, ethenylbenzene and 2-propenenitrile | 349282 | 73073
2-Propenoic acid, 2-methyl-, 2-(dimethylamino)ethyl ester, polymer with 2-hydroxyethyl 2-propenoate, methyl 2-methyl-2-propenoate, 2-methylpropyl 2-methyl-2-propenoate and 2-propenoic acid | 349274 | 73074
2-Propenoic acid, 2-methyl-, polymer with ethenylbenzene and 2-hydroxyethyl 2-propenoate | 349266 | 73075
1,3-Isobenzofurandione, polymer with 2-ethyl-2-(hydroxymethyl)-1,3-propanediol, 2,5-furandione and 1,2-propanediol | 349258 | 73076
1,3-Benzenedicarboxylic acid, polymer with 2-ethyl-2-(hydroxymethyl)-1,3-propanediol, 2,5-furandione, 1,3-isobenzofurandione and 1,2-propanediol | 349241 | 73077
1,3-Benzenedicarboxylic acid, polymer with 2,2-bis(hydroxymethyl)-1,3-propanediol, 2,5-furandione, 1,3-isobenzofurandione and 1,2-propanediol | 349233 | 73078
1,3-Benzenedicarboxylic acid, polymer with 2,5-furandione, 1,2-propanediol and 1,2,3-propanetriol | 349225 | 73079
2-Butenedioic acid (2E)-, polymer with 2,2-dimethyl-1,3-propanediol and 2,5-furandione | 349217 | 73080
1,3-Isobenzofurandione, polymer with 1,2-ethanediol, 2,5-furandione, 1,2-propanediol and 1,2,3-propanetriol | 349209 | 73081
2-Propenoic acid, 2-oxiranylmethyl ester, polymer with .alpha.-fluoro-.omega.-[2-[(2-methyl-1-oxo-2-propen-1-yl)oxy]ethyl]poly(difluoromethylene) | 349191 | 73082
Formaldehyde, polymer with 1,3-benzenediol, 4-methylphenol and 4-(1,1,3,3-tetramethylbutyl)phenol | 362160 | 73083
1-Penten-3-ol, 2-methyl-1-(methylbicyclo[2.2.1]hept-5-en-2-yl)- | 362152 | 73084
Ethanaminium, N,N-diethyl-N-methyl-2-[(2-methyl-1-oxo-2-propen-1-yl)oxy]-, bromide (1:1), homopolymer | 362145 | 73085
2,5-Furandione, polymer with 1,2-ethanediol and oxybis[propanol] | 362137 | 73086
1,3-Butanediol, polymer with 1,3-diisocyanatomethylbenzene, .alpha.-hydro-.omega.-hydroxypoly[oxy(methyl-1,2-ethanediyl)] and .alpha.,.alpha.',.alpha.''-1,2,3-propanetriyltris[.omega.-hydroxypoly[oxy(methyl-1,2-ethanediyl)]] | 362129 | 73087
3,5,8,10-Tetraoxadodecane, 4,6,9-trimethyl- | 362111 | 73088
Benzoic acid, 5-[2-(4-aminophenyl)diazenyl]-2-hydroxy-3-methyl-, sodium salt (1:1) | 362103 | 73089
Benzene, 1,3-diisocyanatomethyl-, polymer with isocyanatobenzene | 362095 | 73090
Phenol, 4,4'-(1-methylethylidene)bis-, polymer with 1,3-diisocyanatomethylbenzene, .alpha.-hydro-.omega.-hydroxypoly(oxy-1,4-butanediyl), .alpha.-hydro-.omega.-hydroxypoly(oxy-1,2-ethanediyl) and .alpha.-hydro-.omega.-hydroxypoly[oxy(methyl-1,2-ethanediyl)] | 362087 | 73091
Poly[oxy(methyl-1,2-ethanediyl)], .alpha.-hydro-.omega.-hydroxy-, polymer with 1,3-diisocyanatomethylbenzene and .alpha.-hydro-.omega.-hydroxypoly[oxy(methyl-1,2-ethanediyl)] ether with 2,2-bis(hydroxymethyl)-1,3-propanediol (4:1) | 362079 | 73092
2-Propenoic acid, 2-methyl-, ethyl ester, polymer with N-(1,1-dimethylethyl)-2-propenamide | 362061 | 73093
Hexanedioic acid, polymer with 2,2-dimethyl-1,3-propanediol, 2,5-furandione, 1,3-isobenzofurandione and oxybis[propanol] | 362053 | 73094
1,3-Isobenzofurandione, polymer with 1,2-ethanediol, 2,5-furandione, 2,2'-oxybis[ethanol] and 3a,4,7,7a-tetrahydro-4,7-methano-1H-indene | 362046 | 73095
1,3-Benzenedicarboxylic acid, polymer with 1,4-benzenedicarboxylic acid, 1,2-ethanediol, 2,5-furandione and oxybis[propanol] | 362038 | 73096
1,4-Benzenedicarboxylic acid, polymer with (2E)-2-butenedioic acid, 1,2-ethanediol and hexanedioic acid | 362020 | 73097
1,3-Propanediol, 2,2-dimethyl-, polymer with .alpha.-hydro-.omega.-hydroxypoly(oxy-1,4-butanediyl) and 1,1'-methylenebis[4-isocyanatobenzene] | 362012 | 73098
2-Propenoic acid, polymer with cyclohexyl 2-propenoate and octadecyl 2-propenoate | 362004 | 73099
2-Butenedioic acid (2Z)-, ammonium salt (1:2), polymer with ammonium (2Z)-4-amino-4-oxo-2-butenoate (1:1) and ethenylbenzene | 361998 | 73100
1,3-Benzenedicarboxylic acid, polymer with 1,4-benzenedicarboxylic acid, 2,5-furandione, oxybis[propanol] and 1,2-propanediol | 361980 | 73101
Hexanedioic acid, 1,6-dimethyl ester, polymer with 1,4-dimethyl butanedioate, 1,5-dimethyl pentanedioate, 2,5-furandione, 1,3-isobenzofurandione, 2,2'-oxybis[ethanol] and 1,2-propanediol | 361972 | 73102
1,3-Benzenedicarboxylic acid, polymer with 1,4-benzenedicarboxylic acid, 1,3-dihydro-1,3-dioxo-5-isobenzofurancarboxylic acid, 2,2-dimethyl-1,3-propanediol, hexanedioic acid and 3-hydroxy-2,2-dimethylpropyl 3-hydroxy-2,2-dimethylpropanoate | 361964 | 73103
1,3-Benzenedicarboxylic acid, polymer with 1,4-benzenedicarboxylic acid, 2,5-furandione, hexanedioic acid, 3-hydroxy-2,2-dimethylpropyl 3-hydroxy-2,2-dimethylpropanoate and 1,2-propanediol | 361956 | 73104
2-Propenoic acid, polymer with 2,2'-[1,4-butanediylbis(oxymethylene)]bis[oxirane] | 361949 | 73105
1,3-Benzenedicarboxylic acid, polymer with 1,4-benzenedicarboxylic acid, 1,3-dihydro-1,3-dioxo-5-isobenzofurancarboxylic acid, 2-ethyl-2-(hydroxymethyl)-1,3-propanediol and (9Z,12Z)-9,12-octadecadienoic acid | 361931 | 73106
1,3-Benzenedicarboxylic acid, polymer with 1,4-benzenedicarboxylic acid, ethenylbenzene, 2-(hydroxymethyl)-2-methyl-1,3-propanediol, methyl 2-methyl-2-propenoate, (9Z,12Z)-9,12-octadecadienoic acid and 2-propenoic acid | 361923 | 73107
2-Butenedioic acid (2E)-, polymer with 1,4-cyclohexanedimethanol and oxybis[propanol] | 361915 | 73108
2,7-Naphthalenedisulfonic acid, 5-[2-(4,5-dihydro-3-methyl-5-oxo-1-phenyl-1H-pyrazol-4-yl)diazenyl]-4-hydroxy-3-[2-[4'-[2-(2-hydroxy-3,6-disulfo-1-naphthalenyl)diazenyl]-3,3'-dimethoxy[1,1'-biphenyl]-4-yl]diazenyl]-, sodium salt (1:4) | 355370 | 73109
Benzenesulfonic acid, 4-[2-[4-[(2-nitrophenyl)amino]phenyl]diazenyl]-, sodium salt (1:1) | 355362 | 73110
3H-Pyrazol-3-one, 2-(2,5-dichlorophenyl)-2,4-dihydro-4-[2-(2-methoxyphenyl)diazenyl]-5-methyl- | 355354 | 73111
2.lambda.4-1,2,3-Benzodithiazole, 2,6-dichloro-4-methyl- | 355347 | 73112
Acetic acid, 2-[[2-(aminocarbonyl)-5-chloro-3-methylphenyl]thio]- | 355339 | 73113
Benzenecarboximidoyl chloride, N,N'-(9,10-dihydro-9,10-dioxo-2,6-anthracenediyl)bis- | 355313 | 73114
Ethanol, 2,2',2''-nitrilotris-, 1,1',1''-tris(dihydrogen phosphate), sodium salt (1:3) | 355297 | 73115
3,6,9,12,15,18,21,24-Octaoxahexacosan-1-ol, 26-(nonylphenoxy)-, 1-(dihydrogen phosphate) | 355289 | 73116
Benzenamine, N-(1,4-dimethylpentyl)-4-nitroso- | 355263 | 73117
Benzenesulfonic acid, thiazolo[5,4-d]thiazole-2,5-diylbis[methoxy-, sodium salt (1:2) | 355255 | 73118
Benzenesulfonic acid, thiazolo[5,4-d]thiazole-2,5-diylbis[methoxy- | 355248 | 73119
Isocyanic acid, polymethylenepolyphenylene ester, polymer with 2,2-bis(bromomethyl)-1,3-propanediol | 355222 | 73120
Methanesulfonic acid-d, 1,1,1-trifluoro- | 355214 | 73121
3,6,9,12-Tetraoxatetradecan-1-ol, 14-(isodecyloxy)- | 355206 | 73122
3,6,9,12,15-Pentaoxaheptadecan-1-ol, 17-(nonylphenoxy)-, 1-(dihydrogen phosphate), compd. with 2,2'-iminobis[ethanol] (1:2) | 355180 | 73123
3,6,9,12,15,18-Hexaoxaeicosan-1-ol, 20-(dinonylphenoxy)-, 1,1'-(hydrogen phosphate) | 355172 | 73124
3,6,9,12,15-Pentaoxaheptadecan-1-ol, 17-(nonylphenoxy)-, 1,1'-(hydrogen phosphate), compd. with 2,2'-iminobis[ethanol] (1:1) | 355156 | 73125
3,6,9,12,15-Pentaoxaheptadecan-1-ol, 17-(nonylphenoxy)-, 1,1'-(hydrogen phosphate), sodium salt (1:1) | 355149 | 73126
3,6,9,12,15,18-Hexaoxaeicosan-1-ol, 20-(dinonylphenoxy)-, 1-(dihydrogen phosphate) | 355123 | 73127
Hexanedioic acid, polymer with 1,3-diisocyanatomethylbenzene, 3-hydroxy-2-(hydroxymethyl)-2-methylpropanoic acid and 4,4'-(1-methylethylidene)bis[cyclohexanol] | 355107 | 73128
1,3,5-Triazine-2,4-diamine, 6,6',6''-(1,3,6-hexanetriyl)tris- | 355099 | 73129
Hexadecanamide, N-[3-[bis(2-hydroxyethyl)oxidoamino]propyl]- | 355073 | 73130
Tetradecanamide, N-[3-[bis(2-hydroxyethyl)oxidoamino]propyl]- | 355065 | 73131
Hexadecanamide, N-[3-[bis(2-hydroxyethyl)amino]propyl]- | 355040 | 73132
Dodecanamide, N-[3-[bis(2-hydroxyethyl)amino]propyl]- | 355024 | 73133
Glycine, N-(2-hydroxyethyl)-N-[2-[(1-oxododecyl)amino]ethyl]-, sodium salt (1:1) | 355016 | 73134
Sulfuric acid, monododecyl ester, compd. with 1,1',1''-nitrilotris[2-propanol] (1:1) | 354993 | 73135
3,6,9,12-Tetraoxapentacosan-1-ol, 1-(hydrogen sulfate), sodium salt (1:1) | 354977 | 73136
Tetradecanamide, N-[3-(4-oxido-4-morpholinyl)propyl]- | 354951 | 73137
Dodecanamide, N-[3-(4-oxido-4-morpholinyl)propyl]- | 354944 | 73138
Tetradecanamide, N-[3-(4-morpholinyl)propyl]- | 354936 | 73139
Dodecanamide, N-[3-(4-morpholinyl)propyl]- | 354928 | 73140
Docosanoic acid, (9Z)-9-octadecen-1-yl ester | 354910 | 73141
Magnesium, [ethyl 4-chloro-3-ethoxy-3-(hydroxy-.kappa.O)butanoato-.kappa.O']iodo- | 354902 | 73142
Ethene, 1-bromo-1,2,2-trifluoro-, telomer with tribromofluoromethane | 354894 | 73143
Cuprate(3-), [29H,31H-phthalocyanine-C,C,C-trisulfonato(5-)-.kappa.N29,.kappa.N30,.kappa.N31,.kappa.N32]-, hydrogen, compd. with N,N'-bis(methylphenyl)guanidine (1:3:3) | 354886 | 73144
1,3-Propanediamine, N1,N1-dimethyl-, polymer with 2-(chloromethyl)oxirane, hydrochloride | 354878 | 73145
Chromate(3-), bis[4-[4,5-dihydro-4-[2-[2-(hydroxy-.kappa.O)-5-nitrophenyl]diazenyl-.kappa.N1]-3-methyl-5-(oxo-.kappa.O)-1H-pyrazol-1-yl]benzenesulfonato(3-)]-, hydrogen, compd. with N-cyclohexylcyclohexanamine (1:3:2) | 354860 | 73146
1-Naphthalenesulfonamide, 4-[2-(4,5-dihydro-3-methyl-5-oxo-1-phenyl-1H-pyrazol-4-yl)diazenyl]-3-hydroxy-N,N-bis(2-hydroxyethyl)- | 354852 | 73147
1,4-Benzenedicarboxylic acid, 1,4-dimethyl ester, polymer with 1,4-cyclohexanedimethanol, 1,9-dimethyl nonanedioate, 1,2-ethanediol and 1,6-hexanediol | 354845 | 73148
2-Propenoic acid, 2-methyl-, bicyclo[2.2.1]hept-2-ylmethyl ester, polymer with butyl 2-methyl-2-propenoate | 354837 | 73149
Benzoselenazolium, 3-ethyl-2-methyl-, ethyl sulfate (1:1) | 354829 | 73150
1-Benzopyrylium, 4-methoxy-2-(4-methoxyphenyl)-, methyl sulfate (1:1) | 354811 | 73151
1-Benzopyrylium, 4-ethoxy-2-(4-methoxyphenyl)-, methanesulfonate (1:1) | 354803 | 73152
1-Benzopyrylium, 4-ethoxy-2-(4-methoxyphenyl)-, hexafluorophosphate(1-) (1:1) | 354795 | 73153
Butanoic acid, 3-oxo-, 2-[(2-methyl-1-oxo-2-propen-1-yl)oxy]ethyl ester, polymer with butyl 2-methyl-2-propenoate, 2-methyl-2-[(1-oxo-2-propen-1-yl)amino]-1-propanesulfonic acid and sodium 2-methyl-2-[(1-oxo-2-propen-1-yl)amino]-1-propanesulfonate (1:1) | 354787 | 73154
2-Propenoic acid, butyl ester, polymer with ethenylbenzene, 2-methyl-2-[(1-oxo-2-propen-1-yl)amino]-1-propanesulfonic acid, 2-methyl-2-propenamide, and sodium 2-methyl-2-[(1-oxo-2-propen-1-yl)amino]-1-propanesulfonate (1:1) | 354779 | 73155
Benzamide, N-(4-amino-5-chloro-2-hydroxyphenyl)-, hydrochloride (1:1) | 354761 | 73156
Benzoxazolium, 2-methyl-5-phenyl-3-(3-sulfopropyl)-, inner salt | 354753 | 73157
2-Propen-1-ol, polymer with 1,3-diisocyanatomethylbenzene, .alpha.-hydro-.omega.-hydroxypoly[oxy(methyl-1,2-ethanediyl)] and .alpha.,.alpha.',.alpha.''-1,2,3-propanetriyltris[.omega.-hydroxypoly[oxy(methyl-1,2-ethanediyl)]] | 354746 | 73158
Hexanedioic acid, polymer with hexahydro-2H-azepin-2-one and .alpha.-hydro-.omega.-hydroxypoly(oxy-1,4-butanediyl) | 354738 | 73159
Poly(difluoromethylene), .alpha.-fluoro-.omega.-[2-[(1-oxo-2-propen-1-yl)oxy]ethyl]-, homopolymer | 349183 | 73160
2-Propenoic acid, 2-methyl-, 2-hydroxyethyl ester, polymer with .alpha.-fluoro-.omega.-[2-[(2-methyl-1-oxo-2-propen-1-yl)oxy]ethyl]poly(difluoromethylene), N-(hydroxymethyl)-2-propenamide and methyl 2-propenoate | 349175 | 73161
2-Propenoic acid, 2-methyl-, 2-hydroxyethyl ester, polymer with .alpha.-fluoro-.omega.-[2-[(1-oxo-2-propen-1-yl)oxy]ethyl]poly(difluoromethylene), N-(hydroxymethyl)-2-propenamide and (2,2,2-trifluoroethoxy)ethene | 349167 | 73162
2-Propenoic acid, methyl ester, polymer with .alpha.-fluoro-.omega.-[2-[(2-methyl-1-oxo-2-propen-1-yl)oxy]ethyl]poly(difluoromethylene) | 349159 | 73163
2-Propenoic acid, 2-methyl-, 2-hydroxyethyl ester, polymer with butyl 2-propenoate, .alpha.-fluoro-.omega.-[2-[(2-methyl-1-oxo-2-propen-1-yl)oxy]ethyl]poly(difluoromethylene) and N-(hydroxymethyl)-2-propenamide | 349142 | 73164
2-Propenoic acid, butyl ester, polymer with .alpha.-fluoro-.omega.-[2-[(2-methyl-1-oxo-2-propen-1-yl)oxy]ethyl]poly(difluoromethylene) and N-(hydroxymethyl)-2-propenamide | 349134 | 73165
2-Propenoic acid, 2-methyl-, 2-hydroxyethyl ester, polymer with N,N-dimethyl-2-propenamide, .alpha.-fluoro-.omega.-[2-[(2-methyl-1-oxo-2-propen-1-yl)oxy]ethyl]poly(difluoromethylene) and methyl 2-propenoate | 349126 | 73166
Ethanol, 2,2'-oxybis-, polymer with 2,4-diisocyanato-1-methylbenzene and .alpha.-hydro-.omega.-hydroxypoly(oxy-1,4-butanediyl) | 349118 | 73167
1-Propanaminium, 2-hydroxy-N,N,N-trimethyl-3-[(2-methyl-1-oxo-2-propen-1-yl)oxy]-, chloride (1:1), polymer with .alpha.-fluoro-.omega.-[2-[(2-methyl-1-oxo-2-propen-1-yl)oxy]ethyl]poly(difluoromethylene), 2-hydroxyethyl 2-methyl-2-propenoate, N-(hydroxymethyl)-2-propenamide and methyl 2-propenoate | 349100 | 73168
Ethanol, 2,2'-oxybis-, polymer with .alpha.-hydro-.omega.-hydroxypoly(oxy-1,4-butanediyl) and 1,1'-methylenebis[4-isocyanatocyclohexane] | 349092 | 73169
2-Propenoic acid, 2-methyl-, dodecyl ester, polymer with .alpha.-fluoro-.omega.-[2-[(2-methyl-1-oxo-2-propen-1-yl)oxy]ethyl]poly(difluoromethylene), 2-hydroxyethyl 2-methyl-2-propenoate and N-(hydroxymethyl)-2-propenamide | 349084 | 73170
2-Propenoic acid, 2-methyl-, dodecyl ester, polymer with .alpha.-fluoro-.omega.-[2-[(2-methyl-1-oxo-2-propen-1-yl)oxy]ethyl]poly(difluoromethylene) and N-(hydroxymethyl)-2-propenamide | 349076 | 73171
2-Propenoic acid, 2-methyl-, dodecyl ester, polymer with .alpha.-fluoro-.omega.-[2-[(2-methyl-1-oxo-2-propen-1-yl)oxy]ethyl]poly(difluoromethylene) | 349068 | 73172
Poly(difluoromethylene), .alpha.-fluoro-.omega.-(2-hydroxyethyl)-, hydrogen 2-hydroxy-1,2,3-propanetricarboxylate | 349050 | 73173
Poly(difluoromethylene), .alpha.-fluoro-.omega.-(2-hydroxyethyl)-, dihydrogen 2-hydroxy-1,2,3-propanetricarboxylate | 349043 | 73174
Poly[oxy(methyl-1,2-ethanediyl)], .alpha.-[2-[(aminocarbonyl)amino]methylethyl]-.omega.-[2-[(aminocarbonyl)amino]methylethoxy]- | 349035 | 73175
2-Propenoic acid, 2-methyl-, 2-(diethyloxidoamino)ethyl ester, polymer with .alpha.-fluoro-.omega.-[2-[(2-methyl-1-oxo-2-propen-1-yl)oxy]ethyl]poly(difluoromethylene) and .alpha.-(2-methyl-1-oxo-2-propen-1-yl)-.omega.-(nonylphenoxy)poly(oxy-1,2-ethanediyl) | 349027 | 73176
1,3-Butanediol, polymer with 1,3-diisocyanatomethylbenzene and .alpha.-hydro-.omega.-hydroxypoly(oxy-1,4-butanediyl) | 349019 | 73177
Ethanol, 2,2'-oxybis-, polymer with 1,3-diisocyanatomethylbenzene and .alpha.-hydro-.omega.-hydroxypoly(oxy-1,4-butanediyl) | 349001 | 73178
Ethanol, 2,2'-oxybis-, polymer with 1,3-diisocyanatomethylbenzene, .alpha.-hydro-.omega.-hydroxypoly(oxy-1,4-butanediyl) and 1,1'-methylenebis[4-isocyanatocyclohexane] | 348995 | 73179
2(3H)-Benzothiazolethione, compd. with N,N-diethylethanamine (1:1) | 348987 | 73180
2(3H)-Benzothiazolethione, compd. with N-butyl-1-butanamine (1:1) | 348979 | 73181
Oxirane, 2-methyl-, polymer with oxirane, bis(2-aminopropyl) ether | 348961 | 73182
1-Eicosanol, 1-propanoate | 348953 | 73183
3H-1,2,3-Triazolo[4,5-d]pyrimidine-5,7-diamine, sulfate (1:?) | 348946 | 73184
1,3-Isobenzofurandione, polymer with 2-ethyl-2-(hydroxymethyl)-1,3-propanediol, 2,5-furandione, 2,2'-oxybis[ethanol] and 1,2-propanediol | 348938 | 73185
1,3-Isobenzofurandione, polymer with 2,2-bis(hydroxymethyl)-1,3-propanediol, 2,5-furandione, 2,2'-oxybis[ethanol] and 1,2-propanediol | 348920 | 73186
2-Propenoic acid, 2-methyl-, polymer with N-(butoxymethyl)-2-propenamide and ethenylbenzene | 348912 | 73187
Butanedioic acid, 2-methylene-, polymer with butyl 2-propenoate, ethyl 2-propenoate, N-(hydroxymethyl)-2-propenamide, 2-propenamide and 2-propenenitrile | 348904 | 73188
Benzaldehyde, 4-hydroxy-, homopolymer | 348896 | 73189
1-Propanamine, 3-[2-(dimethylamino)ethoxy]- | 348888 | 73190
Carbamothioic acid, N-methyl-, O-(1-methylpropyl) ester | 348870 | 73191
Phenol, 4-(1-methylethyl)-, 1,1'-(hydrogen phosphorodithioate), sodium salt (1:1) | 348862 | 73192
Phenol, 4-(1-methylethyl)-, 1,1'-(hydrogen phosphorodithioate) | 348854 | 73193
Thiodicarbonic acid ((HO)C(O)SC(S)(OH)), 3-(1,2-dimethylpropyl) 1-ethyl ester | 348847 | 73194
Thiodicarbonic acid ((HO)C(O)SC(S)(OH)), 3-butyl 1-ethyl ester | 348839 | 73195
Thiodicarbonic acid ((HO)C(O)SC(S)(OH)), 1-ethyl 3-(2-methylpropyl) ester | 348821 | 73196
Thiodicarbonic acid ((HO)C(O)SC(S)(OH)), 1-ethyl 3-(1-methylpropyl) ester | 348813 | 73197
9-Octadecenoic acid (9Z)-, hexaester with decaglycerol | 348805 | 73198
1,3-Benzenedicarboxylic acid, polymer with 2,5-furandione, 1,3-isobenzofurandione and 2,2'-oxybis[ethanol] | 348797 | 73199
Poly(oxy-1,2-ethanediyl), .alpha.-hydro-.omega.-hydroxy-, ether with .alpha.-fluoro-.omega.-(2-hydroxyethyl)poly(difluoromethylene) (1:1) | 348789 | 73200
2-Propenoic acid, 2-ethylhexyl ester, polymer with diethenylbenzene, ethenylmethylbenzene and (1-methylethenyl)benzene | 348771 | 73201
2-Propenoic acid, 2-methyl-, methyl ester, polymer with octadecyl 2-methyl-2-propenoate and 2-propenoic acid | 348763 | 73202
1-Hexanamine, 3-methyl- | 348755 | 73203
4-Heptanamine, 2,6-dimethyl- | 348748 | 73204
Poly(difluoromethylene), .alpha.-(cyclohexylmethyl)-.omega.-hydro- | 348730 | 73205
Poly(difluoromethylene), .alpha.-[2-[(2-carboxyethyl)thio]ethyl]-.omega.-fluoro- | 348722 | 73206
Poly(difluoromethylene), .alpha.,.omega.-difluoro- | 348714 | 73207
1,3-Propanediamine, N1,N1-dimethyl-, compd. with .alpha.-fluoro-.omega.-[2-(phosphonooxy)ethyl]poly(difluoromethylene) (1:1) | 348706 | 73208
1,3-Propanediamine, N1,N1-dimethyl-, compd. with .alpha.-fluoro-.omega.-[2-(phosphonooxy)ethyl]poly(difluoromethylene) (2:1) | 348698 | 73209
1,3-Propanediamine, N1,N1-dimethyl-, compd. with .alpha.,.alpha.'-[phosphinicobis(oxy-2,1-ethanediyl)]bis[.omega.-fluoropoly(difluoromethylene)] (1:1) | 348680 | 73210
Poly(difluoromethylene), .alpha.-fluoro-.omega.-[2-(sulfooxy)ethyl]- | 348672 | 73211
Poly(difluoromethylene), .alpha.,.alpha.'-[sulfonylbis(oxy-2,1-ethanediyl)]bis[.omega.-fluoro- | 348664 | 73212
Ethanol, 2,2'-iminobis-, compd. with .alpha.-fluoro-.omega.-[2-(phosphonooxy)ethyl]poly(difluoromethylene) (1:1) | 348656 | 73213
Poly(difluoromethylene), .alpha.,.alpha.'-(thiodi-2,1-ethanediyl)bis[.omega.-fluoro- | 348649 | 73214
Poly(difluoromethylene), .alpha.-fluoro-.omega.-[2-(phosphonooxy)ethyl]-, ammonium salt (1:2) | 348631 | 73215
Poly(difluoromethylene), .alpha.-fluoro-.omega.-[2-(phosphonooxy)ethyl]-, ammonium salt (1:1) | 348623 | 73216
Lead silicate sulfate (Pb2(SiO3)(SO4)) | 361766 | 73217
Poly(oxy-1,2-ethanediyl), .alpha.-hydro-.omega.-hydroxy-, ester with (9Z,12Z)-9,12-octadecadienoic acid dimer | 361758 | 73218
Oxirane, 2-methyl-, polymer with oxirane, phosphate, potassium salt | 361741 | 73219
Phenol, tetrapropylene-, 1,1'-(hydrogen phosphorodithioate) | 361733 | 73220
1H,4H-3a,8a-Epoxy-4,7-methanoazulene, hexahydro-1,4,10,10-tetramethyl- | 361725 | 73221
Propane, dibromochloro- | 361717 | 73222
Benzenamine, 4,4'-[(9-butyl-9H-carbazol-3-yl)methylene]bis[N-methyl-N-phenyl- | 361709 | 73223
Butanedioic acid, 2-octyl-, 1,4-bis(tributylstannyl) ester | 361691 | 73224
9,10-Anthracenedione, 1,4-bis[(3-hydroxypropyl)amino]- | 361683 | 73225
Benzamide, 3-amino-4-methyl-, sulfate (2:1) | 361675 | 73226
2-Propenoic acid, 2-methyl-, polymer with butyl 2-methyl-2-propenoate, butyl 2-propenoate, ethenylbenzene, methyl 2-methyl-2-propenoate and 1,2-propanediol mono(2-methyl-2-propenoate) | 361667 | 73227
Ethane, 1,1'-oxybis[2-chloro-, polymer with sodium sulfide (Na2(S4)) | 354720 | 73228
Urea, polymer with formaldehyde, (T-4)-titanium chloride (TiCl4) and 1,3,5-triazine-2,4,6-triamine | 354712 | 73229
Urea, polymer with (T-4)-titanium chloride (TiCl4) | 354704 | 73230
2-Oxepanone, polymer with 1,4-butanediol, .alpha.-hydro-.omega.-hydroxypoly[oxy(methyl-1,2-ethanediyl)] and 1,1'-methylenebis[4-isocyanatobenzene] | 354696 | 73231
Hexanedioic acid, polymer with .alpha.-hydro-.omega.-hydroxypoly(oxy-1,4-butanediyl) and .alpha.-hydro-.omega.-hydroxypoly(oxy-1,2-ethanediyl) | 354688 | 73232
Bicyclo[2.2.1]hept-5-ene-2-methanol, 2,2',2''-phosphite | 354670 | 73233
Phosphoric acid, 2,2-bis(bromomethyl)-3-chloropropyl bis[2-chloro-1-(chloromethyl)ethyl] ester | 354662 | 73234
Cobaltate(1-), bis[2-[2-[4-(aminosulfonyl)-2-(hydroxy-.kappa.O)phenyl]diazenyl-.kappa.N1]-3-(oxo-.kappa.O)-N-phenylbutanamidato(2-)]-, sodium (1:1) | 354654 | 73235
Phenoxazin-5-ium, 3,7-bis(diethylamino)-1-ethoxy-, (T-4)-tetrachlorozincate(2-) (2:1) | 354647 | 73236
9,10-Anthracenedione, 1-[(2-ethylhexyl)amino]-4-(pentylamino)- | 354639 | 73237
Benzenesulfonic acid, 2,2'-(1,2-ethenediyl)bis[5-[2-(4-hydroxyphenyl)diazenyl]-, lithium sodium salt (1:2:2) | 354613 | 73238
Benzoyl chloride, 4-(hexadecylamino)- | 354605 | 73239
2-Butenedioic acid (2Z)-, 1-[2-[2-[2-(dodecyloxy)ethoxy]ethoxy]ethyl] ester | 354597 | 73240
Acetamide, N-[2-[2-[4-(4-morpholinyl)phenyl]diazenyl]-6-benzothiazolyl]- | 354571 | 73241
7H-Benz[de]anthracen-7-one, 3,9-dichloro- | 354555 | 73242
1H-Benzimidazole-2-carboxaldehyde, 2-(3-methyl-2(3H)-benzothiazolylidene)hydrazone | 354530 | 73243
Benzene, 1,3,5-tripropoxy- | 354522 | 73244
2,6-Pyridinediamine, 3-[2-(3,4-dimethylphenyl)diazenyl]-, hydrochloride (1:1) | 354506 | 73245
2H-1,2,3-Triazolo[4,5-b]pyridin-5-amine, 2-(3,4-dimethylphenyl)- | 354498 | 73246
L-Glutamic acid, N-[(4-methylphenyl)sulfonyl]-, sodium salt (1:2) | 354480 | 73247
1-Phenanthrenecarboxylic acid, 1,2,3,4,4a,4b,5,6,10,10a-decahydro-1,4a-dimethyl-7-(1-methylethyl)-, strontium salt (2:1), (1R,4aR,4bR,10aR)- | 354464 | 73248
2H-1,2,3-Triazolo[4,5-b]pyridin-5-amine, 2-(4-methoxyphenyl)- | 354449 | 73249
2-Propen-1-ol, polymer with .alpha.-hydro-.omega.-hydroxypoly[oxy(methyl-1,2-ethanediyl)], 5-isocyanato-1-(isocyanatomethyl)-1,3,3-trimethylcyclohexane and .alpha.,.alpha.',.alpha.''-1,2,3-propanetriyltris[.omega.-hydroxypoly[oxy(methyl-1,2-ethanediyl)]] | 354423 | 73250
Poly[oxy(methyl-1,2-ethanediyl)], .alpha.,.alpha.',.alpha.''-1,2,3-propanetriyltris[.omega.-hydroxy-, polymer with .alpha.-hydro-.omega.-hydroxypoly[oxy(methyl-1,2-ethanediyl)] and 5-isocyanato-1-(isocyanatomethyl)-1,3,3-trimethylcyclohexane | 354415 | 73251
2-Propen-1-ol, polymer with 1,1'-(diisocyanatomethylene)bis[benzene], .alpha.-hydro-.omega.-hydroxypoly[oxy(methyl-1,2-ethanediyl)] and .alpha.,.alpha.',.alpha.''-1,2,3-propanetriyltris[.omega.-hydroxypoly[oxy(methyl-1,2-ethanediyl)]] | 354407 | 73252
Poly[oxy(methyl-1,2-ethanediyl)], .alpha.,.alpha.',.alpha.''-1,2,3-propanetriyltris[.omega.-hydroxy-, polymer with 1,1'-(diisocyanatomethylene)bis[benzene] and .alpha.-hydro-.omega.-hydroxypoly[oxy(methyl-1,2-ethanediyl)] | 354399 | 73253
2-Propen-1-ol, polymer with .alpha.-hydro-.omega.-hydroxypoly[oxy(methyl-1,2-ethanediyl)], 1,1'-methylenebis[4-isocyanatocyclohexane] and .alpha.,.alpha.',.alpha.''-1,2,3-propanetriyltris[.omega.-hydroxypoly[oxy(methyl-1,2-ethanediyl)]] | 354381 | 73254
Poly[oxy(methyl-1,2-ethanediyl)], .alpha.,.alpha.',.alpha.''-1,2,3-propanetriyltris[.omega.-hydroxy-, polymer with .alpha.-hydro-.omega.-hydroxypoly[oxy(methyl-1,2-ethanediyl)] and 1,1'-methylenebis[4-isocyanatocyclohexane] | 354373 | 73255
Methane, bis[(trifluoromethyl)sulfonyl]-, ion(1-), ammonium (1:1) | 354365 | 73256
1H-Pyrazole-3-carboxylic acid, 4-[3-[3-carboxy-1,5-dihydro-5-oxo-1-(4-sulfophenyl)-4H-pyrazol-4-ylidene]-1-propen-1-yl]-5-hydroxy-1-(4-sulfophenyl)-, potassium salt (1:2) | 354357 | 73257
1,3-Benzenedisulfonic acid, 4-[(3-oxobenzo[b]thien-2(3H)-ylidene)methyl]-, potassium salt (1:2) | 354340 | 73258
2-Propenoic acid, 2-methyl-, dodecyl ester, polymer with methyl 2-methyl-2-propenoate and 2-propenoic acid, potassium salt | 354332 | 73259
Anthra[9,1,2-cde]benzo[rst]pentaphene-5,10-dione, nitro- | 354324 | 73260
Copper, [C,C,C,C,C,C,C,C-octabromo-C,C,C,C,C,C,C,C-octachloro-29H,31H-phthalocyaninato(2-)-.kappa.N29,.kappa.N30,.kappa.N31,.kappa.N32]- | 354316 | 73261
Benzenesulfonic acid, 2,2'-(1,2-ethenediyl)bis[5-[[4-[(3-amino-3-oxopropyl)(2-hydroxyethyl)amino]-6-(phenylamino)-1,3,5-triazin-2-yl]amino]- | 354308 | 73262
2-Naphthalenol, 1-[2-[4-[[4-[2-(2-hydroxy-1-naphthalenyl)diazenyl]-2,5-dimethylphenyl]phenylmethyl]-2-methylphenyl]diazenyl]- | 354290 | 73263
3H-Pyrazol-3-one, 4,4'-[(phenylmethylene)bis[(2-methyl-4,1-phenylene)-2,1-diazenediyl]]bis[2,4-dihydro-5-methyl-2-phenyl- | 354282 | 73264
2-Naphthalenol, 1,1'-[(phenylmethylene)bis[(2-methyl-4,1-phenylene)-2,1-diazenediyl]]bis- | 354274 | 73265
Ethanol, 2,2'-iminobis-, sulfite (1:1) | 354266 | 73266
Phenol, 4,4'-(1-methylethylidene)bis-, polymer with 2-(butoxymethyl)oxirane and 2-(chloromethyl)oxirane, 2-propenoate | 354258 | 73267
9,12-Octadecadienoic acid (9Z,12Z)-, dimer, polymer with N1,N2-bis(2-aminoethyl)-1,2-ethanediamine | 354241 | 73268
Isooctadecanoic acid, monoester with 1,2,3-propanetriol | 354191 | 73269
Oxirane, 2,2',2''-[methylidynetris(phenyleneoxymethylene)]tris- | 354183 | 73270
Cyclohexanol, 4-(1,7,7-trimethylbicyclo[2.2.1]hept-2-yl)- | 354175 | 73271
2-Propenoic acid, 2-methyl-, methyl ester, telomer with N-(butoxymethyl)-2-propenamide, tert-dodecanethiol, ethenylbenzene, 2-methyl-2-[(1-oxo-2-propen-1-yl)amino]-1-propanesulfonic acid and 2-propenoic acid, compd. with 2-(dimethylamino)ethanol | 354167 | 73272
2-Propenoic acid, 2-methyl-, telomer with butyl 2-propenoate, tert-dodecanethiol, ethenylbenzene, 2-hydroxyethyl 2-propenoate and 2-methyl-2-[(1-oxo-2-propen-1-yl)amino]-1-propanesulfonic acid, compd. with 1,1'-iminobis[2-propanol] | 354159 | 73273
Poly(difluoromethylene), .alpha.,.alpha.'-[phosphinicobis(oxy-2,1-ethanediyl)]bis[.omega.-fluoro-, ammonium salt (1:1) | 348615 | 73274
Poly(difluoromethylene), .alpha.-[2-[(2-carboxyethyl)thio]ethyl]-.omega.-fluoro-, lithium salt (1:1) | 348607 | 73275
Poly(difluoromethylene), .alpha.-[2-[[2-[(carboxymethyl)dimethylammonio]ethyl]thio]ethyl]-.omega.-fluoro-, inner salt | 348599 | 73276
Poly(difluoromethylene), .alpha.,.omega.-bis(methylthio)- | 348581 | 73277
Poly(difluoromethylene), .alpha.-fluoro-.omega.-[2-[(2-methyl-1-oxo-2-propen-1-yl)oxy]ethyl]- | 348573 | 73278
Poly(difluoromethylene), .alpha.-fluoro-.omega.-[2-[(1-oxooctadecyl)oxy]ethyl]- | 348565 | 73279
Ethanol, 2,2'-iminobis-, compd. with .alpha.,.alpha.'-[phosphinicobis(oxy-2,1-ethanediyl)]bis[.omega.-fluoropoly(difluoromethylene)] (1:1) | 348557 | 73280
Ethanol, 2,2'-iminobis-, compd. with .alpha.-fluoro-.omega.-[2-(phosphonooxy)ethyl]poly(difluoromethylene) (2:1) | 348540 | 73281
Poly(difluoromethylene), .alpha.,.alpha.'-[phosphinicobis(oxy-2,1-ethanediyl)]bis[.omega.-fluoro- | 348532 | 73282
Poly(difluoromethylene), .alpha.-fluoro-.omega.-[2-(phosphonooxy)ethyl]- | 348524 | 73283
Poly(difluoromethylene), .alpha.-fluoro-.omega.-(2-hydroxyethyl)-, 2-hydroxy-1,2,3-propanetricarboxylate (3:1) | 348516 | 73284
Poly(difluoromethylene), .alpha.-fluoro-.omega.-(2-hydroxyethyl)-, ester with 2,15-bis(carboxymethyl)-4,13-dioxo-3,14-dioxa-5,12-diazahexadecane-1,2,15,16-tetracarboxylic acid (6:1) | 348508 | 73285
Poly(difluoromethylene), .alpha.-fluoro-.omega.-[2-[[2-(trimethylammonio)ethyl]thio]ethyl]-, methyl sulfate (1:1) | 348490 | 73286
Poly(difluoromethylene), .alpha.-[2-[[2-(dimethylamino)ethyl]thio]ethyl]-.omega.-fluoro- | 348482 | 73287
Docosanoic acid, compd. with morpholine (1:1) | 348474 | 73288
Butanedioic acid, 1,4-bis[2-[2-(2-butoxyethoxy)ethoxy]ethyl] ester | 348458 | 73289
Pentanedioic acid, 1,5-dimethyl ester, polymer with N1-(2-aminoethyl)-1,2-ethanediamine, 2-(chloromethyl)oxirane and formaldehyde | 348433 | 73290
Aluminum, bis(2,2-dimethylpropyl)hydro- | 348425 | 73291
Undecane, 1,1,1,2,2,3,3,4,4,5,5,6,6,7,7,8,8,9,9-nonadecafluoro-11-iodo- | 348417 | 73292
2-Propenoic acid, polymer with ethyl 2-propenoate and 1-propene | 348391 | 73293
Benzoic acid, 2-(methylamino)-, 2-methylpropyl ester | 348383 | 73294
Methanaminium, N,N,N-trimethyl-1-[(1-oxo-2-propen-1-yl)amino]-, methyl sulfate (1:1), homopolymer | 348375 | 73295
Methanaminium, N,N,N-trimethyl-1-[(1-oxo-2-propen-1-yl)amino]-, chloride (1:1), homopolymer | 348367 | 73296
2-Propenoic acid, polymer with ethanedial and 2-propenamide | 348359 | 73297
Pyrazine, 2-ethoxymethyl- | 348334 | 73298
Guar gum, 2-hydroxy-3-(trimethylammonio)propyl ether, chloride | 348326 | 73299
Titanate(3-), [P-butyl P-methyl diphosphato(2-)-.kappa.O'']bis[P-butyl P-methyl diphosphato(2-)-.kappa.O'',.kappa.O''''](2-propanolato)-, hydrogen (1:3) | 348318 | 73300
2-Penten-1-ol, 1-benzoate, (2Z)- | 348300 | 73301
3,6,9,12,15,18,21,24,27-Nonaoxanonacosan-1-ol, 29-(isononylphenoxy)- | 348284 | 73302
Naphthalenedisulfonic acid, diisononyl-, sodium salt (1:2) | 348276 | 73303
Butanedioic acid, 1,4-dimethyl ester, polymer with 4-hydroxy-2,2,6,6-tetramethyl-1-piperidineethanol | 348268 | 73304
2-Propenoic acid, 2-methyl-, 2-oxiranylmethyl ester, polymer with isooctyl 2-propenoate and 2-propenoic acid | 348250 | 73305
2-Propenoic acid, 2-methyl-, methyl ester, polymer with ethyl 2-propenoate and 2-(3-oxazolidinyl)ethyl 2-methyl-2-propenoate | 348235 | 73306
1,3-Benzenedicarboxylic acid, polymer with 1,4-benzenedicarboxylic acid, 1,4-butanediol, 2,2-dimethyl-1,3-propanediol, 1,2-ethanediol and nonanedioic acid | 348227 | 73307
Quinoline, 6-(1-methylpropyl)- | 348219 | 73308
Glycine, N-(carboxymethyl)-N-[(ethenylphenyl)methyl]-, polymer with diethenylbenzene and 1,1'-[2-ethyl-2-[[(2-methyl-1-oxo-2-propen-1-yl)oxy]methyl]-1,3-propanediyl] bis(2-methyl-2-propenoate) | 348201 | 73309
2-Propenoic acid, 2-methyl-, hexadecyl ester, polymer with isodecyl 2-methyl-2-propenoate and octadecyl 2-methyl-2-propenoate | 348193 | 73310
2-Propenoic acid, 2-methyl-, butyl ester, polymer with eicosyl 2-methyl-2-propenoate, 1-ethenyl-2-pyrrolidinone, hexadecyl 2-methyl-2-propenoate and isodecyl 2-methyl-2-propenoate | 348185 | 73311
Butanoic acid, 2,4-diamino-, hydrochloride (1:2) | 348169 | 73312
Oxirane, 2-methyl-, polymer with oxirane, mono(hydrogen sulfate), decyl ether, ammonium salt | 348151 | 73313
Oxirane, 2-methyl-, polymer with oxirane, mono(hydrogen sulfate), decyl ether, sodium salt | 348144 | 73314
Oxirane, 2-methyl-, polymer with oxirane, mono(hydrogen sulfate), dodecyl ether, ammonium salt | 348136 | 73315
Oxirane, 2-methyl-, polymer with oxirane, mono(hydrogen sulfate), dodecyl ether, sodium salt | 348128 | 73316
2-Oxiranecarboxylic acid, 3-methyl-3-(4-methyl-3-penten-1-yl)- | 348110 | 73317
2-Oxiranecarboxylic acid, 3-methyl-3-octyl- | 348102 | 73318
2,6-Octadien-1-ol, 3,7-dimethyl-, 1,1',1''-triester with boric acid (H3BO3), (2E,2'E,2''E)- | 348086 | 73319
Benzenepropanol, .beta.-methyl-4-(1-methylethyl)-, 1,1',1''-triester with boric acid (H3BO3) | 348060 | 73320
6-Octene-1-sulfonic acid, 1-hydroxy-3,7-dimethyl-, sodium salt (1:1) | 348045 | 73321
Cyclohexene, 2-(3-ethoxy-1-buten-1-yl)-1,3,3-trimethyl- | 348029 | 73322
1-Oxaspiro[4.5]decan-7-one, 2,6,10,10-tetramethyl- | 348011 | 73323
Benzeneacetic acid, 2,2,2-trichloro-1-phenylethyl ester | 347997 | 73324
Ethanone, 1-bicyclo[2.2.1]hept-5-en-2-yl-, oxime | 347989 | 73325
1,3-Dioxane, 4,5,6-trimethyl-2-(phenylmethyl)- | 347971 | 73326
Benzene, 1,1'-[(2-phenylethylidene)bis(oxymethylene)]bis- | 347963 | 73327
2-Cyclohexen-1-one, 3,5-diethyl-2,6-dimethyl- | 347955 | 73328
Propanoic acid, 2-methyl-, 3-methyl-3-penten-1-yl ester | 347948 | 73329
2-Propenoic acid, 2-methyl-, methyl ester, telomer with N-(butoxymethyl)-2-propenamide, butyl 2-propenoate, tert-dodecanethiol, 2-propenenitrile and 2-propenoic acid, compd. with 2-(dimethylamino)ethanol | 354142 | 73330
2-Propenoic acid, 2-methyl-, methyl ester, telomer with N-(butoxymethyl)-2-propenamide, tert-dodecanethiol, ethenylbenzene and 2-propenoic acid, compd. with 2-(dimethylamino)ethanol | 354134 | 73331
2-Propenoic acid, 2-methyl-, telomer with N-(butoxymethyl)-2-propenamide, tert-dodecanethiol, ethenylbenzene and ethyl 2-propenoate | 354126 | 73332
2-Propenoic acid, 2-methyl-, telomer with N-(butoxymethyl)-2-propenamide, tert-dodecanethiol and ethenylbenzene | 354118 | 73333
2-Propenoic acid, 2-methyl-, telomer with tert-dodecanethiol, 2-hydroxyethyl 2-propenoate and 2-methylpropyl 2-methyl-2-propenoate | 354100 | 73334
1,4-Butanediol, polymer with .alpha.-hydro-.omega.-hydroxypoly[oxy(methyl-1,2-ethanediyl)] and 5-isocyanato-1-(isocyanatomethyl)-1,3,3-trimethylcyclohexane | 354092 | 73335
1,3-Hexanediol, 2-methyl-, polymer with 1,3-butadiene, 1,3-diisocyanatomethylbenzene and 5-isocyanato-1-(isocyanatomethyl)-1,3,3-trimethylcyclohexane | 354084 | 73336
Isocyanic acid, polymethylenepolyphenylene ester, polymer with 1,4-butanediol and .alpha.-hydro-.omega.-hydroxypoly[oxy(methyl-1,2-ethanediyl)] | 354068 | 73337
2-Propen-1-ol, polymer with 1,3-diisocyanatomethylbenzene and .alpha.-hydro-.omega.-hydroxypoly(oxy-1,4-butanediyl) | 354050 | 73338
Isocyanic acid, polymethylenepolyphenylene ester, polymer with .alpha.-hydro-.omega.-hydroxypoly(oxy-1,4-butanediyl) | 354043 | 73339
2-Propen-1-ol, polymer with .alpha.-hydro-.omega.-hydroxypoly(oxy-1,4-butanediyl) and 5-isocyanato-1-(isocyanatomethyl)-1,3,3-trimethylcyclohexane | 354035 | 73340
2-Propen-1-ol, polymer with 1,1'-(diisocyanatomethylene)bis[benzene] and .alpha.-hydro-.omega.-hydroxypoly(oxy-1,4-butanediyl) | 354027 | 73341
2-Propen-1-ol, polymer with .alpha.-hydro-.omega.-hydroxypoly(oxy-1,4-butanediyl) and 1,1'-methylenebis[4-isocyanatocyclohexane] | 354019 | 73342
2-Propenoic acid, 2-methyl-, methyl ester, polymer with butyl 2-propenoate, 1,1-dichloroethene, 2-propenoic acid and 2-sulfoethyl 2-methyl-2-propenoate | 354001 | 73343
Benzoic acid, 2-hydroxy-, 3-methyl-3-penten-1-yl ester | 347930 | 73344
Propanoic acid, 2-methyl-, 2-methyl-4-oxo-4H-pyran-3-yl ester | 347922 | 73345
Guar gum, 2-hydroxy-3-sulfopropyl ether | 347914 | 73346
Cyclohexenebutanal, .alpha.,2,2,6-tetramethyl- | 347906 | 73347
2-Butenoic acid, (3Z)-3-hexen-1-yl ester, (2E)- | 347898 | 73348
Benzoic acid, 2-hydroxy-, (3Z)-3-hexen-1-yl ester | 347880 | 73349
3-Hexen-1-ol, 1-(2-aminobenzoate), (3Z)- | 347872 | 73350
Acetaldehyde, 2-[[(2E)-3,7-dimethyl-2,6-octadien-1-yl]oxy]- | 347864 | 73351
1-Naphthalenol, 1,2,3,4,4a,7,8,8a-octahydro-2,4a,5,8a-tetramethyl-, 1-formate | 347856 | 73352
4-Decenal, (4E)- | 347849 | 73353
2-Cyclopentene-1-acetic acid, cyclohexyl ester | 347831 | 73354
2-Heptanone, 3-(hydroxymethyl)- | 347823 | 73355
2-Propenal, 3-(4-methoxyphenyl)-2-methyl- | 347815 | 73356
1-Undecene, 11,11-dimethoxy- | 347807 | 73357
2-Propenoic acid, 2-methyl-, dodecyl ester, polymer with 1-ethenyl-2-pyrrolidinone, hexadecyl 2-methyl-2-propenoate, isodecyl 2-methyl-2-propenoate, 2-methylpropyl 2-methyl-2-propenoate, octadecyl 2-methyl-2-propenoate and tetradecyl 2-methyl-2-propenoate | 347799 | 73358
2-Propenoic acid, 2-methyl-, butyl ester, polymer with dodecyl 2-methyl-2-propenoate, 1-ethenyl-2-pyrrolidinone, hexadecyl 2-methyl-2-propenoate, isodecyl 2-methyl-2-propenoate, octadecyl 2-methyl-2-propenoate and tetradecyl 2-methyl-2-propenoate | 347781 | 73359
2-Propenoic acid, 2-methyl-, polymer with ethenylbenzene, ethyl 2-propenoate, methyl 2-methyl-2-propenoate and 1,2-propanediol mono(2-methyl-2-propenoate) | 347773 | 73360
Butanedioic acid, 2-methylene-, polymer with ethenylbenzene, ethyl 2-propenoate, methyl 2-methyl-2-propenoate and 1,2-propanediol mono(2-methyl-2-propenoate) | 347765 | 73361
2-Propenoic acid, 2-methyl-, polymer with butyl 2-propenoate, ethenylbenzene, methyl 2-methyl-2-propenoate and 1,2-propanediol mono(2-methyl-2-propenoate) | 347757 | 73362
Benzenemethanamine, ar-ethenyl-N,N-dimethyl-, N-oxide, polymer with diethenylbenzene | 347740 | 73363
Benzenemethanamine, ar-ethenyl-N,N-dimethyl-, polymer with diethenylbenzene | 347732 | 73364
2-Propenoic acid, 2-methyl-, potassium salt (1:1), polymer with diethenylbenzene | 347724 | 73365
2-Propenoic acid, methyl ester, polymer with diethenylbenzene, 2-propenenitrile and sodium ethenylbenzenesulfonate (1:1) | 347716 | 73366
2-Propenenitrile, polymer with diethenylbenzene and N1,N1-dimethyl-1,3-propanediamine | 347708 | 73367
1-Propanaminium, N,N,N-trimethyl-3-[(1-oxo-2-propen-1-yl)amino]-, chloride (1:1), polymer with diethenylbenzene | 347690 | 73368
Benzenesulfonic acid, diethenyl-, homopolymer | 347682 | 73369
2-Propenoic acid, 2-methyl-, 1,1'-[2-ethyl-2-[[(2-methyl-1-oxo-2-propen-1-yl)oxy]methyl]-1,3-propanediyl] ester, polymer with diethenylbenzene, ethenylbenzene and 2-propenenitrile | 347674 | 73370
2-Propenoic acid, 2-methyl-, dodecyl ester, polymer with hexadecyl 2-methyl-2-propenoate, octadecyl 2-methyl-2-propenoate and tetradecyl 2-methyl-2-propenoate | 347666 | 73371
1,2-Propanediol, polymer with 2-methyloxirane and oxirane | 347641 | 73372
Xanthylium, 9-(2,4-dicarboxyphenyl)-3,6-bis(diethylamino)-, inner salt, sodium salt (1:1) | 347633 | 73373
4H-1-Benzopyran-4-one, 2,3-dihydro-6,7-dimethoxy-2,2-dimethyl- | 347625 | 73374
Titanium, bis[2-[(2-aminoethyl)amino-.kappa.N]ethanolato-.kappa.O][2-[(2-aminoethyl)amino]ethanolato-.kappa.O](2-propanolato)- | 347609 | 73375
2-Propenoic acid, 2-methyl-, polymer with ethenyl acetate, ethyl 2-propenoate, 2,5-furandione and sodium ethenesulfonate (1:1) | 347591 | 73376
2-Propenoic acid, 2-methyl-, methyl ester, polymer with ethyl 2-propenoate, 2,5-furandione and oxybis[propanol] | 347583 | 73377
2-Propenoic acid, 2-methyl-, 2-methylpropyl ester, polymer with butyl 2-propenoate, 2,5-furandione and methyl 2-propenoate | 347575 | 73378
2-Propenoic acid, 2-methyl-, methyl ester, polymer with butyl 2-hydroxypropanoate and ethyl 2-propenoate | 347567 | 73379
2-Propenoic acid, 2-methyl-, butyl ester, polymer with dodecyl 2-methyl-2-propenoate, eicosyl 2-methyl-2-propenoate, hexadecyl 2-methyl-2-propenoate, octadecyl 2-methyl-2-propenoate, pentadecyl 2-methyl-2-propenoate, tetradecyl 2-methyl-2-propenoate and tridecyl 2-methyl-2-propenoate | 347559 | 73380
2-Propenoic acid, 2-methyl-, butyl ester, polymer with dodecyl 2-methyl-2-propenoate, 1-ethenyl-2-pyrrolidinone, hexadecyl 2-methyl-2-propenoate, octadecyl 2-methyl-2-propenoate and pentadecyl 2-methyl-2-propenoate | 347542 | 73381
2-Propenoic acid, 2-methyl-, polymer with butyl 2-methyl-2-propenoate, 2-[(1,1-dimethylethyl)amino]ethyl 2-methyl-2-propenoate and methyl 2-methyl-2-propenoate | 347534 | 73382
Butanedioic acid, 2-methylene-, polymer with butyl 2-methyl-2-propenoate | 347526 | 73383
2-Propenoic acid, 2-methyl-, butyl ester, polymer with dodecyl 2-methyl-2-propenoate, pentadecyl 2-methyl-2-propenoate, tetradecyl 2-methyl-2-propenoate and tridecyl 2-methyl-2-propenoate | 347518 | 73384
Acetic acid ethenyl ester, polymer with N-(hydroxymethyl)-2-propenamide, 2-propenamide and sodium ethenesulfonate (1:1) | 347500 | 73385
2-Butenedioic acid (2Z)-, ammonium salt (1:?), polymer with 2,4,4-trimethyl-1-pentene | 347492 | 73386
2-Propenoic acid, 2-methyl-, methyl ester, polymer with ammonium 2-methyl-2-propenoate (1:1), butyl 2-propenoate and ethenylbenzene | 347484 | 73387
Butanedioic acid, 2-methylene-, polymer with ethyl 2-propenoate, N-(hydroxymethyl)-2-propenamide, 2-propenamide and 2-propenenitrile | 347476 | 73388
Butanedioic acid, 2-methylene-, polymer with butyl 2-propenoate, ethyl 2-propenoate, N-(hydroxymethyl)-2-propenamide and 2-propenamide | 347468 | 73389
2-Propenoic acid, butyl ester, polymer with 1,1-dichloroethene, N-(hydroxymethyl)-2-propenamide and 2-propenamide | 347450 | 73390
Butanedioic acid, 2-methylene-, polymer with ethyl 2-propenoate and 2-propenamide | 347443 | 73391
Ethanol, 2-phenoxy-, 1-(dihydrogen phosphate), potassium salt (1:2) | 347435 | 73392
Benzamide, N-[3-[(2-hydroxyethyl)sulfonyl]phenyl]-4-nitro- | 347427 | 73393
Xanthylium, 9-[2-(ethoxycarbonyl)phenyl]-3,6-bis(ethylamino)-2,7-dimethyl-, (T-4)-tetraoxomolybdate(2-) (2:1) | 347419 | 73394
Hexanedioic acid, polymer with 5-amino-1,3,3-trimethylcyclohexanemethanamine, 1,3-diisocyanatomethylbenzene and 1,2-ethanediol | 347401 | 73395
Phosphonic acid, P,P',P'',P'''-(1,6-dihydroxy-1,6-hexanediylidene)tetrakis- | 347393 | 73396
Butanoic acid, 4-(4-sulfophenoxy)-, sodium salt (1:2) | 347385 | 73397
7H,9H-[1]Benzopyrano[3',2':3,4]pyrido[2,1-b]quinazoline-6-carbonitrile, 3-(diethylamino)-7-imino- | 347377 | 73398
1-Octanol, 4-chloro- | 360727 | 73399
1(3H)-Isobenzofuranone, 3-[bis(4-octylphenyl)amino]-3-[4-(dimethylamino)phenyl]- | 360719 | 73400
Benzoic acid, 2-[(1-butyl-2-methyl-1H-indol-3-yl)carbonyl]- | 360693 | 73401
1,3-Benzenedicarboxylic acid, 4-[(1-ethyl-2-methyl-1H-indol-3-yl)carbonyl]- | 360677 | 73402
2-Furanmethanol, 5-ethenyltetrahydro-.alpha.,.alpha.,5-trimethyl-, 2-acetate | 360651 | 73403
Copper, [NC,NC,NC,NC-tetrakis[3-(dimethylamino)propyl]-29H,31H-phthalocyanine-C,C,C,C-tetrasulfonamidato(2-)-.kappa.N29,.kappa.N30,.kappa.N31,.kappa.N32]- | 360644 | 73404
Benzenepropanol, .alpha.,.beta.,.beta.-trimethyl- | 360636 | 73405
Cyclohexanecarboxylic acid, 4-pentyl-, 4-ethoxyphenyl ester | 360610 | 73406
Poly(oxy-1,2-ethanediyl), .alpha.-[3-[1,3,3,3-tetramethyl-1-[(trimethylsilyl)oxy]-1-disiloxanyl]propyl]-.omega.-hydroxy- | 360594 | 73407
Poly(oxy-1,2-ethanediyl), .alpha.-sulfo-.omega.-(pentadecyloxy)- | 360586 | 73408
2-Butenedioic acid (2E)-, 1,4-dibutyl ester, polymer with ethenyl acetate and 2-methyl-2-propenoic acid | 360578 | 73409
1,3-Benzenedicarboxylic acid, polymer with 2-ethyl-2-(hydroxymethyl)-1,3-propanediol, hexanedioic acid, 2-(hydroxymethyl)-2-methyl-1,3-propanediol and 2,2'-oxybis[ethanol] | 360560 | 73410
2-Propenoic acid, ethyl ester, polymer with (3-chloropropyl)trimethoxysilane and 1,2-ethanediamine | 360552 | 73411
2-Propenoic acid, ethyl ester, polymer with 1,2-ethanediamine and 3-[2-(trimethoxysilyl)ethyl]-7-oxabicyclo[4.1.0]heptane | 360545 | 73412
1,2-Propanediol, 3-(2-propen-1-yloxy)-, polymer with 2,2'-oxybis[ethanol] and 2,2'-thiobis[ethanol] | 360537 | 73413
1-Propanamine, N-(1-phenylethylidene)-3-(triethoxysilyl)- | 360529 | 73414
Dodecanamide, N-[2-[[3-(trimethoxysilyl)propyl]amino]ethyl]-, hydrochloride (1:1) | 360503 | 73415
.beta.-Alanine, N-[3-(triethoxysilyl)propyl]- | 360495 | 73416
1-Propanamine, N-(phenylmethylene)-3-(trimethoxysilyl)- | 360479 | 73417
Methanaminium, N-(phenylmethylidyne)-, hexafluorophosphate(1-) (1:1) | 360453 | 73418
Acetic acid, 2-hydroxy-, 2-aminoethyl ester | 360446 | 73419
Phenol, 2-methyl-, ammonium salt (1:1) | 360438 | 73420
4-Cyclohexadecen-1-one | 360420 | 73421
7,18-Dioxabicyclo[15.1.0]octadecan-8-one | 360412 | 73422
[1,1'-Bicyclohexyl]-4-carbonitrile, 4'-heptyl-, (trans,trans)- | 347369 | 73423
[1,1'-Bicyclohexyl]-4-carbonitrile, 4'-pentyl-, (trans,trans)- | 347351 | 73424
[1,1'-Bicyclohexyl]-4-carbonitrile, 4'-propyl-, (trans,trans)- | 347344 | 73425
Silanetriol, 1-methyl-, potassium salt (1:3) | 347336 | 73426
1H-Imidazolium, 1-(carboxymethyl)-2-heptadecyl-4,5-dihydro-1-[2-[(1-oxooctadecyl)amino]ethyl]-, inner salt | 347328 | 73427
Titanium, [2-(hydroxy-.kappa.O)acetato(2-)-.kappa.O]bis(2-propenoato-.kappa.O)-, (T-4)- | 347310 | 73428
Benzamide, N-[4,5-dihydro-5-oxo-1-(2,4,6-trichlorophenyl)-1H-pyrazol-3-yl]-3-[[1-oxo-2-(3-pentadecylphenoxy)butyl]amino]- | 347302 | 73429
arabino-Hexos-2-ulose, 1,2-bis[(4-carboxyphenyl)hydrazone] | 347294 | 73430
1,2,3-Propanetricarboxylic acid, 2-hydroxy-, copper(2+) sodium salt (1:1:2) | 347286 | 73431
1,2-Ethanediamine, N1-(2-aminoethyl)-, polymer with 1,6-diisocyanatohexane | 347278 | 73432
2-Propenoic acid, 2-methyl-, methyl ester, polymer with ethenylbenzene, 2-ethylhexyl 2-propenoate and 2-propenoic acid, compd. with 2-(dimethylamino)ethanol | 347260 | 73433
Oxirane, 2-methyl-, polymer with oxirane, ether with 4,4'-(1-methylethylidene)bis[phenol] (2:1) | 347252 | 73434
Quinolinium, 1-(1-naphthalenylmethyl)-, chloride (1:1) | 347245 | 73435
Hexadecene-1,?-diol, 1-acetate ?-(hydrogen sulfate), sodium salt (1:1) | 347237 | 73436
Octadecene-1,?-diol, 1-acetate ?-(hydrogen sulfate), sodium salt (1:1) | 347229 | 73437
Oxirane, 2-methyl-, polymer with oxirane, ether with 1,2-propanediol (2:1), polymer with 1,3-diisocyanatomethylbenzene | 347211 | 73438
Decanoic acid, monoamide with N1-(2-aminoethyl)-1,2-ethanediamine | 347203 | 73439
2-Propenoic acid, 2-methyl-, polymer with 2-(chloromethyl)oxirane, ethenylbenzene, ethyl 2-propenoate and 4,4'-(1-methylethylidene)bis[phenol] | 347195 | 73440
8,11-Dioxa-3,5,14,16-tetrathia-4,15-distannaoctadecanedioic acid, 4,4,15,15-tetrabutyl-7,12-dioxo-, 1,18-diisooctyl ester | 347187 | 73441
Benzenesulfonamide, ar-decyl-ar-methyl-N-8-quinolinyl- | 347179 | 73442
Benzene, 1,1'-[2,2,2-trifluoro-1-(trifluoromethyl)ethylidene]bis[3,4-dimethyl- | 347161 | 73443
Methylium, tris[4-(dimethylamino)phenyl]-, 3-[2-[4-(phenylamino)phenyl]diazenyl]benzenesulfonate (1:1) | 347153 | 73444
1-Tridecanol, 1-(hydrogen phosphate), compd. with N,N-dimethylcyclohexanamine (1:1) | 347146 | 73445
1-Tridecanol, 1-(dihydrogen phosphate), compd. with N,N-dimethylcyclohexanamine (1:1) | 347120 | 73446
2-Butenedioic acid (2Z)-, 1-butyl ester, sodium salt (1:1), polymer with ethenyl acetate | 347112 | 73447
3H-Indolium, 1-ethyl-2-[3-(1-ethyl-1,3-dihydro-3,3-dimethyl-2H-indol-2-ylidene)-1-propen-1-yl]-3,3-dimethyl-, 4-methylbenzenesulfonate (1:1) | 347096 | 73448
Pyridinium, 1,1'-[1,6-hexanediylbis[imino(6-oxo-6,1-hexanediyl)]]bis-, perchlorate (1:2) | 347070 | 73449
1H-Benzimidazole-1-butanesulfonic acid, 5,6-dichloro-2-[2-(1,3-diethyltetrahydro-4,6-dioxo-2-thioxo-5(2H)-pyrimidinylidene)ethylidene]-3-ethyl-2,3-dihydro-, sodium salt (1:1) | 347062 | 73450
2-Butanol, 4,4'-(1,2-ethanediyldinitrilo)bis- | 347047 | 73451
Undecanoic acid, 11-[[1-cyano-3-[3-(3-sulfopropyl)-2-thiazolidinylidene]-1-propen-1-yl]sulfonyl]-, sodium salt (1:2) | 347021 | 73452
Benzoxazolium, 2-(2-ethoxy-1-buten-1-yl)-3-ethyl-5-phenyl-, 4-methylbenzenesulfonate (1:1) | 347005 | 73453
Thiophenium, 1,1'-[(1-methylethylidene)bis(6-hydroxy-3,1-phenylene)]bis[tetrahydro-, bis(inner salt) | 346999 | 73454
Butanedioic acid, 2-methylene-, polymer with ethyl 2-propenoate, N-(hydroxymethyl)-2-propenamide and 2-propenamide | 346981 | 73455
2-Propenoic acid, 2-methyl-, polymer with butyl 2-propenoate, ethyl 2-propenoate, 2-propenamide and 2-propenenitrile | 346973 | 73456
2-Propenoic acid, 2-methyl-, polymer with butyl 2-propenoate, ethenylbenzene and N-(hydroxymethyl)-2-methyl-2-propenamide | 346965 | 73457
Benzothiazolium, 2,5-dimethyl-3-(3-sulfopropyl)-, inner salt | 346940 | 73458
1,4,6,10,12,15,16,19-Octaoxatrispiro[4.2.2.4.2.2]nonadecane | 346932 | 73459
Butanedioic acid, 2-sulfo-, 1-[2-[(1-oxo-10-undecen-1-yl)amino]ethyl] ester, sodium salt (1:2) | 346916 | 73460
Chromate(3-), bis[5-chloro-3-[2-[4,5-dihydro-3-methyl-5-(oxo-.kappa.O)-1-phenyl-1H-pyrazol-4-yl]diazenyl-.kappa.N1]-2-(hydroxy-.kappa.O)benzenesulfonato(3-)]-, hydrogen (1:3) | 346908 | 73461
7H,9H-[1]Benzopyrano[3',2':3,4]pyrido[2,1-b]quinazoline-6-carboxamide, 3-(diethylamino)-7-imino- | 346882 | 73462
1-Hexanesulfonyl fluoride | 346874 | 73463
1,3-Isobenzofurandione, 4,5,6,7-tetrabromo-, polymer with 1,2-ethanediol, 2,5-furandione and 2,2'-oxybis[ethanol] | 346866 | 73464
Thiophene, 4-bromo-2,3-dichlorotetrahydro-, 1,1-dioxide | 346858 | 73465
2,7-Naphthalenedisulfonic acid, 5-amino-4-hydroxy-3-[2-(1-sulfo-2-naphthalenyl)diazenyl]- | 346833 | 73466
9,10-Anthracenedione, 1,8-diamino-2-bromo-4,5-dihydroxy- | 346817 | 73467
Molybdate (Mo2O72-), hydrogen, compd. with 1,3,5-triazine-2,4,6-triamine (1:2:1) | 346809 | 73468
Vanadium hydroxide oxide phosphate | 346791 | 73469
Chromium, .mu.-hydroxytetrahydroxy[.mu.-(tetradecanoato-.kappa.O:.kappa.O')]di- | 346783 | 73470
Nickel boride phosphide | 346775 | 73471
Bismuth gadolinium ruthenium oxide | 346767 | 73472
Titanate(4-), tetrakis[2-ethyl-1,3-hexanediolato(2-)-.kappa.O1,.kappa.O3]-, hydrogen (1:4) | 346742 | 73473
Poly[oxy[trifluoro(trifluoromethyl)-1,2-ethanediyl]], .alpha.-[1,2,2,2-tetrafluoro-1-(fluorocarbonyl)ethyl]-.omega.-[tetrafluoro(trifluoromethyl)ethoxy]- | 346726 | 73474
2-Naphthalenecarboxylic acid, 1-hydroxy-4-nitro-, phenyl ester | 346718 | 73475
2,6-Nonadien-1-ol, 1-acetate, (2E,6E)- | 360396 | 73476
Cyclopentanol, 1-ethyl-2-(3-methyl-2-buten-1-yl)- | 360370 | 73477
Cyclopentanol, 1-ethenyl-2-(3-methyl-2-buten-1-yl)-, 1-acetate | 360362 | 73478
2H-Pyran-3-ol, 6-ethenyltetrahydro-2,2,6-trimethyl-, 3-acetate | 360347 | 73479
2-Butenoic acid, 2-methyl-, phenylmethyl ester | 360339 | 73480
2,6-Nonadien-1-ol, 1-formate, (2E,6Z)- | 360321 | 73481
1-Cyclohexene-1-acetonitrile, 4-(1,1-dimethylethyl)- | 360313 | 73482
3-Cyclohexene-1-carboxylic acid, 1-acetyl-4,6-dimethyl-, ethyl ester | 360305 | 73483
2,6-Nonadiene, 1,1-diethoxy-, (2Z,6Z)- | 360297 | 73484
2,6-Nonadiene, 1,1-diethoxy-, (2E,6Z)- | 360289 | 73485
2H-Pyran-2-one, tetrahydro-6,6-dimethyl-3-(1-methylethyl)- | 360271 | 73486
2-Pyridinemethanol, .alpha.-ethyl-.alpha.-methyl- | 360263 | 73487
Benzene, 1-(2-methoxyethoxy)-2,4-dinitro- | 360255 | 73488
Acetamide, N-[3-[(2-hydroxyethyl)sulfonyl]-4-methoxyphenyl]- | 360248 | 73489
Benzo[b]thiophene-2-carboxylic acid, 2,3-dihydro-3-oxo-, sodium salt (1:1) | 360230 | 73490
Acetamide, N-[5-[(2-hydroxyethyl)sulfonyl]-2,4-dimethylphenyl]- | 360222 | 73491
1-Naphthalenesulfonic acid, 3-[2-[2,4-dimethoxy-6-[[2-(sulfooxy)ethyl]sulfonyl]phenyl]diazenyl]-4-hydroxy- | 360214 | 73492
Benzenesulfonic acid, 3-[2-[4-[2-[4-[bis(2-hydroxyethyl)amino]phenyl]diazenyl]-1-naphthalenyl]diazenyl]-, sodium salt (1:1) | 360206 | 73493
9,10-Anthracenedione, 1-amino-2-bromo-4,5-dihydroxy-8-[(phenylmethyl)amino]- | 360198 | 73494
9,10-Anthracenedione, 1-[(2-hydroxyethyl)amino]-4-[(3-hydroxypropyl)amino]- | 360180 | 73495
Ethanol, 2,2'-[[2-methyl-4-[2-(4-nitrophenyl)diazenyl]phenyl]imino]bis- | 360172 | 73496
Ethanol, 2-[[4-[2-(2,5-dichlorophenyl)diazenyl]-3-methylphenyl]ethylamino]- | 360156 | 73497
Benzenesulfonic acid, 2-[[4-[2-(4-hydroxyphenyl)diazenyl]phenyl]amino]-5-nitro-, sodium salt (1:1) | 360131 | 73498
Acetamide, N-[5-[(2-hydroxyethyl)sulfonyl]-2,4-dimethoxyphenyl]- | 360123 | 73499
9,12-Octadecadienoic acid (9Z,12Z)-, compd. with 2,2',2''-nitrilotris[ethanol] (1:1) | 360115 | 73500
9-Octadecenoic acid (9Z)-, compd. with .alpha.,.alpha.',.alpha.'',.alpha.'''-[1,2-cyclohexanediylbis[nitrilobis(methyl-2,1-ethanediyl)]]tetrakis[.omega.-hydroxypoly[oxy(methyl-1,2-ethanediyl)]] (1:1) | 360032 | 73501
2-Butenedioic acid (2E)-, polymer with .alpha.-hydro-.omega.-hydroxypoly[oxy(methyl-1,2-ethanediyl)] and 1,1'-[(1-methylethylidene)bis(4,1-phenyleneoxy)]bis[2-propanol] | 360024 | 73502
1,4-Cyclohexanedimethanol, 1-ethyl- | 360016 | 73503
Ethanone, 1-(3-butyl-4-methylphenyl)- | 359992 | 73504
2-Oxiraneethanol, 3-ethyl- | 359984 | 73505
3-Buten-2-one, 4-(5,5-dimethyl-3-cyclohexen-1-yl)- | 359968 | 73506
Cyclohexanone, 3-methyl-5-propyl- | 359950 | 73507
Propanoic acid, 2,2-dimethyl-, 2-phenylethyl ester | 359935 | 73508
Oxirane, 2-methyl-, polymer with oxirane, mono(hydrogen sulfate), octyl ether, ammonium salt | 359927 | 73509
Oxirane, 2-methyl-, polymer with oxirane, ether with 1,2,3-propanetriol (3:1), (methyl-1,3-phenylene)bis[carbamate] (2:1) | 359919 | 73510
9,12-Octadecadienoic acid (9Z,12Z)-, dimer, polymer with 1,2-ethanediamine and octadecanoic acid | 359901 | 73511
Decanedioic acid, polymer with 1,2-ethanediamine and (9Z,12Z)-9,12-octadecadienoic acid dimer | 359893 | 73512
3-Cyclohexene-1-methanol, 2,4-dimethyl-, 1-acetate | 359877 | 73513
3-Cyclohexene-1-methanol, 3,5-dimethyl-, 1-acetate | 359869 | 73514
1,3-Dioxolane, 4-methyl-2-(1-phenylethyl)- | 359844 | 73515
Cyclohexanemethanol, 2,4-dimethyl-, 1-acetate | 359836 | 73516
Propanoic acid, 2-methyl-, 3a,4,5,6,7,7a-hexahydro-4,7-methano-1H-inden-5-yl ester | 359810 | 73517
Butanoic acid, 2-methylene-, 3-methylbutyl ester | 359794 | 73518
3-Cyclohexene-1-methanol, 2,4-dimethyl- | 359786 | 73519
Cyclohexanol, 4-(5,5,6-trimethylbicyclo[2.2.1]hept-2-yl)- | 352690 | 73520
Glycine, N-(hydroxymethyl)-, potassium salt (1:1) | 352682 | 73521
Bicyclo[2.2.1]heptane-2-methanol, .alpha.,3,3-trimethyl- | 352674 | 73522
2-Propenoic acid, 2-methyl-, polymer with butyl 2-methyl-2-propenoate and 1,2-propanediol mono(2-methyl-2-propenoate) | 352666 | 73523
2-Propenoic acid, 2-methyl-, butyl ester, polymer with ethenylbenzene, 2-ethylhexyl 2-propenoate, methyl 2-methyl-2-propenoate, 2-methyl-2-[(1-oxo-2-propen-1-yl)amino]-1-propanesulfonic acid, octadecyl 2-methyl-2-propenoate, 1,2-propanediol mono-2-propenoate and 2-propenoic acid, compd. with 2-(dimethylamino)ethanol | 352658 | 73524
2-Propenoic acid, 2-methyl-, dodecyl ester, polymer with hexadecyl 2-methyl-2-propenoate, isodecyl 2-methyl-2-propenoate, methyl 2-methyl-2-propenoate, octadecyl 2-methyl-2-propenoate and tetradecyl 2-methyl-2-propenoate | 352633 | 73525
Poly(oxy-1,2-ethanediyl), .alpha.-phosphono-.omega.-(methylphenoxy)-, potassium salt (1:2) | 352625 | 73526
2-Propenoic acid, 2-methyl-, dodecyl ester, polymer with methyl 2-methyl-2-propenoate and 2-propenoic acid, ammonium salt | 352617 | 73527
1,3-Propanediamine, N1-[3-(hexadecyloxy)propyl]- | 352609 | 73528
4-Hexenoic acid, 2-ethenyl-2,5-dimethyl-, methyl ester | 352591 | 73529
2-Naphthalenecarboxamide, 1-hydroxy-4-[2-(4-methoxyphenyl)diazenyl]-N-[2-(3-pentadecylphenoxy)butyl]- | 346692 | 73530
Propanedinitrile, 2-[[1-[2-(2-benzothiazolylthio)ethyl]-1,2,3,4-tetrahydro-2,2,4-trimethyl-6-quinolinyl]methylene]- | 346676 | 73531
Benzenesulfonyl fluoride, 3-[[[5-hydroxy-6-[2-[2-(methylsulfonyl)-4-nitrophenyl]diazenyl]-1-naphthalenyl]amino]sulfonyl]- | 346650 | 73532
Thiazolium, 3-(3-amino-3-oxopropyl)-2-[2-[4-[cyclohexyl(phenylmethyl)amino]phenyl]diazenyl]-, (T-4)-tetrachlorozincate(2-) (2:1) | 346635 | 73533
Ethanol, 2,2'-[[4-[2-[4-(3,3-dimethyl-1-triazen-1-yl)phenyl]diazenyl]phenyl]imino]bis- | 346627 | 73534
Carbamic acid, N-(aminoiminomethyl)-N-methyl-, dimethyl deriv., ethyl ester, hydrochloride (1:1) | 346601 | 73535
Avermectin A1a, 5-O-demethyl- | 346593 | 73536
[1,1'-Biphenyl]-4-carboxylic acid, 4'-pentyl-, 2-cyano-4-heptylphenyl ester | 346585 | 73537
1,1'-Spirobi[1H-indene]-4,4',5,5',6,6'-hexol, 2,2',3,3'-tetrahydro-3,3,3',3'-tetramethyl- | 346577 | 73538
Butanedioic acid, 2-methylene-, polymer with ethyl 2-propenoate, N-(hydroxymethyl)-2-propenamide, 2-propenenitrile and 2-propenoic acid | 346569 | 73539
Hexanedioic acid, polymer with 1,2-ethanediol, 1,1'-methylenebis[4-isocyanatobenzene] and polymethylenepolyphenylene isocyanate | 346551 | 73540
2-Naphthalenesulfonic acid, 4-hydroxy-7-[[[[5-hydroxy-6-[2-(2-methoxyphenyl)diazenyl]-7-sulfo-2-naphthalenyl]amino]carbonyl]amino]-3-[2-(6-sulfo-2-naphthalenyl)diazenyl]-, sodium salt (1:4) | 346544 | 73541
Hexadecanoic acid, 2-[(2-hydroxyethyl)(1-oxohexadecyl)amino]ethyl ester | 346536 | 73542
Hexadecen-1-ol, 1-(hydrogen sulfate), compd. with 2,2',2''-nitrilotris[ethanol] (1:1) | 346528 | 73543
5-Isobenzofurancarboxylic acid, 1,3-dihydro-1,3-dioxo-, polymer with ethenylbenzene and 2-propen-1-ol | 346510 | 73544
Phosphoric acid, sodium salt (2:3) | 346502 | 73545
[1,1'-Biphenyl]-4,4'-diamine, N4,N4'-bis(3-methylphenyl)-N4,N4'-diphenyl- | 346494 | 73546
2,7-Naphthalenedisulfonic acid, 5-[[4-[bis[2-[(2-chloroethyl)sulfonyl]ethyl]amino]-6-chloro-1,3,5-triazin-2-yl]amino]-4-hydroxy-3-[2-(2-sulfophenyl)diazenyl]- | 346486 | 73547
1,5-Naphthalenedisulfonic acid, 2-[2-[8-[[4-[bis[2-[(2-chloroethyl)sulfonyl]ethyl]amino]-6-chloro-1,3,5-triazin-2-yl]amino]-1-hydroxy-3,6-disulfo-2-naphthalenyl]diazenyl]- | 346478 | 73548
1,3-Naphthalenedisulfonic acid, 7-hydroxy-8-[2-[4'-[2-(4-hydroxyphenyl)diazenyl]-3,3'-dimethyl[1,1'-biphenyl]-4-yl]diazenyl]-, sodium salt (1:2) | 346460 | 73549
1,3-Naphthalenedisulfonic acid, 7-[2-(4-amino-2-methoxy-5-methylphenyl)diazenyl]- | 346452 | 73550
Cinnolinium, 1-methyl-4-[2-(3-nitrophenyl)ethenyl]-, 4-methylbenzenesulfonate (1:1) | 346445 | 73551
Quinolinium, 2-[[5-methyl-3-(3-sulfopropyl)-2(3H)-benzothiazolylidene]methyl]-1-(3-sulfopropyl)-, inner salt | 346437 | 73552
Cuprate(1-), [29H,31H-phthalocyanine-C-sulfonato(3-)-.kappa.N29,.kappa.N30,.kappa.N31,.kappa.N32]-, aluminum (3:1) | 346429 | 73553
Hexadecanetriol, 1-acetate bis(hydrogen sulfate), sodium salt (1:2) | 346411 | 73554
1,?-Hexadecanediol, 1-acetate ?-(hydrogen sulfate), sodium salt | 346403 | 73555
Butanedioic acid, 2-dodecenyl-, compd. with N,N-dimethylcyclohexanamine (1:1) | 346395 | 73556
Butanedioic acid, 2-dodecenyl-, compd. with 2,2',2''-nitrilotris[ethanol] (1:2) | 346387 | 73557
Butanedioic acid, 2-dodecenyl-, compd. with N,N-dimethylcyclohexanamine (1:2) | 346379 | 73558
1,?-Tetradecanediol, 1-acetate ?-(hydrogen sulfate), sodium salt (1:1) | 346361 | 73559
2-Naphthalenesulfonic acid, 4-hydroxy-7-[[[(5-hydroxy-7-sulfo-2-naphthalenyl)amino]carbonyl]amino]-3-(2-phenyldiazenyl)-, sodium salt (1:2) | 346346 | 73560
2-Naphthalenesulfonic acid, 1-amino-4-[2-(4-methyl-2-sulfophenyl)diazenyl]-, calcium salt (1:1) | 346338 | 73561
2-Naphthalenesulfonic acid, 1-amino-4-[2-(5-chloro-4-methyl-2-sulfophenyl)diazenyl]-, strontium salt (1:1) | 346312 | 73562
2-Naphthalenesulfonic acid, 1-amino-4-[2-(5-chloro-4-methyl-2-sulfophenyl)diazenyl]-, calcium salt (1:1) | 346304 | 73563
3-Thiazolidineacetic acid, 5-[2-(3-methyl-2-thiazolidinylidene)ethylidene]-4-oxo-2-thioxo- | 346270 | 73564
Phenol, 2,4-bis(2-methylpropyl)- | 346262 | 73565
9-Octadecenoic acid (9Z)-, triamide with N1-(2-aminoethyl)-N2-[2-[(2-aminoethyl)amino]ethyl]-1,2-ethanediamine | 346247 | 73566
Octadecanediol, 1-acetate (hydrogen sulfate), sodium salt (1:1) | 346239 | 73567
Hexadecen-1-ol, 1-(hydrogen sulfate), compd. with 2-(diethylamino)ethanol (1:1) | 346221 | 73568
Octadecadien-1-ol, 1-(hydrogen sulfate), compd. with 2,2',2''-nitrilotris[ethanol] (1:1) | 346213 | 73569
Octadecadien-1-ol, 1-(hydrogen sulfate), sodium salt (1:1) | 346205 | 73570
Octadecadien-1-ol, 1-(hydrogen sulfate), compd. with 2-(diethylamino)ethanol (1:1) | 346197 | 73571
Sulfuric acid, monooctadecyl ester, compd. with N,N-diethylcyclohexanamine (1:1) | 346189 | 73572
Sulfuric acid, monooctadecyl ester, compd. with 2-(diethylamino)ethanol (1:1) | 346171 | 73573
Octadecanoic acid, 9-(sulfooxy)-, sodium salt (1:2) | 346155 | 73574
1H-Indene-5-carboxylic acid, 2,3-dihydro-2-[6-(6-methyl-7-sulfo-2-benzothiazolyl)-2-quinolinyl]-1,3-dioxo-, lithium salt (1:2) | 346130 | 73575
1H-Indene-5-carboxamide, 2-(3,4-dihydro-3-oxo-2-quinolinyl)-N-(4-dodecylphenyl)-2,3-dihydro-1,3-dioxo- | 346122 | 73576
1H-Imidazole-2-diazonium, 4,5-dicyano-, chloride (1:1) | 346106 | 73577
Benzenepropanoic acid, 4-[bis[2-(benzoyloxy)ethyl]amino]-.alpha.,.beta.-dicyano-, ethyl ester | 346080 | 73578
Benzenamine, 4,4'-[(2,6-dichlorophenyl)methylene]bis[2,6-dimethyl- | 346064 | 73579
Benzenemethanaminium, N-hexadecyl-N,N-bis(2-hydroxypropyl)-, chloride (1:1) | 346049 | 73580
Benzenemethanaminium, N-hexadecyl-N,N-bis(2-hydroxyethyl)-, chloride (1:1) | 346031 | 73581
Benzenepropanal, 4-ethyl-.alpha.,.alpha.-dimethyl- | 359760 | 73582
Benzenepropanal, 2-ethyl-.alpha.,.alpha.-dimethyl- | 359752 | 73583
Benzoic acid, 2-[[[4-(4-hydroxy-4-methylpentyl)-3-cyclohexen-1-yl]methylene]amino]-, methyl ester | 359737 | 73584
Benzeneethanol, .beta.-methyl-4-(1-methylethyl)- | 359711 | 73585
1,3-Octanediol, 2-methyl-, 1,3-diacetate | 359703 | 73586
3-Cyclohexene-1-carboxaldehyde, 3,5,6-trimethyl- | 359687 | 73587
Quinoline, 8-(1-methylpropyl)- | 359679 | 73588
Benzene, [2,2-bis[(3,7-dimethyl-6-octen-1-yl)oxy]ethyl]- | 359653 | 73589
Cyclohexaneethanol, .beta.-methyl-4-(1-methylethyl)- | 359646 | 73590
Benzene, [2,2-bis[(3,7-dimethyl-2,6-octadien-1-yl)oxy]ethyl]- | 359638 | 73591
Acetic acid, 2-(2-methylbutoxy)-, 2-propen-1-yl ester | 359620 | 73592
Acetic acid, 2-(3-methylbutoxy)-, 2-propen-1-yl ester | 359612 | 73593
Butanoic acid, 5-(2,3-dimethyltricyclo[2.2.1.02,6]hept-3-yl)-2-methyl-2-penten-1-yl ester | 359604 | 73594
Butanoic acid, 2-methyl-5-(2-methyl-3-methylenebicyclo[2.2.1]hept-2-yl)-2-penten-1-yl ester | 359596 | 73595
2-Pentanone, 3-mercapto- | 359588 | 73596
Carbonic acid, (3Z)-3-hexen-1-yl methyl ester | 359570 | 73597
3-Decanone, 1-hydroxy- | 359562 | 73598
1,3-Dioxane, 4,4,6-trimethyl-2-(phenylmethyl)- | 359554 | 73599
4,7-Methano-1H-indene, 6-(diethoxymethyl)-3a,4,5,6,7,7a-hexahydro- | 359547 | 73600
4,7-Methano-1H-indene, 5-(diethoxymethyl)-3a,4,5,6,7,7a-hexahydro- | 359539 | 73601
Hexanoic acid, 2-sulfo-, 1-methyl ester | 359521 | 73602
Octanoic acid, 2-sulfo-, 1-methyl ester | 359513 | 73603
1-Eicosanol, 1-(hydrogen sulfate) | 359505 | 73604
Sulfuric acid, monooctyl ester, ammonium salt (1:1) | 359497 | 73605
Sulfuric acid, monooctyl ester, compd. with 2,2'-iminobis[ethanol] (1:1) | 359489 | 73606
Sulfuric acid, monooctyl ester, magnesium salt (2:1) | 359471 | 73607
9-Octadecenoic acid (9Z)-, compd. with 1,4-diazabicyclo[2.2.2]octane (1:1) | 359463 | 73608
9-Octadecenoic acid (9Z)-, compd. with N-cyclohexyl-N-methylcyclohexanamine (1:1) | 359455 | 73609
Acetic acid, 2-sulfo-, 1-octadecyl ester, sodium salt (1:1) | 359448 | 73610
Ethanaminium, 2-cyano-N-ethyl-N,N-bis[2-[[(9Z)-1-oxo-9-octadecen-1-yl]amino]ethyl]-, ethyl sulfate (1:1) | 359422 | 73611
Ethanaminium, 2-cyano-N-ethyl-N,N-bis[2-[(1-oxooctadecyl)amino]ethyl]-, ethyl sulfate (1:1) | 359406 | 73612
Ethanaminium, N-(2-cyanoethyl)-N-ethyl-N-(2-hydroxyethyl)-2-[(1-oxodocosyl)amino]-, ethyl sulfate (1:1) | 359372 | 73613
Poly(oxy-1,2-ethanediyl), .alpha.-(1-oxotetradecyl)-.omega.-[2-(diethylamino)ethoxy]- | 359364 | 73614
Poly(oxy-1,2-ethanediyl), .alpha.-(1-oxotetradecyl)-.omega.-[2-(diethylmethylammonio)ethoxy]-, methyl sulfate (1:1) | 359356 | 73615
Poly[oxy(methyl-1,2-ethanediyl)], .alpha.-sulfo-.omega.-(octyloxy)- | 359349 | 73616
Poly[oxy(methyl-1,2-ethanediyl)], .alpha.,.alpha.',.alpha.'',.alpha.'''-[1,2-cyclohexanediylbis[nitrilobis(methyl-2,1-ethanediyl)]]tetrakis[.omega.-hydroxy- | 359331 | 73617
Poly[oxy(methyl-1,2-ethanediyl)], .alpha.,.alpha.',.alpha.'',.alpha.'''-[1,6-hexanediylbis[nitrilobis(methyl-2,1-ethanediyl)]]tetrakis[.omega.-hydroxy- | 359323 | 73618
Ethanaminium, N-(2-cyanoethyl)-N-ethyl-2-hydroxy-N-[2-[(1-oxoisooctadecyl)amino]ethyl]-, ethyl sulfate (1:1) | 359307 | 73619
1H-Imidazolium, 4,5-dihydro-1-(2-hydroxyethyl)-2-isoheptadecyl-1-(phenylmethyl)-, chloride (1:1) | 359281 | 73620
1H-Imidazolium, 1-ethyl-4,5-dihydro-1-(2-hydroxyethyl)-2-isoheptadecyl-, ethyl sulfate (1:1) | 359273 | 73621
Hexanedioic acid, polymer with 1,3-diisocyanatomethylbenzene, 2-ethyl-2-(hydroxymethyl)-1,3-propanediol, 1,3-isobenzofurandione and 2,2'-oxybis[ethanol] | 359257 | 73622
9-Octadecenoic acid, 12-hydroxy-, (9Z,12R)-, polymer with 1,3-diisocyanatomethylbenzene and .alpha.-hydro-.omega.-hydroxypoly[oxy(methyl-1,2-ethanediyl)] | 359240 | 73623
Poly[oxy(methyl-1,2-ethanediyl)], .alpha.-phosphono-.omega.-hydroxy-, polymer with 1,3-diisocyanatomethylbenzene | 359232 | 73624
2-Propenoic acid, 2-methyl-, 2-hydroxyethyl ester, polymer with 1,1'-methylenebis[4-isocyanatocyclohexane] and 2-oxepanone | 359224 | 73625
1,3-Benzenedicarboxylic acid, polymer with 1,3-butanediol, hexanedioic acid, 2-hydroxyethyl 2-propenoate and 1,1'-methylenebis[4-isocyanatocyclohexane] | 359216 | 73626
Formaldehyde, polymer with 2-(chloromethyl)oxirane, 4,4'-(1-methylethylidene)bis[phenol] and 2-methylphenol | 359208 | 73627
Aluminum cerium magnesium strontium oxide | 359182 | 73628
Aluminum barium cerium magnesium oxide | 359174 | 73629
2H-Pyran, tetrahydro-2-[(13Z)-13-octadecen-3-yn-1-yloxy]- | 359166 | 73630
1,2-Benzenedicarboxylic acid, 4-(acetylamino)- | 359158 | 73631
Urea, polymer with formaldehyde and N2,N2,N4,N4,N6,N6-hexakis(methoxymethyl)-1,3,5-triazine-2,4,6-triamine | 359133 | 73632
2-Naphthalenecarboxamide, N,N'-(2-chloro-5-methyl-1,4-phenylene)bis[4-[2-(5-chloro-2-methylphenyl)diazenyl]-3-hydroxy- | 359125 | 73633
1,3,6-Naphthalenetrisulfonic acid, 7-amino-, sodium salt (1:2) | 359117 | 73634
1H-Isoindole-1,3(2H)-dione, 2,2'-(1,6-hexanediyl)bis[4,5,6,7-tetrachloro- | 352583 | 73635
1,2-Benzenedicarboxylic acid, 3,4,5,6-tetrabromo-, compd. with 1,2-ethanediamine (2:1) | 352575 | 73636
Benzoic acid, 2-amino-5-[(4-amino-3-methoxyphenyl)methyl]-, butyl ester | 352567 | 73637
Benzoic acid, 2-amino-5-[(4-amino-3-methoxyphenyl)methyl]-, ethyl ester | 352559 | 73638
Benzoic acid, 2-amino-5-[(4-amino-3-methoxyphenyl)methyl]-, methyl ester | 352542 | 73639
Benzoic acid, 2-amino-5-[(4-aminophenyl)methyl]-, butyl ester | 352534 | 73640
Benzoic acid, 2-amino-5-[(4-aminophenyl)methyl]-, ethyl ester | 352526 | 73641
1,3-Propanediamine, N1,N1-dimethyl-, polymer with 2-(chloromethyl)oxirane, sulfate | 352518 | 73642
2-Propenoic acid, 2-methyl-, polymer with 1-ethenyl-2-pyrrolidinone, 2-ethylhexyl 2-propenoate and 2-methylpropyl 2-methyl-2-propenoate | 352500 | 73643
2-Propenoic acid, 2-methyl-, polymer with butyl 2-methyl-2-propenoate, 1-ethenyl-2-pyrrolidinone and 2-ethylhexyl 2-propenoate | 352492 | 73644
2-Propenoic acid, 2-methyl-, telomer with N-(butoxymethyl)-2-propenamide, butyl 2-propenoate, tert-dodecanethiol, ethenylbenzene and 2-propenenitrile | 352484 | 73645
1,3-Isobenzofurandione, 4,5,6,7-tetrachloro-, polymer with 1,2-ethanediol, 2,5-furandione and 1,3-isobenzofurandione | 352468 | 73646
Nonanedioic acid, polymer with 1,3-butanediol, hexanedioic acid and 7-oxabicyclo[4.1.0]hept-3-ylmethyl 7-oxabicyclo[4.1.0]heptane-3-carboxylate | 352450 | 73647
Pentanamide, N-[2-chloro-5-[(hexadecylsulfonyl)amino]phenyl]-2-[[4-[ethyl(2-hydroxyethyl)amino]-2-methylphenyl]imino]-4,4-dimethyl-3-oxo- | 352435 | 73648
2-Propenoic acid, polymer with N-(butoxymethyl)-2-propenamide, butyl 2-propenoate and ethenylbenzene, compd. with 2-(dimethylamino)ethanol and 1,1'-iminobis[2-propanol] | 352427 | 73649
2-Propenoic acid, polymer with N-(butoxymethyl)-2-propenamide, butyl 2-propenoate and ethenylbenzene, compd. with 1,1'-iminobis[2-propanol] | 352419 | 73650
2-Propenoic acid, 2-methyl-, polymer with N-(butoxymethyl)-2-propenamide, butyl 2-propenoate, methyl 2-methyl-2-propenoate and 2-propenenitrile | 352401 | 73651
2-Propenoic acid, 1,1'-[[[1-oxo-4-[(1-oxo-2-propen-1-yl)oxy]butyl]imino]di-2,1-ethanediyl] ester | 352385 | 73652
2-Propenoic acid, 1,1'-[[[1-oxo-6-[(1-oxo-2-propen-1-yl)oxy]hexyl]imino]di-2,1-ethanediyl] ester | 352377 | 73653
2-Propenoic acid, 1,1'-[(formylimino)di-2,1-ethanediyl] ester | 352369 | 73654
2-Propenoic acid, polymer with N-(butoxymethyl)-2-propenamide, butyl 2-propenoate and ethenylbenzene, compd. with 2-(dimethylamino)ethanol | 352351 | 73655
1,3-Benzenedicarboxylic acid, polymer with 2-ethyl-2-(hydroxymethyl)-1,3-propanediol, hexanedioic acid and 1,6-hexanediol | 352328 | 73656
2-Propenoic acid, 2-methyl-, methyl ester, polymer with ethyl 2-propenoate, 2,5-furandione and 1,2-propanediol | 352310 | 73657
Decanedioic acid, polymer with 2,5-furandione and 1,2-propanediol | 352302 | 73658
Hexanedioic acid, polymer with 1,4-butanediol and 1,2-propanediol, acetate | 352294 | 73659
2-Propenoic acid, 2-methyl-, 2-(dimethylamino)ethyl ester, polymer with 2-methylpropyl 2-methyl-2-propenoate | 352286 | 73660
2-Propenoic acid, 2-methyl-, 2-methylpropyl ester, polymer with butyl 2-propenoate, ethenylbenzene and 2-(3-oxazolidinyl)ethyl 2-methyl-2-propenoate | 352278 | 73661
Oxiranemethanaminium, N,N-dimethyl-N-[2-[(2-methyl-1-oxo-2-propen-1-yl)oxy]ethyl]-, chloride (1:1), polymer with butyl 2-propenoate | 352260 | 73662
2-Propenoic acid, 2-methyl-, polymer with 2-[(1,1-dimethylethyl)amino]ethyl 2-methyl-2-propenoate and 2-methylpropyl 2-methyl-2-propenoate | 352252 | 73663
2-Propenoic acid, polymer with ethyl 2-propenoate, 2-propenal and 2-propenenitrile | 352245 | 73664
2-Propenoic acid, 2-methyl-, polymer with ethyl 2-propenoate, N-(hydroxymethyl)-2-propenamide, methyl 2-methyl-2-propenoate, 2-propenamide and 2-propenenitrile | 352237 | 73665
2-Propenoic acid, ethyl ester, polymer with 2-ethylhexyl 2-propenoate and 2-methyl-2-propenamide | 352229 | 73666
2-Propenoic acid, 2-methyl-, polymer with ethyl 2-propenoate and 1,1'-(1-methyl-1,3-propanediyl) bis(2-methyl-2-propenoate) | 352211 | 73667
Benzene, 1-[2-[2-(2-chloroethoxy)ethoxy]ethoxy]-4-octyl- | 352203 | 73668
Ethanamine, 2-[2-[bis(2-methylpropyl)phenoxy]ethoxy]-N,N-dimethyl- | 352187 | 73669
Ethanamine, N,N-dimethyl-2-[2-[methylbis(2-methylpropyl)phenoxy]ethoxy]- | 352161 | 73670
Indium, hydroxybis(2,2,2-trifluoroacetato-.kappa.O)- | 352153 | 73671
Sulfamic acid, indium(3+) salt (3:1) | 352146 | 73672
Sulfamic acid, N,N-diethyl-, dodecyl ester | 352138 | 73673
1,3-Benzenedicarboxylic acid, polymer with 1,4-benzenedicarboxylic acid, 1,4-butanediol and hexanedioic acid | 352112 | 73674
Oxazolium, 3-ethyl-2-heptadecyl-4-[(heptadecyloxy)carbonyl]-4,5-dihydro-, ethyl sulfate (1:1) | 352104 | 73675
Oxazolium, 3-ethyl-2-heptadecyl-4,4-bis[(heptadecyloxy)carbonyl]-4,5-dihydro-, ethyl sulfate (1:1) | 352096 | 73676
2-Propenoic acid, telomer with sodium sulfite (1:1) | 352088 | 73677
Butanoic acid, 3-oxo-, 2-[(2-methyl-1-oxo-2-propen-1-yl)oxy]ethyl ester, polymer with butyl 2-propenoate, 2-methyl-2-[(1-oxo-2-propen-1-yl)amino]-1-propanesulfonic acid and sodium 2-methyl-2-[(1-oxo-2-propen-1-yl)amino]-1-propanesulfonate (1:1) | 352070 | 73678
Heptanoic acid, octadecyl ester | 352062 | 73679
1-Propanaminium, N-(2-carboxyethyl)-N,N-dimethyl-3-[methyl[(3,3,4,4,5,5,6,6,7,7,8,8,8-tridecafluorooctyl)sulfonyl]amino]-, inner salt | 352054 | 73680
1-Propanaminium, N-(carboxymethyl)-N,N-dimethyl-3-[methyl[(3,3,4,4,5,5,6,6,7,7,8,8,8-tridecafluorooctyl)sulfonyl]amino]-, inner salt | 352047 | 73681
1,3-Naphthalenedisulfonic acid, 7-[2-[2-methyl-4-[(4-nitrobenzoyl)amino]phenyl]diazenyl]-, sodium salt (1:2) | 346023 | 73682
1,3-Naphthalenedisulfonic acid, 7-[2-[3-methoxy-4-[(sulfomethyl)amino]phenyl]diazenyl]-, sodium salt (1:1) | 346015 | 73683
1,3-Naphthalenedisulfonic acid, 7,7'-[(4,6-dihydroxy-1,3-phenylene)bis(2,1-diazenediyl)]bis- | 345991 | 73684
1,3-Naphthalenedisulfonic acid, 7-[2-(4-amino-3-methoxyphenyl)diazenyl]-, sodium salt (1:2) | 345967 | 73685
Benzenemethanamine, 2-chloro-N-ethyl-N-(3-methylphenyl)- | 345959 | 73686
Titanium, tris(1-hexadecanolato)(2-propanolato)-, (T-4)- | 345942 | 73687
Titanium, (1-hexadecanolato)tris(2-propanolato)-, (T-4)- | 345934 | 73688
Plumbane, tetrakis(1-methylpropyl)- | 345926 | 73689
Titanium, bis(1-hexadecanolato)bis(2-propanolato)-, (T-4)- | 345918 | 73690
Titanium, bis[[2,2',2''-nitrilotris[ethanolato](1-)]bis[[2,2',2''-nitrilotris[ethanolato]](2-)]hexakis(2-propanolato)tri- | 345900 | 73691
Thiazolium, 2-[2-[4-(diethylamino)phenyl]diazenyl]-3-methyl-, (T-4)-tetrachlorozincate(2-) (2:1) | 345892 | 73692
2-Propenoic acid, 3,3,4,4,5,5,6,6,7,7,8,8,9,9,10,10,11,11,12,12,13,13,14,14,15,15,16,16,17,17,18,18,18-tritriacontafluorooctadecyl ester | 345876 | 73693
1,9-Octadecanediol, 1-acetate 9-(hydrogen sulfate), sodium salt (1:1) | 345868 | 73694
1,10-Octadecanediol, 1-acetate 10-(hydrogen sulfate), sodium salt (1:1) | 345850 | 73695
3,6,9,12,15,18,21,24,27-Nonaoxatriacontanoyl fluoride, 2,4,4,5,7,7,8,10,10,11,13,13,14,16,16,17,19,19,20,22,22,23,25,25,26,28,28,29,29,30,30,30-dotriacontafluoro-2,5,8,11,14,17,20,23,26-nonakis(trifluoromethyl)- | 345843 | 73696
1,3,6-Naphthalenetrisulfonic acid, 8-hydroxy-7-[2-[4'-[2-(2-hydroxy-1-naphthalenyl)diazenyl][1,1'-biphenyl]-4-yl]diazenyl]-, lithium salt (1:3) | 345835 | 73697
9,12-Octadecadienoic acid (9Z,12Z)-, dimer, compd. with N,N-dimethylcyclohexanamine (1:1) | 345827 | 73698
9,12-Octadecadienoic acid (9Z,12Z)-, dimer, compd. with 2,2',2''-nitrilotris[ethanol] (1:1) | 345819 | 73699
Cuprate(1-), [2-[(C-chloro-29H,31H-phthalocyanin-C-yl-.kappa.N29,.kappa.N30,.kappa.N31,.kappa.N32)carbonyl]benzoato(3-)]-, hydrogen (1:1) | 345801 | 73700
Carbamic acid, N-(aminoiminomethyl)-N-methyl-, dimethyl deriv., ethyl ester | 345793 | 73701
1,3-Benzenediamine, 4-[2-(3-aminophenyl)diazenyl]-, hydrochloride (1:1) | 345785 | 73702
Oxirane, 2-methyl-, polymer with oxirane, monotridecyl ether | 345777 | 73703
C.I. Direct Yellow 11, lithium salt | 345769 | 73704
Benzenesulfonic acid, hexadecyl(sulfophenoxy)-, sodium salt (1:2) | 345751 | 73705
Phosphonic acid, P-[[3,5-bis(1,1-dimethylethyl)-4-hydroxyphenyl]methyl]-, monoethyl ester, calcium salt (2:1) | 345744 | 73706
Cuprate(1-), [2-[(29H,31H-phthalocyanin-C-yl-.kappa.N29,.kappa.N30,.kappa.N31,.kappa.N32)carbonyl]benzoato(3-)]-, hydrogen (1:1) | 345736 | 73707
1H-Isoindole-1,3(2H)-dione, 2-(9,10-dihydro-4,5-dinitro-9,10-dioxo-1-anthracenyl)- | 345728 | 73708
Ethanol, 2-[2-(tridecyloxy)ethoxy]-, 1-(dihydrogen phosphate) | 345710 | 73709
Phosphoric acid, monodecyl ester, ammonium salt (1:2) | 345702 | 73710
Phosphoric acid, monodecyl ester, ammonium salt (1:1) | 345694 | 73711
1,4-Benzenediamine, N1,N1,N4-tris(1-methylethyl)- | 345686 | 73712
Methanaminium, N-[4-[bis[4-(dimethylamino)phenyl]methylene]-2,5-cyclohexadien-1-ylidene]-N-methyl-, (T-4)-tetrachlorozincate(2-) (2:1) | 345678 | 73713
1,3-Benzenedicarboxylic acid, 1,3-dimethyl ester, polymer with 1,3-dihydro-1,3-dioxo-5-isobenzofurancarboxylic acid, 1,2-ethanediol, 2-ethyl-2-(hydroxymethyl)-1,3-propanediol, 4,4'-methylenebis[benzenamine] and 2-methylenebutanedioic acid | 345660 | 73714
Xanthylium, 9-[2-(ethoxycarbonyl)phenyl]-3,6-bis(ethylamino)-2,7-dimethyl-, 4,5-dihydro-5-oxo-1-(4-sulfophenyl)-4-[2-(4-sulfophenyl)diazenyl]-1H-pyrazole-3-carboxylate (3:1) | 345652 | 73715
Titanium, trihydroxy(octadecanoato-.kappa.O)-, (T-4)-, homopolymer | 345645 | 73716
1H-Benz[de]isoquinoline-1,3(2H)-dione, 6,7-dimethoxy-2-(phenylmethyl)- | 345629 | 73717
Acetic acid, 2-hydroxy-, compd. with 4-[2-(3-aminophenyl)diazenyl]-1,3-benzenediamine (1:1) | 345611 | 73718
1,3-Benzenediamine, 4-[2-(3-aminophenyl)diazenyl]-, acetate (1:1) | 345595 | 73719
Benzenemethanol, 4-amino-.alpha.-(4-amino-2-methylphenyl)-.alpha.-(2-chlorophenyl)-2-methyl- | 345579 | 73720
Poly(oxy-1,2-ethanediyl), .alpha.-sulfo-.omega.-(tetradecen-1-yloxy)-, sodium salt (1:1) | 345553 | 73721
9-Octadecenoic acid (9Z)-, polymer with 1-ethenyl-3-methylbenzene, 1-ethenyl-4-methylbenzene, 2,5-furandione, 1,3-isobenzofurandione and 1,2,3-propanetriol | 345546 | 73722
Poly(oxy-1,2-ethanediyl), .omega.-hydroxy-.omega.'-(sulfooxy)-.alpha.,.alpha.'-[(tetradecen-1-ylimino)di-2,1-ethanediyl]bis-, ammonium salt (1:1) | 345538 | 73723
Hexadecadien-1-ol, 1-(hydrogen sulfate), compd. with 2,2',2''-nitrilotris[ethanol] (1:1) | 345520 | 73724
Hexadecadien-1-ol, 1-(hydrogen sulfate), compd. with 2-(diethylamino)ethanol (1:1) | 345512 | 73725
9-Octadecenoic acid (9Z)-, compd. with N,N-dimethylcyclohexanamine (1:1) | 345504 | 73726
1,4-Cyclohexanedimethanamine, 1-ethyl- | 345496 | 73727
5(4H)-Isoxazolone, 4-[2-(1,3-dihydro-1,3-dimethyl-2H-imidazo[4,5-b]quinoxalin-2-ylidene)ethylidene]-3-phenyl- | 345470 | 73728
3H-Indolium, 2-[3-(1,3-dihydro-1,3,3-trimethyl-2H-indol-2-ylidene)-1-propen-1-yl]-1,3,3-trimethyl-, acetate (1:1) | 345454 | 73729
3H-Indolium, 2-[2-[4-[(2-cyanoethyl)methylamino]phenyl]ethenyl]-1,3,3-trimethyl-, acetate (1:1) | 345439 | 73730
1-Heptanol, 6-methyl-, 1,1'-(hydrogen phosphate), compd. with 2-ethyl-1-hexanamine (1:1) | 345413 | 73731
Carbamic acid, N-(9,10-dihydro-4-hydroxy-9,10-dioxo-1-anthracenyl)-, ethyl ester | 345397 | 73732
Sulfuric acid, monomethyl ester, compd. with 2,2'-(methylimino)bis[ethanol] (1:1) | 345371 | 73733
1,3-Benzenedicarboxylic acid, polymer with 2,2-dimethyl-1,3-propanediol, 2,5-furandione, hexanedioic acid and 1,2-propanediol | 359091 | 73734
1-Propanamine, 3-(triethoxysilyl)-, polymer with 3-[2-(trimethoxysilyl)ethyl]-7-oxabicyclo[4.1.0]heptane | 359083 | 73735
Phenol, 4,4'-(1-methylethylidene)bis-, polymer with 2-(chloromethyl)oxirane, diethoxydimethylsilane, (triethoxysilyl)benzene and 3-(triethoxysilyl)-1-propanamine | 359075 | 73736
1-Propanamine, 3-(triethoxysilyl)-, polymer with diethoxydimethylsilane and (triethoxysilyl)benzene | 359067 | 73737
1,3-Benzenedicarboxylic acid, polymer with 1,6-hexanediol, 1,1'-methylenebis[4-isocyanatocyclohexane] and 2-oxepanone | 359059 | 73738
Phenol, 4,4'-(1-methylethylidene)bis-, polymer with 2-(chloromethyl)oxirane, diethoxydimethylsilane, (triethoxysilyl)benzene, 3-(triethoxysilyl)-1-propanamine and trimethoxymethylsilane | 359042 | 73739
1-Propanamine, 3-(triethoxysilyl)-, polymer with diethoxydimethylsilane, (triethoxysilyl)benzene and trimethoxymethylsilane | 359034 | 73740
2-Oxepanone, polymer with 5-amino-1,3,3-trimethylcyclohexanemethanamine and 1,1'-methylenebis[4-isocyanatocyclohexane] | 359026 | 73741
1,4-Butanediol, polymer with 5-isocyanato-1-(isocyanatomethyl)-1,3,3-trimethylcyclohexane | 359018 | 73742
2-Oxepanone, polymer with 1,4-butanediol, 5-isocyanato-1-(isocyanatomethyl)-1,3,3-trimethylcyclohexane and 1,1'-methylenebis[4-isocyanatocyclohexane] | 359000 | 73743
2-Oxepanone, polymer with hydrazine, .alpha.-hydro-.omega.-hydroxypoly(oxy-1,2-ethanediyl) and 1,1'-methylenebis[4-isocyanatocyclohexane] | 358994 | 73744
2-Oxepanone, polymer with .alpha.-hydro-.omega.-hydroxypoly(oxy-1,2-ethanediyl) and 1,1'-methylenebis[4-isocyanatocyclohexane] | 358978 | 73745
2-Propenoic acid, 2-hydroxyethyl ester, polymer with .alpha.-hydro-.omega.-hydroxypoly(oxy-1,4-butanediyl) and 1,1'-methylenebis[4-isocyanatocyclohexane] | 358960 | 73746
1,3-Benzenedicarboxylic acid, polymer with 1,4-butanediol, decanedioic acid, 1,4-dimethyl 1,4-benzenedicarboxylate and .alpha.-hydro-.omega.-hydroxypoly(oxy-1,4-butanediyl) | 358952 | 73747
Benzoic acid, 4-hexyl-, 4-(2-methylbutoxy)phenyl ester | 358945 | 73748
[1,1'-Biphenyl]-4-carboxamide, 4'-heptyl- | 358937 | 73749
Benzene, 1-bromo-4-(2-methylbutoxy)- | 358911 | 73750
2-Naphthalenecarboxamide, 4-[2-(4-chloro-2-methylphenyl)diazenyl]-3-hydroxy-N-(2-methoxyphenyl)- | 358903 | 73751
2-Naphthalenecarboxamide, N-(4-chloro-2-methoxyphenyl)-3-hydroxy-4-[2-(2-methoxy-5-nitrophenyl)diazenyl]- | 358895 | 73752
2-Naphthalenecarboxamide, 4-[2-[5-(aminocarbonyl)-2-methoxyphenyl]diazenyl]-N-(4-chloro-2-methoxyphenyl)-3-hydroxy- | 358887 | 73753
Acetic acid, 2-[3-(2-methoxy-5-methylphenyl)-1-methyl-2-triazenyl]-, sodium salt (1:1) | 358879 | 73754
Benzoic acid, 2-[3-(2,5-dichlorophenyl)-1-ethyl-2-triazenyl]-5-sulfo-, sodium salt (1:2) | 358861 | 73755
Acetic acid, 2-[3-(5-chloro-2-methylphenyl)-1-methyl-2-triazenyl]-, sodium salt (1:1) | 358853 | 73756
Benzoic acid, 2-[3-[2-chloro-5-(trifluoromethyl)phenyl]-1-ethyl-2-triazenyl]-5-sulfo-, sodium salt (1:2) | 358846 | 73757
Ethanesulfonic acid, 2-[3-(5-chloro-2-methoxyphenyl)-1-methyl-2-triazenyl]-, sodium salt (1:1) | 358838 | 73758
Ethanesulfonic acid, 2-[3-(4-chloro-2-methylphenyl)-1-methyl-2-triazenyl]-, sodium salt (1:1) | 358820 | 73759
Benzenesulfonamide, 4-[2-(5-cyano-1,6-dihydro-2-hydroxy-1,4-dimethyl-6-oxo-3-pyridinyl)diazenyl]-N-hexyl- | 358812 | 73760
Carbamic acid, N,N'-(methylenedi-4,1-cyclohexanediyl)bis-, C,C'-bis(2-oxo-1,2-diphenylethyl) ester | 358804 | 73761
Benzenamine, 4,4'-methylenebis[N-(1-methylpentylidene)- | 358788 | 73762
2-Oxepanone, polymer with 2-ethyl-2-(hydroxymethyl)-1,3-propanediol, .alpha.-hydro-.omega.-hydroxypoly[oxy(methyl-1,2-ethanediyl)] and 1,1'-methylenebis[4-isocyanatocyclohexane] | 358762 | 73763
Hexanedioic acid, polymer with 2-aminoethanol, 1,3-diisocyanatomethylbenzene, 1,2-ethanediol and 2-ethyl-2-(hydroxymethyl)-1,3-propanediol | 358754 | 73764
2-Oxepanone, homopolymer, N,N'-(methyl-1,3-phenylene)bis[carbamate] (2:1), bis[2-[(2-methyl-1-oxo-2-propen-1-yl)oxy]ethyl] ester | 358747 | 73765
1,3-Benzenedicarboxylic acid, polymer with 2-ethyl-2-(hydroxymethyl)-1,3-propanediol, 1,6-hexanediol, .alpha.-hydro-.omega.-hydroxypoly[oxy(methyl-1,2-ethanediyl)], 1,1'-methylenebis[4-isocyanatocyclohexane] and 2-oxepanone | 358739 | 73766
2-Oxepanone, polymer with .alpha.-hydro-.omega.-hydroxypoly[oxy(methyl-1,2-ethanediyl)] and 1,1'-methylenebis[4-isocyanatocyclohexane] | 358721 | 73767
1-Propanaminium, 3-chloro-2-hydroxy-N,N-dimethyl-N-[2-[(2-methyl-1-oxo-2-propen-1-yl)oxy]ethyl]-, nitrate (1:1) | 358713 | 73768
Cyclohexanecarboxylic acid, 4-pentyl-, 4-propoxyphenyl ester, trans- | 358697 | 73769
Cyclohexanecarboxylic acid, 4-butyl-, 4-ethoxyphenyl ester, trans- | 358671 | 73770
Cyclohexanecarboxylic acid, 4-butyl-, 4-methoxyphenyl ester, trans- | 358663 | 73771
Cyclohexanecarboxylic acid, 4-propyl-, 4-ethoxyphenyl ester, trans- | 358655 | 73772
Benzoic acid, 4-(1,1-dimethylethyl)-, compd. with 2,2'-iminobis[ethanol] (1:1) | 358630 | 73773
Glycine, N-ethyl-N-[(1,1,2,2,3,3,4,4,4-nonafluorobutyl)sulfonyl]-, ethyl ester | 358622 | 73774
2-Propenoic acid, 2-methyl-, 2-[methyl[(1,1,2,2,3,3,4,4,5,5,5-undecafluoropentyl)sulfonyl]amino]ethyl ester | 358598 | 73775
1-Propanaminium, N,N,N-trimethyl-3-[[(1,1,2,2,3,3,4,4,5,5,6,6,7,7,7-pentadecafluoroheptyl)sulfonyl]amino]-, iodide (1:1) | 358572 | 73776
2-Propenoic acid, 2-[methyl[(1,1,2,2,3,3,4,4,5,5,5-undecafluoropentyl)sulfonyl]amino]ethyl ester | 358556 | 73777
1-Heptanesulfonamide, N-[3-(dimethylamino)propyl]-1,1,2,2,3,3,4,4,5,5,6,6,7,7,7-pentadecafluoro- | 358531 | 73778
Glycine, N-ethyl-N-[(1,1,2,2,3,3,4,4,5,5,5-undecafluoropentyl)sulfonyl]-, potassium salt (1:1) | 358515 | 73779
2-Propenoic acid, 2-[methyl[(2,2,3,3,4,4,5,5,6,6,7,7,7-tridecafluoroheptyl)sulfonyl]amino]ethyl ester | 352039 | 73780
2-Propenoic acid, 2-[[(2,2,3,3,4,4,5,5,6,6,7,7,8,8,9,9,9-heptadecafluorononyl)sulfonyl]methylamino]ethyl ester | 352021 | 73781
2-Propenoic acid, 2-[[(2,2,3,3,4,4,5,5,6,6,7,7,8,8,9,9,10,10,11,11,11-eicosafluoroundecyl)sulfonyl]methylamino]ethyl ester | 352013 | 73782
2-Propenoic acid, 2-[methyl[(2,2,3,3,4,4,5,5,6,6,7,7,8,8,9,9,10,10,11,11,12,12,13,13,13-pentacosafluorotridecyl)sulfonyl]amino]ethyl ester | 352005 | 73783
1-Octen-3-ol, 3-methyl-, 3-acetate | 351999 | 73784
3-Octanol, 3-methyl-, 3-acetate | 351981 | 73785
Poly[oxy(methyl-1,2-ethanediyl)], .alpha.-hydro-.omega.-hydroxy-, polymer with 5-isocyanato-1-(isocyanatomethyl)-1,3,3-trimethylcyclohexane and 1,1'-methylenebis[4-isocyanatobenzene] | 351973 | 73786
Sulfonium, triphenyl-, 1,1,1-trifluoromethanesulfonate (1:1) | 351965 | 73787
Aluminum, bis(formato-.kappa.O)hydro- | 351957 | 73788
1,3-Isobenzofurandione, polymer with 2,5-furandione, 2,2'-oxybis[ethanol], oxybis[propanol] and 1,2-propanediol | 351940 | 73789
2-Propenoic acid, 2-methyl-, butyl ester, polymer with butyl 2-propenoate, ethenylbenzene, methyl 2-methyl-2-propenoate, 2-methyl-2-[(1-oxo-2-propen-1-yl)amino]-1-propanesulfonic acid, 1,2-propanediol mono-2-propenoate and 2-propenoic acid, compd. with 2-(dimethylamino)ethanol | 351932 | 73790
2-Propenoic acid, 2-methyl-, polymer with ethenylbenzene, ethyl 2-propenoate, 2-methyl-2-[(1-oxo-2-propen-1-yl)amino]-1-propanesulfonic acid and 1,2-propanediol mono(2-methyl-2-propenoate) | 351916 | 73791
2-Propenoic acid, 2-methyl-, telomer with tert-dodecanethiol, ethenylbenzene and ethyl 2-propenoate | 351908 | 73792
2-Propenoic acid, 2-methyl-, telomer with N-(butoxymethyl)-2-propenamide, tert-dodecanethiol, ethenylbenzene and methyl 2-methyl-2-propenoate | 351890 | 73793
1-Propanaminium, N,N,N-trimethyl-3-[(1-oxo-2-propen-1-yl)amino]-, chloride (1:1), polymer with diethenylbenzene and 1,1'-[oxybis(2,1-ethanediyloxy)]bis[ethene] | 351882 | 73794
2-Propenoic acid, 2-methyl-, polymer with butyl 2-propenoate, ethenylbenzene, 2-hydroxyethyl 2-propenoate and 2-methyl-2-[(1-oxo-2-propen-1-yl)amino]-1-propanesulfonic acid, compd. with 1,1'-iminobis[2-propanol] | 351874 | 73795
Ethanol, 2,2'-iminobis-, 1,1'-diacetate | 345363 | 73796
Ethanaminium, N-[4-[bis[4-(diethylamino)phenyl]methylene]-2,5-cyclohexadien-1-ylidene]-N-ethyl-, (T-4)-tetrachlorozincate(2-) (2:1) | 345355 | 73797
Cuprate(4-), [.mu.-[[3,3'-[[3,3'-di(hydroxy-.kappa.O)[1,1'-biphenyl]-4,4'-diyl]bis(2,1-diazenediyl-.kappa.N1)]bis[5-amino-4-(hydroxy-.kappa.O)-2,7-naphthalenedisulfonato]](8-)]]di-, hydrogen, compd. with morpholine (1:4:4) | 345348 | 73798
Tetradecen-1-ol, 1-(hydrogen sulfate), compd. with 2,2',2''-nitrilotris[ethanol] (1:1) | 345330 | 73799
Tetradecen-1-ol, 1-(hydrogen sulfate), compd. with 2-(diethylamino)ethanol (1:1) | 345314 | 73800
1H-Imidazo[4,5-b]quinoxalinium, 2-[2-(1-methoxy-2-phenyl-1H-indol-3-yl)ethenyl]-1,3-di-2-propen-1-yl-, 4-methylbenzenesulfonate (1:1) | 345306 | 73801
Sulfuric acid, monodecyl ester, compd. with N,N-diethylcyclohexanamine (1:1) | 345298 | 73802
Sulfuric acid, monodecyl ester, compd. with 2,2'-iminobis[ethanol] (1:1) | 345280 | 73803
3H-Indolium, 1,3,3-trimethyl-2-[(2-methyl-2-phenylhydrazinylidene)methyl]-, sulfate (1:1) | 345264 | 73804
1H-Naphth[2,3-f]isoindole-1,3,5,10(2H)-tetrone, 4,11-diamino-2-ethyl- | 345256 | 73805
3-Cyclopentene-1-butanol, .alpha.,.beta.,2,2,3-pentamethyl- | 345249 | 73806
4-Hexen-3-one, 6-(2,2,3-trimethyl-3-cyclopenten-1-yl)- | 345231 | 73807
3-Penten-2-one, 3-methyl-5-(2,2,3-trimethyl-3-cyclopenten-1-yl)- | 345223 | 73808
Copper, [N,N'-bis(2-cyanoethyl)-N,N',N'',N'''-tetrakis[2-[(2-cyanoethyl)amino]ethyl]-29H,31H-phthalocyanine-C,C,C,C-tetrasulfonamidato(2-)-.kappa.N29,.kappa.N30,.kappa.N31,.kappa.N32]- | 345215 | 73809
Carbamic acid, N-(3-isocyanatomethylphenyl)-, C,C'-(1,4-butanediyl) ester | 345207 | 73810
Carbamic acid, N-[methyl-3-[[[[(1-methylpropylidene)amino]oxy]carbonyl]amino]phenyl]-, C,C'-(1-methyl-1,3-propanediyl) ester | 345199 | 73811
Imidodicarbonic diamide, 2,2'-[methylenebis(2-chloro-4,1-phenylene)]bis[N,N'-bis(3-isocyanatomethylphenyl)- | 345181 | 73812
6-Benzothiazolesulfonic acid, 2-amino-, compd. with 2,2',2''-nitrilotris[ethanol] (1:1) | 345173 | 73813
Poly[oxy(methyl-1,2-ethanediyl)], .alpha.-[[[methyl-3-[[[[(1-methylpropylidene)amino]oxy]carbonyl]amino]phenyl]amino]carbonyl]-.omega.-[[[[methyl-3-[[[[(1-methylpropylidene)amino]oxy]carbonyl]amino]phenyl]amino]carbonyl]oxy]- | 345165 | 73814
Poly(oxy-1,4-butanediyl), .alpha.-hydro-.omega.-hydroxy-, polymer with 1,3-diisocyanatomethylbenzene and 1,1'-methylenebis[4-isocyanatocyclohexane] | 345157 | 73815
Poly[oxy(methyl-1,2-ethanediyl)], .alpha.,.alpha.',.alpha.''-1,2,3-propanetriyltris[.omega.-[[[[4-[(4-isocyanatophenyl)methyl]phenyl]amino]carbonyl]oxy]- | 345140 | 73816
Poly(oxy-1,4-butanediyl), .alpha.-hydro-.omega.-hydroxy-, polymer with 1,1'-methylenebis[4-isocyanatobenzene] and .alpha.,.alpha.',.alpha.''-1,2,3-propanetriyltris[.omega.-hydroxypoly[oxy(methyl-1,2-ethanediyl)]] | 345132 | 73817
Poly(oxy-1,2-ethanediyl), .omega.-hydroxy-.omega.'-(sulfooxy)-.alpha.,.alpha.'-[(octadecen-1-ylimino)di-2,1-ethanediyl]bis-, ammonium salt (1:1) | 345124 | 73818
Poly(oxy-1,2-ethanediyl), .alpha.,.alpha.'-[(octadecadien-1-ylimino)di-2,1-ethanediyl]bis[.omega.-(sulfooxy)-, ammonium salt (1:2) | 345116 | 73819
Poly(oxy-1,2-ethanediyl), .omega.-hydroxy-.omega.'-(sulfooxy)-.alpha.,.alpha.'-[(octadecadien-1-ylimino)di-2,1-ethanediyl]bis-, ammonium salt (1:1) | 345108 | 73820
Poly(oxy-1,2-ethanediyl), .alpha.,.alpha.'-[(hexadecen-1-ylimino)di-2,1-ethanediyl]bis[.omega.-(sulfooxy)-, ammonium salt (1:2) | 345090 | 73821
Poly(oxy-1,2-ethanediyl), .omega.-hydroxy-.omega.'-(sulfooxy)-.alpha.,.alpha.'-[(hexadecen-1-ylimino)di-2,1-ethanediyl]bis-, ammonium salt (1:1) | 345082 | 73822
Poly(oxy-1,2-ethanediyl), .alpha.,.alpha.'-[(tetradecen-1-ylimino)di-2,1-ethanediyl]bis[.omega.-(sulfooxy)-, ammonium salt (1:2) | 345074 | 73823
Poly(oxy-1,2-ethanediyl), .alpha.-sulfo-.omega.-(hexadecen-1-yloxy)-, sodium salt (1:1) | 345066 | 73824
Poly(oxy-1,2-ethanediyl), .alpha.-hexadecen-1-yl-.omega.-hydroxy- | 345058 | 73825
Poly(oxy-1,2-ethanediyl), .alpha.-sulfo-.omega.-(hexadecadien-1-yloxy)-, sodium salt (1:1) | 345041 | 73826
Poly(oxy-1,2-ethanediyl), .alpha.,.alpha.'-[(octadecen-1-ylimino)di-2,1-ethanediyl]bis[.omega.-(sulfooxy)-, ammonium salt (1:2) | 345033 | 73827
1-Octadecanol, 3,3,4,4,5,5,6,6,7,7,8,8,9,9,10,10,11,11,12,12,13,13,14,14,15,15,16,16,17,17,18,18,18-tritriacontafluoro- | 345025 | 73828
2-Propenoic acid, 2-methyl-, 3,3,4,4,5,5,6,6,7,7,8,8,9,9,10,10,11,11,12,12,13,13,14,14,15,15,16,16,17,17,18,18,19,19,20,20,20-heptatriacontafluoroeicosyl ester | 345017 | 73829
1-Eicosanol, 3,3,4,4,5,5,6,6,7,7,8,8,9,9,10,10,11,11,12,12,13,13,14,14,15,15,16,16,17,17,18,18,19,19,20,20,20-heptatriacontafluoro- | 345009 | 73830
2-Propenoic acid, 3,3,4,4,5,5,6,6,7,7,8,8,9,9,10,10,11,11,12,12,13,13,14,14,15,15,16,16,17,17,18,18,19,19,20,20,20-heptatriacontafluoroeicosyl ester | 344994 | 73831
Eicosane, 1,1,1,2,2,3,3,4,4,5,5,6,6,7,7,8,8,9,9,10,10,11,11,12,12,13,13,14,14,15,15,16,16,17,17,18,18-heptatriacontafluoro-20-iodo- | 344986 | 73832
1-Tetradecanol, 1-(hydrogen sulfate), compd. with N,N-diethylcyclohexanamine (1:1) | 344978 | 73833
1-Tetradecanol, 1-(hydrogen sulfate), compd. with 2,2'-iminobis[ethanol] (1:1) | 344960 | 73834
.beta.-Alanine, N-tetradecyl-, compd. with 2,2'-iminobis[ethanol] (1:1) | 344952 | 73835
2,7-Naphthalenedisulfonic acid, 5-amino-3-[2-[4-[2-[4-[2-(7-amino-1-hydroxy-3-sulfo-2-naphthalenyl)diazenyl]-2-sulfophenyl]ethenyl]-3-sulfophenyl]diazenyl]-4-hydroxy-, sodium salt (1:1) | 344937 | 73836
2-Propenoic acid, 2-methyl-, 3,3,4,4,5,5,6,6,7,7,8,8,9,9,10,10,11,11,12,12,12-heneicosafluorododecyl ester, polymer with 3,3,4,4,5,5,6,6,7,7,8,8,9,9,10,10,10-heptadecafluorodecyl 2-methyl-2-propenoate, methyl 2-methyl-2-propenoate, 3,3,4,4,5,5,6,6,7,7,8,8,9,9,10,10,11,11,12,12,13,13,14,14,14-pentacosafluorotetradecyl 2-methyl-2-propenoate and 3,3,4,4,5,5,6,6,7,7,8,8,8-tridecafluorooctyl 2-methyl-2-propenoate | 344929 | 73837
Ethanesulfonamide, N-butyl-2-[1-[difluoro[(1,2,2-trifluoroethenyl)oxy]methyl]-1,2,2,2-tetrafluoroethoxy]-1,1,2,2-tetrafluoro-, polymer with 1,1,2,2-tetrafluoroethene | 344911 | 73838
7-Benzothiazolesulfonic acid, 2-[2-(2,3-dihydro-1,3-dioxo-1H-inden-2-yl)-6-quinolinyl]-6-methyl-, lithium salt (1:1) | 344903 | 73839
.beta.-Alanine, N-dodecyl-, compd. with 2,2'-iminobis[ethanol] (1:1) | 344895 | 73840
Disulfide, 3,4-dimethylphenyl 3,5-dimethylphenyl | 344887 | 73841
Disulfide, 2,6-dimethylphenyl 3,5-dimethylphenyl | 344879 | 73842
Disulfide, 2,5-dimethylphenyl 3,5-dimethylphenyl | 344853 | 73843
Disulfide, 2,4-dimethylphenyl 3,5-dimethylphenyl | 344838 | 73844
Benzoic acid, 2-hydroxy-5-[2-[4-[[[[4-[2-(3-sulfophenyl)diazenyl]phenyl]amino]carbonyl]amino]phenyl]diazenyl]- | 344820 | 73845
1H-Pyrazole-3-carboxylic acid, 4-[2-[4-[[4-[2-[3-carboxy-4,5-dihydro-1-(3-nitrophenyl)-5-oxo-1H-pyrazol-4-yl]diazenyl]benzoyl]amino]phenyl]diazenyl]-4,5-dihydro-1-(3-nitrophenyl)-5-oxo-, sodium salt (1:2) | 344812 | 73846
Spiro[cyclohexane-1,2'-[1,3]dioxolo[4,5-f]benzothiazolium], 7'-ethyl-6'-[2-[(7'-ethylspiro[cyclohexane-1,2'-[1,3]dioxolo[4,5-f]benzothiazol]-6'(7'H)-ylidene)methyl]-1-buten-1-yl]-, iodide (1:1) | 344788 | 73847
Poly(oxy-1,2-ethanediyl), .alpha.,.alpha.'-[(docosylmethyliminio)di-2,1-ethanediyl]bis[.omega.-hydroxy-, methyl sulfate (1:1) | 344770 | 73848
Poly(oxy-1,2-ethanediyl), .alpha.,.alpha.'-[(methyl-9-octadecen-1-yliminio)di-2,1-ethanediyl]bis[.omega.-hydroxy-, methyl sulfate (1:1) | 344762 | 73849
1-Heptanesulfonamide, N-ethyl-1,1,2,2,3,3,4,4,5,5,6,6,7,7,7-pentadecafluoro-N-[3-(trichlorosilyl)propyl]- | 358499 | 73850
1-Hexanesulfonamide, 1,1,2,2,3,3,4,4,5,5,6,6,6-tridecafluoro-N-2-propen-1-yl- | 358473 | 73851
Hexanedioic acid, polymer with 4,4'-(1-methylethylidene)bis[phenol] and 2,2'-[(1-methylethylidene)bis(4,1-phenyleneoxymethylene)]bis[oxirane] | 358465 | 73852
1,4-Benzenedicarboxylic acid, polymer with 1,2-cyclohexanedicarboxylic acid, 1,2-ethanediol and 2,2'-oxybis[ethanol] | 358457 | 73853
Methanesulfonic acid, [(1-oxo-2-propen-1-yl)amino]-, sodium salt (1:1), polymer with N-[(dimethylamino)methyl]-2-propenamide and 2-propenamide | 358440 | 73854
Poly(oxy-1,2-ethanediyl), .alpha.-(phenylsulfonyl)-.omega.-methoxy- | 358432 | 73855
Cyclohexanesulfonic acid, decafluoro(pentafluoroethyl)-, potassium salt (1:1) | 358424 | 73856
Cyclohexane, 3-ethoxy-1,1,5-trimethyl- | 358408 | 73857
Dibenzofuran, 1,2,3,4,6,7,8-heptachloro- | 358382 | 73858
1,3-Propanediol, 2-ethyl-2-(hydroxymethyl)-, polymer with .alpha.-hydro-.omega.-hydroxypoly(oxy-1,2-ethanediyl) and 1,1'-methylenebis[4-isocyanatocyclohexane] | 358374 | 73859
Aluminum cerium magnesium terbium oxide | 358358 | 73860
Ethanaminium, N,N,N-trimethyl-2-[(2-methyl-1-oxo-2-propen-1-yl)oxy]-, chloride (1:1), polymer with 2-methyl-2-propenamide | 358341 | 73861
3H-Naphtho[1,2,3-de]quinoline-2,7-dione, 6-bromo-4-methyl-1-phenyl- | 358333 | 73862
Benzenesulfonamide, 4-amino-N-hexyl- | 358325 | 73863
1,3-Benzenedicarboxylic acid, polymer with 2,2-dimethyl-1,3-propanediol, 1,6-hexanediol, 2-(hydroxymethyl)-2-methyl-1,3-propanediol and 1,3-isobenzofurandione | 358317 | 73864
1,3-Benzenedicarboxylic acid, polymer with 2,2-dimethyl-1,3-propanediol, 1,6-hexanediol and 1,3-isobenzofurandione | 358309 | 73865
2(1H)-Pyrimidinone, tetrahydro-5,5-dimethyl-, [3-[4-(trifluoromethyl)phenyl]-1-[2-[4-(trifluoromethyl)phenyl]ethenyl]-2-propenylidene]hydrazone | 358291 | 73866
1,2-Ethanediol, polymer with 2-methyloxirane and oxirane | 358283 | 73867
5-Decen-1-ol, 1-acetate, (5Z)- | 358275 | 73868
Oxirane, 2-methyl-, polymer with oxirane, mono(hydrogen sulfate), sodium salt | 358267 | 73869
Phosphoric acid, 3-chloro-2,2-dimethylpropyl bis(dichloropropyl) ester | 358259 | 73870
Bicyclo[2.2.2]oct-5-ene-2-carboxylic acid, 1-methyl-4-(1-methylethyl)-, methyl ester | 358242 | 73871
1,4-Benzenedicarboxylic acid, 1,4-dimethyl ester, polymer with 1,2-ethanediol, 2,2'-[1,2-ethanediylbis(oxy)]bis[ethanol] and 1,3,5-tris(2-hydroxyethyl)-1,3,5-triazine-2,4,6(1H,3H,5H)-trione | 358234 | 73872
1-Naphthalenesulfonamide, 6-diazo-5,6-dihydro-N-(4-hydroxyphenyl)-5-oxo- | 358226 | 73873
1-Butanol, 2,2-bis[(2-propen-1-yloxy)methyl]-, 1-acetate | 358218 | 73874
2-Propenoic acid, 2-methyl-, polymer with butyl 2-methyl-2-propenoate, 2-(dimethylamino)ethyl 2-methyl-2-propenoate and methyl 2-methyl-2-propenoate | 358200 | 73875
Hexanedioic acid, polymer with 2,2-dimethyl-1,3-propanediol, 2,5-furandione and 1,3-isobenzofurandione | 358192 | 73876
2-Propenoic acid, 2-methyl-, polymer with butyl 2-propenoate, ethenylbenzene, ethyl 2-propenoate, methyl 2-methyl-2-propenoate and 1,2-propanediol mono(2-methyl-2-propenoate) | 358184 | 73877
Benzenemethanol, 4-(1,1-dimethylethyl)-, 1-acetate | 358176 | 73878
Benzoic acid, 4-(dimethylamino)-, 2-butoxyethyl ester | 358168 | 73879
9-Octadecenoic acid (9Z)-, 1,1'-[(dibutylstannylene)bis(thio-2,1-ethanediyl)] ester | 358150 | 73880
9-Octadecenoic acid (9Z)-, 1,1',1''-[(butylstannylidyne)tris(thio-2,1-ethanediyl)] ester | 358143 | 73881
1-Hexanol, 3,5,5-trimethyl-, 1-formate | 358135 | 73882
Chromate(1-), bis[2,4-dihydro-4-[2-[2-(hydroxy-.kappa.O)-5-nitrophenyl]diazenyl-.kappa.N1]-5-methyl-2-phenyl-3H-pyrazol-3-onato(2-)-.kappa.O3]-, sodium (1:1) | 358127 | 73883
Chromium, [3-[2-[4,5-dihydro-3-methyl-5-(oxo-.kappa.O)-1-phenyl-1H-pyrazol-4-yl]diazenyl-.kappa.N1]-2-(hydroxy-.kappa.O)-5-nitrobenzenesulfonato(3-)]- | 358119 | 73884
Decanoic acid, 2-acetyl-3-oxo-, ethyl ester | 358101 | 73885
4a,9a-Epoxy-1,4-methanoanthracene-9,10-dione, 1,2,3,4-tetrahydro- | 358093 | 73886
Cuprate(2-), [29H,31H-phthalocyanine-C,C-disulfonato(4-)-.kappa.N29,.kappa.N30,.kappa.N31,.kappa.N32]-, barium (1:1) | 358085 | 73887
2-Propenoic acid, butyl ester, telomer with 1,4-diethenylbenzene, 1-dodecanethiol and ethenylbenzene | 358077 | 73888
Benzenepropanoic acid, .alpha.-cyano-4-nitro-.beta.-oxo-, methyl ester | 358051 | 73889
Benzenesulfonamide, 4-[(4-ethoxyphenyl)amino]-N,N-dimethyl-3-nitro- | 358036 | 73890
Benzenesulfonyl fluoride, 3-[[[6-chloro-5-hydroxy-8-[2-[2-(methylsulfonyl)-4-nitrophenyl]diazenyl]-1-naphthalenyl]amino]sulfonyl]- | 358010 | 73891
Benzenediazonium, 2-methoxy-4-(phenylamino)-, chloride (1:1), polymer with formaldehyde | 357996 | 73892
Phosphonic acid, P-methyl-, dimethyl ester, polymer with tris(2-chloroethyl) phosphate | 357988 | 73893
Propanamide, N-(2-mercaptoethyl)- | 357970 | 73894
Poly(oxy-1,2-ethanediyl), .alpha.,.alpha.',.alpha.''-(nitrilotri-2,1-ethanediyl)tris[.omega.-hydroxy-, polymer with 1,3-diisocyanatomethylbenzene | 357954 | 73895
Benzenediazonium, 4-(phenylamino)-, (T-4)-tetrachlorozincate(2-) (2:1), polymer with formaldehyde | 357947 | 73896
Cyclohexanecarboxylic acid, 4-heptyl-, 4'-cyano[1,1'-biphenyl]-4-yl ester, trans- | 357939 | 73897
Cyclohexanecarboxylic acid, 4-ethyl-, 4'-cyano[1,1'-biphenyl]-4-yl ester, trans- | 357921 | 73898
Phosphonic acid, P,P'-[(methylimino)bis(methylene)]bis-, P,P,P',P'-tetraethyl ester | 357913 | 73899
9-Octadecenoic acid (9Z)-, compd. with .alpha.,.alpha.'-[[(9Z)-9-octadecen-1-ylimino]di-2,1-ethanediyl]bis[.omega.-hydroxypoly(oxy-1,2-ethanediyl)] (1:1) | 344754 | 73900
2-Propenoic acid, 2-methyl-, 2-(diethylamino)ethyl ester, acetate (1:1), polymer with hexadecyl 2-methyl-2-propenoate and octadecyl 2-methyl-2-propenoate | 344747 | 73901
Titanate(2-), dihydroxybis[2-(hydroxy-.kappa.O)propanoato(2-)-.kappa.O]-, ammonium (1:2) | 344739 | 73902
Cuprate(2-), bis[2-[2-[2-(hydroxy-.kappa.O)-3-[[(4-methoxyphenyl)amino]carbonyl]-1-naphthalenyl]diazenyl-.kappa.N1]-4-nitrobenzoato(2-)-.kappa.O]-, hydrogen (1:2) | 344721 | 73903
Phenol, 4-methyl-, polymer with diethenylbenzene and 1-ethenyl-4-ethylbenzene | 344713 | 73904
Naphth[2,1-d]oxazolium, 3-ethyl-2-[3-(3-ethylnaphth[2,1-d]oxazol-2(3H)-ylidene)-1-propen-1-yl]-, bromide (1:1) | 344697 | 73905
Cyclohexanamine, N,N-diethyl-, sulfate (2:1) | 344671 | 73906
Disulfide, 2,3-dimethylphenyl 3,5-dimethylphenyl | 344655 | 73907
Disulfide, 2,3-dimethylphenyl 2,6-dimethylphenyl | 344630 | 73908
Disulfide, 2,3-dimethylphenyl 2,4-dimethylphenyl | 344622 | 73909
Phenol, 2-[[[[2-[[(2-hydroxyphenyl)methylene]amino]cyclopentyl]methyl]imino]methyl]- | 344606 | 73910
Dinaphtho[1',2',3':3,4;3'',2'',1'':9,10]perylo[1,12-def][1,3]oxazepine | 344598 | 73911
Disulfide, 2,4-dimethylphenyl 3,4-dimethylphenyl | 344580 | 73912
Disulfide, 2,4-dimethylphenyl 2,6-dimethylphenyl | 344572 | 73913
Disulfide, 2,4-dimethylphenyl 2,5-dimethylphenyl | 344564 | 73914
Ethanol, 2-[2-(tridecyloxy)ethoxy]-, 1,1'-(hydrogen phosphate) | 344556 | 73915
1,3-Benzenediol, 2,4-bis[2-(4-dodecylphenyl)diazenyl]- | 344549 | 73916
Benzenamine, 4,4'-methylenebis[2-[(4-aminophenyl)methyl]- | 344531 | 73917
2,4(1H,3H)-Pyrimidinedione, 3-(1,1-dimethylethyl)-6-methyl-, sodium salt (1:1) | 344523 | 73918
Ethanol, 2,2'-iminobis-, 2-hydroxy-1,2,3-propanetricarboxylate (3:1) | 344515 | 73919
2-Propenoic acid, 3-[4-[bis[2-(benzoyloxy)ethyl]amino]phenyl]-2-cyano-, ethyl ester | 344507 | 73920
.beta.-Alanine, N-[5-(acetylamino)-2-methoxyphenyl]-, methyl ester | 344499 | 73921
Carbamic acid, N,N'-[carbonylbis(imino-4,1-phenylenemethylene-4,1-phenylene)]bis-, C,C'-diphenyl ester | 344481 | 73922
Carbamic acid, N-[(dimethylamino)iminomethyl]-N-methyl-, ethyl ester, hydrochloride (1:1) | 344473 | 73923
Poly(oxy-1,2-ethanediyl), .alpha.,.alpha.'-[(hexadecylmethyliminio)di-2,1-ethanediyl]bis[.omega.-hydroxy-, methyl sulfate (1:1) | 344465 | 73924
Poly(oxy-1,2-ethanediyl), .alpha.-sulfo-.omega.-(tetradecyloxy)- | 344457 | 73925
1,4-Benzenedicarboxylic acid, 1,4-dimethyl ester, polymer with 1,4-butanediol, 1,9-dimethyl nonanedioate and 1,2-ethanediol | 344440 | 73926
Hexanedioic acid, 1,6-dimethyl ester, polymer with 1,4-dimethyl butanedioate, 1,5-dimethyl pentanedioate and 2,2,4-trimethyl-1,3-pentanediol | 344432 | 73927
2-Propanol, 1,1'-(octadecen-1-ylimino)bis- | 344424 | 73928
2-Propanol, 1,1'-(octadecadien-1-ylimino)bis- | 344416 | 73929
9,12-Octadecadienoic acid (9Z,12Z)-, dimer, compd. with .alpha.,.alpha.'-[[(9Z)-9-octadecen-1-ylimino]di-2,1-ethanediyl]bis[.omega.-hydroxypoly(oxy-1,2-ethanediyl)] (1:1) | 344408 | 73930
2-Propenoic acid, 2-methyl-, methyl ester, polymer with 2-(1-oxa-4-azaspiro[4.5]dec-7-yl)ethyl 2-methyl-2-propenoate | 344390 | 73931
2-Propenoic acid, 2-methyl-, 2-(diethylamino)ethyl ester, polymer with ethenylbenzene and tridecyl 2-methyl-2-propenoate | 344382 | 73932
2-Propenoic acid, 2-methyl-, 2-(diethylamino)ethyl ester, polymer with tridecyl 2-methyl-2-propenoate | 344374 | 73933
2-Propenoic acid, 2-methyl-, decyl ester, polymer with 2-(diethylamino)ethyl 2-methyl-2-propenoate, dodecyl 2-methyl-2-propenoate, hexadecyl 2-methyl-2-propenoate, octadecyl 2-methyl-2-propenoate and tetradecyl 2-methyl-2-propenoate | 344366 | 73934
Poly(oxy-1,2-ethanediyl), .alpha.,.alpha.'-[(heptadecylimino)di-2,1-ethanediyl]bis[.omega.-(sulfooxy)-, ammonium salt (1:2) | 344358 | 73935
Poly(oxy-1,2-ethanediyl), .omega.-hydroxy-.omega.'-(sulfooxy)-.alpha.,.alpha.'-[(heptadecylimino)di-2,1-ethanediyl]bis-, ammonium salt (1:1) | 344341 | 73936
Poly(oxy-1,2-ethanediyl), .alpha.,.alpha.'-[(eicosylmethyliminio)di-2,1-ethanediyl]bis[.omega.-hydroxy-, methyl sulfate (1:1) | 344333 | 73937
Poly(oxy-1,2-ethanediyl), .alpha.-sulfo-.omega.-(decyloxy)- | 344325 | 73938
Poly(oxy-1,4-butanediyl), .alpha.-[[[4-[(4-isocyanatophenyl)methyl]phenyl]amino]carbonyl]-.omega.-[[[[4-[(4-isocyanatophenyl)methyl]phenyl]amino]carbonyl]oxy]- | 344317 | 73939
Poly(oxy-1,4-butanediyl), .alpha.-[[[4-[(4-isocyanatocyclohexyl)methyl]cyclohexyl]amino]carbonyl]-.omega.-[[[[4-[(4-isocyanatocyclohexyl)methyl]cyclohexyl]amino]carbonyl]oxy]- | 344309 | 73940
1,3-Isobenzofurandione, polymer with 2-ethyl-2-(hydroxymethyl)-1,3-propanediol, 2-ethylhexyl ester | 344291 | 73941
Octadecanamide, N-(hydroxymethyl)-, polymer with formaldehyde and 1,3,5-triazine-2,4,6-triamine | 344283 | 73942
Hexadecanamide, N-(hydroxymethyl)-, polymer with formaldehyde and 1,3,5-triazine-2,4,6-triamine | 344275 | 73943
Ethanesulfonic acid, 2-[1-[difluoro[(1,2,2-trifluoroethenyl)oxy]methyl]-1,2,2,2-tetrafluoroethoxy]-1,1,2,2-tetrafluoro-, potassium salt (1:1), polymer with 1,1,2,2-tetrafluoroethene | 344267 | 73944
2-Propanol, 1,1'-(decylimino)bis- | 344242 | 73945
Propanoic acid, 3-mercapto-, potassium salt (1:1) | 344234 | 73946
Poly(oxy-1,2-ethanediyl), .alpha.-sulfo-.omega.-[(9Z,12Z)-9,12-octadecadien-1-yloxy]-, sodium salt (1:1) | 344226 | 73947
Poly(oxy-1,2-ethanediyl), .alpha.,.alpha.'-[(octadecylimino)di-2,1-ethanediyl]bis[.omega.-(sulfooxy)-, ammonium salt (1:2) | 344218 | 73948
Poly(oxy-1,2-ethanediyl), .omega.-hydroxy-.omega.'-(sulfooxy)-.alpha.,.alpha.'-[(octadecylimino)di-2,1-ethanediyl]bis-, ammonium salt (1:1) | 344200 | 73949
Poly(oxy-1,2-ethanediyl), .omega.-hydroxy-.omega.'-(sulfooxy)-.alpha.,.alpha.'-[(tetradecylimino)di-2,1-ethanediyl]bis-, ammonium salt (1:1) | 344192 | 73950
Poly(oxy-1,2-ethanediyl), .alpha.,.alpha.'-[(tetradecylimino)di-2,1-ethanediyl]bis[.omega.-(sulfooxy)-, ammonium salt (1:2) | 344184 | 73951
Benzoic acid, 2-[2-[3-[[(2-ethoxyphenyl)amino]carbonyl]-2-hydroxy-1-naphthalenyl]diazenyl]-, butyl ester | 344168 | 73952
Benzamide, N-[5-[2-[4-[bis[2-(benzoyloxy)ethyl]amino]phenyl]diazenyl]-2-[2-[2-methyl-4-[2-(2-methylphenyl)diazenyl]phenyl]diazenyl]phenyl]- | 344143 | 73953
Poly[oxy(methyl-1,2-ethanediyl)], .alpha.-sulfo-.omega.-(dodecyloxy)-, sodium salt (1:1) | 340687 | 73954
2(3H)-Furanone, 5-(1Z)-1-decen-1-yldihydro-, (5R)- | 340679 | 73955
L-Aspartic acid, homopolymer, potassium salt | 340661 | 73956
Benzenesulfonic acid, pentadecyl-, potassium salt (1:1) | 340646 | 73957
Benzenesulfonic acid, hexadecyl-, potassium salt (1:1) | 340638 | 73958
1,2-Benzenedicarboxylic acid, polymer with (2Z)-2-butenedioic acid and ethenylbenzene | 340620 | 73959
Hexadecanoic acid, compd. with 2,2'-iminobis[ethanol] (1:1) | 340612 | 73960
Propane, 1,1-dichloro-1,3,3,3-tetrafluoro- | 340604 | 73961
Nonanoic acid, 1,1'-[2-[[3-[(1-oxononyl)oxy]-2,2-bis[[(1-oxononyl)oxy]methyl]propoxy]methyl]-2-[[(1-oxononyl)oxy]methyl]-1,3-propanediyl] ester | 340596 | 73962
L-Cystine, sodium salt (1:2) | 340588 | 73963
Acetic acid, [(3,5,6-trichloro-2-pyridinyl)oxy]-, 2-butoxyethyl ester | 340570 | 73964
2-Naphthalenesulfonic acid, 7-amino-4-hydroxy-3-[2-[4-[(4-sulfophenyl)azo]phenyl]diazenyl]-, compd. with 2,2',2''-nitrilotris[ethanol] (1:2) | 340562 | 73965
2-Naphthalenesulfonic acid, 7,7'-(carbonyldiimino)bis[4-hydroxy-3-[2-(6-sulfo-2-naphthalenyl)diazenyl]-, compd. with 2,2',2''-[nitrilotris(2,1-ethanediyloxy)]tris[ethanol] (1:3) | 340554 | 73966
2-Butenedioic acid (2E)-, polymer with 1,3-butadiene, ethenylbenzene and 1-ethenyl-2-pyrrolidinone | 340539 | 73967
16,18-Pentatriacontanedione | 340521 | 73968
Butanedioic acid, 2-(octadecen-1-yl)-, 1,4-bis[2-[bis(2-hydroxyethyl)amino]ethyl] ester | 340513 | 73969
2,5-Furandione, dihydro-3-(tetrapropenyl)-, compd. with 1H-benzotriazole | 340505 | 73970
1,5-Undecadien-4-ol, 4-acetate | 340497 | 73971
Hexanedioic acid, polymer with 2,5-furandione, 1,3-isobenzofurandione and oxybis[propanol] | 340489 | 73972
Hexanoic acid, 4,6,6,6-tetrachloro-3,3-dimethyl-, methyl ester | 340471 | 73973
2,5-Furandione, dihydro-3-(octadecen-1-yl)-, polymer with tert-dodecanamine, 2,5-furandione and methoxyethene | 340463 | 73974
1H-Benzotriazole, 6(or 7)-methyl-, sodium salt (1:1) | 340455 | 73975
1H-Benzotriazole, 6(or 7)-methyl-, potassium salt (1:1) | 340448 | 73976
Cuprate(2-), [7-amino-4-(hydroxy-.kappa.O)-3-[2-[2-(hydroxy-.kappa.O)-5-[[2-(sulfooxy)ethyl]sulfonyl]phenyl]diazenyl-.kappa.N1]-2-naphthalenesulfonato(4-)]-, hydrogen (1:2) | 340430 | 73977
1,4-Benzenediol, ditetradecyl- | 340422 | 73978
1-Naphthalenamine, N-(dodecylphenyl)- | 340414 | 73979
Butanedioic acid, 2-(tetracosen-1-yl)-, 1,4-bis[2-[bis(2-hydroxyethyl)amino]ethyl] ester | 340406 | 73980
Butanedioic acid, 2-(docosen-1-yl)-, 1,4-bis[2-[bis(2-hydroxyethyl)amino]ethyl] ester | 340398 | 73981
Butanedioic acid, 2-(eicosen-1-yl)-, 1,4-bis[2-[bis(2-hydroxyethyl)amino]ethyl] ester | 340380 | 73982
Boron(1+), bis(2,4-pentanedionato-.kappa.O2,.kappa.O4)-, (T-4)-, (OC-6-11)-hexafluoroantimonate(1-) (1:1) | 357871 | 73983
Silicon(1+), tris(2,4-pentanedionato-.kappa.O2,.kappa.O4)-, (OC-6-11)-, (OC-6-11)-hexafluoroantimonate(1-) (1:1) | 357855 | 73984
Phenol, 2-methoxy-5-nitro-, sodium salt | 357848 | 73985
1,3-Benzenedicarboxylic acid, polymer with 1,4-benzenedicarboxylic acid, 1,2-ethanediol, 2,5-furandione and 2,2'-oxybis[ethanol] | 357822 | 73986
Acetamide, N-(2-amino-4-ethoxyphenyl)- | 357814 | 73987
Acetamide, N-[3-(dimethylamino)-4-methoxyphenyl]- | 357806 | 73988
Oxirane, 2-methyl-, polymer with oxirane, di-(9Z)-9-octadecenoate | 357798 | 73989
Platinate(2-), tetrakis(nitrito-.kappa.N)-, ammonium (1:2), (SP-4-1)- | 357772 | 73990
2-Propanol, 1-[bis[3-(dimethylamino)propyl]amino]- | 357764 | 73991
Chromate(1-), bis[2-chloro-4-[2-[4,5-dihydro-3-methyl-5-(oxo-.kappa.O)-1-phenyl-1H-pyrazol-4-yl]diazenyl-.kappa.N1]-5-(hydroxy-.kappa.O)benzenesulfonamidato(2-)]-, sodium (1:1) | 357749 | 73992
Anthra[2,1,9-def:6,5,10-d'e'f']diisoquinoline-1,3,8,10(2H,9H)-tetrone, 2,9-bis(2-phenylethyl)- | 357731 | 73993
2,5-Furandione, dihydro-3-(2-octadecen-1-yl)- | 357723 | 73994
Benzoic acid, 4-benzoyl-, butyl ester | 357707 | 73995
Guar gum, 2-hydroxy-3-(trimethylammonio)propyl ether | 357681 | 73996
2-Propenoic acid, 2-methyl-, polymer with 1,1-dichloroethene, methyl 2-methyl-2-propenoate and 2-sulfoethyl 2-methyl-2-propenoate | 357673 | 73997
Acetic acid, 2-(4-methylphenoxy)-, ethyl ester | 357665 | 73998
2,6-Nonadienenitrile | 357640 | 73999
2-Propen-1-ol, polymer with ethenylbenzene, 1,2,4-benzenetricarboxylate | 357632 | 74000
Benzenediazonium, 4-(benzoylamino)-2,5-diethoxy-, hexafluorophosphate(1-) (1:1) | 357624 | 74001
2,5-Furandione, polymer with 2,2'-[1,2-ethanediylbis(oxy)]bis[ethanol] and 3a,4,7,7a-tetrahydro-4,7-methano-1H-indene | 357616 | 74002
2-Propenoic acid, polymer with ethenyl acetate, ethyl 2-propenoate and N-(hydroxymethyl)-2-propenamide | 357608 | 74003
Oxirane, 2-methyl-, polymer with oxirane, mono(2,4-dinonylphenyl) ether | 357590 | 74004
Isooctadecanoic acid, 2-(1-carboxyethoxy)-1-methyl-2-oxoethyl ester, sodium salt (1:1) | 357582 | 74005
Aluminum, (isooctadecanoato-.kappa.O)oxo- | 357574 | 74006
4,7-Methano-1H-indene, 6-ethoxy-3a,4,5,6,7,7a-hexahydro- | 357566 | 74007
Benzonitrile, 2-[2-[4-[bis[2-(acetyloxy)ethyl]amino]-2-methylphenyl]diazenyl]-5-nitro- | 357558 | 74008
Benzenepropanal, 4-cyclopentyl-.alpha.-methyl- | 357541 | 74009
Butanamide, 4-hydroxy-N,N-bis(2-hydroxyethyl)- | 357533 | 74010
1H-Imidazolium, 1-[2-(carboxymethoxy)ethyl]-1-(carboxymethyl)-4,5-dihydro-2-octyl-, hydroxide, sodium salt (1:1:2) | 357525 | 74011
2-Propenoic acid, 2-hydroxyethyl ester, polymer with .alpha.-hydro-.omega.-hydroxypoly[oxy(methyl-1,2-ethanediyl)] and 1,1'-methylenebis[4-isocyanatocyclohexane] | 357517 | 74012
3-Cyclohexene-1-carbonitrile, 2,4-dimethyl- | 357509 | 74013
3-Cyclohexene-1-carbonitrile, 3,5-dimethyl- | 357491 | 74014
Cyclopropanecarboxylic acid, 2,2-dimethyl-3-(1,2,2,2-tetrabromoethyl)-, cyano(3-phenoxyphenyl)methyl ester | 357483 | 74015
Carbonic acid, diethyl ester, polymer with 1,10-decanediol | 357475 | 74016
Cyclotrisiloxane, 2,2,4,4,6,6-hexamethyl-, polymer with (1,1-dimethylethyl)ethenylbenzene and (1-methylethenyl)benzene | 357467 | 74017
Poly(oxy-1,2-ethanediyl), .alpha.-hydro-.omega.-hydroxy-, ether with D-glucitol (6:1), octadecanoate | 357459 | 74018
Tetrasiloxane, 3,5-bis[(dimethylsilyl)oxy]-1,1,7,7-tetramethyl-3,5-diphenyl- | 357442 | 74019
Glycine, N-(2-hydroxyethyl)-N-octadecyl-, sodium salt (1:1) | 357434 | 74020
D-Gluconic acid, compd. with 2,2'-iminobis[ethanol] (1:1) | 357426 | 74021
Hexanedioic acid, polymer with 1,2-ethanediol, 2-ethyl-2-(hydroxymethyl)-1,3-propanediol and .alpha.-hydro-.omega.-hydroxypoly(oxy-1,2-ethanediyl) | 357418 | 74022
Hexanedioic acid, polymer with 2-ethyl-2-(hydroxymethyl)-1,3-propanediol and .alpha.-hydro-.omega.-hydroxypoly(oxy-1,2-ethanediyl) | 357400 | 74023
Hexanedioic acid, polymer with .alpha.-hydro-.omega.-hydroxypoly(oxy-1,2-ethanediyl), 2,2'-oxybis[ethanol] and 1,2,3-propanetriol | 357392 | 74024
Neodecanoic acid, phenylmethyl ester | 357384 | 74025
Propanoic acid, 3-hydroxy-2-(hydroxymethyl)-2-methyl-, polymer with 5-amino-1,3,3-trimethylcyclohexanemethanamine, 1,6-diisocyanatotrimethylhexane and .alpha.-hydro-.omega.-hydroxypoly(oxy-1,4-butanediyl) | 357368 | 74026
Nonanedioic acid, polymer with hexanedioic acid and 4,4'-methylenebis[benzenamine] | 357350 | 74027
Benzamide, N-[5-[2-[bis(3,4-dihydro-4-oxo-2-quinazolinyl)methyl]diazenyl]-9,10-dihydro-9,10-dioxo-1-anthracenyl]- | 357343 | 74028
1-Propanaminium, N,N'-[dithiobis[4,1-phenylene-2,1-diazenediyl-4,1-phenylene(ethylimino)-2,1-ethanediyl]]bis[3-amino-N,N-dimethyl-, chloride (1:2) | 357335 | 74029
Silane, methoxydimethyl-, polymer with 3-chloro-1-propene and .alpha.-hydro-.omega.-hydroxypoly[oxy(methyl-1,2-ethanediyl)] | 357319 | 74030
Silane, dimethoxymethyl-, polymer with 3-chloro-1-propene and .alpha.-hydro-.omega.-hydroxypoly[oxy(methyl-1,2-ethanediyl)] | 357301 | 74031
2-Propenoic acid, 2-methyl-, methyl ester, polymer with 2-hydroxyethyl 2-propenoate and 2-propenoic acid | 357293 | 74032
[1,1'-Biphenyl]-4,4'-dicarboxylic acid, 4,4'-dimethyl ester, polymer with 1,4-dimethyl 1,4-benzenedicarboxylate and 1,2-ethanediol | 357285 | 74033
Propanoic acid, 3-hydroxy-2-(hydroxymethyl)-2-methyl-, polymer with 5-amino-1,3,3-trimethylcyclohexanemethanamine, .alpha.-hydro-.omega.-hydroxypoly[oxy(methyl-1,2-ethanediyl)] and 5-isocyanato-1-(isocyanatomethyl)-1,3,3-trimethylcyclohexane | 357277 | 74034
Benzamide, N-[5-[bis(2-hydroxyethyl)amino]-2-[2-(4-nitrophenyl)diazenyl]phenyl]- | 344135 | 74035
Acetamide, N-[2-[2-(4,5-dicyano-1H-imidazol-2-yl)diazenyl]-5-[ethyl(phenylmethyl)amino]phenyl]- | 344119 | 74036
Benzenemethanol, 3,4-dichloro-.alpha.,.alpha.-bis(trifluoromethyl)- | 344101 | 74037
7-Benzothiazolesulfonic acid, 2-[4-[2-[4,5-dihydro-1-(hydroxymethyl)-3-methyl-5-oxo-1H-pyrazol-4-yl]diazenyl]phenyl]-6-methyl-, compd. with 2,2',2''-nitrilotris[ethanol] (1:1) | 344085 | 74038
7-Benzothiazolesulfonic acid, 2-(4-aminophenyl)-5-methyl-, sodium salt (1:1) | 344051 | 74039
2-Butenedioic acid (2Z)-, 1,4-diethyl ester, polymer with chloroethene and ethenyl acetate | 344036 | 74040
6-Benzothiazolesulfonic acid, 2-amino-, lithium salt (1:1) | 344028 | 74041
6-Benzothiazolecarboxylic acid, 2-amino-, compd. with 2,2',2''-nitrilotris[ethanol] (1:1) | 344010 | 74042
Methanone, bis[4-(diethylamino)phenyl]-, sulfate (1:1) | 344002 | 74043
Benzoic acid, 4,4'-[carbonylbis[imino(1-hydroxy-3-sulfo-6,2-naphthalenediyl)-2,1-diazenediyl]]bis-, sodium salt (1:4) | 343996 | 74044
Benzoic acid, 4-[2-[1-hydroxy-6-[[[(5-hydroxy-7-sulfo-2-naphthalenyl)amino]carbonyl]amino]-3-sulfo-2-naphthalenyl]diazenyl]-, sodium salt (1:3) | 343988 | 74045
Benzaldehyde, 4-[bis[2-(benzoyloxy)ethyl]amino]- | 343970 | 74046
1,3-Benzenedicarboxylic acid, 1,3-dimethyl ester, polymer with 2,2,4-trimethyl-1,3-pentanediol | 343954 | 74047
1,4-Benzenedicarboxylic acid, 1,4-dimethyl ester, polymer with 1,5-dimethyl pentanedioate and 1,2-ethanediol | 343947 | 74048
1,3-Benzenedicarboxylic acid, 5-sulfo-, 1,3-dimethyl ester, sodium salt (1:1), polymer with 1,4-dimethyl 1,4-benzenedicarboxylate, 1,5-dimethyl pentanedioate and 1,2-ethanediol | 343939 | 74049
Piperazinium, 1-methyl-1,4-bis[2-[(1-oxohexadecyl)oxy]ethyl]-, methyl sulfate (1:1) | 343897 | 74050
2-Propenoic acid, 2-methyl-, polymer with ethenylbenzene, ethyl 2-propenoate, N-(hydroxymethyl)-2-propenamide and 2-propenenitrile | 343871 | 74051
Ethanaminium, N-(2-hydroxyethyl)-N-[2-[(2-hydroxyethyl)(1-oxohexadecyl)amino]ethyl]-2-[(2-hydroxyethyl)[2-[(1-oxohexadecyl)oxy]ethyl]amino]-N-methyl-, methyl sulfate (1:1) | 343855 | 74052
Ethanaminium, N-(2-hydroxyethyl)-N-[2-[(2-hydroxyethyl)[2-[(2-hydroxyethyl)[2-[(1-oxooctadecyl)oxy]ethyl]amino]ethyl]amino]ethyl]-2-[(2-hydroxyethyl)(1-oxooctadecyl)amino]-N-methyl-, methyl sulfate (1:1) | 343830 | 74053
1-Hexadecanaminium, N,N,N-trimethyl-, methyl sulfate (1:1) | 343822 | 74054
1-Decanaminium, N,N,N-trimethyl-, methyl sulfate (1:1) | 343806 | 74055
9,12-Octadecadien-1-aminium, N-(carboxymethyl)-N,N-dimethyl-, inner salt, (9Z,12Z)- | 343780 | 74056
Benzenemethanaminium, N-decyl-N,N-bis(2-hydroxypropyl)-, chloride (1:1) | 343772 | 74057
Benzenemethanaminium, N,N-bis(2-hydroxypropyl)-N-octyl-, chloride (1:1) | 343756 | 74058
Benzenemethanaminium, N-dodecyl-N,N-bis(2-hydroxypropyl)-, chloride (1:1) | 343731 | 74059
Ethanol, 2,2'-[(3-aminophenyl)imino]bis-, 1,1'-dibenzoate | 343715 | 74060
.beta.-Alanine, N-[5-(acetylamino)-2-methoxyphenyl]-N-[2-(acetyloxy)ethyl]-, methyl ester | 343707 | 74061
1-Heptadecanamine, N,N-dimethyl-, acetate (1:1) | 343699 | 74062
Acetamide, N-[2-[2-[4-[2-(2,6-dichloro-4-nitrophenyl)diazenyl]-2-methoxy-5-methylphenyl]diazenyl]-5-(diethylamino)phenyl]- | 343681 | 74063
Acetamide, N-[3-[(2-cyanoethyl)(2-hydroxybutyl)amino]phenyl]- | 343673 | 74064
Acetamide, N-[2-[2-(4,5-dicyano-1-methyl-1H-imidazol-2-yl)diazenyl]-5-[ethyl(phenylmethyl)amino]phenyl]- | 343665 | 74065
1-Butene, 4-bromo-3,3,4,4-tetrafluoro-, polymer with 1,1-difluoroethene, 1,1,2,2-tetrafluoroethene and 1,1,2-trifluoro-2-(trifluoromethoxy)ethene | 343657 | 74066
Decanedioic acid, polymer with N1-(2-aminoethyl)-1,2-ethanediamine, hexahydro-2H-azepin-2-one, 1,6-hexanediamine and hexanedioic acid | 343640 | 74067
Hexadecen-1-aminium, N-(carboxymethyl)-N,N-dimethyl-, inner salt | 343632 | 74068
Benzenemethanaminium, N,N-bis(2-hydroxypropyl)-N-octadecen-1-yl-, chloride (1:1) | 343624 | 74069
Benzenemethanaminium, N,N-bis(2-hydroxypropyl)-N-octadecadien-1-yl-, chloride (1:1) | 343616 | 74070
1-Propanaminium, N-[2-[bis(2-hydroxypropyl)amino]ethyl]-2-hydroxy-N-(2-hydroxypropyl)-N-methyl-, di-(9Z)-9-octadecenoate (ester), methyl sulfate (1:1) | 343608 | 74071
1-Propanaminium, N-[2-[bis(2-hydroxypropyl)amino]ethyl]-2-hydroxy-N-(2-hydroxyethyl)-N-methyl-, dioctadecanoate (ester), methyl sulfate (1:1) | 343590 | 74072
Benzenesulfonic acid, 4-[4-[5-[1,5-dihydro-3-methyl-5-oxo-1-(4-sulfophenyl)-4H-pyrazol-4-ylidene]-1,3-pentadien-1-yl]-4,5-dihydro-3-methyl-5-oxo-1H-pyrazol-1-yl]- | 343574 | 74073
1-Tetradecanaminium, N,N,N-trimethyl-, methyl sulfate (1:1) | 343558 | 74074
Ethanaminium, 2,2'-[oxybis[4,1-phenylene-2,1-diazenediyl-4,1-phenylene(ethylimino)]]bis[N,N,N-triethyl-, chloride (1:2) | 343533 | 74075
Starch, [(1-oxo-2-propen-1-yl)amino]methyl ether | 343517 | 74076
Zinc, bis[2-(methoxy-.kappa.O)benzoato-.kappa.O]-, (T-4)- | 343509 | 74077
9-Octadecenoic acid (9Z)-, compd. with 1H-benzotriazole (1:?) | 340372 | 74078
Formaldehyde, polymer with [1,1'-biphenyl]-4-ol and 4,4'-(1-methylethylidene)bis[phenol] | 340364 | 74079
1,3-Isobenzofurandione, polymer with 2-ethyl-2-(hydroxymethyl)-1,3-propanediol, tetradecanoate | 340356 | 74080
1,3-Isobenzofurandione, polymer with 2-(hydroxymethyl)-2-methyl-1,3-propanediol, tetradecanoate | 340349 | 74081
1,2-Benzenedicarboxylic acid, polymer with 2-(chloromethyl)oxirane, 2-(hydroxymethyl)-2-methyl-1,3-propanediol and 4,4'-(1-methylethylidene)bis[phenol], tetradecanoate | 340331 | 74082
2-Propenoic acid, 2-methyl-, polymer with ethenylbenzene, ethyl 2-propenoate and N-[(2-methylpropoxy)methyl]-2-propenamide, compd. with 2-(dimethylamino)ethanol | 340323 | 74083
2-Propenoic acid, polymer with ethyl 2-propenoate, compd. with 2-(dimethylamino)ethanol | 340315 | 74084
2-Propenoic acid, 2-methyl-, polymer with ethenylbenzene, ethyl 2-propenoate, formaldehyde and 2-propenamide, compd. with 2-(dimethylamino)ethanol | 340307 | 74085
1,3-Benzenedicarboxylic acid, polymer with hexanedioic acid, 1,3-isobenzofurandione and 1,2-propanediol | 340299 | 74086
1,3-Benzenedicarboxylic acid, polymer with 2,2-dimethyl-1,3-propanediol, hexanedioic acid and 1,3-isobenzofurandione | 340281 | 74087
1,3-Benzenedicarboxylic acid, polymer with 1,3-butanediol, hexanedioic acid and 1,6-hexanediol | 340273 | 74088
1,3-Benzenedicarboxylic acid, polymer with 1,3-dihydro-1,3-dioxo-5-isobenzofurancarboxylic acid, 1,5-dimethyl pentanedioate and 2,2-dimethyl-1,3-propanediol | 340265 | 74089
Formaldehyde, polymer with benzenamine, phenol and 1,3,5,7-tetraazatricyclo[3.3.1.13,7]decane | 340240 | 74090
Formaldehyde, polymer with 2-methylphenol, phenol and 1,3,5,7-tetraazatricyclo[3.3.1.13,7]decane | 340232 | 74091
Benzenesulfonic acid, 4-methyl-, sodium salt (1:1), polymer with formaldehyde and phenol | 340224 | 74092
Benzenamine, 2-ethyl-N-(2-ethylphenyl)- | 340216 | 74093
2-Propenoic acid, butyl ester, polymer with ethene and 2,5-furandione | 340190 | 74094
2-Propenoic acid, 2-methyl-, methyl ester, polymer with butyl 2-propenoate and 1-propene | 340182 | 74095
2-Propenoic acid, 2-methyl-, methyl ester, polymer with 2-propenamide and sodium 2-propenoate (1:1) | 340174 | 74096
4,7-Methano-1H-indene-2-methanol, octahydro-, 2-acetate | 340166 | 74097
4,7-Methano-1H-indene-2-methanol, octahydro-, 2-formate | 340158 | 74098
1,3-Benzenedicarboxylic acid, polymer with 2,4-diisocyanato-1-methylbenzene, 1,1'-methylenebis[4-isocyanatobenzene] and nonanedioic acid | 340133 | 74099
Poly(oxy-1,2-ethanediyl), .alpha.-[[bis(hydroxymethyl)amino]carbonyl]-.omega.-hydroxy- | 340125 | 74100
2,7-Naphthalenedisulfonic acid, 5-[(4-chloro-6-phenyl-1,3,5-triazin-2-yl)amino]-4-hydroxy-3-(2-phenyldiazenyl)- | 340117 | 74101
Starch, 2-hydroxy-1,3-propanediyl ether | 340091 | 74102
2-Propenoic acid, 2-methyl-, butyl ester, polymer with butyl 2-propenoate, ethenylbenzene, methyl 2-methyl-2-propenoate, 1,2-propanediol mono-2-propenoate and 2-propenoic acid | 340083 | 74103
Boric acid (H3BO3), compd. with 2,2'-iminobis[ethanol] (1:1) | 340075 | 74104
1H-Pyrazolium, 1-(2-hydroxyethyl)-3-[2-(2-methyl-1H-indol-3-yl)diazenyl]-2-(phenylmethyl)-, chloride (1:1) | 340067 | 74105
Butanamide, 2-[2-(9,10-dihydro-9,10-dioxo-1-anthracenyl)diazenyl]-3-oxo-N-phenyl- | 340042 | 74106
Phenoxazin-5-ium, 3-(diethylamino)-7-[(2-methylphenyl)amino]-, (T-4)-tetrachlorozincate(2-) (2:1) | 340026 | 74107
1,6-Dodecadien-3-ol, 3,7,11-trimethyl- | 340018 | 74108
2-Propanamine, N-hydroxy-, sulfate (2:1) | 339994 | 74109
2-Imidazolidinone, 4,5-dihydroxy-1,3-bis[(1-methylethoxy)methyl]- | 339986 | 74110
Poly(oxy-1,2-ethanediyl), .alpha.,.alpha.'-[[methyl-(9Z)-9-octadecen-1-yliminio]di-2,1-ethanediyl]bis[.omega.-hydroxy-, methyl sulfate (1:1) | 339978 | 74111
2-Propenenitrile, polymer with 2-methyloxirane, oxirane, 1,2,3-propanetriol and 2-[(2-propen-1-yloxy)methyl]oxirane | 339960 | 74112
2-Propenenitrile, polymer with 2-methyloxirane, oxirane, 1,2-propanediol and 2-[(2-propen-1-yloxy)methyl]oxirane | 339952 | 74113
Chromate(1-), bis[1-[2-[2-(hydroxy-.kappa.O)-4-nitrophenyl]diazenyl-.kappa.N1]-2-naphthalenolato(2-)-.kappa.O]-, sodium (1:1) | 339945 | 74114
Chromate(3-), [2-[[[5-[2-(2-chloro-5-sulfophenyl)diazenyl]-2-(hydroxy-.kappa.O)phenyl]methylene]amino-.kappa.N]benzoato(3-)-.kappa.O][2-(hydroxy-.kappa.O)-3-[[[2-(hydroxy-.kappa.O)phenyl]methylene]amino-.kappa.N]-5-nitrobenzenesulfonato(3-)]-, sodium (1:3) | 339937 | 74115
Cobaltate(1-), bis[1-[2-[2-(hydroxy-.kappa.O)-4-nitrophenyl]diazenyl-.kappa.N1]-2-naphthalenolato(2-)-.kappa.O]-, sodium (1:1) | 339929 | 74116
Ferrate(2-), [4-hydroxy-5-[[2-hydroxy-4-(hydroxy-.kappa.O)-5-[2-[2-(hydroxy-.kappa.O)-4,6-dinitrophenyl]diazenyl-.kappa.N1]phenyl]azo]-2,7-naphthalenedisulfonato(4-)]-, sodium (1:2) | 339911 | 74117
Dodecanoic acid, compd. with 1,1'-iminobis[2-propanol] (1:1) | 339903 | 74118
2H-Pyran, 2-[(8E)-8-dodecenyloxy]tetrahydro- | 339895 | 74119
2H-Pyran, 2-(8-dodecyn-1-yloxy)tetrahydro- | 339887 | 74120
Decanoic acid, compd. with 2-[(1-methylethyl)amino]ethanol (1:1) | 339879 | 74121
Decanoic acid, compd. with 2,2'-iminobis[ethanol] (1:1) | 339861 | 74122
Octanoic acid, compd. with 2-[(1-methylethyl)amino]ethanol (1:1) | 339853 | 74123
Pentanedioic acid, 1-methyl ester, lithium salt (1:1) | 339846 | 74124
Hexanedioic acid, 1-methyl ester, lithium salt (1:1) | 339838 | 74125
Ethanol, 2,2'-iminobis-, compd. with 1H-benzotriazole (1:1) | 339820 | 74126
Phenol, compd. with 2-aminoethanol (1:1) | 339812 | 74127
Phenol, compd. with 2,2'-iminobis[ethanol] (1:1) | 339804 | 74128
Benzene, [2-(1-butoxyethoxy)ethyl]- | 339796 | 74129
Cuprate(4-), [.mu.-[[3,3'-[[3,3'-di(hydroxy-.kappa.O)[1,1'-biphenyl]-4,4'-diyl]bis(2,1-diazenediyl-.kappa.N1)]bis[5-amino-4-(hydroxy-.kappa.O)-2,7-naphthalenedisulfonato]](8-)]]tetrakis[2,2'-(imino-.kappa.N)bis[ethanol]]di-, hydrogen (1:4) | 339788 | 74130
Chromate(1-), bis[4-[2-[5-chloro-2-(hydroxy-.kappa.O)phenyl]diazenyl-.kappa.N1]-2,4-dihydro-5-methyl-2-phenyl-3H-pyrazol-3-onato(2-)-.kappa.O3]-, sodium (1:1) | 339770 | 74131
Chromate(1-), bis[2,4-dihydro-4-[2-[2-(hydroxy-.kappa.O)-4-nitrophenyl]diazenyl-.kappa.N1]-5-methyl-2-phenyl-3H-pyrazol-3-onato(2-)-.kappa.O3]-, sodium (1:1) | 339762 | 74132
Propanoic acid, 3-hydroxy-2-(hydroxymethyl)-2-methyl-, polymer with 5-amino-1,3,3-trimethylcyclohexanemethanamine, .alpha.-hydro-.omega.-hydroxypoly(oxy-1,4-butanediyl) and 1,1'-methylenebis[4-isocyanatocyclohexane] | 357269 | 74133
2-Anthracenesulfonic acid, 4-[[3-(acetylamino)phenyl]amino]-1-amino-9,10-dihydro-9,10-dioxo- | 357251 | 74134
Uranate(2-), tetrakis(acetato-.kappa.O)dioxo-, magnesium (1:1), (OC-6-11)- | 357244 | 74135
Propane, 2-(2-methoxyethoxy)-2-methyl- | 357236 | 74136
Benzene, 1,2-dimethyltetrapropylene- | 357210 | 74137
Propanamide, N-[2-[2-(2-chloro-4,6-dinitrophenyl)diazenyl]-5-[[2-(2-cyanoethoxy)ethyl]amino]-4-methoxyphenyl]- | 357202 | 74138
Propanamide, N-[5-[bis[2-(2-cyanoethoxy)ethyl]amino]-2-[2-(2-chloro-4,6-dinitrophenyl)diazenyl]-4-methoxyphenyl]- | 357194 | 74139
Benzothiazolium, 2-[2-[4-[ethyl(2-hydroxyethyl)amino]phenyl]diazenyl]-6-methoxy-3-methyl-, sulfate (2:1) | 357186 | 74140
Acetamide, N-[2-[2-(2-cyano-4,6-dinitrophenyl)diazenyl]-4-methoxy-5-[(1-methylpentyl)amino]phenyl]- | 357178 | 74141
1,4-Benzenediamine, 2-methoxy-, sulfate (1:1) | 357160 | 74142
2-Propenoic acid, 3-(benzoyloxy)-2,2-dimethylpropyl ester | 357152 | 74143
Titanate(2-), bis[P-butyl P-methyl diphosphato(2-)-.kappa.O'',.kappa.O''''][1,2-ethanediolato(2-)-.kappa.O1,.kappa.O2]-, hydrogen (1:2) | 357145 | 74144
Ethanethiol, 2,2'-[1,2-ethanediylbis(oxy)]bis-, polymer with ethenylethoxydimethylsilane, .alpha.-hydro-.omega.-hydroxypoly[oxy(methyl-1,2-ethanediyl)], 5-isocyanato-1-(isocyanatomethyl)-1,3,3-trimethylcyclohexane, .alpha.,.alpha.',.alpha.''-1,2,3-propanetriyltris[.omega.-hydroxypoly[oxy(methyl-1,2-ethanediyl)]] and 2-propen-1-ol | 357137 | 74145
Titanate(2-), bis[P,P-dioctyl diphosphato(2-)-.kappa.O'',.kappa.O''''][2-(hydroxy-.kappa.O)acetato(2-)-.kappa.O]-, hydrogen (1:2) | 357129 | 74146
2,7-Naphthalenedisulfonic acid, 4-amino-3,6-bis[2-(4-amino-2-sulfophenyl)diazenyl]-5-hydroxy- | 357111 | 74147
Oxirane, 2-methyl-, polymer with oxirane, nonanedioate | 357103 | 74148
2-Propen-1-ol, polymer with 1,1'-(diisocyanatomethylene)bis[benzene], ethoxydimethylsilane and .alpha.-hydro-.omega.-hydroxypoly(oxy-1,4-butanediyl) | 357095 | 74149
Ethanethiol, 2,2'-thiobis-, polymer with 1,3-diisocyanatomethylbenzene, ethenyldiethoxymethylsilane, .alpha.-hydro-.omega.-hydroxypoly[oxy(methyl-1,2-ethanediyl)], .alpha.,.alpha.',.alpha.''-1,2,3-propanetriyltris[.omega.-hydroxypoly[oxy(methyl-1,2-ethanediyl)]] and 2-propen-1-ol | 357087 | 74150
4-Piperidinecarboxylic acid, 4-hydroxy-2,2,6,6-tetramethyl-, methyl ester | 357061 | 74151
Butanoic acid, 2-methyl-, 1-methylethyl ester | 357053 | 74152
2-Propen-1-ol, polymer with 1,3-diisocyanatomethylbenzene, dimethoxymethylsilane and .alpha.-hydro-.omega.-hydroxypoly(oxy-1,4-butanediyl) | 357046 | 74153
2-Propen-1-ol, polymer with 1,3-diisocyanatomethylbenzene, ethoxydimethylsilane and .alpha.-hydro-.omega.-hydroxypoly(oxy-1,4-butanediyl) | 357038 | 74154
2-Propen-1-ol, polymer with 1,3-diisocyanatomethylbenzene, 2,2'-[1,2-ethanediylbis(oxy)]bis[ethanethiol] and .alpha.-hydro-.omega.-hydroxypoly(oxy-1,4-butanediyl) | 357020 | 74155
2-Propen-1-ol, polymer with 1,3-diisocyanatomethylbenzene, .alpha.-hydro-.omega.-hydroxypoly(oxy-1,4-butanediyl) and 2,2'-oxybis[ethanethiol] | 357012 | 74156
2-Propen-1-ol, polymer with 1,3-diisocyanatomethylbenzene, .alpha.-hydro-.omega.-hydroxypoly(oxy-1,4-butanediyl) and 2,2'-thiobis[ethanethiol] | 357004 | 74157
2-Propen-1-ol, polymer with 1,3-diisocyanatomethylbenzene, ethenyldiethoxymethylsilane, .alpha.-hydro-.omega.-hydroxypoly(oxy-1,4-butanediyl) and 2,2'-thiobis[ethanethiol] | 356998 | 74158
2-Propen-1-ol, polymer with 1,3-diisocyanatomethylbenzene, ethenylethoxydimethylsilane, .alpha.-hydro-.omega.-hydroxypoly(oxy-1,4-butanediyl) and 2,2'-thiobis[ethanethiol] | 356980 | 74159
2-Propen-1-ol, polymer with 1,3-diisocyanatomethylbenzene, 2,2'-[1,2-ethanediylbis(oxy)]bis[ethanethiol], ethenyldiethoxymethylsilane and .alpha.-hydro-.omega.-hydroxypoly(oxy-1,4-butanediyl) | 356972 | 74160
2-Propen-1-ol, polymer with 1,3-diisocyanatomethylbenzene, 2,2'-[1,2-ethanediylbis(oxy)]bis[ethanethiol], ethenylethoxydimethylsilane and .alpha.-hydro-.omega.-hydroxypoly(oxy-1,4-butanediyl) | 356964 | 74161
2-Propen-1-ol, polymer with 1,3-diisocyanatomethylbenzene, ethenyldiethoxymethylsilane, .alpha.-hydro-.omega.-hydroxypoly(oxy-1,4-butanediyl) and 2,2'-oxybis[ethanethiol] | 356956 | 74162
2-Propen-1-ol, polymer with 1,3-diisocyanatomethylbenzene, ethenylethoxydimethylsilane, .alpha.-hydro-.omega.-hydroxypoly(oxy-1,4-butanediyl) and 2,2'-oxybis[ethanethiol] | 356949 | 74163
Ethanethiol, 2,2'-oxybis-, polymer with 1,3-diisocyanatomethylbenzene, ethenyldiethoxymethylsilane, .alpha.-hydro-.omega.-hydroxypoly[oxy(methyl-1,2-ethanediyl)], .alpha.,.alpha.',.alpha.''-1,2,3-propanetriyltris[.omega.-hydroxypoly[oxy(methyl-1,2-ethanediyl)]] and 2-propen-1-ol | 356931 | 74164
Ethanethiol, 2,2'-[1,2-ethanediylbis(oxy)]bis-, polymer with 1,3-diisocyanatomethylbenzene, ethenyldiethoxymethylsilane, .alpha.-hydro-.omega.-hydroxypoly[oxy(methyl-1,2-ethanediyl)], .alpha.,.alpha.',.alpha.''-1,2,3-propanetriyltris[.omega.-hydroxypoly[oxy(methyl-1,2-ethanediyl)]] and 2-propen-1-ol | 356923 | 74165
Ethanethiol, 2,2'-thiobis-, polymer with 1,3-diisocyanatomethylbenzene, ethenylethoxydimethylsilane, .alpha.-hydro-.omega.-hydroxypoly[oxy(methyl-1,2-ethanediyl)], .alpha.,.alpha.',.alpha.''-1,2,3-propanetriyltris[.omega.-hydroxypoly[oxy(methyl-1,2-ethanediyl)]] and 2-propen-1-ol | 356915 | 74166
2-Propen-1-ol, polymer with 1,3-diisocyanatomethylbenzene, dimethoxymethylsilane, .alpha.-hydro-.omega.-hydroxypoly[oxy(methyl-1,2-ethanediyl)] and .alpha.,.alpha.',.alpha.''-1,2,3-propanetriyltris[.omega.-hydroxypoly[oxy(methyl-1,2-ethanediyl)]] | 356907 | 74167
2-Propen-1-ol, polymer with 1,3-diisocyanatomethylbenzene, ethoxydimethylsilane, .alpha.-hydro-.omega.-hydroxypoly[oxy(methyl-1,2-ethanediyl)] and .alpha.,.alpha.',.alpha.''-1,2,3-propanetriyltris[.omega.-hydroxypoly[oxy(methyl-1,2-ethanediyl)]] | 356899 | 74168
2-Propen-1-ol, polymer with 1,3-diisocyanatomethylbenzene, 2,2'-[1,2-ethanediylbis(oxy)]bis[ethanethiol], .alpha.-hydro-.omega.-hydroxypoly[oxy(methyl-1,2-ethanediyl)] and .alpha.,.alpha.',.alpha.''-1,2,3-propanetriyltris[.omega.-hydroxypoly[oxy(methyl-1,2-ethanediyl)]] | 356881 | 74169
2-Propen-1-ol, polymer with 1,3-diisocyanatomethylbenzene, .alpha.-hydro-.omega.-hydroxypoly[oxy(methyl-1,2-ethanediyl)], 2,2'-oxybis[ethanethiol] and .alpha.,.alpha.',.alpha.''-1,2,3-propanetriyltris[.omega.-hydroxypoly[oxy(methyl-1,2-ethanediyl)]] | 356873 | 74170
2-Propen-1-ol, polymer with 1,3-diisocyanatomethylbenzene, .alpha.-hydro-.omega.-hydroxypoly[oxy(methyl-1,2-ethanediyl)], .alpha.,.alpha.',.alpha.''-1,2,3-propanetriyltris[.omega.-hydroxypoly[oxy(methyl-1,2-ethanediyl)]] and 2,2'-thiobis[ethanethiol] | 356865 | 74171
Ethanethiol, 2,2'-oxybis-, polymer with 1,3-diisocyanatomethylbenzene, ethenylethoxydimethylsilane, .alpha.-hydro-.omega.-hydroxypoly[oxy(methyl-1,2-ethanediyl)], .alpha.,.alpha.',.alpha.''-1,2,3-propanetriyltris[.omega.-hydroxypoly[oxy(methyl-1,2-ethanediyl)]] and 2-propen-1-ol | 356857 | 74172
2-Propen-1-ol, polymer with dimethoxymethylsilane, .alpha.-hydro-.omega.-hydroxypoly[oxy(methyl-1,2-ethanediyl)], 1,1'-methylenebis[4-isocyanatocyclohexane] and .alpha.,.alpha.',.alpha.''-1,2,3-propanetriyltris[.omega.-hydroxypoly[oxy(methyl-1,2-ethanediyl)]] | 356840 | 74173
2-Propen-1-ol, polymer with ethoxydimethylsilane, .alpha.-hydro-.omega.-hydroxypoly[oxy(methyl-1,2-ethanediyl)], 1,1'-methylenebis[4-isocyanatocyclohexane] and .alpha.,.alpha.',.alpha.''-1,2,3-propanetriyltris[.omega.-hydroxypoly[oxy(methyl-1,2-ethanediyl)]] | 356832 | 74174
2-Propen-1-ol, polymer with 2,2'-[1,2-ethanediylbis(oxy)]bis[ethanethiol], .alpha.-hydro-.omega.-hydroxypoly[oxy(methyl-1,2-ethanediyl)], 1,1'-methylenebis[4-isocyanatocyclohexane] and .alpha.,.alpha.',.alpha.''-1,2,3-propanetriyltris[.omega.-hydroxypoly[oxy(methyl-1,2-ethanediyl)]] | 356824 | 74175
2-Propen-1-ol, polymer with .alpha.-hydro-.omega.-hydroxypoly[oxy(methyl-1,2-ethanediyl)], 1,1'-methylenebis[4-isocyanatocyclohexane], 2,2'-oxybis[ethanethiol] and .alpha.,.alpha.',.alpha.''-1,2,3-propanetriyltris[.omega.-hydroxypoly[oxy(methyl-1,2-ethanediyl)]] | 356816 | 74176
2-Propen-1-ol, polymer with .alpha.-hydro-.omega.-hydroxypoly[oxy(methyl-1,2-ethanediyl)], 1,1'-methylenebis[4-isocyanatocyclohexane], .alpha.,.alpha.',.alpha.''-1,2,3-propanetriyltris[.omega.-hydroxypoly[oxy(methyl-1,2-ethanediyl)]] and 2,2'-thiobis[ethanethiol] | 356808 | 74177
Ethanethiol, 2,2'-thiobis-, polymer with 1,1'-(diisocyanatomethylene)bis[benzene], ethenyldiethoxymethylsilane, .alpha.-hydro-.omega.-hydroxypoly[oxy(methyl-1,2-ethanediyl)], .alpha.,.alpha.',.alpha.''-1,2,3-propanetriyltris[.omega.-hydroxypoly[oxy(methyl-1,2-ethanediyl)]] and 2-propen-1-ol | 356790 | 74178
1,3-Benzenedicarboxylic acid, polymer with 1,4-benzenedicarboxylic acid, 2,5-furandione and 2,2'-oxybis[ethanol] | 351296 | 74179
Poly(oxy-1,2-ethanediyl), .alpha.-methyl-.omega.-[3-(trimethoxysilyl)propoxy]- | 351288 | 74180
1,3-Cyclohexanedimethanamine, N1,N1,N3,N3-tetrakis(2-oxiranylmethyl)- | 351270 | 74181
2-Propenoic acid, 2-[(3a,4,5,6,7,7a-hexahydro-4,7-methano-1H-inden-6-yl)oxy]ethyl ester | 351262 | 74182
Rhodate(2-), pentachloro-, ammonium (1:2) | 351254 | 74183
Rhodate(2-), pentachloro-, potassium (1:2) | 351247 | 74184
2-Propenoic acid, 2-methyl-, polymer with ethenylbenzene, 2-ethylhexyl 2-propenoate, 2-hydroxyethyl 2-propenoate and 2-methylpropyl 2-methyl-2-propenoate | 351239 | 74185
2-Propenoic acid, 2-methyl-, butyl ester, polymer with 2-[(1,1-dimethylethyl)amino]ethyl 2-methyl-2-propenoate and 2-propenenitrile | 351221 | 74186
2-Propenoic acid, 2-methyl-, 2-hydroxyethyl ester, polymer with ethenylbenzene, 2-ethylhexyl 2-propenoate, methyl 2-methyl-2-propenoate and 2-propenoic acid, compd. with 2-(dimethylamino)ethanol | 351213 | 74187
2-Propenoic acid, 2-methyl-, polymer with butyl 2-propenoate, ethenylbenzene and 2-hydroxyethyl 2-methyl-2-propenoate, compd. with 1,1'-iminobis[2-propanol] | 351205 | 74188
Hexanedioic acid, polymer with 1,2-ethanediol and 2,5-furandione, 2-ethylhexanoate | 351197 | 74189
Hexanedioic acid, polymer with 2,2-dimethyl-1,3-propanediol, 2-ethyl-2-(hydroxymethyl)-1,3-propanediol, hexahydro-1,3-isobenzofurandione and 2,2'-iminobis[ethanol] | 351189 | 74190
1,3-Benzenedicarboxylic acid, polymer with 2-ethyl-2-(hydroxymethyl)-1,3-propanediol, hexanedioic acid and 3-hydroxy-2,2-dimethylpropyl 3-hydroxy-2,2-dimethylpropanoate | 351130 | 74191
Nonanedioic acid, polymer with 2-ethyl-2-(hydroxymethyl)-1,3-propanediol, benzoate | 351122 | 74192
2-Propenoic acid, polymer with N-(butoxymethyl)-2-propenamide, ethenylbenzene, ethyl 2-propenoate and N-(hydroxymethyl)-2-propenamide, compd. with 2-(dimethylamino)ethanol | 351106 | 74193
2-Propenoic acid, polymer with N-(butoxymethyl)-2-propenamide, ethenylbenzene, ethyl 2-propenoate and N-(hydroxymethyl)-2-propenamide | 351098 | 74194
1,3-Benzenedicarboxylic acid, polymer with 1,3-dihydro-1,3-dioxo-5-isobenzofurancarboxylic acid, 2,2-dimethyl-1,3-propanediol, hexanedioic acid and 1,3-isobenzofurandione, compd. with 2-(dimethylamino)ethanol | 351072 | 74195
1,3-Isobenzofurandione, 4,5,6,7-tetrachloro-, polymer with 1,2-ethanediol and 1,2,3-propanetriol | 351064 | 74196
2-Propenoic acid, 2-methyl-, polymer with ethenylbenzene, 2-ethylhexyl 2-methyl-2-propenoate, 2-hydroxyethyl 2-propenoate and 2-methylpropyl 2-methyl-2-propenoate | 351056 | 74197
2-Propenoic acid, 2-methyl-, polymer with N-(butoxymethyl)-2-propenamide, ethyl 2-propenoate and 2-propenenitrile | 351049 | 74198
1,3-Benzenedicarboxylic acid, polymer with 1,4-benzenedicarboxylic acid and 2,2,4-trimethyl-1,3-pentanediol | 351031 | 74199
Nonanoic acid, polymer with 2-ethyl-2-(hydroxymethyl)-1,3-propanediol, 3-hydroxy-2,2-dimethylpropyl 3-hydroxy-2,2-dimethylpropanoate and 1,3-isobenzofurandione | 351023 | 74200
1,3-Benzenedicarboxylic acid, polymer with 1,4-benzenedicarboxylic acid, 2,2-dimethyl-1,3-propanediol, 2-ethyl-2-(hydroxymethyl)-1,3-propanediol, hexanedioic acid and 3-hydroxy-2,2-dimethylpropyl 3-hydroxy-2,2-dimethylpropanoate | 351015 | 74201
2-Propenoic acid, 2-methyl-, methyl ester, polymer with N-(butoxymethyl)-2-propenamide, ethenylbenzene and 2-propenoic acid, compd. with 2-(dimethylamino)ethanol | 351007 | 74202
Nonanedioic acid, polymer with 2,2-bis(hydroxymethyl)-1,3-propanediol and 4,5,6,7,8,8-hexachloro-3a,4,7,7a-tetrahydro-4,7-methanoisobenzofuran-1,3-dione, (9Z)-9-octadecenoate | 350983 | 74203
4-Tridecen-1-ol, 1-acetate, (4Z)- | 350967 | 74204
1,2-Ethanediamine, N1-(2-aminoethyl)-N1-[(ethenylphenyl)methyl]-, polymer with diethenylbenzene | 350942 | 74205
Decanedioic acid, polymer with 2,5-furandione and oxybis[propanol] | 350934 | 74206
2-Propenoic acid, ethyl ester, polymer with 2-[(2-propen-1-yloxy)methyl]oxirane | 350926 | 74207
Starch, polymer with 2-propenenitrile, sodium salt | 350918 | 74208
Copper, [methyl 4-(hydroxy-.kappa.O)-3-[[[2-(hydroxy-.kappa.O)-1-naphthalenyl]methylene]amino-.kappa.N]benzoato(2-)]- | 350900 | 74209
Benzene, 1-[2-(2-chloroethoxy)ethoxy]-2-methyl-4-(1,1,3,3-tetramethylbutyl)- | 350892 | 74210
Hexanedioic acid, polymer with 1,4-butanediol, 1,2-ethanediol and 1,1'-methylenebis[isocyanatobenzene] | 350876 | 74211
2-Propenoic acid, 2-methyl-, butyl ester, polymer with ethenylbenzene, methyl 2-methyl-2-propenoate, 1,2-propanediol mono(2-methyl-2-propenoate) and 2-propenoic acid | 350868 | 74212
2-Propenoic acid, 2-methyl-, butyl ester, polymer with dodecyl 2-methyl-2-propenoate, ethenylbenzene, 1,2-propanediol mono(2-methyl-2-propenoate) and 2-propenoic acid | 350850 | 74213
1,4-Cyclohexanedicarboxylic acid, 1,4-dimethyl ester, polymer with 1,4-cyclohexanedimethanol, 1,3-dihydro-1,3-dioxo-5-isobenzofurancarboxylic acid, 1,2-ethanediol and .alpha.-hydro-.omega.-hydroxypoly[oxy(methyl-1,2-ethanediyl)] | 350843 | 74214
Ethanethiol, 2-(4-nonylphenoxy)-, 1,1'-(hydrogen phosphorodithioate) | 343483 | 74215
Benzenethiol, 4-dodecyl-, 1,1'-(hydrogen phosphorodithioate) | 343467 | 74216
2-Propenoic acid, polymer with butyl 2-propenoate, ethyl 2-propenoate, 2-propenamide and 2-propenenitrile | 343459 | 74217
2-Propenoic acid, 2-methyl-, methyl ester, polymer with ethyl 2-propenoate, N-(hydroxymethyl)-2-propenamide, 2-propenenitrile and 2-propenoic acid | 343442 | 74218
2-Propenoic acid, polymer with chloroethene, ethenylbenzene, ethyl 2-propenoate and N-(hydroxymethyl)-2-propenamide | 343434 | 74219
2-Propenoic acid, polymer with chloroethene, 1,1-dichloroethene and 2-ethylhexyl 2-propenoate | 343426 | 74220
2-Propenoic acid, polymer with chloroethene, N-(hydroxymethyl)-2-propenamide and methyl 2-propenoate | 343418 | 74221
Acetic acid ethenyl ester, polymer with chloroethene and N-(hydroxymethyl)-2-propenamide | 343400 | 74222
2-Propenoic acid, 2-methyl-, polymer with 1,3-butadiene, N-(hydroxymethyl)-2-propenamide, methyl 2-methyl-2-propenoate and 2-propenenitrile | 343392 | 74223
1-Naphthalenesulfonic acid, calcium salt (2:1), polymer with formaldehyde | 343384 | 74224
Molybdate (Mo8O264-), hydrogen, compd. with 1,3,5-triazine-2,4,6-triamine (1:4:4) | 343376 | 74225
2-Propenoic acid, 2-methyl-, polymer with butyl 2-propenoate, ethyl 2-propenoate, N-(hydroxymethyl)-2-propenamide, 2-propenamide and 2-propenenitrile | 343368 | 74226
2-Propenoic acid, polymer with butyl 2-propenoate, ethyl 2-propenoate, 2-hydroxyethyl 2-propenoate, 2-propenamide and 2-propenenitrile | 343350 | 74227
Benzenesulfonic acid, 2,2'-(1,2-ethenediyl)bis[5-[2-(4-methoxyphenyl)diazenyl]-, sodium salt (1:2) | 343343 | 74228
Benzenesulfonic acid, 4-chloro-3-[4-[[4-(dimethylamino)phenyl]methylene]-4,5-dihydro-3-methyl-5-oxo-1H-pyrazol-1-yl]- | 343327 | 74229
Benzenesulfonic acid, 4-(2-bromoethyl)-, sodium salt (1:1) | 343319 | 74230
Benzenesulfonic acid, 3-[2-(4-amino-5-methoxy-2-methylphenyl)diazenyl]-, sodium salt (1:1) | 343293 | 74231
Benzenemethanesulfonic acid, .alpha.-hydroxy-3-methoxy-, sodium salt (1:1) | 343285 | 74232
1,4-Benzenedisulfonic acid, 2-[2-[4-[2-(4-amino-2,5-dimethoxyphenyl)diazenyl]-6-sulfo-1-naphthalenyl]diazenyl]-, sodium salt (1:3) | 343269 | 74233
Benzenediazonium, 4-[2-(4-sulfophenyl)diazenyl]-, inner salt | 343251 | 74234
Benzenediazonium, 4-(6-methyl-7-sulfo-2-benzothiazolyl)-, inner salt | 343244 | 74235
7-Benzothiazolesulfonic acid, 2-[4-[2-(hexahydro-2,4,6-trioxo-5-pyrimidinyl)diazenyl]phenyl]-6-methyl-, compd. with 2,2',2''-nitrilotris[ethanol] (1:1) | 343228 | 74236
2-Naphthalenesulfonic acid, 7-[(4-aminobenzoyl)amino]-3-[2-[4-(benzoylamino)phenyl]diazenyl]-4-hydroxy- | 343210 | 74237
Hexanedioic acid, polymer with 2,5-furandione and 1,2-propanediol, 2-ethylhexyl ester | 343202 | 74238
Formaldehyde, polymer with methylphenol, phenol and 1,3,5,7-tetraazatricyclo[3.3.1.13,7]decane | 343194 | 74239
2-Naphthalenesulfonic acid, 6,6'-[carbonylbis[imino(1-hydroxy-6,2-naphthalenediyl)-2,1-diazenediyl]]bis- | 343178 | 74240
Propanamide, 3-[(2-cyanoethyl)[4-[2-(4-nitrophenyl)diazenyl]phenyl]amino]-N-ethyl- | 343160 | 74241
1,3-Naphthalenedisulfonic acid, 7-[2-[4-[2-[4-[2-[4-[(4-aminobenzoyl)amino]-2-methylphenyl]diazenyl]-7-sulfo-1-naphthalenyl]diazenyl]-2-methylphenyl]diazenyl]-, sodium salt (1:3) | 343152 | 74242
Ethanaminium, 2-[[2-cyano-3-[4-(diethylamino)phenyl]-1-oxo-2-propen-1-yl]oxy]-N,N,N-trimethyl-, chloride (1:1) | 343137 | 74243
Acetic acid, 2-cyano-, anhydride with acetic acid | 343129 | 74244
Benzene, 1-(ethoxymethyl)-2-methoxy- | 343111 | 74245
Poly[oxy(methyl-1,2-ethanediyl)], .alpha.-sulfo-.omega.-(dodecyloxy)- | 343103 | 74246
.beta.-Alanine, N-(2-carboxyethyl)-N-[3-(decyloxy)propyl]-, sodium salt (1:1) | 343095 | 74247
.beta.-Alanine, N-(2-carboxyethyl)-N-[3-(octyloxy)propyl]-, sodium salt (1:1) | 343087 | 74248
[1,1'-Biphenyl]-4,4'-diamine, 3,3'-dichloro-, sulfate (1:2) | 343079 | 74249
Benzenesulfonic acid, 5-methoxy-2-[[(9Z)-1-oxo-9-octadecen-1-yl]amino]-, sodium salt (1:1) | 343061 | 74250
1,3-Benzenedicarboxylic acid, 5-sulfo-, sodium salt (1:1), polymer with 1,4-benzenedicarboxylic acid, 1,2-ethanediol and hexanedioic acid | 343053 | 74251
Poly[oxy(methyl-1,2-ethanediyl)], .alpha.-sulfo-.omega.-(decyloxy)-, sodium salt (1:1) | 343046 | 74252
Poly[oxy(methyl-1,2-ethanediyl)], .alpha.-sulfo-.omega.-(decyloxy)- | 343038 | 74253
1,4-Benzenedicarboxylic acid, polymer with 1,4-butanediol and 1,1'-methylenebis[4-isocyanatobenzene] | 343020 | 74254
1,4-Benzenedicarboxylic acid, polymer with 1,4-butanediol, 1,1'-methylenebis[4-isocyanatobenzene] and 2-oxepanone | 343012 | 74255
2H-Pyran, 5,6-dihydro-4,5-dimethyl-2-(2-methyl-1-propen-1-yl)- | 343004 | 74256
Phenol, 2-(1-ethylcyclopentyl)-4,6-dimethyl- | 342998 | 74257
Benzenamine, 4-heptyl-N-(4-heptylphenyl)- | 342980 | 74258
Phenol, 2,3-dimethyl-4-(1-methylcyclohexyl)- | 342972 | 74259
Phenol, 2,5-dimethyl-4-(1-methylcyclohexyl)- | 342964 | 74260
Benzenamine, 4-heptyl-N-phenyl- | 342956 | 74261
2-Propenoic acid, 2-methyl-, methyl ester, homopolymer, ammonium salt | 342949 | 74262
1-Butanesulfonic acid, 4-[(4-amino-3-methylphenyl)(1-methylethyl)amino]- | 342931 | 74263
Formaldehyde, polymer with 2-(chloromethyl)oxirane, 1,3-dimethylbenzene and 4,4'-(1-methylethylidene)bis[phenol] | 342923 | 74264
Formaldehyde, polymer with 1,3-dimethylbenzene and (2-propen-1-yloxy)benzene | 342915 | 74265
Benzenediazonium, 3-chloro-4-(dimethylamino)-, tetrafluoroborate(1-) (1:1) | 342907 | 74266
Ethanol, 2,2'-[(2-hydroxyethyl)imino]bis-, 1,1'-diacetate | 342881 | 74267
Manganese, [4-[2-(4-chloro-3-sulfophenyl)diazenyl-.kappa.N1]-3-(hydroxy-.kappa.O)-2-naphthalenecarboxylato(2-)]- | 339754 | 74268
Zinc oxide phosphonate (Zn4O3(HPO3)) | 339747 | 74269
Benzene, ethenyl-, polymer with 1-methyl-4-(1-methylethenyl)cyclohexene | 339739 | 74270
2-Propenoic acid, 2-methyl-, polymer with ethenylbenzene, ethyl 2-propenoate, 2-methyloxirane, N-[(2-methylpropoxy)methyl]-2-propenamide and oxirane, ammonium salt | 339721 | 74271
Phenol, 4,4'-(1-methylethylidene)bis-, polymer with 2-(chloromethyl)oxirane, (9Z,12Z)-9,12-octadecadienoate (9Z)-9-octadecenoate | 339713 | 74272
1,3-Benzenedicarboxylic acid, polymer with 2,2-dimethyl-1,3-propanediol, hexanedioic acid, 2-(hydroxymethyl)-2-methyl-1,3-propanediol and 1,1'-[(1-methylethylidene)bis(4,1-phenyleneoxy)]bis[2-propanol] | 339705 | 74273
1,3-Benzenedicarboxylic acid, polymer with hexanedioic acid, 2-(hydroxymethyl)-2-methyl-1,3-propanediol, 1,1'-[(1-methylethylidene)bis(4,1-phenyleneoxy)]bis[2-propanol] and 2,2,4-trimethyl-1,3-pentanediol | 339697 | 74274
2-Propenoic acid, 2-methyl-, polymer with ethenylbenzene, ethyl 2-propenoate, 2-methyloxirane, N-[(2-methylpropoxy)methyl]-2-propenamide and oxirane | 339689 | 74275
2-Propen-1-ol, polymer with ethenylbenzene, (9Z,12Z)-9,12-octadecadienoate | 339671 | 74276
1,3-Benzenedicarboxylic acid, polymer with 2,2-dimethyl-1,3-propanediol, hexanedioic acid, 1,3-isobenzofurandione and 2,2,4-trimethyl-1,3-pentanediol | 339663 | 74277
2-Propenoic acid, polymer with ethenylbenzene, ethyl 2-propenoate, N-[(2-methylpropoxy)methyl]-2-propenamide and 2-propenenitrile, ammonium salt | 339655 | 74278
Nonanedioic acid, polymer with 2-(chloromethyl)oxirane, 1,3-dihydro-1,3-dioxo-5-isobenzofurancarboxylic acid and 4,4'-(1-methylethylidene)bis[phenol], compd. with 2-(dimethylamino)ethanol | 339648 | 74279
2-Propenoic acid, 2-methyl-, methyl ester, polymer with ethenylbenzene, ethyl 2-propenoate, 2-hydroxyethyl 2-propenoate and 2-propenoic acid, compd. with 2-(dimethylamino)ethanol | 339630 | 74280
2-Propenoic acid, polymer with ethenylbenzene, ethyl 2-propenoate and 2-ethyl-2-[(2-propen-1-yloxy)methyl]-1,3-propanediol | 339622 | 74281
L-Proline, 5-oxo-, (1R,2S,5R)-5-methyl-2-(1-methylethyl)cyclohexyl ester | 339614 | 74282
Hexadecadien-1-ol, 1-(hydrogen sulfate), sodium salt (1:1) | 339606 | 74283
Poly(oxy-1,2-ethanediyl), .alpha.,.alpha.',.alpha.''-phosphinylidynetris[.omega.-hydroxy- | 339598 | 74284
Benzenesulfonamide, 2,5-dichloro-4-[2-[4-[(2-cyanoethyl)ethylamino]phenyl]diazenyl]-N,N-dimethyl- | 339580 | 74285
Sulfuric acid, monohexyl ester, compd. with 2,2',2''-nitrilotris[ethanol] (1:1) | 339572 | 74286
2-Propenoic acid, 2-methyl-, polymer with 2-methylpropyl 2-methyl-2-propenoate and rel-(1R,2R,4R)-1,7,7-trimethylbicyclo[2.2.1]hept-2-yl 2-methyl-2-propenoate | 339564 | 74287
Benzamide, N-[3-[bis[2-(benzoyloxy)ethyl]amino]phenyl]- | 339549 | 74288
Methanesulfonamide, N-[4-(2-chloroacetyl)phenyl]- | 339531 | 74289
Benzenesulfonic acid, 4-[2-[5-amino-1-(4-chlorophenyl)-3-methyl-1H-pyrazol-4-yl]diazenyl]-2,5-dichloro-, compd. with 2,2'-iminobis[ethanol] (1:1) | 339523 | 74290
2-Tetradecenal | 339499 | 74291
2-Propenoic acid, 2-methyl-, polymer with butyl 2-propenoate, ethenylbenzene, (1-methylethenyl)benzene and methyl 2-methyl-2-propenoate | 339481 | 74292
2-Propenoic acid, 1,1'-[methylenebis[4,1-phenyleneoxy(2-hydroxy-3,1-propanediyl)]] ester | 339473 | 74293
Benzamide, 3,3'-[(3,3'-dimethyl[1,1'-biphenyl]-4,4'-diyl)bis[imino(1-acetyl-2-oxo-2,1-ethanediyl)-2,1-diazenediyl]]bis[4-methyl- | 339465 | 74294
Pentasiloxane, 1,1,3,5,7,9,9-heptamethyl-3,5,7-tris(3,3,3-trifluoropropyl)- | 339457 | 74295
Silanetriol, 1-(3-chloropropyl)-, compd. with thiourea (1:1) | 339432 | 74296
Silanediol, 1-(1,1-dimethylethoxy)-1-ethenyl-, 1,1-diacetate | 339424 | 74297
Silanol, 1,1-bis(1,1-dimethylethoxy)-1-ethenyl-, 1-acetate | 339416 | 74298
Silanediamine, N-(chlorodimethylsilyl)-N'-(chloroethenylmethylsilyl)-1,1-dimethyl- | 339408 | 74299
Silanediamine, N-(chlorodimethylsilyl)-N'-(chlorodiphenylsilyl)-1,1-dimethyl- | 339390 | 74300
2-Propenoic acid, polymer with 2-ethylhexyl 2-propenoate, ethyl 2-propenoate and 2-propenenitrile | 339374 | 74301
1,4-Butanediol, polymer with 2,4-diisocyanato-1-methylbenzene and .alpha.-hydro-.omega.-hydroxypoly[oxy(methyl-1,2-ethanediyl)] | 339366 | 74302
1,3-Isobenzofurandione, polymer with 2-(hydroxymethyl)-2-methyl-1,3-propanediol, butylbenzoate | 339358 | 74303
Nonanedioic acid, polymer with 2-(hydroxymethyl)-2-methyl-1,3-propanediol and 1,3-isobenzofurandione, butylbenzoate nonanoate | 339341 | 74304
Nonanedioic acid, polymer with 2-ethyl-2-(hydroxymethyl)-1,3-propanediol and 1,3-isobenzofurandione, butylbenzoate heptanoate | 339333 | 74305
1,3-Benzenedicarboxylic acid, polymer with 2,2-dimethyl-1,3-propanediol, 2-ethyl-2-(hydroxymethyl)-1,3-propanediol and hexanedioic acid, butylbenzoate | 339325 | 74306
2-Propenoic acid, 2-methyl-, methyl ester, polymer with ethenylmethylbenzene, 2-ethylhexyl 2-propenoate and 2-propenamide | 339317 | 74307
Poly(oxy-1,2-ethanediyl), .alpha.-tetradecen-1-yl-.omega.-hydroxy- | 339309 | 74308
Poly(oxy-1,2-ethanediyl), .alpha.-hexadecadien-1-yl-.omega.-hydroxy- | 339291 | 74309
1,3-Propanediol, 2-ethyl-2-[(2-propen-1-yloxy)methyl]-, polymer with 1,3-diisocyanatomethylbenzene and .alpha.-hydro-.omega.-hydroxypoly(oxy-1,4-butanediyl) | 339283 | 74310
2-Propenoic acid, 2-methyl-, monoester with 1,2-propanediol, polymer with ethenylbenzene and 2-propenoic acid | 339275 | 74311
2-Propenoic acid, 2-methyl-, methyl ester, polymer with 2-ethylhexyl 2-propenoate, 1,2-propanediol mono(2-methyl-2-propenoate), 2-propenenitrile and 2-propenoic acid | 339267 | 74312
2-Propenoic acid, 2-methyl-, 2-hydroxyethyl ester, polymer with ethenylbenzene, 2-ethylhexyl 2-propenoate, methyl 2-methyl-2-propenoate and 1,2-propanediol mono(2-methyl-2-propenoate) | 339259 | 74313
Benzenecarbothioic acid, 4-heptyl-, S-(4-cyanophenyl) ester | 339242 | 74314
Benzenecarbothioic acid, 4-pentyl-, S-(4-cyanophenyl) ester | 339234 | 74315
Poly(oxy-1,2-ethanediyl), .alpha.,.alpha.'-[(1-methylethylidene)di-4,1-phenylene]bis[.omega.-[(1-oxo-2-propen-1-yl)oxy]- | 339226 | 74316
Butanedioic acid, 2-(dodecen-1-yl)-, compd. with 2,2',2''-nitrilotris[ethanol] (1:1) | 339218 | 74317
1-Biphenylenol, dodecahydro-1,3,3,4a-tetramethyl- | 339200 | 74318
1-Biphenylenol, dodecahydro-3,3,4a-trimethyl- | 339192 | 74319
Propanoic acid, 2-hydroxy-, 2-methyl-4-oxo-4H-pyran-3-yl ester | 369892 | 74320
Butanoic acid, 2-methyl-4-oxo-4H-pyran-3-yl ester | 369884 | 74321
1H-Indole-3-heptanol, .eta.-1H-indol-3-yl-.alpha.,.alpha.,.epsilon.-trimethyl- | 369876 | 74322
2,6-Octadien-1-ol, 3,7-dimethyl-, 1-(2-aminobenzoate), (2Z)- | 369868 | 74323
Benzene, 1-(2,2-diethoxyethyl)-4-(1-methylethyl)- | 369850 | 74324
Benzeneacetic acid, 3,3,5-trimethylcyclohexyl ester | 369843 | 74325
Cyclohexanol, 3,3,5-trimethyl-, 1-acetate | 369835 | 74326
2-Propenoic acid, polymer with 2-(chloromethyl)oxirane, ethenylbenzene, 4,4'-(1-methylethylidene)bis[phenol] and (9Z)-9-octadecen-1-ol | 369827 | 74327
2-Propenoic acid, polymer with 2,2-bis(hydroxymethyl)-1,3-propanediol, 2-(chloromethyl)oxirane and 4,4'-(1-methylethylidene)bis[phenol] | 369819 | 74328
1,3-Benzenedicarboxylic acid, polymer with 1,4-dimethyl 1,4-benzenedicarboxylate, 2,2-dimethyl-1,3-propanediol, 1,2-ethanediol, hexanedioic acid and 1,6-hexanediol | 369801 | 74329
2-Propenoic acid, telomer with tert-dodecanethiol, ethenylbenzene, 2-ethylhexyl 2-propenoate and 2-hydroxyethyl 2-propenoate | 369793 | 74330
2-Propenoic acid, 2-methyl-, polymer with butyl 2-propenoate, ethenylbenzene, ethyl 2-propenoate, methyl 2-methyl-2-propenoate and methyl 2-propenoate | 369785 | 74331
1,3-Benzenedicarboxylic acid, polymer with ethenylbenzene, 2,5-furandione, 2,2'-oxybis[ethanol] and 1,2-propanediol | 369777 | 74332
1,3-Isobenzofurandione, polymer with 2,2-bis[(2-propen-1-yloxy)methyl]-1-butanol, ethenylbenzene, 2,5-furandione and 2,2'-oxybis[ethanol] | 369769 | 74333
2-Propenoic acid, butyl ester, polymer with 2,2-dimethyl-1,3-propanediol, ethenylbenzene, 2,5-furandione and 1,3-isobenzofurandione | 369751 | 74334
1,3-Isobenzofurandione, polymer with 2,2-dimethyl-1,3-propanediol, ethenylbenzene and 2,5-furandione | 369744 | 74335
2,5-Furandione, polymer with ethenylmethylbenzene, oxybis[propanol] and 1,2-propanediol | 369736 | 74336
2,5-Furandione, polymer with ethenylbenzene, oxybis[propanol] and 1,2-propanediol | 369728 | 74337
2-Butenedioic acid (2Z)-, 1,4-dimethyl ester, polymer with butyl 2-propenoate and ethenyl acetate | 369710 | 74338
2-Propenoic acid, 2-methyl-, dodecyl ester, polymer with ethenylmethylbenzene | 369702 | 74339
2-Propenoic acid, 2-methyl-, 2-[(1,1-dimethylethyl)amino]ethyl ester, polymer with 2-hydroxyethyl 2-methyl-2-propenoate and N-(1-methylethyl)-2-propenamide | 369694 | 74340
Benzoic acid, 4-(1,1-dimethylethyl)-, compd. with 1-amino-2-propanol (1:1) | 369686 | 74341
Boric acid (H3BO3), compd. with morpholine (1:?) | 369660 | 74342
2-Cyclohexene-1-octanoic acid, 5-carboxy-4-hexyl-, compd. with 2,2',2''-nitrilotris[ethanol] (1:2) | 369652 | 74343
Silane, diethoxymethyloctadecyl- | 369637 | 74344
Phosphorous acid, P,P',P''-[(1-methyl-1-propanyl-3-ylidene)tris[2-(1,1-dimethylethyl)-5-methyl-4,1-phenylene]] P,P,P',P',P'',P''-hexaisotridecyl ester | 369611 | 74345
Phosphoric acid, rhodium(3+) salt (1:1) | 369603 | 74346
Sulfurous acid, gold(3+) potassium salt (4:1:5) | 369595 | 74347
Sulfurous acid, gold(3+) sodium salt (4:1:5) | 369587 | 74348
Sulfurous acid, potassium silver(1+) salt (1:1:1) | 369579 | 74349
1H-Pyrrole-2,5-dione, potassium silver(1+) salt (2:1:1) | 369561 | 74350
Tetradecanoic acid, 1,1'-[(dibutylstannylene)bis(thio-2,1-ethanediyl)] ester | 369546 | 74351
9-Octadecenoic acid (9Z)-, 1,1'-[(dimethylstannylene)bis(thio-2,1-ethanediyl)] ester | 369520 | 74352
9,12-Octadecadienoic acid (9Z,12Z)-, 1,1'-[(dibutylstannylene)bis(thio-2,1-ethanediyl)] ester | 369504 | 74353
Hexanoic acid, 3,5,5-trimethyl-, 1,1'-[(dibutylstannylene)bis(thio-2,1-ethanediyl)] ester | 369488 | 74354
Hexanoic acid, 2-ethyl-, 2-mercaptoethyl ester | 369462 | 74355
4H-1,3,2-Oxathiastannin-4-carboxylic acid, 2,2-dibutyldihydro-6-oxo- | 369447 | 74356
Propanoic acid, 3-(hexylthio)-, methyl ester | 369439 | 74357
Hexanedioic acid, polymer with 1,2-ethanediol, 2-ethyl-2-(hydroxymethyl)-1,3-propanediol and 1,1'-methylenebis[4-isocyanatocyclohexane] | 369421 | 74358
Hexanedioic acid, polymer with hexanediol and 1,1'-methylenebis[4-isocyanatocyclohexane] | 369413 | 74359
Cuprate(3-), [4-(hydroxy-.kappa.O)-3-[2-[2-(hydroxy-.kappa.O)-5-[[2-(sulfooxy)ethyl]sulfonyl]phenyl]diazenyl-.kappa.N1]-7-[(1-oxo-3-sulfopropyl)amino]-2-naphthalenesulfonato(5-)]-, hydrogen (1:3) | 369397 | 74360
Palladate(2-), [[N,N'-1,2-cyclohexanediylbis[N-[(carboxy-.kappa.O)methyl]glycinato-.kappa.N,.kappa.O]](4-)]-, sodium (1:2), (OC-6-21)- | 369389 | 74361
Palladium(2+), diammine(1,2-ethanediamine-.kappa.N1,.kappa.N2)-, (SP-4-2)-, bis(cyano-.kappa.C)aurate(1-) (1:2) | 369371 | 74362
Cuprate(2-), [N,N-bis[(carboxy-.kappa.O)methyl]glycinato(3-)-.kappa.N,.kappa.O]-, sodium (1:2), (T-4)- | 369363 | 74363
Palladate(2-), bis(nitrito-.kappa.N)[sulfato(2-)-.kappa.O,.kappa.O']-, potassium (1:2), (SP-4-2)- | 369355 | 74364
Copper(2+), bis(1,2-ethanediamine-.kappa.N1,.kappa.N2)-, bis(cyano-.kappa.C)argentate(1-) (1:2) | 369348 | 74365
Copper(2+), bis(1,2-ethanediamine-.kappa.N1,.kappa.N2)-, (T-4)-tetrakis(cyano-.kappa.C)zincate(2-) (1:1) | 369330 | 74366
Silver(1+), diammine-, bis(cyano-C)aurate(1-) (1:1) | 369322 | 74367
Silver(1+), bis(1,2-ethanediamine-.kappa.N1,.kappa.N2)-, (T-4)-, bis(cyano-.kappa.C)aurate(1-) (1:1) | 369314 | 74368
Copper(1+), bis(1,2-ethanediamine-.kappa.N1,.kappa.N2)-, (T-4)-, bis(cyano-.kappa.C)argentate(1-) (1:1) | 369306 | 74369
Octadecanoic acid, 10-(sulfooxy)-, 1-(2-methylpropyl) ester, sodium salt (1:1) | 369298 | 74370
1,3-Benzenedicarboxylic acid, polymer with 1,3-dihydro-1,3-dioxo-5-isobenzofurancarboxylic acid, 2-ethyl-2-(hydroxymethyl)-1,3-propanediol, formaldehyde, isononanoic acid and 1,3,5-triazine-2,4,6-triamine | 369280 | 74371
1,3-Isobenzofurandione, polymer with 2,2'-[1,2-ethanediylbis(oxy)]bis[ethanol], 2,5-furandione and 2,2'-oxybis[ethanol] | 369272 | 74372
1,3-Benzenedicarboxylic acid, polymer with 2,2-dimethyl-1,3-propanediol, 2,5-furandione, hexanedioic acid, 1,3-isobenzofurandione and 1,2-propanediol | 369264 | 74373
2-Propenoic acid, 2-methyl-, polymer with ethenylbenzene, ethyl 2-propenoate and 1,2-propanediol mono(2-methyl-2-propenoate) | 369256 | 74374
Propanoic acid, 3-hydroxy-2-(hydroxymethyl)-2-methyl-, polymer with 1,4-cyclohexanedimethanol, 1,3-diisocyanatomethylbenzene, hydrazine and 2-oxepanone | 369249 | 74375
[1,1'-Biphenyl]-2-carboxamide, 2'-methoxy- | 369231 | 74376
Phosphoric acid, mono(2-hydroxyethyl) monomethyl ester | 369223 | 74377
Ethanaminium, N,N-dimethyl-2-[(1-oxooctadecyl)oxy]-N-[2-[(1-oxooctadecyl)oxy]ethyl]-, chloride (1:1) | 369215 | 74378
Glycine, N-cyclohexyl-N-(9Z)-9-octadecen-1-yl- | 369207 | 74379
Carbamic acid, N-[2-(sulfothio)ethyl]-N-(3,3,4,4,5,5,6,6,7,7,8,8,8-tridecafluorooctyl)-, C-ethyl ester, sodium salt (1:1) | 369199 | 74380
Benzoic acid, 4-[(4-chlorophenyl)methylamino]-, methyl ester | 369181 | 74381
Benzenediazonium, 5-(benzoylamino)-2,4-dimethoxy-, chloride, hydrochloride (1:1:1) | 369173 | 74382
Imidazo[4,5-d]imidazole-2,5(1H,3H)-dione, tetrahydro-1,3,4,6-tetrakis[(2-hydroxyethoxy)methyl]- | 369165 | 74383
2-Naphthalenesulfonic acid, 6-(methylamino)-5-[2-[2-sulfo-4-[[2-(sulfooxy)ethyl]sulfonyl]phenyl]diazenyl]- | 369132 | 74384
Benzenesulfonic acid, 2,5-dichloro-4-[4-[2-(4-chlorophenyl)diazenyl]-4,5-dihydro-3-methyl-5-oxo-1H-pyrazol-1-yl]- | 369116 | 74385
Glycine, N-[3-amino-4-[2-[7-[2-[4-[[4-[2-[7-[2-[2-amino-4-[(carboxymethyl)amino]phenyl]diazenyl]-1-hydroxy-3-sulfo-2-naphthalenyl]diazenyl]phenyl]amino]-2-sulfophenyl]diazenyl]-8-hydroxy-6-sulfo-2-naphthalenyl]diazenyl]phenyl]-, sodium salt (1:3) | 369108 | 74386
2,7-Naphthalenedisulfonic acid, 4-amino-5-hydroxy-3-[2-[4-[6-[2-(4-hydroxyphenyl)diazenyl]-1H-benzimidazol-2-yl]phenyl]diazenyl]-6-(2-phenyldiazenyl)- | 369082 | 74387
2-Propenoic acid, 2-methyl-, methyl ester, polymer with 2-ethylhexyl 2-propenoate and 2-propenamide | 369074 | 74388
2-Propenoic acid, polymer with ethenylbenzene, ethyl 2-propenoate, formaldehyde and 2-propenamide | 369066 | 74389
5-Isobenzofurancarboxylic acid, 1,3-dihydro-1,3-dioxo-, polymer with 2-(dimethylamino)ethanol, 2,2-dimethyl-1,3-propanediol and 2,2'-[1,2-ethanediylbis(oxy)]bis[ethanol] | 369058 | 74390
2-Propenoic acid, 2-methyl-, methyl ester, polymer with 2-hydroxyethyl 2-propenoate and 1,3-isobenzofurandione | 369041 | 74391
Poly(oxy-1,2-ethanediyl), .alpha.,.alpha.'-(dimethylsilylene)bis[.omega.-methoxy- | 369033 | 74392
Poly(oxy-1,2-ethanediyl), .alpha.,.alpha.'-[(hexadecylimino)di-2,1-ethanediyl]bis[.omega.-(sulfooxy)-, ammonium salt (1:2) | 369025 | 74393
1,3-Propanediamine, N1-(9Z)-9-octadecen-1-yl-, polymer with 2-(chloromethyl)oxirane and .alpha.-hydro-.omega.-hydroxypoly(oxy-1,2-ethanediyl) | 369017 | 74394
Octanamide, N-[4-[[(aminocarbonyl)amino][4-(diethylamino)-2-methylphenyl]methyl]-2-methoxyphenyl]- | 369009 | 74395
Octadecanoic acid, 10-(sulfooxy)-, 1-methyl ester, sodium salt (1:1) | 368993 | 74396
Phosphoric acid, mono(3-methylbutyl) monooctyl ester, compd. with 2-(dibutylamino)ethanol (1:1) | 368977 | 74397
Phosphoric acid, polymer with 2-(chloromethyl)oxirane and 4,4'-(1-methylethylidene)bis[phenol] | 368969 | 74398
2-Propenoic acid, ethyl ester, polymer with N-(hydroxymethyl)-2-propenamide and methyl 2-propenoate | 368951 | 74399
2-Propenoic acid, 2-methyl-, polymer with butyl 2-propenoate, methyl 2-methyl-2-propenoate and methyl 2-propenoate | 368944 | 74400
2-Propenoic acid, polymer with butyl 2-propenoate, 2-ethylhexyl 2-propenoate, N-(hydroxymethyl)-2-propenamide and 2-propenenitrile | 368936 | 74401
2-Propenoic acid, 2-methyl-, methyl ester, polymer with ethenyl acetate, N-(hydroxymethyl)-2-propenamide and 2-propenoic acid | 368928 | 74402
1,3-Benzenedicarboxylic acid, polymer with 2,2-bis[(2-propen-1-yloxy)methyl]-1-butanol | 368910 | 74403
1,3-Benzenedicarboxylic acid, polymer with 1,3-dihydro-1,3-dioxo-5-isobenzofurancarboxylic acid, 2-ethyl-2-(hydroxymethyl)-1,3-propanediol, hexanedioic acid and 1,2-propanediol | 368902 | 74404
2-Propenoic acid, 2-methyl-, polymer with N1,N2-bis(2-aminoethyl)-1,2-ethanediamine, 2-(chloromethyl)oxirane, 4,4'-(1-methylethylidene)bis[phenol] and N1-(9Z)-9-octadecen-1-yl-1,3-propanediamine | 368894 | 74405
1,3-Benzenedicarboxylic acid, polymer with 2-(chloromethyl)oxirane and 1,3-isobenzofurandione | 368886 | 74406
Phenol, polymer with formaldehyde, compd. with 4-methylpyridine 1-oxide | 368878 | 74407
Phenol, 4,4'-(1-methylethylidene)bis-, polymer with formaldehyde, compd. with 2-methyl-1H-imidazole | 368860 | 74408
2H-Azepin-2-one, hexahydro-, polymer with 1,1'-methylenebis[4-isocyanatobenzene] and 2,2,4-trimethyl-1,3-pentanediol | 368852 | 74409
Phosphonic acid, P,P'-1,2-ethanediylbis-, polymer with 2,2-bis(hydroxymethyl)-1,3-propanediol | 368845 | 74410
Hexadecanoic acid, polymer with 2,2-bis(hydroxymethyl)-1,3-propanediol and 4,5,6,7,8,8-hexachloro-3a,4,7,7a-tetrahydro-4,7-methanoisobenzofuran-1,3-dione | 368837 | 74411
Bicyclo[2.2.1]hept-5-ene-2,3-dicarboxylic acid, 1,4,5,6,7,7-hexachloro-, polymer with 2,2-bis(hydroxymethyl)-1,3-propanediol and hexadecanoic acid | 368829 | 74412
Phosphonic acid, P,P'-[1,4-phenylenebis(methylene)]bis-, polymer with 2,2-bis(hydroxymethyl)-1,3-propanediol | 368811 | 74413
1,4-Butanediol, polymer with 1,1'-methylenebis[4-isocyanatobenzene] and 2,2'-thiobis[ethanol] | 368803 | 74414
2-Propenoic acid, methyl ester, polymer with ethenylbenzene and (1-methylethenyl)benzene | 368795 | 74415
1-Propanamine, N,N-dipropyl-, acetate (1:1) | 368779 | 74416
Phosphoric acid, dioctyl ester, compd. with N,N-dimethyl-1-octadecanamine (1:1) | 368761 | 74417
1-Tridecanol, dihydrogen phosphate, compd. with N,N-dimethyl-1-octadecanamine (1:1) | 368746 | 74418
1-Propanaminium, N-ethyl-N,N-dimethyl-3-[(1-oxooctadecyl)amino]-, ethyl sulfate (1:1) | 368738 | 74419
1,2,4-Benzenetricarboxylic acid, 1,2-bis(phenylmethyl) ester | 368704 | 74420
Phosphoric acid, monoethyl ester, compd. with N,N-dimethyl-1-dodecanamine (1:1) | 368696 | 74421
Phosphoric acid, monoethyl ester, compd. with N,N-dimethyl-1-octadecanamine (1:1) | 368670 | 74422
Octadecanoic acid, 10-(sulfooxy)-, (tetrahydro-2-furanyl)methyl ester, sodium salt (1:1) | 368662 | 74423
1H-Imidazolium, 1,3-dimethyl-2-[2-[4-(methylamino)phenyl]diazenyl]-, (T-4)-tetrachlorozincate(2-) (2:1) | 368647 | 74424
Benzoic acid, 2,3,4,5-tetrachloro-6-[[(3-methoxypropyl)amino]carbonyl]- | 368621 | 74425
4-Piperidinecarbonyl chloride, 2,2,6,6-tetramethyl- | 368613 | 74426
9,10-Anthracenediol, 9,10-dihydro-9,10-bis(2-phenylethynyl)-, lithium salt (1:2) | 368605 | 74427
Methanone, [4-[(3,4-dimethylhexyl)oxy]-2-hydroxyphenyl]phenyl- | 368597 | 74428
Methanone, [2-hydroxy-4-[(3-methylheptyl)oxy]phenyl]phenyl- | 368589 | 74429
Methanone, [4-[(4,5-dimethylhexyl)oxy]-2-hydroxyphenyl]phenyl- | 368571 | 74430
2-Oxetanone, 3-hexadecyl-4-pentadecylidene- | 368563 | 74431
2-Oxetanone, 4-heptadecylidene-3-tetradecyl- | 368555 | 74432
Benzoic acid, 3,5-bis(1,1-dimethylethyl)-4-hydroxy-, hexadecyl ester | 368548 | 74433
4-Piperidinecarboxylic acid, 2,2,6,6-tetramethyl-, 4,4'-(1,8-octanediyl) ester | 368530 | 74434
Methanone, [4-[(3,5-dimethylhexyl)oxy]-2-hydroxyphenyl]phenyl- | 368522 | 74435
4-Piperidinecarbonitrile, 2,2,6,6-tetramethyl- | 368514 | 74436
Piperidine, 4-bromo-2,2,6,6-tetramethyl- | 368506 | 74437
Benzenesulfonic acid, dodecyl-, compd. with piperidine (1:1) | 368498 | 74438
1,4-Butanediol, polymer with .alpha.-hydro-.omega.-hydroxypoly(oxy-1,2-ethanediylthio-1,2-ethanediyl) and 1,1'-methylenebis[4-isocyanatobenzene] | 368480 | 74439
Benzenediazonium, 4-methyl-2-nitro-, (T-4)-tetrachlorozincate(2-) (4:1) | 368464 | 74440
Poly(oxy-1,2-ethanediyl), .alpha.-sulfo-.omega.-(pentadecyloxy)-, ammonium salt (1:1) | 368456 | 74441
Poly(oxy-1,2-ethanediyl), .alpha.-sulfo-.omega.-(octyloxy)- | 368449 | 74442
Phenol, 2,6-bis[[bis(2-hydroxyethyl)amino]methyl]-4-dodecyl- | 368423 | 74443
Phenol, 2-amino-, sulfate (2:1) | 368415 | 74444
Cyclohexene, 1,3,4-trimethyl-5-(1-methylethenyl)- | 368399 | 74445
Octanoic acid, 2-sulfo-, 1-(2-ethylhexyl) ester, ammonium salt (1:1) | 368373 | 74446
Decanoic acid, 2-sulfo-, 1-(2-ethylhexyl) ester, ammonium salt (1:1) | 368365 | 74447
Hexanoic acid, 2-sulfo-, 1-(2-ethylhexyl) ester, sodium salt (1:1) | 368340 | 74448
Decanoic acid, 2-sulfo-, 1-(2-ethylhexyl) ester, sodium salt (1:1) | 368324 | 74449
1,3-Isobenzofurandione, polymer with 2,2-bis[(2-propen-1-yloxy)methyl]-1-butanol, 2,5-furandione and 2,2'-oxybis[ethanol] | 368308 | 74450
1,2-Benzenedicarboxylic acid, 1,2-di-2-propen-1-yl ester, polymer with 2,5-furandione, oxybis[propanol] and 1,2-propanediol | 368290 | 74451
2-Propenoic acid, 2-methyl-, methyl ester, polymer with ethenylbenzene, 2,5-furandione, 1,3-isobenzofurandione and 1,2-propanediol | 368282 | 74452
2-Propenoic acid, butyl ester, polymer with ethenylbenzene, 2,5-furandione, 1,3-isobenzofurandione and 1,2-propanediol | 368274 | 74453
1,3-Benzenedicarboxylic acid, polymer with 2,2-dimethyl-1,3-propanediol, ethenylbenzene and 2,5-furandione | 368266 | 74454
Benzenemethanol, polymer with methylbenzene | 368258 | 74455
Ethanol, 2-amino-, polymer with 2,2'-iminobis[ethanol] and 2-methyloxirane | 368241 | 74456
Formaldehyde, polymer with 1,2-ethanediamine, 2,2'-iminobis[ethanol], 2-methyloxirane and phenol | 368233 | 74457
Phosphorous acid, dibutyl ester, compd. with 6(or 7)-methyl-1H-benzotriazole (1:1) | 368225 | 74458
Cyclohexanol, 2-methoxy-4-propyl-, 1-acetate | 368209 | 74459
Cyclopentanone, 2-(4-methylpentylidene)- | 368191 | 74460
Propanoic acid, 2-methyl-, 2-hydroxyheptyl ester | 368175 | 74461
4,8-Decadien-3-ol, 5,9-dimethyl- | 368167 | 74462
3-Cyclopentene-1-carboxylic acid, 4-methyl-2-oxo-3-pentyl-, methyl ester | 368142 | 74463
3,7-Nonadien-2-ol, 4,8-dimethyl- | 368126 | 74464
1,3-Dioxepane, 2-(1-phenylethyl)- | 368118 | 74465
Cyclododecane, propoxy- | 368092 | 74466
Acetaldehyde, 2-(4-methylphenoxy)- | 368084 | 74467
3,7-Decadien-1-ol | 368068 | 74468
2-Butenedioic acid (2Z)-, 1-(3,6,9,12,15,18-hexaoxaoctacos-1-yl) ester | 368050 | 74469
Octadecanoic acid, 9,10-dibromo-, 1,1',1''-[[dihydro-4-hydroxy-5-(hydroxymethyl)-2H-pyran-3,3,5(4H)-triyl]tris(methylene)] ester | 368035 | 74470
3,6,9,12,15,18,21,24-Octaoxahexacosan-1-ol, 26-(4-nonylphenoxy)-, 1-acetate | 368027 | 74471
Pyrazine, 2-ethyl-6-methoxy- | 368001 | 74472
4-Penten-2-ol, 4-methyl-, 2-acetate | 367995 | 74473
1,5-Dioxaspiro[5.5]undecane, 8,8,10-trimethyl- | 367979 | 74474
Pyrazine, 2-ethoxy-5-methyl- | 367961 | 74475
Propanoic acid, 2-methyl-, 1,3,3-trimethylbicyclo[2.2.1]hept-2-yl ester | 367946 | 74476
Bicyclo[2.2.2]oct-5-ene-2-carboxaldehyde, 6-methyl-8-(1-methylethyl)- | 367920 | 74477
Bicyclo[2.2.1]hept-5-ene-2-carboxylic acid, 3-methyl-, ethyl ester | 367912 | 74478
1-Nonanol, 8-methyl-, 1-propanoate | 367896 | 74479
2-Cyclohexene-1-octanoic acid, 5(or 6)-[[(2-ethylhexyl)oxy]carbonyl]-4-hexyl-, 2-ethylhexyl ester | 367870 | 74480
Bicyclo[7.2.0]undec-3-en-5-ol, 4,11,11-trimethyl-8-methylene-, 5-acetate, (1R,5S,9S)- | 367862 | 74481
2-Butenedioic acid (2Z)-, 1,4-bis(2-ethylhexyl) ester, polymer with ethenyl acetate, 2-ethylhexyl 2-propenoate and 2-propenoic acid | 367854 | 74482
Propanediamide, 2-[2-[5-(benzoylamino)-9,10-dihydro-9,10-dioxo-1-anthracenyl]diazenyl]-N1,N3-bis(2,3-dichlorophenyl)- | 367847 | 74483
1(3H)-Isobenzofuranone, 3-(benzo[f]quinolin-3-ylmethylene)- | 367839 | 74484
2-Naphthalenecarboxylic acid, 4-[2-(4-chloro-5-methyl-2-sulfophenyl)diazenyl]-3-hydroxy-, strontium salt (1:1) | 367821 | 74485
3(2H)-Furanone, 5-acetyl-2-[(2-furanylmethyl)thio]dihydro-2,5-dimethyl- | 367813 | 74486
Acetamide, N-[2,3-dihydro-2-(3-hydroxy-2-quinolinyl)-1,3-dioxo-1H-inden-4-yl]- | 367805 | 74487
Benzoic acid, 5-chloro-2,4-dihydroxy-, methyl ester | 367797 | 74488
Ethanone, 1-(4-hydroxyphenyl)-2-(methylamino)-, hydrochloride (1:1) | 367789 | 74489
Benzeneacetic acid, .alpha.-amino-2,4-dihydroxy-, methyl ester, hydrochloride (1:1) | 367771 | 74490
Benzenediazonium, 3-chloro-4-(4-morpholinyl)-, tetrafluoroborate(1-) (1:1) | 367763 | 74491
Benzenediazonium, 3-chloro-4-(4-morpholinyl)-, (T-4)-tetrachlorozincate(2-) (2:1) | 367755 | 74492
Benzene, 1,4-dichloro-2,5-diethoxy- | 367730 | 74493
Benzeneacetic acid, 2,4-dihydroxy-, ethyl ester | 367722 | 74494
Benzeneacetic acid, .alpha.-amino-4-hydroxy-, ethyl ester, hydrochloride (1:1) | 367706 | 74495
Benzeneacetic acid, .alpha.-imino-3,4-dimethoxy-, methyl ester, hydrochloride (1:1) | 367698 | 74496
Pyrrolidine, 1-(2-methoxy-4-nitrophenyl)- | 367672 | 74497
Benzenediazonium, 4-(diethylamino)-2,5-diethoxy-, (T-4)-tetrachlorozincate(2-) (2:1) | 367656 | 74498
1,3-Benzenediol, 4,4'-(5-hydroxypentylidene)bis- | 367631 | 74499
Pyrrolidine, 1-(2,5-dibutoxy-4-nitrophenyl)- | 367623 | 74500
Benzenamine, 2,5-dibutoxy-4-(1-pyrrolidinyl)- | 367607 | 74501
Benzamide, 5-chloro-2,4-dihydroxy- | 367581 | 74502
Benzeneacetic acid, .alpha.,2,4-trihydroxy-, methyl ester | 367565 | 74503
Benzeneacetic acid, 2,4-dihydroxy-, methyl ester | 367557 | 74504
Benzene, 1-chloro-2-ethoxy-5-methyl-4-nitro- | 367532 | 74505
Benzeneacetic acid, 2,4-dihydroxy-.alpha.-imino-, methyl ester, hydrochloride (1:1) | 367524 | 74506
Benzeneacetic acid, 2,4-dihydroxy-.alpha.-oxo-, methyl ester | 367508 | 74507
1,3-Benzenediol, 4-(1-hydroxyethyl)- | 367490 | 74508
6-Benzothiazolecarboxylic acid, 2-amino-, hydrobromide (1:1) | 367474 | 74509
2,7-Naphthalenedisulfonic acid, 4-[bis[4-(diethylamino)phenyl]methyl]- | 367458 | 74510
Benzenamine, 4,4'-[(2-chlorophenyl)methylene]bis[N-ethyl-2-methyl- | 367433 | 74511
Copper, [4-[2-(4-chlorophenyl)diazenyl]-3-(hydroxy-.kappa.O)-2-naphthalenecarboxylato(2-)-.kappa.O]- | 367417 | 74512
Benzenesulfonic acid, N-ethyl-N-[4-[[4-(ethylamino)phenyl][4-[ethyl[(3-sulfophenyl)methyl]amino]phenyl]methylene]-2,5-cyclohexadien-1-ylidene]-3-sulfo-, inner salt, sodium salt (1:1) | 367409 | 74513
Benzenesulfonic acid, 2,2'-(1,2-ethenediyl)bis[5-[[4-[bis(2-hydroxyethyl)amino]-6-(phenylamino)-1,3,5-triazin-2-yl]amino]-, compd. with 2,2',2''-nitrilotris[ethanol] (1:2) | 367391 | 74514
Benzenesulfonic acid, 2,2'-(1,2-ethenediyl)bis[5-[[4-[(2-hydroxyethyl)amino]-6-[(4-sulfophenyl)amino]-1,3,5-triazin-2-yl]amino]-, potassium sodium salt (1:2:2) | 367383 | 74515
Benzenesulfonic acid, 2,2'-(1,2-ethenediyl)bis[5-[[4,6-bis[[2-(2-hydroxyethoxy)ethyl]amino]-1,3,5-triazin-2-yl]amino]-, sodium salt (1:2) | 367375 | 74516
Copper, [3-(hydroxy-.kappa.O)-4-(2-phenyldiazenyl)-2-naphthalenecarboxylato(2-)-.kappa.O]- | 367367 | 74517
2-Naphthalenecarboxamide, N-(5-chloro-2-methoxyphenyl)-3-hydroxy-4-[2-(2-methoxy-5-nitrophenyl)diazenyl]- | 367342 | 74518
2-Naphthalenecarboxamide, N-(5-chloro-2-methoxyphenyl)-3-hydroxy-4-[2-(2-methyl-5-nitrophenyl)diazenyl]- | 367334 | 74519
2-Butanone, 4-(4-methoxyphenyl)-3-methyl- | 367326 | 74520
1-Naphthalenesulfonic acid, 3-[2-[2,4-dimethyl-5-[[2-(sulfooxy)ethyl]sulfonyl]phenyl]diazenyl]-4-hydroxy- | 367318 | 74521
Phosphoramidic acid, N,N-dibutyl-, diethyl ester | 367300 | 74522
Hexanedioic acid, polymer with 2,2'-[1,2-ethanediylbis(oxy)]bis[ethanol], 2,5-furandione, 1,3-isobenzofurandione and 2,2'-oxybis[ethanol] | 367292 | 74523
1,3-Propanediamine, N1,N1-dimethyl-, polymer with 2-(chloromethyl)oxirane and N-methylmethanamine | 367284 | 74524
2-Naphthalenesulfonic acid, polymer with formaldehyde, potassium salt | 367276 | 74525
Acetic acid ethenyl ester, polymer with 1-octyl hydrogen (2Z)-2-butenedioate | 367268 | 74526
tert-Decanoic acid, ethenyl ester, polymer with butyl 2-propenoate and ethenyl acetate | 367250 | 74527
2-Propenoic acid, polymer with butyl 2-propenoate, ethenyl acetate, N-(hydroxymethyl)-2-propenamide and 2-propenenitrile | 367243 | 74528
2-Butenedioic acid (2Z)-, 1,4-dioctyl ester, polymer with ethenyl acetate, 2-ethylhexyl 2-propenoate and N-(hydroxymethyl)-2-propenamide | 367235 | 74529
Poly(oxy-1,2-ethanediyl), .alpha.-sulfo-.omega.-(isononylsulfophenoxy)- | 367227 | 74530
Copper, [29H,31H-phthalocyanine-C,C,C,C-tetramethanaminato(2-)-.kappa.N29,.kappa.N30,.kappa.N31,.kappa.N32]-, 2-hydroxyacetate (1:4) | 367219 | 74531
Benzenesulfonic acid, isoheptyl-, sodium salt (1:1) | 367201 | 74532
Benzenesulfonic acid, isooctyl-, sodium salt (1:1) | 367193 | 74533
Dodecanoic acid, 2-sulfo-, monoester with 1,2,3-propanetriol, sodium salt (1:1) | 367185 | 74534
Benzamide, 4-[2-(2-hydroxy-1-naphthalenyl)diazenyl]-N-[4-[2-(2-hydroxy-1-naphthalenyl)diazenyl]phenyl]-, tetrakis(aminomethyl) deriv., acetate (1:4) | 367177 | 74535
Benzamide, 4-[2-(2-hydroxy-1-naphthalenyl)diazenyl]-N-[4-[2-(2-hydroxy-1-naphthalenyl)diazenyl]phenyl]-, tetrakis(aminomethyl) deriv. | 367169 | 74536
Benzamide, 4-[2-[1-[[(2-methoxyphenyl)amino]carbonyl]-2-oxopropyl]diazenyl]-N-[4-[2-[1-[[(2-methoxyphenyl)amino]carbonyl]-2-oxopropyl]diazenyl]phenyl]-, tetrakis(aminomethyl) deriv., acetate (1:4) | 367151 | 74537
Benzamide, 4-[2-[1-[[(2-methoxyphenyl)amino]carbonyl]-2-oxopropyl]diazenyl]-N-[4-[2-[1-[[(2-methoxyphenyl)amino]carbonyl]-2-oxopropyl]diazenyl]phenyl]-, tetrakis(aminomethyl) deriv. | 367144 | 74538
Cuprate(6-), [7-[2-[6-[2-[4-[[4-chloro-6-[(3-sulfophenyl)amino]-1,3,5-triazin-2-yl]amino]-2-sulfophenyl]diazenyl]-2-(hydroxy-.kappa.O)-5-hydroxy-7-sulfo-1-naphthalenyl]diazenyl-.kappa.N1]-8-(hydroxy-.kappa.O)-1,3,5-naphthalenetrisulfonato(8-)]-, hydrogen (1:6) | 367136 | 74539
2-Butenedioic acid (2Z)-, 1,4-dioctyl ester, polymer with ethenyl acetate, 2-ethylhexyl 2-propenoate, ethyl 2-propenoate and 2-propenoic acid | 367128 | 74540
2-Propenoic acid, 2-methyl-, butyl ester, polymer with 2-ethylhexyl 2-propenoate and 2-propenoic acid | 367110 | 74541
Butanedioic acid, 2-methylene-, polymer with butyl 2-propenoate, ethyl 2-propenoate, N-[(2-methylpropoxy)methyl]-2-propenamide and 2-propenenitrile | 367102 | 74542
2-Propenoic acid, 2-methyl-, polymer with ethyl 2-propenoate, compd. with 2-amino-2-methyl-1-propanol | 367094 | 74543
1,2-Benzenedicarboxylic acid, 1,2-di-2-propen-1-yl ester, polymer with ethyl 2-propenoate and 2-methyl-2-propenoic acid, compd. with 2-(dimethylamino)ethanol | 367086 | 74544
1,2-Benzenedicarboxylic acid, 1,2-di-2-propen-1-yl ester, polymer with ethyl 2-propenoate and 2-methyl-2-propenoic acid, ammonium salt | 367078 | 74545
1,2-Benzenedicarboxylic acid, 1,2-di-2-propen-1-yl ester, polymer with ethyl 2-propenoate, N-(hydroxymethyl)-2-propenamide and 2-methylenebutanedioic acid | 367060 | 74546
2-Propenoic acid, 2-methyl-, polymer with ethenyl acetate, ethyl 2-propenoate, N-(hydroxymethyl)-2-propenamide and methyl 2-methyl-2-propenoate | 367052 | 74547
2-Butenedioic acid (2E)-, 1,4-dibutyl ester, polymer with ethenyl acetate, ethenylbenzene, ethyl 2-propenoate and 2-propenoic acid | 367045 | 74548
2-Propenoic acid, 2-methyl-, methyl ester, polymer with 2-ethylhexyl 2-propenoate, ethyl 2-propenoate and 2-propenoic acid | 367037 | 74549
2-Propenoic acid, 2-methyl-, octadecyl ester, polymer with butyl 2-propenoate and methyl 2-propenoate | 367029 | 74550
Benzenamine, 2-methoxy-5-nitro-, hydrochloride (1:1) | 367011 | 74551
Benzenesulfonyl chloride, 3-(acetylbutylamino)-4-methoxy- | 366997 | 74552
2-Naphthalenecarboxamide, N-(3-chloro-4-methylphenyl)-3-hydroxy- | 366989 | 74553
Ethanol, 2,2'-[(tetrahydro-4H-1,3,6,2-dioxazaborocin-2-yl)imino]bis- | 366971 | 74554
Phenoxazin-5-ium, 3,7-diamino-2-methoxy-, chloride (1:1) | 366955 | 74555
2,7-Naphthalenedisulfonic acid, 5-[[4-chloro-6-[[3-[[4-chloro-6-(1-methylethoxy)-1,3,5-triazin-2-yl]amino]-4-sulfophenyl]amino]-1,3,5-triazin-2-yl]amino]-4-hydroxy-3-[2-(4-methyl-2-sulfophenyl)diazenyl]-, sodium salt (1:4) | 366948 | 74556
Benzoic acid, 2-[2-[1-(4-aminophenyl)-4,5-dihydro-3-methyl-5-oxo-1H-pyrazol-4-yl]diazenyl]-5-[[3-[2-[1-(4-aminophenyl)-4,5-dihydro-3-methyl-5-oxo-1H-pyrazol-4-yl]diazenyl]-4-hydroxybenzoyl]amino]- | 366922 | 74557
2-Anthracenesulfonic acid, 1-amino-4-[[3,5-bis[(benzoylamino)methyl]-2,4,6-trimethylphenyl]amino]-9,10-dihydro-9,10-dioxo-, sodium salt (1:1) | 366914 | 74558
2-Anthracenesulfonic acid, 1-amino-4-[[3-[(benzoylamino)methyl]-2,4,6-trimethylphenyl]amino]-9,10-dihydro-9,10-dioxo-, sodium salt (1:1) | 366906 | 74559
Benzamide, N-(3,5-dihydroxyphenyl)- | 366872 | 74560
Benzene, 2-chloro-1,3,5-trimethoxy- | 366864 | 74561
Benzaldehyde, 2,4,5-triethoxy- | 366849 | 74562
2-Propenoic acid, 3-(2,4,6-trimethoxyphenyl)-, ethyl ester | 366831 | 74563
Propanedinitrile, 2-[[4-[(4-nitrobenzoyl)oxy]phenyl]methylene]- | 366815 | 74564
2-Propenoic acid, polymer with 1,3-butadiene, 1,1-dichloroethene and ethenylbenzene, ammonium salt | 366807 | 74565
Cyclohexaneoctanoic acid, 2(or 3)-[[(2-ethylhexyl)oxy]carbonyl]-4-hexyl-, 2-ethylhexyl ester | 366799 | 74566
Cyclohexaneoctanoic acid, 2(or 3)-carboxy-4-hexyl- | 366781 | 74567
Hexanoic acid, 2-ethyl-, palladium(2+) salt (2:1) | 366773 | 74568
1-Phenanthrenecarboxylic acid, 1,2,3,4,4a,4b,5,6,10,10a-decahydro-1,4a-dimethyl-7-(1-methylethyl)-, palladium(2+) salt (2:1), (1R,4aR,4bR,10aR)- | 366765 | 74569
Hexanoic acid, 2-ethyl-, lanthanum(3+) salt (3:1) | 366757 | 74570
Octanoic acid, iridium(3+) salt (3:1) | 366740 | 74571
Hexanoic acid, 2-ethyl-, iridium(3+) salt (3:1) | 366732 | 74572
Hexanoic acid, 2-ethyl-, indium(3+) salt (3:1) | 366724 | 74573
Hexanoic acid, 2-ethyl-, ruthenium(3+) salt (3:1) | 366716 | 74574
1,3-Butanediol, polymer with .alpha.-hydro-.omega.-hydroxypoly[oxy(methyl-1,2-ethanediyl)], 1,1'-methylenebis[4-isocyanatocyclohexane] and .alpha.,.alpha.',.alpha.''-1,2,3-propanetriyltris[.omega.-hydroxypoly[oxy(methyl-1,2-ethanediyl)]] | 366708 | 74575
Propanoic acid, 3-hydroxy-2-(hydroxymethyl)-2-methyl-, polymer with 1,3-diisocyanatomethylbenzene, .alpha.-hydro-.omega.-hydroxypoly(oxy-1,4-butanediyl) and 1,1'-methylenebis[4-isocyanatocyclohexane] | 366690 | 74576
1-Aziridineethanol, polymer with 1,3-diisocyanatomethylbenzene, .alpha.-hydro-.omega.-hydroxypoly[oxy(methyl-1,2-ethanediyl)] and .alpha.,.alpha.',.alpha.''-1,2,3-propanetriyltris[.omega.-hydroxypoly[oxy(methyl-1,2-ethanediyl)]] | 366682 | 74577
Propanoic acid, 3-hydroxy-2-(hydroxymethyl)-2-methyl-, polymer with 1,4-cyclohexanedimethanol, 1,3-diisocyanatomethylbenzene, hydrazine and .alpha.-hydro-.omega.-hydroxypoly(oxy-1,4-butanediyl) | 366674 | 74578
1,4-Cyclohexanedimethanol, polymer with 1,3-butanediol, 1,3-diisocyanatomethylbenzene, 2-ethyl-2-(hydroxymethyl)-1,3-propanediol and .alpha.-hydro-.omega.-hydroxypoly[oxy(methyl-1,2-ethanediyl)] | 366666 | 74579
2-Propenoic acid, 2-methyl-, polymer with butyl 2-propenoate, ethenylbenzene, ethyl 2-propenoate, methyl 2-methyl-2-propenoate and 2-propenoic acid | 366658 | 74580
2-Propenoic acid, 2-methyl-, polymer with butyl 2-propenoate, 2-methylaziridine and 2-propenenitrile | 366641 | 74581
2-Butenedioic acid (2Z)-, 1-[2-[(2-hydroxyethyl)(1-oxooctadecyl)amino]ethyl] ester, ammonium salt (1:1) | 366633 | 74582
Octadecanoic acid, 9-(sulfooxy)-, 1-(8-methylnonyl) ester, sodium salt (1:1) | 366625 | 74583
Benzenesulfonic acid, 4-dodecyl-, compd. with 2,2'-iminobis[ethanol] (1:1) | 366617 | 74584
Phosphoric acid, monoethyl ester, compd. with 2-(2-octadecyl-1-imidazolidinyl)ethyl carbamate (1:1) | 366609 | 74585
1-Propene, 3-[3-(3-methoxypropoxy)propoxy]- | 366591 | 74586
Octadecanoic acid, 9-(sulfooxy)-, sodium salt (1:1) | 366583 | 74587
9-Octadecenoic acid (9Z)-, 1,1'-[1-[[[1-oxo-10-(sulfooxy)octadecyl]oxy]methyl]-1,2-ethanediyl] ester, sodium salt (1:1) | 366575 | 74588
2-Butenedioic acid (2Z)-, 1-[1-methyl-2-[[(9Z)-1-oxo-9-octadecen-1-yl]amino]ethyl] ester | 366567 | 74589
Butanedioic acid, 2-sulfo-, 4-[1-methyl-2-[(1-oxo-9-octadecen-1-yl)amino]ethyl] ester, sodium salt (1:2) | 366559 | 74590
Isocyanic acid, polymethylenepolyphenylene ester, polymer with 1,2-ethanediamine, 2-methyloxirane and 1,2-propanediol | 366542 | 74591
1,6-Hexanediol, polymer with 1,3-diisocyanatomethylbenzene and 2-ethyl-2-(hydroxymethyl)-1,3-propanediol | 366534 | 74592
Hexanedioic acid, polymer with 1,3-diisocyanatomethylbenzene, 1,2-ethanediol, 2-ethyl-2-(hydroxymethyl)-1,3-propanediol, 1,1'-methylenebis[4-isocyanatobenzene] and 2,2'-oxybis[ethanol] | 366526 | 74593
1,3-Propanediol, 2-ethyl-2-(hydroxymethyl)-, polymer with 1,3-diisocyanatomethylbenzene, isononylphenol, 2-methyloxirane, oxirane and 1,2-propanediol | 366518 | 74594
Isocyanic acid, polymethylenepolyphenylene ester, polymer with 1,3-diisocyanatomethylbenzene and .alpha.-hydro-.omega.-hydroxypoly[oxy(methyl-1,2-ethanediyl)] ether with .beta.-D-fructofuranosyl .alpha.-D-glucopyranoside | 366500 | 74595
Hexanedioic acid, polymer with 2-ethylhexanoic acid, 2-ethyl-2-(hydroxymethyl)-1,3-propanediol and 1,3-isobenzofurandione | 366492 | 74596
Hexanedioic acid, polymer with sodium 2-[(2-aminoethyl)amino]ethanesulfonate (1:1), 1,6-diisocyanatohexane, 2,2-dimethyl-1,3-propanediol, 1,2-ethanediamine and 1,6-hexanediol | 366484 | 74597
1,3-Isobenzofurandione, polymer with 1,4-butanediol, 1,6-diisocyanatohexane, 1,2-ethanediamine and 1,6-hexanediol | 366476 | 74598
Hexanedioic acid, polymer with 5-amino-1,3,3-trimethylcyclohexanemethanamine, 1,6-hexanediol, 5-isocyanato-1-(isocyanatomethyl)-1,3,3-trimethylcyclohexane and 1-isocyanatooctadecane | 366468 | 74599
1,3-Isobenzofurandione, polymer with 2-ethyl-2-(hydroxymethyl)-1,3-propanediol and 2,5-furandione | 366450 | 74600
Ethanesulfonic acid, 2-[(2-aminoethyl)amino]-, sodium salt (1:1), polymer with 1,6-diisocyanatohexane, 1,6-hexanediol and 1,3-isobenzofurandione | 366443 | 74601
Phosphorodithioic acid, O,O-bis(1-methylpropyl) ester, polymer with N-cyclohexylcyclohexanamine | 366435 | 74602
Hexanedioic acid, polymer with 1,3-diisocyanato-2-methylbenzene, 2,4-diisocyanato-1-methylbenzene, 1,2-ethanediol and 2,2'-oxybis[ethanol] | 366427 | 74603
2,5-Furandione, polymer with 2,2'-[1,2-ethanediylbis(oxy)]bis[ethanol], ethenylbenzene and 3a,4,7,7a-tetrahydro-4,7-methano-1H-indene | 366419 | 74604
Nonanedioic acid, polymer with 2-ethyl-2-(hydroxymethyl)-1,3-propanediol, 3-hydroxy-2-(hydroxymethyl)-2-methylpropanoic acid, rel-(3aR,7aS)-3a,4,7,7a-tetrahydro-1,3-isobenzofurandione and 2,2,4-trimethyl-1,3-pentanediol | 366401 | 74605
1,3-Benzenedicarboxylic acid, polymer with 2,2-dimethyl-1,3-propanediol, hexanedioic acid, 2-(hydroxymethyl)-2-methyl-1,3-propanediol and 1,3-isobenzofurandione | 366393 | 74606
Nonanedioic acid, polymer with 1,3-dihydro-1,3-dioxo-5-isobenzofurancarboxylic acid and 2,2-dimethyl-1,3-propanediol | 366385 | 74607
1,3,5-Naphthalenetrisulfonic acid, 7-amino-, sodium salt (1:3) | 366369 | 74608
Phenol, 2-amino-4-chloro-5-nitro-, hydrochloride (1:1) | 366344 | 74609
Benzenesulfonic acid, 4-chloro-3-[2-[4-[(sulfomethyl)amino]phenyl]diazenyl]-, sodium salt (1:2) | 366328 | 74610
2H-1,4a-Ethanonaphthalen-6(5H)-one, hexahydro-1,5,8a-trimethyl- | 366302 | 74611
Hexadecanamide, N-[3-(dimethyloxidoamino)propyl]- | 366286 | 74612
Tetradecanamide, N-[3-(dimethyloxidoamino)propyl]- | 366278 | 74613
Starch, hydrogen sulfate, 2-(diethylamino)ethyl ether | 366252 | 74614
2-Propenoic acid, 2-methyl-, polymer with 1,3-butadiene, ammonium salt | 366245 | 74615
2-Propenoic acid, polymer with 1,3-butadiene, butyl 2-propenoate, 1,1-dichloroethene and ethenylbenzene | 366237 | 74616
2-Butenedioic acid (2E)-, polymer with 1,3-butadiene and ethenylbenzene, ammonium salt | 366229 | 74617
Butanedioic acid, 2-methylene-, polymer with 1,3-butadiene, ethenylbenzene and 2-propenenitrile, ammonium salt | 366211 | 74618
2-Butenedioic acid (2E)-, polymer with 1,3-butadiene, 2-methyl-2-propenoic acid and 2-propenenitrile, ammonium salt | 366203 | 74619
2-Propenoic acid, 2-methyl-, polymer with 1,3-butadiene, methyl 2-methyl-2-propenoate and 2-propenenitrile, ammonium salt | 366195 | 74620
2-Propenoic acid, butyl ester, polymer with 1,3-butadiene, 1,1-dichloroethene and ethenylbenzene | 366187 | 74621
2-Propenoic acid, 2-methyl-, polymer with 1,3-butadiene, 1,1-dichloroethene and ethenylbenzene, ammonium salt | 366179 | 74622
Docosanoic acid, 9-hydroxyoctadecyl ester | 366161 | 74623
Decanoic acid, 2-hexyl-, 1,1'-(2,2-dimethyl-1,3-propanediyl) ester | 366146 | 74624
Carbonic acid, 2-(1,1-dimethylethyl)cyclohexyl ethyl ester | 366120 | 74625
Propanoic acid, compd. with N-[3-(dimethylamino)propyl]dodecanamide (1:1) | 366112 | 74626
1-Phenanthrenemethanamine, 1,2,3,4,4a,9,10,10a-octahydro-1,4a-dimethyl-7-(1-methylethyl)-, (1R,4aS,10aR)-, phosphate (1:?) | 366096 | 74627
6H-Dibenzo[b,d]pyran-4-carboxylic acid, 1-methyl-6-oxo-, methyl ester | 366070 | 74628
[1,1'-Biphenyl]-2,4'-dicarboxylic acid, 5-methyl-, 2,4'-dimethyl ester | 366054 | 74629
9H-Fluorene-2,6-dicarboxylic acid, 9-oxo-, 2,6-dimethyl ester | 366039 | 74630
[1,1'-Biphenyl]-2,5-dicarboxylic acid, 4'-methyl-, 2,5-dimethyl ester | 366021 | 74631
Isononanoic acid, compd. with 2,2',2''-nitrilotris[ethanol] (1:1) | 366005 | 74632
Isononanoic acid, compd. with 2-aminoethanol (1:1) | 365999 | 74633
2,5-Furandione, polymer with 1,3-butanediol and dihydro-2,5-furandione | 365981 | 74634
1,4-Benzenedicarboxylic acid, polymer with 1,4-butanediol, 2,2'-oxybis[ethanol], 3-(2-propen-1-yloxy)-1,2-propanediol and 2,2'-thiobis[ethanol] | 365973 | 74635
Benzoic acid, 2-[(3,7-dimethyl-2,6-octadien-1-ylidene)amino]-, methyl ester | 365965 | 74636
Propanoic acid, 2-methyl-, 3-hepten-1-yl ester | 365940 | 74637
Benzoic acid, 2-(octylideneamino)-, methyl ester | 365932 | 74638
Benzoic acid, 2-[(3,5,5-trimethylhexylidene)amino]-, methyl ester | 365916 | 74639
5-Octen-2-one, 6-methyl-4-(2-methyl-1-propen-1-yl)- | 365890 | 74640
3-Buten-2-one, 4-(3,5,6-trimethyl-3-cyclohexen-1-yl)- | 365882 | 74641
1H-Indole, 1,1'-(2-phenylethylidene)bis- | 365866 | 74642
2-Butanethiol, 3-[(2-hydroxy-1-methylpropyl)thio]-, sodium salt (1:1) | 365841 | 74643
2,3-Butanedithiol, sodium salt (1:1) | 365833 | 74644
1-Penten-3-one, 1-(3,5,6-trimethyl-3-cyclohexen-1-yl)- | 365817 | 74645
3-Buten-2-one, 3-methyl-4-(3,5,6-trimethyl-3-cyclohexen-1-yl)- | 365809 | 74646
1-Penten-3-one, 1-(2,4,6-trimethyl-3-cyclohexen-1-yl)- | 365791 | 74647
3-Buten-2-one, 3-methyl-4-(2,4,6-trimethyl-3-cyclohexen-1-yl)- | 365783 | 74648
Butanoic acid, 2-methylene-, 2-methyl-2-propen-1-yl ester | 365775 | 74649
Cyclohexanemethanol, 2,3,6-trimethyl-, 1-acetate | 365767 | 74650
Benzoic acid, 2-[(7-hydroxy-7-methyloctylidene)amino]-, ethyl ester | 365759 | 74651
5-Hexen-3-ol, 4-methyl-6-(2,2,3-trimethyl-3-cyclopenten-1-yl)- | 365742 | 74652
Butanoic acid, 2-methylene-, 5-methyl-2-(1-methylethyl)cyclohexyl ester | 365734 | 74653
2-Butenoic acid, 2-methyl-, 5-methyl-2-(1-methylethyl)cyclohexyl ester | 365726 | 74654
Cyclohexaneacetonitrile, 2,2-dimethyl-6-methylene- | 365718 | 74655
Heptanal, 2-(2-furanylmethylene)- | 365700 | 74656
4-Penten-2-ol, 3-methyl-5-(2,2,3-trimethyl-3-cyclopenten-1-yl)- | 365692 | 74657
4-Hexen-3-ol, 4-methyl-6-(2,2,3-trimethyl-3-cyclopenten-1-yl)- | 365684 | 74658
2-Naphthaleneacetaldehyde, 5,6,7,8-tetrahydro- | 365676 | 74659
Octanal, 2-(2-furanylmethylene)- | 365668 | 74660
1H-Indole, 1,1'-(3,7-dimethyl-6-octen-1-ylidene)bis- | 365650 | 74661
4-Penten-2-one, 3-methyl-5-(2,2,3-trimethyl-3-cyclopenten-1-yl)- | 365643 | 74662
2-Propenal, 3-(2,2-dimethyl-6-methylenecyclohexyl)-2-methyl- | 365627 | 74663
4-Hexen-3-ol, 6-(2,2,3-trimethyl-3-cyclopenten-1-yl)- | 365619 | 74664
4-Penten-2-ol, 5-(2,2,3-trimethyl-3-cyclopenten-1-yl)- | 365601 | 74665
3-Oxazolidineethanesulfonic acid, 5-[1-methyl-2-(3-methyl-2(3H)-benzoxazolylidene)ethylidene]-4-oxo-2-thioxo- | 365585 | 74666
2-Propenoic acid, 3-[3-(trifluoromethyl)phenyl]-, (2E)- | 365569 | 74667
1H-Naphth[2,3-f]isoindole-1,3,5,10(2H)-tetrone, 4,11-diamino-2-(2-butoxyethyl)- | 365544 | 74668
Benzenesulfonic acid, 5-chloro-4-ethyl-2-[2-(2-hydroxy-1-naphthalenyl)diazenyl]-, calcium salt (2:1) | 365528 | 74669
Benzenesulfonic acid, 5-chloro-4-ethyl-2-[2-(2-hydroxy-1-naphthalenyl)diazenyl]-, barium salt (2:1) | 365502 | 74670
Copper, [N,N,N',N',N'',N'',N''',N'''-octabutyl-29H,31H-phthalocyanine-C,C,C,C-tetrasulfonamidato(2-)-.kappa.N29,.kappa.N30,.kappa.N31,.kappa.N32]- | 365494 | 74671
Copper, [N,N,N',N',N'',N''-hexabutyl-29H,31H-phthalocyanine-C,C,C-trisulfonamidato(2-)-.kappa.N29,.kappa.N30,.kappa.N31,.kappa.N32]- | 365486 | 74672
Chromate(3-), [3-[2-[4,5-dihydro-3-methyl-5-(oxo-.kappa.O)-1-phenyl-1H-pyrazol-4-yl]diazenyl-.kappa.N1]-2-(hydroxy-.kappa.O)-5-nitrobenzenesulfonato(3-)][2-(hydroxy-.kappa.O)-3-[[[2-(hydroxy-.kappa.O)phenyl]methylene]amino-.kappa.N]-5-nitrobenzenesulfonato(3-)]-, sodium (1:3) | 365478 | 74673
Isocyanic acid, polymethylenepolyphenylene ester, polymer with 1,3-diisocyanatomethylbenzene, 2-methyloxirane and 2,2',2''-nitrilotris[ethanol] | 365452 | 74674
Hexanedioic acid, polymer with 1,3-diisocyanatomethylbenzene, 1,6-hexanediol and 1,1'-methylenebis[4-isocyanatobenzene] | 365445 | 74675
Benzenediamine, ar-methyl-, polymer with 2-methyloxirane and oxirane | 365437 | 74676
Benzothiazolium, 3-ethyl-2-[3-(3-ethyl-2(3H)-benzothiazolylidene)-2-methyl-1-propen-1-yl]-, ethyl sulfate (1:1) | 365411 | 74677
Quinolinium, 1-ethyl-2-[(3-ethyl-5-methoxy-2(3H)-benzoselenazolylidene)methyl]-6-methoxy-, bromide (1:1) | 365395 | 74678
Bicyclo[2.2.1]heptane, 2-ethoxy-1,3,3-trimethyl- | 365379 | 74679
2(3H)-Furanone, 5-(1,3-dimethyl-1-buten-1-yl)dihydro- | 365361 | 74680
6-Decen-5-ol, 6-ethyl-2-methyl- | 365346 | 74681
1H-3a,7-Methanoazulen-5-ol, octahydro-3,6,8,8-tetramethyl-, 5-acetate | 365320 | 74682
Benzoic acid, 2-[(2-methylundecylidene)amino]-, methyl ester | 365312 | 74683
Aminolignin, hydrochloride | 365296 | 74684
Isooctadecanamide, N-[3-(dimethylamino)propyl]- | 365288 | 74685
1,3,5-Triazine-2,4,6-triamine, ethanedioate (1:1) | 365270 | 74686
Isocyanic acid, polymethylenepolyphenylene ester, polymer with 2,2-bis(hydroxymethyl)-1,3-propanediol, (9Z)-9-octadecenoate (ester) | 365262 | 74687
Isocyanic acid, polymethylenepolyphenylene ester, polymer with 2-methyloxirane and 2,2',2''-nitrilotris[ethanol] | 365254 | 74688
Benzenamine, 4,4'-methylenebis-, polymer with 2-methyloxirane | 365247 | 74689
2-Propenoic acid, butyl ester, polymer with ethenylbenzene, N-(methoxymethyl)-2-methyl-2-propenamide and 2-propenamide | 365239 | 74690
2-Naphthalenesulfonic acid, polymer with formaldehyde, ammonium sodium salt | 365221 | 74691
Guanidine, N-cyano-, polymer with formaldehyde, ammonium salt | 365213 | 74692
2-Naphthalenesulfonic acid, 6-hydroxy-, polymer with formaldehyde, 3-methylphenol and 4-methylphenol, sodium salt | 365205 | 74693
Benzenesulfonic acid, 2,2'-(1,2-ethenediyl)bis[5-[[4-[bis(2-hydroxypropyl)amino]-6-[(4-sulfophenyl)amino]-1,3,5-triazin-2-yl]amino]-, sodium salt (1:4) | 365189 | 74694
2-Naphthalenesulfonic acid, 6-amino-5-[2-(2,5-dichlorophenyl)diazenyl]-4-hydroxy-, sodium salt (1:1) | 365171 | 74695
2,7-Naphthalenedisulfonic acid, 5-[2-[2,4-dihydroxy-3-[2-(2-hydroxy-5-nitrophenyl)diazenyl]-5-[2-(4-nitrophenyl)diazenyl]phenyl]diazenyl]-4-hydroxy-3-[2-(4-nitrophenyl)diazenyl]-, sodium salt (1:2) | 365163 | 74696
1H-Indole-7-sulfonic acid, 2-methyl- | 365155 | 74697
1H-Indole-7-sulfonic acid, 3-[2-[2,5-dichloro-4-[(ethylamino)sulfonyl]phenyl]diazenyl]-2-methyl-, sodium salt (1:1) | 365130 | 74698
1H-Pyrazole-3-carboxylic acid, 1-(3-aminophenyl)-4-[2-[2-ethoxy-4-[2-(3-sulfophenyl)diazenyl]phenyl]diazenyl]-4,5-dihydro-5-oxo-, sodium salt (1:1) | 365122 | 74699
1,3-Naphthalenedisulfonic acid, 7-[2-[4-[2-(4-amino-2-methylphenyl)diazenyl]phenyl]diazenyl]-, sodium salt (1:2) | 365114 | 74700
2-Naphthalenesulfonic acid, 7-[(4-aminobenzoyl)amino]-4-hydroxy-, sodium salt (1:1) | 365106 | 74701
2,7-Naphthalenedisulfonic acid, 4-[2-[2,4-dihydroxy-5-[2-(4-nitrophenyl)diazenyl]phenyl]diazenyl]-5-hydroxy- | 365098 | 74702
Benzenesulfonic acid, 3-[2-[3-[2-(3-amino-4-nitrophenyl)diazenyl]-2,4-dihydroxyphenyl]diazenyl]-4-methoxy-, sodium salt (1:1) | 365080 | 74703
2-Naphthalenesulfonic acid, 6-amino-4-hydroxy-5-[2-[2-(trifluoromethyl)phenyl]diazenyl]-, sodium salt (1:1) | 365072 | 74704
Benzenesulfonic acid, 3-[2-(4-amino-3-ethoxyphenyl)diazenyl]-, sodium salt (1:1) | 365064 | 74705
1H-Indole-5-sulfonic acid, 2-methyl- | 365056 | 74706
Germanate(2-), tris[ethanedioato(2-)-.kappa.O1,.kappa.O2]-, ammonium (1:2), (OC-6-11)- | 365049 | 74707
Formaldehyde, polymer with phenol and 2,4,4-trimethyl-1-pentene | 365031 | 74708
Formaldehyde, polymer with 1-methyl-4-(1-methylethenyl)cyclohexene, phenol and 2,4,4-trimethyl-1-pentene | 365023 | 74709
Phenol, methyl-, compd. with 2-aminoethanol (1:1) | 365015 | 74710
2,7-Naphthalenedisulfonic acid, 4-amino-5-hydroxy-3-[2-(4-nitrophenyl)diazenyl]-6-[2-(3-sulfophenyl)diazenyl]-, sodium salt (1:3) | 365007 | 74711
Poly(oxy-1,2-ethanediyl), .alpha.-phosphono-.omega.-[(2-ethylhexyl)oxy]-, potassium salt (1:2) | 364992 | 74712
Poly(oxy-1,2-ethanediyl), .alpha.-(4-hexadecylphenyl)-.omega.-methoxy- | 364984 | 74713
Poly(oxy-1,2-ethanediyl), .alpha.,.alpha.'-[[[2-[[(9Z)-1-oxo-9-octadecen-1-yl]amino]ethyl]imino]di-2,1-ethanediyl]bis[.omega.-hydroxy- | 364976 | 74714
Oxirane, 2,2'-[[[2-(oxiranylmethoxy)phenyl]methylene]bis(4,1-phenyleneoxymethylene)]bis- | 364968 | 74715
Sulfuric acid, monoethyl ester, compd. with 3-ethyl-2-(8Z)-8-heptadecen-1-yl-1-imidazolidineethanol (1:1) | 364950 | 74716
1-Piperazineethanamine, acetate (1:1) | 364943 | 74717
Phosphonic acid, P,P',P'',P'''-[[(phosphonomethyl)imino]bis[2,1-ethanediylnitrilobis(methylene)]]tetrakis-, ammonium salt (1:10) | 364935 | 74718
Acetic acid, 2-hydroxy-, compd. with morpholine (1:1) | 364927 | 74719
1-Hexanamine, 2-ethyl-, acetate (1:1) | 364919 | 74720
9-Octadecenamide, N,N'-[iminobis(2,1-ethanediylimino-2,1-ethanediyl)]bis-, (9Z,9'Z)- | 364893 | 74721
2-Propenoic acid, 2-methyl-, polymer with 2-(chloromethyl)oxirane, ethenylbenzene, 2,5-furandione and 4,4'-(1-methylethylidene)bis[phenol] | 364877 | 74722
Formaldehyde, polymer with 4,4'-(1-methylethylidene)bis[phenol], oxirane and 4-(1,1,3,3-tetramethylbutyl)phenol | 364869 | 74723
Naphthalenesulfonic acid, tert-dodecyl- | 364851 | 74724
Benzene, 1,1'-oxybis-, monochloro tris(2-methylpropyl) deriv. | 364844 | 74725
2-Propenoic acid, 2-methyl-, methyl ester, polymer with 2,5-furandione and 2,4,4-trimethylpentene, sodium salt | 364836 | 74726
Butanedioic acid, 2-methylene-, polymer with butyl 2-propenoate, diethenylbenzene, ethenylbenzene and ethyl 2-propenoate | 364828 | 74727
2-Propenoic acid, 2-methyl-, polymer with butyl 2-propenoate, ethenylpyridine, ethyl 2-methyl-2-propenoate, methyl 2-methyl-2-propenoate and 2-propenoic acid | 364810 | 74728
2-Propenoic acid, 2-methyl-, polymer with butyl 2-propenoate, ethenylpyridine, ethyl 2-propenoate, methyl 2-methyl-2-propenoate, 2-propenenitrile and 2-propenoic acid | 364802 | 74729
2-Propenoic acid, 2-methyl-, polymer with butyl 2-propenoate, ethenyl acetate, ethenylpyridine, ethyl 2-propenoate and methyl 2-methyl-2-propenoate, ammonium salt | 364794 | 74730
2-Propenoic acid, 2-methyl-, polymer with butyl 2-propenoate, ethenyl acetate, ethenylpyridine, ethyl 2-propenoate and methyl 2-methyl-2-propenoate | 364786 | 74731
Poly[oxy(methyl-1,2-ethanediyl)], .alpha.-(1-oxooctadecyl)-.omega.-butoxy- | 364778 | 74732
1H-Imidazole-1-ethanol, 2-(heptadecen-1-yl)-4,5-dihydro-, hydrochloride (1:1) | 364760 | 74733
Benzeneethanol, .alpha.,.alpha.-dimethyl-, 1-propanoate | 364745 | 74734
Benzoic acid, 2-[(2-phenylethylidene)amino]-, methyl ester | 364737 | 74735
1,6,8,12-Tetradecatetraen-5-one, 9,13-dimethyl- | 364729 | 74736
1-Undecene, 11,11-bis[(3,7-dimethyl-2,6-octadien-1-yl)oxy]- | 364711 | 74737
Nonane, 1,1-bis[(3,7-dimethyl-2,6-octadien-1-yl)oxy]- | 364703 | 74738
Benzene, 1-(dimethoxymethyl)-4-(1-methylethyl)- | 364695 | 74739
Benzene, [2-[bis[(1-ethenyl-1,5-dimethyl-4-hexen-1-yl)oxy]methyl]-1-hepten-1-yl]- | 364687 | 74740
1,5-Dioxaspiro[5.5]undecan-3-ol, 10-methyl-7-(1-methylethyl)- | 364679 | 74741
Benzene, [2-[bis[(3,7-dimethyl-2,6-octadien-1-yl)oxy]methyl]-1-hepten-1-yl]- | 364661 | 74742
10-Undecen-1-ol, 1-(10-undecen-1-yloxy)- | 364653 | 74743
1-Undecene, 11,11-bis[(3,7-dimethyl-6-octen-1-yl)oxy]- | 364646 | 74744
Propanoic acid, 2-methyl-, 3,5,5-trimethylhexyl ester | 364638 | 74745
Undecane, 1,1-diethoxy-2-methyl- | 364620 | 74746
Bicyclo[2.2.1]hept-5-ene-2,3-dicarboxylic acid, 1,4,5,6,7,7-hexachloro-, polymer with 2-ethyl-2-(hydroxymethyl)-1,3-propanediol, formaldehyde, 2,5-furandione, 2-methyloxirane and phenol | 364612 | 74747
9,12-Octadecadienoic acid (9Z,12Z)-, dimer, polymer with 2-methyloxirane polymer with oxirane monobutyl ether | 364604 | 74748
2-Butenedioic acid (2Z)-, polymer with 2-methyl-2-propenoic acid and 2-propenoic acid | 364596 | 74749
2-Propenoic acid, methyl ester, homopolymer, sodium salt | 364588 | 74750
2-Propenoic acid, polymer with butyl 2-propenoate, 2-ethylhexyl 2-propenoate and N-(1,1,3,3-tetramethylbutyl)-2-propenamide | 364570 | 74751
2-Propenoic acid, 2-methyl-, octadecyl ester, polymer with butyl 2-propenoate, 2-ethylhexyl 2-propenoate and 2-propenoic acid | 364562 | 74752
2-Propenoic acid, 2-methyl-, 2-oxiranylmethyl ester, polymer with butyl 2-propenoate, ethenyl acetate, ethyl 2-propenoate, 2-propenamide, 2-propenenitrile and 2-propenoic acid | 364554 | 74753
2-Propenoic acid, 2-methyl-, 3-(trimethoxysilyl)propyl ester, polymer with N-(1,1-dimethyl-3-oxobutyl)-2-propenamide, ethenyl acetate and 2-ethylhexyl 2-propenoate | 364547 | 74754
2-Propenoic acid, homopolymer, aluminum potassium salt | 364539 | 74755
Ethanaminium, N,N,N-trimethyl-2-[(2-methyl-1-oxo-2-propen-1-yl)oxy]-, methyl sulfate (1:1), polymer with ethenyl acetate | 364521 | 74756
2-Propenoic acid, 2-methyl-, polymer with butyl 2-propenoate, ethyl 2-propenoate, methyl 2-methyl-2-propenoate, 2-propenenitrile and 2-propenoic acid | 364513 | 74757
Characinidae | 17076555 | 74758
Cobitidae | 17083445 | 74759
Muridae | 17083411 | 74760
Dipodidae | 17083353 | 74761
Talpidae | 17083346 | 74762
Gryllidae | 17083304 | 74763
Formicidae | 17083288 | 74764
Lycosidae | 17083270 | 74765
Araneidae | 17091216 | 74766
Hydrachnellae | 17091117 | 74767
Erigonidae | 17092719 | 74768
Brachypylina | 17093691 | 74769
Acipenseridae | 17085309 | 74770
Lithobiidae | 17093337 | 74771
Cichlidae | 17093097 | 74772
Liocranidae | 17094178 | 74773
Tenebrionidae | 17094020 | 74774
Rhabditidae | 17093808 | 74775
Acrididae | 17095118 | 74776
Oppiidae | 17094533 | 74777
Fulgoridae | 17095746 | 74778
Nitidulidae | 17095738 | 74779
Tetranychidae | 17095720 | 74780
Sphecidae | 17095712 | 74781
Silphidae | 17095704 | 74782
Scarabaeidae | 17095696 | 74783
Pompilidae | 17095688 | 74784
Pentatomidae | 17095670 | 74785
Membracidae | 17095662 | 74786
Meloidae | 17095654 | 74787
Chrysopidae | 17095647 | 74788
Chloropidae | 17095639 | 74789
Cercopidae | 17095621 | 74790
Cantharidae | 17095613 | 74791
Apidae | 17095605 | 74792
Pieridae | 17095548 | 74793
Mugilidae | 17077603 | 74794
Nabidae | 17095209 | 74795
Emberizidae | 17095191 | 74796
Anthicidae | 17097049 | 74797
Schendylidae | 17097320 | 74798
Coccinellidae | 17090309 | 74799
Leptochelliidae | 52466729 | 74800
Melitidae | 52466711 | 74801
Papaveraceae | 17115841 | 74802
Cyperaceae | 17112269 | 74803
Potamogetonaceae | 17112137 | 74804
Lemnaceae | 17112111 | 74805
Zaniolepididae | 1956713 | 74806
Aulorhynchidae | 1956051 | 74807
Macrouridae | 1955962 | 74808
Zoarcidae | 1955822 | 74809
Ophidiidae | 1955731 | 74810
Apistobranchidae | 1938687 | 74811
Batrachoididae | 1955574 | 74812
Myctophidae | 1955509 | 74813
Alepocephalidae | 1955434 | 74814
Ophichthidae | 1955194 | 74815
Albulidae | 1955103 | 74816
Rajidae | 1954890 | 74817
Squatinidae | 1954759 | 74818
Pholoidae | 1937465 | 74819
Ototyphlonemertidae | 1937002 | 74820
Baseodiscidae | 1936756 | 74821
Corellidae | 1954171 | 74822
Cionidae | 1954148 | 74823
Clavelinidae | 1954056 | 74824
Spengelidae | 1954031 | 74825
Antedonidae | 1954007 | 74826
Caudinidae | 1953942 | 74827
Molpadiidae | 1953918 | 74828
Strongylocentrotidae | 1953462 | 74829
Ophiocomidae | 1953140 | 74830
Gorgonocephalidae | 1953074 | 74831
Hoploplanidae | 1936574 | 74832
Cryptocelidae | 1936509 | 74833
Latocestidae | 1936434 | 74834
Limnactiniidae | 1936343 | 74835
Isanthidae | 1936327 | 74836
Diadumenidae | 1936301 | 74837
Metridiidae (Phylum Cnidaria) | 1936277 | 74838
Sagartidae | 1936251 | 74839
Stachyptilidae | 1935824 | 74840
Protoptilidae | 1935808 | 74841
Plexauridae | 1935709 | 74842
Paramuriceidae | 1935667 | 74843
Rhodaliidae | 1935592 | 74844
Hebellidae | 1935527 | 74845
Calycellidae | 1935501 | 74846
Lovenellidae | 1935477 | 74847
Benthopectinidae | 1952712 | 74848
Smittinidae | 1952464 | 74849
Celleporidae | 1952399 | 74850
Microporellidae | 1952357 | 74851
Epistomiidae | 1952324 | 74852
Cellariidae | 1952233 | 74853
Hincksinidae | 1952100 | 74854
Triticellidae | 1952050 | 74855
Palicidae | 1951656 | 74856
Campanulinidae | 1935311 | 74857
Stellettidae | 1935022 | 74858
Tethyidae (Animalia; Phylum Porifera) | 1934959 | 74859
Suberitidae | 1934918 | 74860
Spirastrellidae | 1934884 | 74861
Mycalidae | 1934843 | 74862
Raspailiidae | 1934819 | 74863
Myxillidae | 1934777 | 74864
Aphrocallistidae | 1934702 | 74865
Grantiidae | 1934637 | 74866
Clathrinidae | 1934561 | 74867
Poaceae | 1934520 | 74868
Rubiaceae | 1934496 | 74869
Salpingidae | 1916444 | 74870
Cancridae | 1951300 | 74871
Homolidae | 1950997 | 74872
Cyclodorippidae | 1950971 | 74873
Golfingiidae | 1915404 | 74874
Trichocercidae | 1915339 | 74875
Notommatidae | 1915289 | 74876
Lecanidae | 1915248 | 74877
Clathriidae | 1914837 | 74878
Spongillidae | 1914761 | 74879
Chondrillidae | 1914597 | 74880
Solecurtidae | 1932086 | 74881
Planariidae | 1914456 | 74882
Dendrocoelidae | 1914399 | 74883
Stylochidae | 1914340 | 74884
Phoronidae | 1914068 | 74885
Carinomidae | 1913797 | 74886
Lineidae | 1913698 | 74887
Monhysteridae | 1913490 | 74888
Acanthonotozomatidae | 1947928 | 74889
Paramunnidae | 1947852 | 74890
Arcturidae | 1947589 | 74891
Tridentellidae | 1947563 | 74892
Terebridae | 1912922 | 74893
Mitridae | 1912880 | 74894
Marginellidae | 1912245 | 74895
Anarthruridae | 1947316 | 74896
Campylaspidae | 1947126 | 74897
Spiophanicolidae | 1946565 | 74898
Thespesiopsyllidae | 1946540 | 74899
Clausidiidae | 1946516 | 74900
Cytherideidae | 1946425 | 74901
Pandoridae | 1929439 | 74902
Pandalidae | 1929389 | 74903
Vitrinellidae | 1911783 | 74904
Velutinidae | 1911718 | 74905
Potamididae | 1911296 | 74906
Ovulidae | 1911155 | 74907
Littorinidae | 1910926 | 74908
Eulimidae | 1910561 | 74909
Octopodidae | 1945880 | 74910
Loliginidae | 1945815 | 74911
Diastomidae | 1910439 | 74912
Cassidae | 1910314 | 74913
Capulidae | 1910298 | 74914
Calyptraeidae | 1910207 | 74915
Tricoliidae | 1909753 | 74916
Skeneidae | 1909720 | 74917
Dotidae | 1909456 | 74918
Polyceridae | 1909431 | 74919
Corambidae | 1909407 | 74920
Paludicellidae | 1961952 | 74921
Mopaliidae | 1943836 | 74922
Tergipedidae | 1943653 | 74923
Retusidae | 1909035 | 74924
Cylindrobullidae | 1908920 | 74925
Cylichnidae | 1908854 | 74926
Siphonariidae | 1908730 | 74927
Physidae | 1908409 | 74928
Ancylidae | 1908110 | 74929
Aplysiidae | 1908045 | 74930
Nuculidae | 1907971 | 74931
Tethyidae (Phylum Mollusca) | 1960632 | 74932
Scrupocellariidae | 1960251 | 74933
Dironidae | 1959840 | 74934
Hancockiidae | 1943364 | 74935
Onchidorididae | 1943133 | 74936
Aegiretidae | 1943067 | 74937
Pleurobranchidae | 1942838 | 74938
Hermaeidae | 1942796 | 74939
Gastropteridae | 1942614 | 74940
Aglajidae | 1942549 | 74941
Psammobiidae | 1906957 | 74942
Mesodesmatidae | 1906684 | 74943
Trochochaetidae | 1959618 | 74944
Joeropsidae | 1959147 | 74945
Limifossoridae | 1959006 | 74946
Iphimediidae | 1958883 | 74947
Teuchoporidae | 1958826 | 74948
Centrolophidae | 1958396 | 74949
Barleeiidae | 1941319 | 74950
Bursidae | 1941244 | 74951
Donacidae | 1906221 | 74952
Crassatellidae | 1906130 | 74953
Petricolidae | 1906049 | 74954
Carditidae | 1905959 | 74955
Turbinidae | 52456829 | 74956
Sportellidae | 52456589 | 74957
Salpidae | 52456464 | 74958
Sabelliphilidae | 52453743 | 74959
Uenoidae | 52452539 | 74960
Mermithidae | 52452232 | 74961
Embiotocidae | 1957539 | 74962
Kyphosidae | 1957489 | 74963
Haemulidae | 1957307 | 74964
Carangidae | 1957273 | 74965
Serranidae | 1957166 | 74966
Saccocirridae | 1940279 | 74967
Coenagrionidae | 1888635 | 74968
Perlidae | 1887827 | 74969
Chloroperlidae | 1887652 | 74970
Taeniopterygidae | 1887546 | 74971
Pteronarcyidae | 1887470 | 74972
Heptageniidae | 1870799 | 74973
Polymitarcyidae | 1870245 | 74974
Behningiidae | 1870062 | 74975
Sminthuridae | 1869858 | 74976
Japygidae | 1869833 | 74977
Scytonemataceae | 1853217 | 74978
Oscillatoriaceae | 1853035 | 74979
Chamaesiphonaceae | 1852672 | 74980
Capniidae | 1887041 | 74981
Tettigoniidae | 1887025 | 74982
Tridactylidae | 1887009 | 74983
Macromiidae | 1886985 | 74984
Libellulidae | 1886076 | 74985
Hypogastruridae | 1869718 | 74986
Sarsiellidae | 1869569 | 74987
Cyclopidae | 1869478 | 74988
Temoridae | 1869437 | 74989
Balanidae | 1869262 | 74990
Lightiellidae | 1869221 | 74991
Daphnidae | 1868991 | 74992
Chydoridae | 1868926 | 74993
Pionidae | 1868611 | 74994
Mideopsidae | 1868561 | 74995
Limnesiidae | 1868504 | 74996
Cordulegastridae | 1886001 | 74997
Aphididae | 1885367 | 74998
Veliidae | 1885250 | 74999
Saldidae | 1885201 | 75000
Pleidae | 1885169 | 75001
Naucoridae | 1884915 | 75002
Mesoveliidae | 1884865 | 75003
Aberrantidae | 1867027 | 75004
Gelastocoridae | 1884501 | 75005
Dipsocoridae | 1884485 | 75006
Sericostomatidae | 1884113 | 75007
Psychomyiidae | 1883800 | 75008
Philopotamidae | 1883503 | 75009
Odontoceridae | 1883487 | 75010
Scalibregmatidae | 1866003 | 75011
Lepidostomatidae | 1882737 | 75012
Helicopsychidae | 1882000 | 75013
Sabellidae | 1865633 | 75014
Pisionidae | 1865344 | 75015
Phyllodocidae | 1864958 | 75016
Paraonidae | 1864693 | 75017
Brachycentridae | 1881846 | 75018
Beraeidae | 1881820 | 75019
Sisyridae | 1881689 | 75020
Tipulidae | 1881077 | 75021
Ptychopteridae | 1881028 | 75022
Trichoceridae | 1881002 | 75023
Simuliidae | 1880772 | 75024
Onuphidae | 1864073 | 75025
Magelonidae | 1863349 | 75026
Longosomatidae | 1863208 | 75027
Glyceridae | 1862820 | 75028
Flabelligeridae | 1862739 | 75029
Euphrosinidae | 1862713 | 75030
Cirratulidae | 1862234 | 75031
Arenicolidae | 1861715 | 75032
Oenonidae | 1861640 | 75033
Aphroditidae | 1861616 | 75034
Alciopidae | 1861368 | 75035
Acrocirridae | 1861343 | 75036
Piscicolidae | 1861160 | 75037
Culicidae | 1877356 | 75038
Opistocystidae | 1860055 | 75039
Lumbricidae | 1859214 | 75040
Aeolosomatidae | 1859057 | 75041
Ceratopogonidae | 1876127 | 75042
Blephariceridae | 1876036 | 75043
Mycetophilidae | 1876010 | 75044
Stratiomyidae | 1875830 | 75045
Syrphidae | 1875806 | 75046
Sarcophagidae | 1875764 | 75047
Ephydridae | 1875673 | 75048
Lepidoziaceae | 1858240 | 75049
Dinobryaceae | 1857689 | 75050
Chrysococcaceae | 1857622 | 75051
Hydrophilidae | 1874874 | 75052
Georyssidae | 1874833 | 75053
Ptilodactylidae | 1874809 | 75054
Dryopidae | 1873991 | 75055
Helodidae | 1873926 | 75056
Volvocaceae | 1857226 | 75057
Spondylomoraceae | 1857200 | 75058
Haematococcaceae | 1857150 | 75059
Dunaliellaceae | 1857135 | 75060
Oedogoniaceae | 1856897 | 75061
Elakatotrichaceae | 1856822 | 75062
Cladophoraceae | 1856715 | 75063
Sphaeriidae (Insecta) | 1873769 | 75064
Coccomyxaceae | 1855634 | 75065
Nitzschiaceae | 1855055 | 75066
Anisitsiellidae | 1972603 | 75067
Thaumaleidae | 1972496 | 75068
Nymphomyiidae | 1972231 | 75069
Margaritiferidae | 1904804 | 75070
Teredinidae | 1904598 | 75071
Pholadidae | 1904507 | 75072
Myidae | 1904457 | 75073
Corbulidae | 1904325 | 75074
Pectinidae | 1904168 | 75075
Entoliidae | 1903913 | 75076
Pinnidae | 1903871 | 75077
Mytilidae | 1903665 | 75078
Ptychoderidae | 1903392 | 75079
Harrimaniidae | 1903368 | 75080
Ophiodermatidae | 1902733 | 75081
Luidiidae | 1902642 | 75082
Cucumariidae | 1902501 | 75083
Echinarachniidae | 1902287 | 75084
Toxopneustidae | 1902238 | 75085
Arbaciidae | 1902196 | 75086
Plumulariidae | 1902055 | 75087
Campanulariidae | 1902006 | 75088
Hydridae | 1901966 | 75089
Tubulariidae | 1901933 | 75090
Hydractiniidae | 1901875 | 75091
Clavidae | 1901842 | 75092
Bougainvilliidae | 1901826 | 75093
Zoanthidae | 1901776 | 75094
Rhizangiidae | 1901735 | 75095
Actinostolidae | 1901685 | 75096
Halcampidae | 1901644 | 75097
Vorticellidae | 1901420 | 75098
Salmonidae | 1901321 | 75099
Cyprinidae | 1900125 | 75100
Catostomidae | 1899806 | 75101
Anguillidae | 1899764 | 75102
Engraulidae | 1899749 | 75103
Poeciliidae | 1899608 | 75104
Atherinidae | 1899467 | 75105
Achiridae | 1899301 | 75106
Pomatomidae | 1899129 | 75107
Percidae | 1898824 | 75108
Moronidae | 1898766 | 75109
Gobiidae | 1898535 | 75110
Lepisosteidae | 1898410 | 75111
Amiidae | 1898378 | 75112
Gaviidae | 1898329 | 75113
Sagittidae | 1897859 | 75114
Pectinatellidae | 1897768 | 75115
Fredericellidae | 1897719 | 75116
Lichenoporidae | 1897677 | 75117
Walkeriidae | 1897628 | 75118
Schizoporellidae | 1897487 | 75119
Electridae | 1897289 | 75120
Tanystylidae | 1897081 | 75121
Endeidae | 1896992 | 75122
Callipallenidae | 1896968 | 75123
Kalliapseudidae | 1896760 | 75124
Apseudidae | 1896711 | 75125
Mysidae | 1896190 | 75126
Idoteidae | 1896083 | 75127
Holognathidae | 1896059 | 75128
Chaetiliidae | 1896018 | 75129
Janiridae | 1895333 | 75130
Asellidae | 1895176 | 75131
Paranthuridae | 1895127 | 75132
Anthuridae | 1894922 | 75133
Leuconidae | 1894765 | 75134
Synopiidae | 1894476 | 75135
Podoceridae | 1894310 | 75136
Pleustidae | 1894286 | 75137
Phoxocephalidae | 1894120 | 75138
Liljeborgiidae | 1893882 | 75139
Isaeidae | 1893700 | 75140
Hyalidae | 1893676 | 75141
Eusiridae | 1893080 | 75142
Dexaminidae | 1893064 | 75143
Crangonyctidae | 1892991 | 75144
Corophiidae | 1892652 | 75145
Argissidae | 1892512 | 75146
Phtisicidae | 1892116 | 75147
Palaemonidae | 1891241 | 75148
Ogyrididae | 1891191 | 75149
Hippolytidae | 1891084 | 75150
Pinnotheridae | 1890433 | 75151
Parthenopidae | 1890409 | 75152
Majidae | 1890201 | 75153
Leucosiidae | 1890177 | 75154
Goneplacidae | 1890060 | 75155
Calappidae | 1889971 | 75156
Laomediidae | 1889724 | 75157
Hippidae | 1889682 | 75158
Callianassidae | 1889567 | 75159
Sergestidae | 1889476 | 75160
Solenoceridae | 1889385 | 75161
Penaeidae | 1889203 | 75162
Lestidae | 1889112 | 75163
Dytiscidae | 1872282 | 75164
Leptophlebiidae | 1871920 | 75165
Ephemerellidae | 1871532 | 75166
Siphlonuridae | 1871474 | 75167
Eunotiaceae | 1854371 | 75168
Thalassiosiraceae | 1853472 | 75169
Rhizosoleniaceae | 1853449 | 75170
Chaetoceraceae | 1853316 | 75171
Poraniidae | 1952852 | 75172
Asterinidae | 1952829 | 75173
Goniasteridae | 1952746 | 75174
Astropectinidae | 1952639 | 75175
Laqueidae | 1952563 | 75176
Cancellothyrididae | 1952522 | 75177
Loxosomatidae | 1952480 | 75178
Celleporariidae | 1952431 | 75179
Myriozoidae | 1952415 | 75180
Hippothoidae | 1952340 | 75181
Diaphanidae | 1942648 | 75182
Philinidae | 1942499 | 75183
Hydatinidae | 1942424 | 75184
Scombridae | 1931799 | 75185
Onychiuridae | 1962141 | 75186
Lampyridae | 1962109 | 75187
Macrothricidae | 1962026 | 75188
Cristatellidae | 1961929 | 75189
Thalamoporellidae | 1952225 | 75190
Calpensiidae | 1952209 | 75191
Microporidae | 1952183 | 75192
Calloporidae | 1952159 | 75193
Tubuliporidae | 1952092 | 75194
Nolellidae | 1952027 | 75195
Alcyonidiidae | 1952019 | 75196
Urechidae | 1951979 | 75197
Echiuridae | 1951912 | 75198
Bonelliidae | 1951888 | 75199
Otitidae | 1951771 | 75200
Hybotidae | 1951755 | 75201
Miridae | 1951730 | 75202
Pseudosquillidae | 1951706 | 75203
Turbinellidae | 1941889 | 75204
Neptuneidae | 1941699 | 75205
Magilidae | 1941558 | 75206
Dromiidae | 1950989 | 75207
Parapaguridae | 1950963 | 75208
Galatheidae | 1950732 | 75209
Hipponicidae | 1940972 | 75210
Vanikoridae | 1940964 | 75211
Cerithiopsidae | 1940832 | 75212
Turritellidae | 1940741 | 75213
Lacunidae | 1940642 | 75214
Lepetidae | 1940410 | 75215
Metridiidae (Phylum Arthropoda) | 1960624 | 75216
Bathymasteridae | 1960509 | 75217
Laetmogonidae | 1960343 | 75218
Phyllophoridae | 1960319 | 75219
Lithodidae | 1950658 | 75220
Axiidae | 1950435 | 75221
Palinuridae | 1950401 | 75222
Scissurellidae | 1940337 | 75223
Polygordiidae | 1940287 | 75224
Flabellinidae | 1959857 | 75225
Prosthiostomidae | 1959477 | 75226
Oplophoridae | 1949775 | 75227
Benthesicymidae | 1949734 | 75228
Aristeidae | 1949726 | 75229
Platyischnopidae | 1949494 | 75230
Stegocephalidae | 1949304 | 75231
Sternaspidae | 1939222 | 75232
Fauveliopsidae | 1939131 | 75233
Notodelphyidae | 1928654 | 75234
Paralichthyidae | 1959402 | 75235
Pleurogoniidae | 1959154 | 75236
Hemisquillidae | 1959139 | 75237
Lottiidae | 1958974 | 75238
Valenciniidae | 1958925 | 75239
Urothoidae | 1958891 | 75240
Sphaeriaceae | 1958784 | 75241
Cynoglossidae | 1958743 | 75242
Melphidippidae | 1948892 | 75243
Bothidae | 1958453 | 75244
Stromateidae | 1958420 | 75245
Trichiuridae | 1958313 | 75246
Pholidae | 1958131 | 75247
Stichaeidae | 1958081 | 75248
Anarhichadidae | 1957943 | 75249
Uranoscopidae | 1957901 | 75250
Atylidae | 1948256 | 75251
Joeropsididae | 1947829 | 75252
Ilyarachnidae | 1947787 | 75253
Munnopsidae | 1947779 | 75254
Eurycopidae | 1947761 | 75255
Lacydoniidae | 1937747 | 75256
Labridae | 1957802 | 75257
Pomacentridae | 1957786 | 75258
Malacanthidae | 1957240 | 75259
Cyclopteridae | 1957125 | 75260
Serolidae | 1947506 | 75261
Pseudotanaidae | 1947308 | 75262
Lampropidae | 1946987 | 75263
Prosorhochmidae | 1937036 | 75264
Cephalothricidae | 1936749 | 75265
Typhloplanidae | 1936673 | 75266
Emprosthoparnygidae | 1936657 | 75267
Callioplanidae | 1936608 | 75268
Agonidae | 1956994 | 75269
Anoplopomatidae | 1956689 | 75270
Hexagrammidae | 1956614 | 75271
Triglidae | 1956564 | 75272
Archaeobalanidae | 1946680 | 75273
Lepadidae | 1946607 | 75274
Scalpellidae | 1946599 | 75275
Clausiidae | 1946482 | 75276
Paracyprididae | 1946458 | 75277
Macrocyprididae | 1946417 | 75278
Philomedidae | 1946300 | 75279
Rutidermatidae | 1946276 | 75280
Cylindroleberididae | 1946169 | 75281
Cypridinidae | 1946136 | 75282
Pycnogonidae | 1946078 | 75283
Ammotheidae | 1945989 | 75284
Caryophylliidae | 1936350 | 75285
Hormathiidae | 1936228 | 75286
Actiniidae | 1936145 | 75287
Halcampoididae | 1936079 | 75288
Corallimorphidae | 1936020 | 75289
Epizoanthidae | 1935972 | 75290
Pennatulidae | 1935923 | 75291
Virgulariidae | 1935857 | 75292
Scorpaenidae | 1956135 | 75293
Merlucciidae | 1955707 | 75294
Moridae | 1955673 | 75295
Ogcocephalidae | 1955632 | 75296
Synodontidae | 1955475 | 75297
Stomiidae | 1955400 | 75298
Opisthoteuthidae | 1945930 | 75299
Histioteuthidae | 1945849 | 75300
Sepiolidae | 1945773 | 75301
Gadilidae | 1945732 | 75302
Siphonodentaliidae | 1945682 | 75303
Laevidentaliidae | 1945641 | 75304
Verticordiidae | 1945617 | 75305
Poromyidae | 1945559 | 75306
Hiatellidae | 1945369 | 75307
Monobrachiidae | 1935550 | 75308
Corymorphidae | 1935238 | 75309
Polyorchidae | 1935196 | 75310
Eudendriidae | 1935188 | 75311
Corynidae | 1935147 | 75312
Pachastrellidae | 1935055 | 75313
Tetillidae | 1934991 | 75314
Sternoptychidae | 1955376 | 75315
Bathylagidae | 1955343 | 75316
Argentinidae | 1955319 | 75317
Congridae | 1955160 | 75318
Nettastomatidae | 1955137 | 75319
Chimaeridae | 1955061 | 75320
Myliobatidae | 1955020 | 75321
Dasyatidae | 1954973 | 75322
Torpedinidae | 1954866 | 75323
Rhinobatidae | 1954791 | 75324
Squalidae | 1954726 | 75325
Triakidae | 1954700 | 75326
Scyliorhinidae | 1954601 | 75327
Neoleptonidae | 1945112 | 75328
Galeommatidae | 1944677 | 75329
Rossellidae | 1934736 | 75330
Amphoriscidae | 1934660 | 75331
Leucosoleniidae | 1934603 | 75332
Scrophulariaceae | 1934462 | 75333
Oleaceae | 1934447 | 75334
Boraginaceae | 1934413 | 75335
Ericaceae | 1934389 | 75336
Nyctaginaceae | 1934355 | 75337
Metzgeriaceae | 1934322 | 75338
Heterodontidae | 1954585 | 75339
Myxinidae | 1954528 | 75340
Ascidiidae | 1954221 | 75341
Polycitoridae | 1954130 | 75342
Stichopodidae | 1953835 | 75343
Manzanellidae | 1944107 | 75344
Chaetodermatidae | 1943919 | 75345
Lepidopleuridae | 1943703 | 75346
Cuthonidae | 1943596 | 75347
Cumanotidae | 1943570 | 75348
Thyasiridae | 1933456 | 75349
Aeginellidae | 1963651 | 75350
Macrostomidae | 1962984 | 75351
Cypridae | 1962810 | 75352
Sclerodactylidae | 1953744 | 75353
Psolidae | 1953686 | 75354
Loveniidae | 1953652 | 75355
Spatangidae | 1953629 | 75356
Brissidae | 1953595 | 75357
Schizasteridae | 1953561 | 75358
Dendrasteridae | 1953520 | 75359
Arminidae | 1943521 | 75360
Dendronotidae | 1943398 | 75361
Tritoniidae | 1943307 | 75362
Dendrodorididae | 1943265 | 75363
Goniodorididae | 1943216 | 75364
Archidorididae | 1943059 | 75365
Discodorididae | 1943034 | 75366
Platydorididae | 1943000 | 75367
Chromodorididae | 1942879 | 75368
Oleidae | 1942762 | 75369
Helicellidae | 1942747 | 75370
Leptoceridae | 1882760 | 75371
Hydroptilidae | 1882562 | 75372
Hydropsychidae | 1882067 | 75373
Hydrobiosidae | 1882042 | 75374
Gordiidae | 1913623 | 75375
Paragordiidae | 1913599 | 75376
Nygolaimidae | 1913540 | 75377
Alaimidae | 1913524 | 75378
Dentaliidae | 1913383 | 75379
Chitonidae | 1913318 | 75380
Ischnochitonidae | 1913284 | 75381
Acanthochitonidae | 1913219 | 75382
Turridae | 1912963 | 75383
Urnatellidae | 1903319 | 75384
Pedicellinidae | 1903277 | 75385
Ophiomyxidae | 1903236 | 75386
Ophiacanthidae | 1903194 | 75387
Ophiothricidae | 1903152 | 75388
Ophiactidae | 1903087 | 75389
Amphiuridae | 1902816 | 75390
Ophiuridae | 1902766 | 75391
Echinasteridae | 1902691 | 75392
Asteriidae | 1902600 | 75393
Colomastigidae | 1892629 | 75394
Calliopiidae | 1892595 | 75395
Bateidae | 1892546 | 75396
Aoridae | 1892389 | 75397
Glossosomatidae | 1881952 | 75398
Calamoceratidae | 1881929 | 75399
Sialidae | 1881747 | 75400
Corydalidae | 1881580 | 75401
Tortricidae | 1881564 | 75402
Pyralidae | 1881408 | 75403
Nepticulidae | 1881390 | 75404
Cosmopterygidae | 1881382 | 75405
Noctuidae | 1881366 | 75406
Arctiidae | 1881341 | 75407
Conidae | 1912807 | 75408
Olividae | 1912666 | 75409
Nassariidae | 1912591 | 75410
Muricidae | 1912484 | 75411
Melongenidae | 1912427 | 75412
Fasciolariidae | 1912195 | 75413
Holothuriidae | 1902469 | 75414
Synaptidae | 1902394 | 75415
Chiridotidae | 1902360 | 75416
Mellitidae | 1902311 | 75417
Arachnoididae | 1902279 | 75418
Beroidae | 1902139 | 75419
Sertulariidae | 1902089 | 75420
Pennariidae | 1901909 | 75421
Ampithoidae | 1892298 | 75422
Amphilochidae | 1892215 | 75423
Ampeliscidae | 1892140 | 75424
Caprellidae | 1891910 | 75425
Squillidae | 1891878 | 75426
Eurysquillidae | 1891845 | 75427
Cambaridae | 1891613 | 75428
Astacidae | 1891571 | 75429
Tanyderidae | 1881044 | 75430
Psychodidae | 1880947 | 75431
Columbellidae | 1912054 | 75432
Cancellariidae | 1912021 | 75433
Buccinidae | 1911981 | 75434
Viviparidae | 1911874 | 75435
Ampullariidae | 1911825 | 75436
Tornidae | 1911809 | 75437
Vermetidae | 1911759 | 75438
Lamellariidae | 1911726 | 75439
Valvatidae | 1911684 | 75440
Truncatellidae | 1911650 | 75441
Triviidae | 1911619 | 75442
Triphoridae | 1911585 | 75443
Thiaridae | 1911536 | 75444
Strombidae | 1911510 | 75445
Rissoidae | 1911353 | 75446
Aliciidae | 1901701 | 75447
Haloclavidae | 1901651 | 75448
Edwardsiidae | 1901628 | 75449
Cerianthidae | 1901586 | 75450
Renillidae | 1901545 | 75451
Gorgoniidae | 1901503 | 75452
Clavulariidae | 1901479 | 75453
Umbridae | 1901297 | 75454
Esocidae | 1901248 | 75455
Percopsidae | 1901206 | 75456
Aphredoderidae | 1901172 | 75457
Gobiesocidae | 1901131 | 75458
Hiodontidae | 1901081 | 75459
Processidae | 1891480 | 75460
Pasiphaeidae | 1891456 | 75461
Crangonidae | 1891076 | 75462
Atyidae | 1891043 | 75463
Alpheidae | 1890938 | 75464
Pomatiopsidae | 1911288 | 75465
Pleuroceridae | 1911197 | 75466
Pilidae | 1911189 | 75467
Naticidae | 1911072 | 75468
Modulidae | 1911023 | 75469
Hydrobiidae | 1910645 | 75470
Ictaluridae | 1900901 | 75471
Xanthidae | 1890656 | 75472
Portunidae | 1890557 | 75473
Ocypodidae | 1890359 | 75474
Grapsidae | 1890078 | 75475
Gecarcinidae | 1890037 | 75476
Cryptochiridae | 1890029 | 75477
Upogebiidae | 1889948 | 75478
Epitoniidae | 1910488 | 75479
Cerithiidae | 1910322 | 75480
Cassididae | 1910306 | 75481
Caecidae | 1910074 | 75482
Bithyniidae | 1909985 | 75483
Assimineidae | 1909951 | 75484
Aclididae | 1909936 | 75485
Turbiniidae | 1909852 | 75486
Trochidae | 1909803 | 75487
Clupeidae | 1899657 | 75488
Belonidae | 1899632 | 75489
Cyprinodontidae | 1899491 | 75490
Porcellanidae | 1889831 | 75491
Paguridae | 1889740 | 75492
Diogenidae | 1889609 | 75493
Albuneidae | 1889534 | 75494
Luciferidae | 1889443 | 75495
Sicyoniidae | 1889328 | 75496
Cyclostrematidae | 1909712 | 75497
Seguenziidae | 1909696 | 75498
Acmaeidae | 1909654 | 75499
Neritidae | 1909589 | 75500
Fissurellidae | 1909530 | 75501
Stiligeridae | 1909506 | 75502
Elysiidae | 1909480 | 75503
Favorinidae | 1909357 | 75504
Facelinidae | 1909340 | 75505
Aeolidiidae | 1909308 | 75506
Pyramidellidae | 1909084 | 75507
Cottidae | 1899343 | 75508
Pleuronectidae | 1899244 | 75509
Sparidae | 1899202 | 75510
Sciaenidae | 1899152 | 75511
Calopterygidae | 1888536 | 75512
Dixidae | 1877653 | 75513
Corethrellidae | 1877331 | 75514
Haminoeidae | 1908953 | 75515
Bullidae | 1908813 | 75516
Acteonidae | 1908771 | 75517
Planorbidae | 1908508 | 75518
Lymnaeidae | 1908284 | 75519
Ellobiidae | 1908235 | 75520
Centrarchidae | 1898543 | 75521
Blenniidae | 1898527 | 75522
Syngnathidae | 1898501 | 75523
Gasterosteidae | 1898477 | 75524
Petromyzontidae | 1898246 | 75525
Styelidae | 1898170 | 75526
Pyuridae | 1898147 | 75527
Molgulidae | 1898071 | 75528
Perophoridae | 1898022 | 75529
Polyclinidae | 1897982 | 75530
Didemnidae | 1897958 | 75531
Branchiostomidae | 1897891 | 75532
Perlodidae | 1888130 | 75533
Nuculanidae | 1907906 | 75534
Veneridae | 1907450 | 75535
Ungulinidae | 1907393 | 75536
Plumatellidae | 1897792 | 75537
Lophopodidae | 1897743 | 75538
Crisiidae | 1897651 | 75539
Vesiculariidae | 1897545 | 75540
Arachnidiidae | 1897529 | 75541
Mucronellidae | 1897453 | 75542
Exechonellidae | 1897420 | 75543
Cryptosulidae | 1897396 | 75544
Membraniporidae | 1897339 | 75545
Bugulidae | 1897230 | 75546
Beaniidae | 1897206 | 75547
Lingulidae | 1897149 | 75548
Peltoperlidae | 1887413 | 75549
Nemouridae | 1887223 | 75550
Leuctridae | 1887132 | 75551
Chironomidae | 1876374 | 75552
Chaoboridae | 1876333 | 75553
Deuterophlebiidae | 1876093 | 75554
Tabanidae | 1875988 | 75555
Rhagionidae | 1875970 | 75556
Pelecorhynchidae | 1875954 | 75557
Athericidae | 1875905 | 75558
Sciomyzidae | 1875772 | 75559
Phoridae | 1875749 | 75560
Muscidae | 1875723 | 75561
Tellinidae | 1907138 | 75562
Solenidae | 1907088 | 75563
Semelidae | 1906999 | 75564
Pisidiidae | 1906783 | 75565
Phoxichilidiidae | 1897057 | 75566
Nymphonidae | 1897024 | 75567
Limulidae | 1896919 | 75568
Nebaliidae | 1896844 | 75569
Parapseudidae | 1896794 | 75570
Tanaidae | 1896687 | 75571
Pseudozeuxidae | 1896612 | 75572
Paratanaidae | 1896588 | 75573
Neotanaidae | 1896562 | 75574
Leptognathiidae | 1896547 | 75575
Corduliidae | 1886068 | 75576
Empididae | 1875582 | 75577
Dolichopodidae | 1875558 | 75578
Anthomyiidae | 1875541 | 75579
Staphylinidae | 1875517 | 75580
Hydraenidae | 1874841 | 75581
Mactridae | 1906577 | 75582
Lucinidae | 1906387 | 75583
Leptonidae | 1906353 | 75584
Lasaeidae | 1906338 | 75585
Dreissenidae | 1906262 | 75586
Cyrenoididae | 1906197 | 75587
Corbiculidae | 1906072 | 75588
Condylocardiidae | 1906015 | 75589
Chamidae | 1905983 | 75590
Cardiidae | 1905843 | 75591
Astartidae | 1905819 | 75592
Oniscidae | 1895986 | 75593
Ligiidae | 1895952 | 75594
Gnathiidae | 1895937 | 75595
Sphaeromatidae | 1895739 | 75596
Limnoriidae | 1895697 | 75597
Cymothoidae | 1895663 | 75598
Corallanidae | 1895630 | 75599
Cirolanidae | 1895556 | 75600
Ancinidae | 1895523 | 75601
Aegidae | 1895507 | 75602
Gomphidae | 1885599 | 75603
Aeshnidae | 1885383 | 75604
Cicadellidae | 1885359 | 75605
Histeridae | 1874825 | 75606
Elateridae | 1874817 | 75607
Psephenidae | 1874700 | 75608
Limnichidae | 1874676 | 75609
Heteroceridae | 1874668 | 75610
Elmidae | 1874072 | 75611
Bopyridae | 1895432 | 75612
Munnidae | 1895390 | 75613
Jaeropsididae | 1895374 | 75614
Hyssuridae | 1895093 | 75615
Pseudocumidae | 1894880 | 75616
Nannastacidae | 1894831 | 75617
Ochteridae | 1885144 | 75618
Notonectidae | 1885086 | 75619
Nepidae | 1884980 | 75620
Macroveliidae | 1884832 | 75621
Lygaeidae | 1884824 | 75622
Hydrometridae | 1884774 | 75623
Hebridae | 1884725 | 75624
Gerridae | 1884535 | 75625
Chelonariidae | 1873983 | 75626
Dascillidae | 1873918 | 75627
Curculionidae | 1873835 | 75628
Corylophidae | 1873827 | 75629
Chrysomelidae | 1873777 | 75630
Noteridae | 1873553 | 75631
Haliplidae | 1873397 | 75632
Unionidae | 1904796 | 75633
Thraciidae | 1904747 | 75634
Periplomatidae | 1904721 | 75635
Lyonsiidae | 1904671 | 75636
Cuspidariidae | 1904630 | 75637
Gastrochaenidae | 1904424 | 75638
Solemyidae | 1904283 | 75639
Pteriidae | 1904242 | 75640
Diastylidae | 1894690 | 75641
Bodotriidae | 1894617 | 75642
Hyperiidae | 1894591 | 75643
Talitridae | 1894526 | 75644
Stenothoidae | 1894419 | 75645
Sebidae | 1894385 | 75646
Phliantidae | 1894096 | 75647
Pardaliscidae | 1894062 | 75648
Oedicerotidae | 1893965 | 75649
Lysianassidae | 1893932 | 75650
Corixidae | 1884246 | 75651
Belostomatidae | 1884147 | 75652
Rhyacophilidae | 1883891 | 75653
Polycentropodidae | 1883677 | 75654
Phryganeidae | 1883602 | 75655
Gyrinidae | 1873165 | 75656
Dorididae | 1923010 | 75657
Clypeasteridae | 1921477 | 75658
Clinidae | 1921436 | 75659
Sipunculidae | 1915503 | 75660
Aspidosiphonidae | 1915362 | 75661
Synchaetidae | 1915305 | 75662
Gastropidae | 1915222 | 75663
Brachionidae | 1915131 | 75664
Asplanchnidae | 1915115 | 75665
Testudinellidae | 1915073 | 75666
Filiniidae | 1915057 | 75667
Conochilidae | 1915024 | 75668
Collothecidae | 1914993 | 75669
Hexamitidae | 1914951 | 75670
Difflugiidae | 1914902 | 75671
Haliclonidae | 1914746 | 75672
Axinellidae | 1914688 | 75673
Clionidae (Phylum Porifera) | 1914639 | 75674
Uteriporidae | 1914530 | 75675
Dugesiidae | 1914423 | 75676
Plehniidae | 1914316 | 75677
Planoceridae | 1914282 | 75678
Leptoplanidae | 1914241 | 75679
Pseudoceritidae | 1914225 | 75680
Euryleptidae | 1914209 | 75681
Polycystidae | 1914167 | 75682
Hexostomatidae | 1914126 | 75683
Tetrastemmatidae | 1913987 | 75684
Emplectonematidae | 1913961 | 75685
Amphiporidae | 1913896 | 75686
Tubulanidae | 1913821 | 75687
Limidae | 1904127 | 75688
Isognomonidae | 1904093 | 75689
Anomiidae | 1904044 | 75690
Ostreidae | 1903939 | 75691
Glycymerididae | 1903608 | 75692
Arcidae | 1903442 | 75693
Leucothoidae | 1893825 | 75694
Ischyroceridae | 1893775 | 75695
Hyalellidae | 1893643 | 75696
Haustoriidae | 1893411 | 75697
Gammaridae | 1893122 | 75698
Molannidae | 1883446 | 75699
Goeridae | 1883065 | 75700
Limnephilidae | 1883057 | 75701
Melosiraceae | 1853365 | 75702
Coscinodiscaceae | 1853340 | 75703
Biddulphiaceae | 1853274 | 75704
Nostocaceae | 1852920 | 75705
Goniadidae | 1862929 | 75706
Eunicidae | 1862580 | 75707
Dorvilleidae | 1862473 | 75708
Ctenodrilidae | 1862440 | 75709
Cossuridae | 1862408 | 75710
Chroococcaceae | 1852706 | 75711
Amoebidae | 1852441 | 75712
Cryptosporidiidae | 1852425 | 75713
Chrysopetalidae | 1862176 | 75714
Chaetopteridae | 1862085 | 75715
Capitellidae | 1861772 | 75716
Maldanidae | 1861749 | 75717
Amphinomidae | 1861582 | 75718
Ampharetidae | 1861376 | 75719
Lumbriculidae | 1861244 | 75720
Glossiphoniidae | 1860865 | 75721
Erpobdellidae | 1860725 | 75722
Hirudinidae | 1860659 | 75723
Tubificidae | 1860089 | 75724
Naididae | 1859271 | 75725
Enchytraeidae | 1859255 | 75726
Sparganophilidae | 1859230 | 75727
Megascolecidae | 1859222 | 75728
Glossoscolecidae | 1859180 | 75729
Haplotaxidae | 1859164 | 75730
Cambarincolidae | 1859131 | 75731
Branchiobdellidae | 1859115 | 75732
Tribonemataceae | 1859008 | 75733
Stipitococcaceae | 1858976 | 75734
Pleurochloridaceae | 1858935 | 75735
Ophiocytaceae | 1858901 | 75736
Characiopsidaceae | 1858885 | 75737
Centritractaceae | 1858869 | 75738
Centratractaceae | 1858844 | 75739
Prorocentraceae | 1858752 | 75740
Phytodiniaceae | 1858737 | 75741
Peridiniaceae | 1858703 | 75742
Oxytoxaceae | 1858687 | 75743
Gymnodiniaceae | 1858661 | 75744
Glenodiniaceae | 1858620 | 75745
Ceratiaceae | 1858596 | 75746
Pfiesteriaceae | 1858570 | 75747
Chloromonadaceae | 1858539 | 75748
Polyblepharidaceae | 1858463 | 75749
Platymonadaceae | 1858448 | 75750
Nephroselmidaceae | 1858430 | 75751
Rutaceae | 1858398 | 75752
Fabaceae | 1858372 | 75753
Fumariaceae | 1858349 | 75754
Asteraceae | 1858323 | 75755
Plagiochilaceae | 1858257 | 75756
Prymnesiaceae | 1858182 | 75757
Euglenaceae | 1858000 | 75758
Cryptomonadaceae | 1857929 | 75759
Phaeosaccionaceae | 1857879 | 75760
Synuraceae | 1857770 | 75761
Ochromonadaceae | 1857754 | 75762
Chromulinaceae | 1857606 | 75763
Zygnemataceae | 1857531 | 75764
Anthocoridae | 763219 | 75765
Bethylidae | 763144 | 75766
Pteromalidae | 763078 | 75767
Ichneumonidae | 763045 | 75768
Braconidae | 763029 | 75769
Trichogrammatidae | 762997 | 75770
Mesotaeniaceae | 1857499 | 75771
Desmidiaceae | 1857333 | 75772
Phacotaceae | 1857176 | 75773
Chlamydomonadaceae | 1857028 | 75774
Ulotrichaceae | 1856970 | 75775
Palmellopsidaceae | 1856921 | 75776
Microsporaceae | 1856863 | 75777
Ctenocladaceae | 1856798 | 75778
Cylindrocapsaceae | 1856764 | 75779
Plutellidae | 762674 | 75780
Coleochaetaceae | 1856749 | 75781
Scenedesmaceae | 1856392 | 75782
Oocystaceae | 1855923 | 75783
Micractiniaceae | 1855857 | 75784
Hydrodictyaceae | 1855782 | 75785
Dictyosphaeriaceae | 1855717 | 75786
Coelastraceae | 1855675 | 75787
Chlorococcaceae | 1855519 | 75788
Characiaceae | 1855469 | 75789
Chaetophoraceae | 1855428 | 75790
Surirellaceae | 1855360 | 75791
Naviculaceae | 1854645 | 75792
Gomphonemaceae | 1854587 | 75793
Carabidae | 1872274 | 75794
Amphizoidae | 1872258 | 75795
Baetiscidae | 1872183 | 75796
Tricorythidae | 1872126 | 75797
Oligoneuriidae | 1871391 | 75798
Metretopodidae | 1871367 | 75799
Baetidae | 1870328 | 75800
Potamanthidae | 1870302 | 75801
Palingeniidae | 1870211 | 75802
Ephemeridae | 1870096 | 75803
Neoephemeridae | 1870021 | 75804
Caenidae | 1869932 | 75805
Poduridae | 1869791 | 75806
Isotomidae | 1869759 | 75807
Entomobryidae | 1869684 | 75808
Cyprididae | 1869627 | 75809
Candoniidae | 1869601 | 75810
Diaptomidae | 1869411 | 75811
Chthamalidae | 1869379 | 75812
Argulidae | 1869148 | 75813
Sididae | 1869072 | 75814
Holopedidae | 1869049 | 75815
Bosminidae | 1868884 | 75816
Unionicolidae | 1868751 | 75817
Torrenticolidae | 1868736 | 75818
Teutoniidae | 1868710 | 75819
Sperchonidae | 1868678 | 75820
Oxidae | 1868587 | 75821
Limnocharidae | 1868538 | 75822
Lebertiidae | 1868488 | 75823
Krendowskiidae | 1868447 | 75824
Hygrobatidae | 1868413 | 75825
Hydryphantidae | 1868397 | 75826
Hydrodromidae | 1868371 | 75827
Hydrachnidae | 1868355 | 75828
Halacaridae | 1868348 | 75829
Eylaidae | 1868322 | 75830
Clathrosperchonidae | 1868306 | 75831
Axonopsidae | 1868280 | 75832
Arrenuridae | 1868165 | 75833
Trichobranchidae | 1868058 | 75834
Terebellidae | 1867738 | 75835
Syllidae | 1867068 | 75836
Spionidae | 1866425 | 75837
Sphaerodoridae | 1866391 | 75838
Sigalionidae | 1866284 | 75839
Serpulidae | 1866060 | 75840
Sabellariidae | 1865583 | 75841
Acoetidae | 1865559 | 75842
Polynoidae | 1865401 | 75843
Poecilochaetidae | 1865377 | 75844
Pilargidae | 1865237 | 75845
Pectinariidae | 1864917 | 75846
Oweniidae | 1864628 | 75847
Orbiniidae | 1864404 | 75848
Opheliidae | 1864248 | 75849
Nereididae | 1863729 | 75850
Nephtyidae | 1863562 | 75851
Lumbrineridae | 1863224 | 75852
Hesionidae | 1863067 | 75853
Epithemiaceae | 1854314 | 75854
Diatomaceae | 1854017 | 75855
Cymbellaceae | 1853944 | 75856
Achnanthaceae | 1853738 | 75857
Fatty acids C12-18, C18 unsaturated, C12-18 alkyl esters | 5244728 | 75858
Alkyl triol triacetacetate | 5244702 | 75859
Phenolic modified urethane acrylate (generic) (P-88-1109) | 5244694 | 75860
Oil modified waterborne polyurethane | 5244686 | 75861
Polyethylbenzene bottoms, middle fraction, reaction products, distillation heavies | 5244678 | 75862
Mixed thio acid amide molybdenum complexes | 5244660 | 75863
Diphenylalkane, distillation residues | 5244652 | 75864
1,1-Diphenylethane, reaction products, distillation residues | 5244645 | 75865
Stilbene disulfonic acid triazine derivative (generic) (P-99-1166) | 5244611 | 75866
Sulfinic acid derivative | 5244603 | 75867
Alkyl tetraol tetraacetoacetate | 5244538 | 75868
Alkyl diol diacetoacetate | 5244520 | 75869
Amino functional polyether functional silicone terpolymer (generic) (P-99-0314) | 5244504 | 75870
Polycycloamide | 5244470 | 75871
Cycloaliphatic epoxy resin | 5244389 | 75872
Metal oxide | 5244371 | 75873
Alkenyl succinate (generic) (P-97-0342) | 5244355 | 75874
Phthalic acid dialkyl ester | 5244348 | 75875
Polyester acrylate | 5244322 | 75876
Alkyl substituted aromatic glycidyl ether (generic) (P-97-0661) | 5244280 | 75877
Copolymer of vinylacetate a higher vinylester and acrylicester | 5244249 | 75878
Substituted phenyl azo substituted phenyl ester | 5244231 | 75879
Alkylamine salt | 5244181 | 75880
Alkyl modified heptamethyltrisiloxane | 5244173 | 75881
Perfluorinatedalkyl polyalkoxysilane | 5244157 | 75882
Perfluorinatedalkyl polyhydroxysilane | 5244140 | 75883
Reaction product of dichlorobenzidine and substituted alkylamide | 5244124 | 75884
Alkanolamine, reaction product with boric acid | 5244090 | 75885
Alkylamine | 5243936 | 75886
Carboxylic acid/alkanolamine adduct | 5243928 | 75887
Alkyl polyether carboxylic acid ester | 5243910 | 75888
Branched alkyldimethylamine oxides | 5243902 | 75889
Tallow diglycinate | 5243894 | 75890
Coco diglycinate | 5243886 | 75891
Diol ethoxylated (generic) (P-94-2237) | 5243878 | 75892
Chromopore substituted polyoxalkylene | 5243860 | 75893
Polyurethane resin | 5243852 | 75894
Pentaerythritol ester | 5243845 | 75895
Calcium salts of alkyl salicylate and alkyl phenote sulfide | 5243837 | 75896
Fatty amine compounds with organic acids | 5243829 | 75897
Formaldehyde copolymer, potassium salt (generic) (P-94-1484) | 5243811 | 75898
Alcohol alkoxylate (generic) (P-94-1080) | 5243803 | 75899
Modified glycol ether ester | 5243795 | 75900
Hindered alkyl-substituted phenolic antioxidant | 5243787 | 75901
Modified polyether polyol | 5243779 | 75902
Nitrogen containing heterocyclic ester | 5243761 | 75903
Alkylaryloxime, metal complex | 5243753 | 75904
N,N'-Di(alkyl heteromonocycle)amino chlorotriazine | 5243746 | 75905
Polyurethane prepolymer | 5243720 | 75906
Alcohol ethoxylate | 5243704 | 75907
Polyester/polyamide | 5243696 | 75908
Styrene-maleimide copolymer | 5243688 | 75909
B-stage unsaturated organic disubstituted ketone | 5243670 | 75910
Sodlphosuccinate and phosphonosuccinate monoester with C10, C12-C15 alcohols and ethylene oxide | 5243662 | 75911
Poly(alkylepoxide carboxylate) | 5243654 | 75912
Dialkyl phosphoridithiaote phosphate compound, 2-propenamide, N-[3-dimethylamino)propyl]- | 5243647 | 75913
Bisphenol A, epichlorohydrin polyalkylenepolyol and polyisocyanate derivative | 5243621 | 75914
Quaternary ammonium compound | 5243613 | 75915
Fluorene-containing diaromatic diglycidyl ether eposy resin | 5243605 | 75916
Aliphatic silylated amino ester | 5243597 | 75917
Diarylmethane | 5243589 | 75918
Unsaturated silyl ester | 5243571 | 75919
Substituted phenol sulfonic acid | 5243563 | 75920
Polyether polyamine | 5243555 | 75921
Functional acrylate | 5243548 | 75922
Acid functional polyester with low molecular weight acid | 5243530 | 75923
p-Menthadienes and m-menthadienes mixture plus 3-C arene, paracymene, and camphene | 5243522 | 75924
Polyterpene resin | 5243514 | 75925
Complex alkyl aryl imide | 5243506 | 75926
Cyclo-substituted alyl prognenoic acid derivative | 5243498 | 75927
Methylene-bis-(substituted) aniline derivative | 5243480 | 75928
Acrylated polyurethane | 5243472 | 75929
Substituted cresol | 5243464 | 75930
Aliphatic polyester with neopentyl glycol | 5243456 | 75931
Phthalic polyester | 5243449 | 75932
Substituted Diethylsuccinate | 5243431 | 75933
Aliphatic polyester | 5243415 | 75934
Aromatic methyl oxirane (generic) (P-86-0940) | 5243399 | 75935
Acrylate modified alicyclic urethane | 5243381 | 75936
Substituted acetic acid, sodium salt | 5243373 | 75937
Substituted acetic acid, potassium salt | 5243365 | 75938
Substituted acetic acid, mixed sodium and potassium salts | 5243357 | 75939
1,4-Benzenedisulfonic acid, 2,2'-[1,2-ethenediyl]bis[3-sulfo-4-phenylene]imino[6-[(disubstituted)imino]-1,3,5-triazine-4,2-diyl]]bis-, hexasodium salt | 5243340 | 75940
tert-Amyl peroxy mono carbonate | 5243332 | 75941
Modified trisphenol epoxy novolac | 5243324 | 75942
Propoxylated quaternary amine | 5243316 | 75943
Dialky substituted propionamide | 5243308 | 75944
Saturated polyester | 5243290 | 75945
Functional acrylate methacrylate polymer | 5243274 | 75946
Anionic polymer | 5243266 | 75947
Fluoroalkyl epoxide | 5243258 | 75948
Maleic acid half-ester functionalized with alkenyl ether groups | 5243233 | 75949
Transition metal trichalcogenide | 5243225 | 75950
Benxothiazolesulfonic acid, substituted-((substituted-pyrimidinyl)azo)carbomonocycle-, alkali metal salt | 5243217 | 75951
Triglycidyl ether of a substituted tri(hydroxyphenyl) methane | 5243209 | 75952
Amine salt | 5243191 | 75953
Triglycidyl ether of substituted trihydroxyphenyl methane | 5243183 | 75954
Substituted alkyl alkanol | 5243175 | 75955
Ester modified phenolic resin | 5243159 | 75956
Amines, tri (C11-14-iso-C13 rich) | 5243142 | 75957
Disubstituted sulfide | 5243134 | 75958
Substituted amino anthraquinones | 5243126 | 75959
Polymeric aliphatic polyol acrylate ester | 5243118 | 75960
Unsaturated acid and heterocyclic modified epoxy resin | 5243100 | 75961
Substituted allyl aniline | 5243092 | 75962
Vinyl chloride-vinyl acetate hydroxyl modified copolymer | 5243084 | 75963
Ester-modified epoxy resin | 5243076 | 75964
Ethenyl silane ester | 5243068 | 75965
Functional polyurethane from polyalkylene oxide, aliphatic diisocyanate and substituted alkanol | 5243050 | 75966
.omega.-Functional esterified hydroxy methacrylate | 5243043 | 75967
Polymer of an acrylate ester and mixed methacrylate ester | 5243035 | 75968
Acid modified acrylated halogenated epoxide | 5242995 | 75969
Halogenated alkene | 5242987 | 75970
Polyester polyurethane | 5242979 | 75971
Functionally modified urethane | 5242961 | 75972
Brominated aryl amine | 5242946 | 75973
Brominated aryl carbonate | 5242938 | 75974
Polyfunctional aziridine | 5242920 | 75975
Polychlorinated alkylated aromatic hydrocarbon | 5242912 | 75976
Carboxylated alkane diol | 5242904 | 75977
Saturated aromatic and aliphatic polyols | 5242896 | 75978
Polychlorofluoro aromatic alkylated hydrocarbon | 5242888 | 75979
Aminopolyamide-epichlorohydrin polymer | 5242870 | 75980
Aminopolyamide, epichlorohydrin resin (generic) (P-84-1182) | 5242862 | 75981
Alkyltrialkyloxysilane | 5242854 | 75982
Cycloaliphatic epoxide | 5242847 | 75983
Substituted aromatic amide | 5242839 | 75984
Substituted tetrafluoroalkene (generic) (P-84-0105) | 5242813 | 75985
Unsaturated alophatic diether | 5242805 | 75986
Benzene disulfonic acid, chlorotriazinylamino dimethylphenylazo-sulfonaphthalene azo | 5242797 | 75987
Triethanolamine salt of tricarboxylic acid | 5242771 | 75988
Chlorinated aromatic azo pigment | 5242763 | 75989
Chlorinated aromatic azo anthraquinone pigment | 5242755 | 75990
Alkoxylated phenolic resins | 5242722 | 75991
Substituted alkyl salt of halogenated organoborate | 5242714 | 75992
Reactive hydroxy carbamate | 5242664 | 75993
Alkylamino | 5242599 | 75995
Alkyl substituted pyridine | 5242581 | 75996
Thiosubstituted carbonate ester | 5242524 | 75997
Tetrahydroheteropolycycle (generic) (P-97-0766) | 5242516 | 75998
Substituted perfluoroalkyl sulfonamide | 5242490 | 75999
Alkylethoxylate derivative (generic) (P-99-0313) | 5242482 | 76000
Substituted acetate | 5242458 | 76001
Rosin amidoamine | 5242433 | 76002
Polysubstituted bis phenylazonaphthalene disulfonic acid (generic) (P-99-0479) | 5242425 | 76003
Polymerized rosin amidoamine | 5242409 | 76004
Polymer of a polyalkylene polyol-n, tri-substituted phenol (generic) (P-98-1016) | 5242391 | 76005
Polyether modified fatty acids | 5242383 | 76006
Polyalkylene oxide dialkylamine | 5242375 | 76007
Polyalkylene glycol polyamide ester phosphate | 5242367 | 76008
Polyalkenylalkylphenol | 5242359 | 76009
Phenyl, alkyl, hydroxyalkyl substituted imidazole | 5242342 | 76010
Phenoxazin-5-ium, 3-(dialkylamino)-7-(arylamino)-, salt (generic) (P-99-0723) | 5242334 | 76011
Inorganic layer polymer (generic) (P-98-0604) | 5242326 | 76012
Modified hydroxystyrene homopolymer | 5242318 | 76013
4,4'-(1-Methylethylidene)bisphenol, polymer with (chloromethyl)oxirane and a diamine | 5242300 | 76014
Mixed alkyl phenolic novolak resin | 5242292 | 76015
Hydrochloride salt of a fatty polyalkylene polyamine | 5242284 | 76016
Formaldehyde, reaction products with an alkylated phenol and an aliphatic amine | 5242276 | 76017
Formaldehyde polymer with substituted phenols (generic) (P-99-0558) | 5242268 | 76018
Fluoroalkyl diester | 5242250 | 76019
Fatty alkyl phosphate, alkali metal salt | 5242243 | 76020
Ethyl silicate, reaction products with modified alkoxysilane salt | 5242235 | 76021
Dimethyl alkylamine salt | 5242227 | 76022
Dimer acid/rosin amidoamine reaction product | 5242219 | 76023
Dimer acid/polymerized rosin amidoamine reaction product | 5242201 | 76024
Benzenesulfonic acid, 2,2'-(1,2-ethenediyl)bis[(4,6-dichloro-1,3,5-triazin-2-yl)amino]-, disodium salt; substituted with dialkyl amines (generic) (P-98-0774) | 5242128 | 76025
Benzenesulfonic acid, 2,2'-(cc)bis[5-[[4-substituted-6-substituted-1,3,5-triazin-2-yl]amino]-, sodium salt | 5242110 | 76026
Aminoester of polyalkenylated alkyldicarboxylic acid | 5242102 | 76027
Amine salt of organic acid | 5242094 | 76028
Amidoamine modified polyethylene glycol | 5242086 | 76029
Aluminum cross-linked sodium carboxymethylcellulose | 5242078 | 76030
Alkylbenzene sulfonic acid (generic) (P-98-0679) | 5242060 | 76031
Alkoxylated acrylate polymer | 5242052 | 76032
Acrylated (long-chainalkyl) glycidyl ether | 5242037 | 76033
2-Substituted benzotriazole (generic) | 749960 | 76034
2-Propenoic acid, polymer with 2-oxepanone and alkyltriol (generic) (P-92-1447) | 749952 | 76035
2-Propenoic acid, C18-26 alkyl ester (generic) | 749945 | 76036
2-Propenoic acid, C >20 alkyl esters (generic) | 749937 | 76037
2-Propenoic acid, 1-(hydroxymethyl) propyl ester (generic) | 749929 | 76038
2-Naphthalene carboxamide-N-aryl-3-hydroxy-4-arylazo (generic) (P-87-1265) | 749895 | 76039
2-Naphthalenol, mono and dioctyl derivs. (generic) | 749887 | 76040
2-Chloro-N-methyl-N-substituted acetamide (generic) (P-84-0393) | 749861 | 76041
2-Chloro-4,6-bis(substituted)-1,3,5-triazine, dihydrochloride (generic) | 749853 | 76042
2,5-Dimercapto-1,3,4-thiadiazole, alkyl polycarboxylate (generic) | 749820 | 76043
2,2'-[(1-Methylethylidene)bis[4,1-phenyloxy[1-(butoxymethyl)-(2,1-ethanediyl]oxymethylene]]bisoxirane, reaction product with a diamine (generic) | 749812 | 76044
2-(2-Hydroxy-3-tert-butyl-5-methylbenzyl)-4-methyl-6-tert-butylphenyl methacrylate (generic) | 749804 | 76045
1-Piperidinecarboxylic acid, 2-[(dichloro-hydroxy-carbomonocycle)hydrazono]-, methyl ester (generic) | 749796 | 76046
Complex reaction product of 1,4-benzenediol, 2-(1,1,3,3-tetramethylbutyl)- and bis(dimethylaminosubstituted)carbomonocycle (generic) (P-96-0092) | 749788 | 76047
1,3,5-Triazin-2-amine, 4-dimethylamino-6-substituted- (generic) | 749770 | 76048
1,1-Dimethylpropyl peroxyester (generic) | 749747 | 76049
[(Disubstituted phenyl)]azo dihydro hydroxy alkyl oxo alkyl-substituted-pyridines (generic) | 749739 | 76050
[(Dinitrophenyl)azo]-[2,4-diamino-5-methoxybenzene] derivatives (generic) | 749721 | 76051
.alpha.-Olefin sulfonate, sodium salt (generic) | 749713 | 76052
.alpha.-Olefin sulfonate, potassium salts (generic) | 749705 | 76053
(1) Alkenyl succinate; (2)&(3) amine salt of an alkenyl succinate (generic) | 749697 | 76054
Brominated phthalate ester (generic) | 751230 | 76055
Brominated arylalkyl ether (generic) | 751222 | 76056
Brominated aromatic ester (generic) | 751214 | 76057
Brominated aromatic compound (generic) | 751206 | 76058
Branched synthetic fatty acid (generic) | 751198 | 76059
Boron ester (generic) (P-86-1252) | 751180 | 76060
Bisphenol derivative (generic) (P-92-0509) | 751172 | 76061
Bisphenol A, epichlorohydrin, polyalkylenepolyol and polyisocyanato derivative (generic) | 751164 | 76062
Bisphenol A, epichlorohydrin, methylenebis(substituted carbomonocycle), polyalkylene glycol, alkanol, methacrylate polymer (generic) | 751156 | 76063
Bisalkylated fatty alkyl amine oxide (generic) | 751149 | 76064
Bis(substituted)carbomonocyclicazocarbomonocyclicol (generic) | 751131 | 76065
Bis(imidoethylene)benzene (generic) | 751123 | 76066
Bis(2,2,6,6-tetramethylpiperidinyl) ester of cycloalkyl spiroketal (generic) | 751115 | 76067
Benzotriazole derivative (generic) (P-94-0261 | 751107 | 76068
Benzoate ester (generic) | 751099 | 76069
Benzenesulfonic acid amino substituted phenyl azo (generic) (P-95-0086) | 751081 | 76070
Benzene, substituted, alkyl acrylate derivative (generic) | 751073 | 76071
Benzene, 1,2-dimethyl-, polypropene derivatives, sulfonated, potassium salts (generic) | 751065 | 76072
An azo monochloro triazine reactive dye (generic) (P-96-0238) | 751057 | 76073
Azo chromium complex dyestuff preparation (generic) | 751040 | 76074
Aryl sulfonate of a fatty acid mixture, polyamine condensate (generic) (P-91-0584) | 751024 | 76075
Aromatic sulfonic acid, compound with amine (generic) (P-93-0832) | 751016 | 76076
Aromatic nitro compound (generic) | 751008 | 76077
Aromatic diamines (generic) | 750992 | 76078
Aromatic amino ether (generic) | 750984 | 76079
Aromatic amine polyols (generic) | 750976 | 76080
Aromatic amino compound (generic) (P-86-0334) | 750968 | 76081
Antimony double oxide (generic) | 750950 | 76082
Anthraquinone dye (generic) | 750943 | 76083
Anilino ether (generic) | 750935 | 76084
Aminophenol (generic) (P-83-0909) | 750919 | 76085
Aminofunctional alkoxy alkyl siloxane (generic) | 750901 | 76086
Aminofluoran derivative (generic) | 750893 | 76087
Aminoethylethylene urea methacrylamide (generic) | 750885 | 76088
Amino acrylate monomer (generic) | 750877 | 76089
Amine substituted metal salts (generic) | 750836 | 76090
Amine/aldehyde condensate (generic) (P-94-1810) | 750828 | 76091
Amidinothiopropionic acid hydrochloride (generic) | 750810 | 76092
Amide of polyamine and organic acid (generic) | 750802 | 76093
Allyloxysubstituted heterocycle (generic) | 750794 | 76094
Alkyltriamines (generic) | 750786 | 76095
Alkyltetraamines (generic) | 750778 | 76096
Alkylsulfonium salt (generic) | 750760 | 76097
Alkylpoly(oxyalkylene)amine (generic) | 750752 | 76098
Alkylphenylpolyetheralkanolamines (generic) | 750745 | 76099
Alkylphenoxypolyalkoxyamine (generic) | 750737 | 76100
Alkylphenoxypoly(oxyethylene) sulfuric acid ester, substituted amine salt (generic) | 750729 | 76101
Alkylpentaamines (generic) | 750711 | 76102
Alkyletherpropyl dialkylamines (generic) | 750703 | 76103
Alkylenediolalkyl ether (generic) | 750695 | 76104
Alkylenebis(substituted carbomonocycle), epichlorohydrin, disubstituted hetermonocycle, acrylate polymer (generic) | 750687 | 76105
Alkylene glycol terephthalate and substituted benzoate esters (generic) (P-89-0596) | 750679 | 76106
Alkylene glycol monomethacrylate, substituted (generic) | 750661 | 76107
Alkyldicarboxylic acids, polymers with alkanepolyol and TDI, alkanol blocked, acrylate (generic) | 750653 | 76108
Alkyl-di(alkyloxyhydroxypropyl)derivative, phosphoric acid esters (generic) (P-91-0818) | 750646 | 76109
Alkyl cyano substituted pyridazo benzoate (generic) (P-94-1129) | 750638 | 76110
Alkylcarbamic acid, alkynyl ester (generic) | 750620 | 76111
Alkylbisoxyalkyl(substituted-1,1-dimethylethylphenyl)benzotriazole (generic) | 750612 | 76112
Alkylbenzenesulfonic acid and sodium salts (generic) | 750604 | 76113
Alkylbenzene sulfonate, amine salt (generic) | 750596 | 76114
Alkylated urea (generic) | 750588 | 76115
Alkylated sulfonated diphenyl oxide, amine salt (generic) (P-93-0353) | 750570 | 76116
Alkylated sulfonated diphenyl oxide, alkali salt (generic) | 750562 | 76117
Alkylated diphenyls (generic) | 750554 | 76118
Alkylated diphenyl oxide (generic) (P-84-1079) | 750547 | 76119
Alkylated diarylamine, sulfurized (generic) | 750539 | 76120
Alkylaryl substituted phosphite (generic) | 750521 | 76121
Alkyl (heterocyclicyl) phenylazohetero monocyclic polyone, ((alkylimidazolyl)methyl) derivative (generic) (P-86-0136) | 750513 | 76122
Alkyl substituted quaternary ammonium chloride (generic) | 750505 | 76123
Alkyl substituted diaromatic hydrocarbons (generic) | 750497 | 76124
Alkyl polyethylene glycol phosphate, potassium salt (generic) | 750489 | 76125
Alkyl polycarboxylic acids, esters with ethoxylated fatty alcohols, reaction products with maleic anhydride (generic) | 750471 | 76126
Alkyl polycarboxylic acids, esters with ethoxylated fatty alcohols (generic) | 750463 | 76127
Alkyl phenyl polyetheramines (generic) | 750448 | 76129
Alkyl peroxy-2-ethyl hexanoate (generic) | 750430 | 76130
Alkyl ester (generic) | 750422 | 76131
Alkyl benzene sulfonic acids and alkyl sulfates, amine salts (generic) | 750414 | 76132
Alkyl amino nitriles (generic) | 750406 | 76133
Alkyl alkanoate, azobis (generic) (P-88-2470) | 750398 | 76134
Alkyl (heterocyclic)phenylazo-heteromonocyclic polyone (generic) (P-85-1370) | 750380 | 76135
Alkoxylated fatty acid amide, alkylsulfate salt (generic) | 750372 | 76136
Alkoxylated dialkyldiethylenetriamine, alkyl sulfate salt (generic) (P-91-0288) | 750364 | 76137
Alkoxylated alkyldiethylenetriamine, alkyl sulfate salts (generic) | 750356 | 76138
Alkoxylated alkane polyol, polyacrylate ester (generic) | 750349 | 76139
Alkenyl ether of alkanetriol (generic) | 750331 | 76140
Alkenoic acid, trisubstituted-phenylalkyl-disubstituted-phenyl ester (generic) | 750323 | 76141
Alkenoic acid, trisubstituted-benzyl-disubstituted-phenyl ester (generic) | 750315 | 76142
Alkanoic acid, butanediol and cyclohexanealkanol polymer (generic) (P-89-0672) | 750307 | 76143
Alkanetriol polyalkylene glycol ester acrylate, substituted (generic) | 750299 | 76144
Alkanetriol dimethacrylate, substituted (generic) | 750281 | 76145
Alkanepolyol phosphate ester (generic) | 750273 | 76146
Alkanaminium, polyalkyl-[(2-methyl-1-oxo-2-propenyl)oxy]salt, polymer with acrylamide and substituted alkyl methacrylate (generic) (P-87-0252) | 750265 | 76147
Alkaline titania silica gel (generic) | 750257 | 76148
Alkali metal nitrites (generic) | 750240 | 76149
Aliphatic polyisocyanate homopolymer (generic) | 750232 | 76150
Aliphatic polyisocyanates (generic) | 750224 | 76151
Aliphatic polyglycidyl ether (generic) (P-89-1036) | 750216 | 76152
Aliphatic ester (generic) | 750208 | 76153
Aliphatic diurethane acrylate ester (generic) | 750190 | 76154
Aliphatic difunctional acrylic acid ester (generic) | 750182 | 76155
Aliphatic dicarboxylic acid salt (generic) | 750174 | 76156
Alcohols, ethoxylated reaction product with maleic anhydride (generic) (P-88-1108) | 750166 | 76157
Alcohol, alkali metal salt (generic) | 750158 | 76158
Alanine, N-(2-carboxyethyl)-N-alkyl-, salt (generic) | 750141 | 76159
Adipic acid, polymer with 1,4-cyclohexanedimethanol, dipropylene glycol, alkanepolyol, substituted alkanolamines, and carbomonocyclic dicarboxylic acid (generic) | 750133 | 76160
Acrylosilane resins (generic) | 750125 | 76161
Acrylic acid, polymer with substituted ethene (generic) | 750117 | 76162
Acrylated epoxy phenolic resin (generic) | 750109 | 76163
Organopolysiloxane (generic) (P-91-1153) | 750091 | 76164
Acrylates of aliphatic polyol (generic) (P-91-1077) | 750083 | 76165
Acrylate ester (generic) | 750075 | 76166
Acrylamide-substituted epoxy (generic) | 750067 | 76167
Acrylamide, polymer with tetraalkyl, ammonium salt and polyalkyl, amino alkyl methacrylamide salt (generic) (P-88-2169) | 750059 | 76168
Acrylamide, polymer with substituted alkylacrylamide salt (generic) | 750042 | 76169
Acid modified acrylated epoxide (generic) | 750034 | 76170
3-Hydroxy-1,1-dimethyl butyl derivative (generic) (P-86-1491) | 750018 | 76171
3-Alkyl-2-(2-anilino)vinylthiazolinium salt (generic) (P-84-1007) | 750000 | 76172
3,6-Bis(dialkylamino)-9-[2-(alkoxycarbonyl)phenol]-xanthylium salt (generic) (P-97-0854) | 749994 | 76173
Brominated triazine derivative (generic) (P-91-0403) | 751248 | 76174
Mixed metal oxide (generic) | 752493 | 76175
Mixed fatty alkylamines, salt (generic) | 752485 | 76176
Methylpolychloro aliphatic ketone (generic) | 752477 | 76177
Methylphenol, bis(substituted alkyl)- (generic) (P-84-0417) | 752469 | 76178
Methylenebistirsubstituted aniline (generic) | 752451 | 76179
Methylenebisbenzotriazolyl phenols (generic) | 752444 | 76180
Methylenebis(4-isocyanato benzene), polymer with polycaprolactone triol and alkoxylated alkanepolyol, hydroxyalkyl methacrylate ester (generic) | 752436 | 76181
Methylamine esters (generic) | 752428 | 76182
Methoxy benzoic acid derivative (generic) (P-98-0024) | 752410 | 76183
Methacrylic ester (generic) | 752402 | 76184
Metalated alkylphenol copolymer (generic) (P-87-0723) | 752394 | 76185
Metal salts of complex inorganic oxyacids (generic) | 752386 | 76186
Lecithins, phospholipase A2-hydrolyzed (generic) | 752360 | 76188
Isothiazolinone derivatives (generic) | 752352 | 76189
Isopropylidene, bis(1,1-dimethylpropyl) derivative (generic) | 752345 | 76190
Isophorone prepolymer (generic) (P-94-1743) | 752337 | 76191
Isocyanate terminated polyols (generic) | 752329 | 76192
Isoalkyldimethylamine (generic) | 752311 | 76193
Imidazolethione (generic) | 752303 | 76194
Hydroxyalkylquinoline dioxoindan dialkylcarboxamide (generic) (P-94-0682) | 752295 | 76195
Hydroxyalkyl methacrylate, alkyl ester (generic) | 752287 | 76196
Hydroxy terminated polyester (generic) | 752279 | 76197
Hydrogenated arylated polydecene (generic) | 752261 | 76198
Hydrofluorochloroalkene (generic) | 752253 | 76199
Hydrofluorocarbon alkyl ether (generic) | 752246 | 76200
Hydrofluoroalkane (generic) | 752238 | 76201
Hydrochlorofluorocarbon (generic) | 752220 | 76202
Hydrochloride salt of a mixed fatty amidoamine (generic) | 752212 | 76203
Hydrated alkaline earth metal salts of metalloid oxyanions (generic) (P-94-1557) | 752204 | 76204
Hexanedioic acid, polymer with 1,2-ethanediol and 1,6-diisocyanto-2,2,4(or 2,4,4)-trimethylhexane, 2-hydroxyethyl-acrylate-blocked (generic) | 752196 | 76205
Heterocyclic aldehyde imine (generic) (P-90-1624) | 752188 | 76206
Halophenyl sulfonamide salt (generic) | 752170 | 76207
Halonitrobenzoic acid, substituted (generic) (P-86-1098) | 752162 | 76208
Halogenated-N-(2-propenyl)-N-[substituted phenyl] acetamide (generic) (P-83-1085) | 752154 | 76209
Halogenated substituted pyridine (generic) | 752147 | 76210
Halogenated pyridine (generic) | 752139 | 76211
Halogenated phosphate ester (generic) | 752121 | 76212
Halogenated phenyl alkane (generic) | 752113 | 76213
Halogenated indane (generic) | 752105 | 76214
Halogenated biphenyl glycidyl ethers (generic) | 752097 | 76215
Halogenated alkyl pyridine (generic) | 752089 | 76216
Halogenated alkane aromatic compound (generic) | 752071 | 76217
Halogenated acrylonitrile (generic) (P-90-0299) | 752063 | 76218
Haloalkyl substituted cyclic ethers (generic) | 752055 | 76219
Glycol monobenzoate (generic) | 752048 | 76220
Formaldehyde, polymer with substituted phenols, glycidyl ether (generic) (P-93-0955) | 752030 | 76221
Modified phenol formaldehyde resin (generic) (P-89-0279) | 752022 | 76222
Formaldehyde, condensated polyoxyethylene fatty acid, ester with styrenated phenol, ethylene oxide adduct (generic) (P-90-0360) | 752006 | 76223
Fluorinated carboxylic acid alkali metal salts (generic) | 751990 | 76224
Fluorinated acrylic copolymer (generic) | 751982 | 76225
Fluorene-containing diaromatic amines (generic) (P-88-0998) | 751974 | 76226
Fluorene containing diaromatic amine (generic) (P-91-0043) | 751966 | 76227
Fatty amide (generic) | 751958 | 76228
Fatty acid, ester with styrenated phenol, ethylene oxide adduct (generic) (P-90-0364) | 751933 | 76229
Fatty acid polyamine condensate, phosphoric acid ester salts (generic) | 751925 | 76230
Modified fatty acid amine salt (generic) (P-88-1889) | 751917 | 76231
Fatty acid amine condensate, polycarboxylic acid salts (generic) (P-92-0445) | 751909 | 76232
Ethylenediamine, substituted, sodium salt (generic) | 751891 | 76233
Ethylene oxide adduct of fatty acid ester with pentaerythritol (generic) (P-91-0442) | 751883 | 76234
Ethylated aminophenol (generic) (P-83-0908) | 751875 | 76235
Ethoxylated substituted naphthol (generic) | 751867 | 76236
Ethoxylated alkyl quaternary ammonium compound (generic) | 751859 | 76237
Ethoxylated alcohol, phosphated, amine salt (generic) | 751842 | 76238
Ethoxybenzothiazole disulfide (generic) | 751834 | 76239
Ethanediimidic acids (generic) | 751826 | 76240
Ester of alkyl ether with acid of Group III B element (generic) | 751818 | 76241
Epoxidized copolymer of phenol and substituted phenol (generic) | 751800 | 76242
Emulsifier stabilized substituted alkylhydroxysilane emulsion (generic) | 751792 | 76243
E-Caprolactone modified 2-hydroxyethyl acrylate monomer (generic) | 751784 | 76244
Disulfonic acid rosin amine salt of a benzidine derivative (generic) | 751776 | 76245
Disubstituted thiadiazosulfone (generic) | 751768 | 76246
Disubstituted thiadiazole (generic) | 751750 | 76247
Disubstituted propanedione (generic) | 751743 | 76248
Disubstituted phenylazo trisubstituted naphthalene (generic) | 751735 | 76249
Disubstituted phenoxazine, chlorometalate salt (generic) | 751727 | 76250
Disubstituted nitrobenzene (generic) (P-84-0860) | 751719 | 76251
Disubstituted halogenated pyridinol (generic) | 751701 | 76252
Disubstituted diphenylsulfone (generic) | 751693 | 76253
Disubstituted diamino anisole (generic) | 751685 | 76254
Disubstituted benzene ether, polymer with substituted phenol (generic) | 751677 | 76255
Disubstituted alkyl triazines (generic) | 751669 | 76256
Disubstituted acetophenone (generic) | 751651 | 76257
Distillates (petroleum), (C3-6), polymers with styrene and mixed terpenes (generic) | 751644 | 76258
Diphenylmethane diisocyanate (MDI) modified (generic) | 751636 | 76259
Diphenol tars (generic) | 751628 | 76260
Diperoxy ketal (generic) | 751610 | 76261
Dimethyl-3-substituted heteromonocyclic amine (generic) | 751602 | 76262
Dimethyl-3-substituted heteromonocycle (generic) | 751594 | 76263
Dimer acids, polymer with polyalkylene glycol, bisphenol A - diglycidyl ether and alkylenepolyols polyglycidyl ethers (generic) (P-86-0628) | 751586 | 76264
Diglycidyl ether of disubstituted carbopolycycle (generic) | 751578 | 76265
Dichloro, hydroxy, hydrazino-carbomonocycle-monohydrochloride (generic) | 751560 | 76266
Dichloro, hydroxy, hydrazino-carbomonocycle (generic) | 751552 | 76267
Dicarboxylic acid monoester (generic) (P-83-0255) | 751545 | 76268
Diazo-substituted carbomonocyclic metal complex (generic) (P-94-1039) | 751537 | 76269
Dialkyldithiophosphoric acid, aliphatic amine salt (generic) (P-90-1839) | 751529 | 76270
Dialkylaminophenyl imino pyrazole acid ester (generic) (P-98-0045) | 751511 | 76271
Dialkylamino alkanoate metal salt (generic) | 751503 | 76272
Dialkylamido imidazoline (generic) | 751495 | 76273
Dialkyl phosphorodithioate phosphate compounds (generic) | 751487 | 76274
Dialkyl ether (generic) | 751479 | 76275
Dialkenylamide (generic) (P-87-0502) | 751461 | 76276
Di(alkanepolyol) ether, polyacrylate (generic) | 751453 | 76277
Derivative of tetrachloroethylene (generic) (P-82-0684) | 751446 | 76278
Derivative of substituted carbomonocyclic carboxylic acid-amine distillation stream byproduct reaction product (generic) | 751438 | 76279
Cyclic phosphazene, methacrylate derivative (generic) | 751420 | 76280
Cyclic amide (generic) (P-92-0131) | 751412 | 76281
Coconut oil, reaction products with tetrahydroxy branched alkane esters of trisubstituted benzene propanoic acid (generic) (P-89-0770) | 751404 | 76282
Coco alklydimethyl amine salts (generic) | 751396 | 76283
Coco acid triamine condensate, polycarboxylic acid salts (generic) (P-92-0446) | 751388 | 76284
Chromate(3-), bis 2-[[substituted-3-[(5-sulfo-1-napthalenyl)azo]phenyl]azo]substituted monocycle, trisodium (generic) | 751370 | 76285
Chloroalkane (generic) | 751362 | 76286
Chelated iron salt (generic) | 751354 | 76287
Ceteareth-25 sorbate (generic) | 751347 | 76288
Carboxylic acids, (C6-C9) branched and linear (generic) | 751339 | 76289
Carboxylic acid glycidyl esters (generic) | 751321 | 76290
Carboxyalkylsilyl salt (generic) (P-89-0292) | 751313 | 76291
Carbopolycyclicol azoalkylaminoalkylcarbomonocyclic ester, halogen acid salt (generic) | 751305 | 76292
Carbamic acid, trialkyloxy silyalkyl-substitited acrylate ester (generic) | 751297 | 76293
Caprolactone, polymer with hexamethylene diisocyanate, hydroxyalkyl acrylate ester, reaction products with substituted alkanoic acid and metal hetero (generic) | 751289 | 76294
Isocyanato (2-propenyloxy)-substituted (generic) (P-86-1146) | 751271 | 76295
Butoxy-substituted ether alkane (generic) | 751255 | 76296
Mixed methyltin mercaptoester sulfides (generic) | 752501 | 76297
Reaction products of substituted hydroxyalkanes and polyalkylpolyisocyanatocarbomonocycle (generic) | 753764 | 76298
Reaction products of secondary alkyl amines with a substituted benzenesulfonic acid and sulfuric acid (generic) | 753756 | 76299
Reaction product of phenolic pentaerythritol tetraesters with fatty acid esters and oils, and glyceride triesters (generic) | 753731 | 76300
Reaction product of hydroxyethyl acrylate and methyl oxirane (generic) | 753723 | 76301
Reaction product of ethoxylated fatty acid oils and a phenolic pentaerythritol tetraester (generic) | 753715 | 76302
Reaction product of epoxy with anhydride and glycerol and glycol (generic) | 753707 | 76303
Reaction product of dichlorobenzidine and substituted alkylamide (generic) | 753699 | 76304
Reaction product of alkylphenol, tetraalkyltitanate, tin complex (generic) (P-90-0583) | 753681 | 76305
Reaction product of alkyl carboxylic acids, alkane polyols, alkyl acrylate, and isophorone diisocyanate (generic) | 753673 | 76306
Reaction product of alkanediol and epichlorohydrin (generic) | 753665 | 76307
Reaction product of a monoalkyl succinic anhydride with an .omega.-hydroxy methacrylate (generic) | 753657 | 76308
Quaternary ammonium salt of fluorinated alkyl-aryl amide (generic) (P-92-0688) | 753640 | 76309
Quaternary ammonium hydroxide (generic) | 753632 | 76310
Quaternary ammonium alkyletherpropyl trialkylamine halides (generic) | 753624 | 76311
Pyrazolone azomethine dye (generic) (P-98-0091) | 753616 | 76312
Propionic acid methyl ester (generic) | 753608 | 76313
Propenoate-terminated alkyl subsitituted silyl ester (generic) | 753590 | 76314
Potassium salt of polyolefin acid (generic) | 753533 | 76315
Polyurethane polymer (generic) | 753525 | 76316
Polyurethane (generic) (P-85-0118) | 753517 | 76317
Polysulfide mixture (generic) | 753509 | 76318
Polysubstituted polyol (generic) | 753491 | 76319
Polysubstituted piperidine (generic) | 753483 | 76320
Polysubstituted phenylazopolysubstitutedphenyl dye (generic) | 753475 | 76321
Poly-substituted carbomonocyclic hydroxylamine (generic) (P-97-0878) | 753467 | 76322
Polysubstituted alkylalkoxysilane (generic) | 753459 | 76323
Polyoxyalkylene substituted aromatic azo colorant (generic) | 753434 | 76324
Polyoxy alkylene glycol amine (generic) | 753426 | 76325
Polyol, carboxylate ester (generic) (P-84-0027) | 753418 | 76326
Polymethyl carbomonocycle, reaction product with 2-hydroxyethyl acrylate (generic) (P-90-1338) | 753400 | 76327
Polymers of styrene, cyclohexyl methacrylate and substituted methacrylate (generic) | 753392 | 76328
Polymers of C13-C15 oxoalcohol ethoxolate, ammonia, and maleic anhydride (generic) | 753384 | 76329
Polymeric aryl phosphate (generic) | 753376 | 76330
Polymer of substituted phenol, formaldehyde, epichlorohydrin, and disubstituted benzene (generic) (P-89-1104) | 753368 | 76331
Polymer of substituted aryl olefin (generic) | 753350 | 76332
Carboxylated novolak acrylate (generic) (P-88-1616) | 753343 | 76333
Styrenated hydroxyfunctional methacrylic acrylic polymer (generic) (P-87-0739) | 753335 | 76334
Polymer of polyethylenepolyamine and alkanediol diglycidyl ether (generic) | 753327 | 76335
Polymer of maleic anhydride, benzenedicarboxylic acid and disubstituted alkylamine (generic) | 753319 | 76336
Polymer of isophorone, diisocyanate, trimethylolpropane, polyalkylenepolyol, disubstituted alkanes and hydroxyethyl acrylate (generic) (P-91-0011) | 753301 | 76337
Polymer of hydroxyethyl acrylate and polyisocyanate (generic) | 753293 | 76338
Polymer of disubstituted phthalate, dioxoheteropolycycle, and methacrylic acid (generic) | 753285 | 76339
Polymer of disodium maleate, allyl ether, and ethylene oxide (generic) (P-91-1086) | 753277 | 76340
Polymer of bisphenol A diglycidal ether, substituted alkenes, and butadiene (generic) | 753269 | 76341
Urethane acrylate polymer (generic) (P-89-0073) | 753251 | 76342
Polymer of alkenoic acid, substituted alkylacrylate, sodium salt (generic) | 753244 | 76343
Polymer of alkanepolyol and polyalkylpolyisocyanatocarbomonocycle, acetone oxime-blocked (generic) | 753236 | 76344
Polymer of alkanedioic acid, methylene-biscarbomonocyclic diisocyanate, and alkylene glycols, hydroxyalkyl acrylate ester (generic) | 753228 | 76345
Polyurethane acrylate (generic) (P-89-0726) | 753210 | 76346
Polymer (generic) | 753202 | 76347
Polyfluorosulfonic acid salt (generic) | 753186 | 76348
Polyfluorocarboxylates (generic) | 753178 | 76349
Polyether acrylate (generic) | 753160 | 76350
Polyester silane (generic) | 753152 | 76351
Polyester polyurethane acrylate (generic) (P-93-0498) | 753145 | 76352
Polyepoxy polyol (generic) | 753137 | 76353
Polycyclic isocyanate (generic) | 753129 | 76354
Polyaromatic urethane (generic) | 753111 | 76355
Polyaminopolyacid (generic) | 753103 | 76356
Polyamine ureaformaldehyde condensate (generic) | 753095 | 76357
Polyamine dithiocarbamate (generic) (P-91-1328) | 753087 | 76358
Polyalkylpolysilazane, bis(substituted acrylate) (generic) | 753061 | 76359
Polyalkylenepolyol alkylamine (generic) | 753053 | 76360
Polyalkylene polyamine (generic) | 753046 | 76361
Polyalkylene glycol substituted acetate (generic) (P-91-1269) | 753038 | 76362
Polyalkylene glycol monomethacrylate, substituted (generic) | 753020 | 76363
Polyalkylene glycol alkyl ether acrylate (generic) | 753012 | 76364
Polyalkyl phosphate (generic) | 753004 | 76365
Polyalkyl alkanediol monomethacrylate, substituted (generic) | 752998 | 76366
Polyalkyl alkanediol monoacrylate, substituted (generic) | 752980 | 76367
Poly(oxy-1,2-ethanediyl), .alpha.-(2-methyl-1-oxo-2-propenyl)-.omega.-hydroxy-, C10-16-alkyl ethers (generic) | 752972 | 76368
Poly(oxy-1,2-ethanediyl), .alpha.-substituted-.omega.-hydroxy-, C16-20 alkyl ethers (generic) | 752964 | 76369
Phosphorylated oxoheteromonocycle polyoxyethylene alkyl ether (generic) | 752956 | 76370
Phosphorylated caprolactone, alkyloxoheteromonocycle and polyalkylene polyol alkyl ether (generic) | 752949 | 76371
Phosphoric acid derivative (generic) | 752931 | 76372
Phosphoramide (generic) | 752923 | 76373
Phosphonocarboxylate salts (generic) | 752915 | 76374
Phosphonium salt (generic) (P-84-0820) | 752907 | 76375
Phosphine, dialkylphenyl (generic) (P-83-1023) | 752899 | 76376
Phosphated polyarylphenol ethoxylate, potassium salt (generic) | 752881 | 76377
Phenylenebis[imino(chlorotriazinyl)imino (substituted napthyl)azo(substituted phenyl)azo, sodium salt (generic) | 752873 | 76378
Phenylazoalkoxy naphthylamines (generic) | 752865 | 76379
Phenyl (disubstituted polycyclic) (generic) (P-92-1337) | 752857 | 76380
Phenyl substituted triazolinones (generic) | 752840 | 76381
Phenothiazine derivative (generic) | 752832 | 76382
Perhalo alkoxy ether (generic) | 752824 | 76383
Perfluoroalkylethyl acrylate copolymer (generic) | 752816 | 76384
Perfluoroalkyl epoxide (generic) | 752808 | 76385
Perfluoroalkyl aromatic carbamate modified alkyl methacrylate copolymer (generic) | 752790 | 76386
Pentanediol light residues (generic) | 752782 | 76387
Pentaerythritol, mixed esters with carboxylic acids (generic) | 752774 | 76388
Orthoxylene compound (generic) (P-95-1030) | 752766 | 76389
Oxo-substituted aminoalkanoic acid derivative (generic) | 752758 | 76390
Oxalkanepolyol polyacrylate (generic) | 752741 | 76391
Organotin lithium compound (generic) | 752733 | 76392
Organosilane ester (generic) | 752725 | 76393
Oligomeric silicic acid ester compound with an hydroxylalkylamine (generic) (P-91-0118) | 752717 | 76394
Aryl azo thiophene (generic) (P-87-0304) | 752709 | 76395
Nitrophenoxylalkanoic acid substituted thiazino hydrazide (generic) (P-88-0270) | 752691 | 76396
Nitrobenzoic acid octyl ester (generic) | 752683 | 76397
Nitro methyl quinoline (generic) | 752675 | 76398
Nitrate polyether polyol (generic) (P-88-2540) | 752667 | 76399
Nickel salt of an organo compound containing nitrogen (generic) | 752659 | 76400
Nickel acrylate complex (generic) | 752642 | 76401
N-[2-[(Substituted dinitrophenyl)azo]diallylamino-4-substituted phenyl]acetamide (generic) | 752634 | 76402
N,N'-Di(alkylheteromonocycle)amino chlorotriazine (generic) | 752626 | 76403
N,N'-Bis(2-(2-(3-alkyl)thiazoline)vinyl-1,4-phenylenediamine methylsulfate, double salt (generic) (P-84-0913) | 752618 | 76404
Monosubstituted alkoxyaminotriazines (generic) (P-86-1043) | 752600 | 76405
Monomethoxy neopentyl glycol propoxylate monoacrylate (generic) | 752592 | 76406
Monoacrylate (generic) | 752584 | 76407
Modified silicone resin (generic) | 752576 | 76408
Modified polyisocyanate (generic) (P-96-1428) | 752568 | 76409
Modified hydrocarbon resin (generic) (P-91-1418) | 752550 | 76410
Modified acrylic ester (generic) | 752543 | 76411
Mixture of nitrated alkylated phenols (generic) | 752535 | 76412
Mixture of hydrochlorofluoro alkanes and hydrochlorofluoro alkene (generic) | 752527 | 76413
Mixed trialkylamines (generic) | 752519 | 76414
Recovered metal hydroxide (generic) | 753772 | 76415
Aliphatic ether (generic) | 754960 | 76416
Organotin catalysts (generic) | 754952 | 76417
Zirconium dichlorides (generic) | 754945 | 76418
Vinyl epoxy ester (generic) (P-85-0527) | 754929 | 76419
Urethane acrylate (generic) | 754911 | 76420
Urea, condensate with poly[oxy(methyl-1,2-ethanediyl)]-.alpha.-(2-aminomethylethyl)-.mu.-(2-aminoethylethoxy) (generic) | 754903 | 76421
Unsubstituted oxide-alkylene polymer, methacrylate (generic) | 754895 | 76422
Unsaturated organic compound (generic) | 754887 | 76423
Unsaturated amino ester salt (generic) | 754879 | 76424
Unsaturated amino alkyl ester salt (generic) | 754861 | 76425
Trisubstituted phenol (generic) (P-85-0605) | 754853 | 76426
Trisubstituted hydroquinone diester (generic) (P-92-0329) | 754846 | 76427
Trisubstituted anthracene (generic) | 754838 | 76428
Trisodium chloro[(trisubstituted heteromonocycle amino)propylamino]triazinylaminohydroxyazo naphthalenetrisulfonate (generic) | 754820 | 76429
Tris(disubstituted alkyl) heterocycle (generic) (P-90-0142) | 754812 | 76430
Tris carbamoyl triazine (generic) (P-95-1098) | 754804 | 76431
Trimethylolpropane fatty acid diacrylate (generic) | 754796 | 76432
Trimethyl spiropolyheterocyclic naphthalene compound (generic) | 754788 | 76433
Trifunctional ketoximino silane (generic) | 754770 | 76434
Trifunctional aliphatic blocked urethane cross-linker (generic) | 754762 | 76435
Triethanolamine salts of fatty acids (generic) | 754754 | 76436
Toluene sulfonamide bisphenol A epoxy adduct (generic) | 754747 | 76437
Thiadiazole derivative (generic) | 754739 | 76438
Thiaalkanethiol (generic) | 754721 | 76439
Tetrasubstituted aminocarboxylic acid (generic) | 754713 | 76440
Tetramethylammonium salts of alkylbenzenesulfonic acid (generic) | 754705 | 76441
Tetraglycidalamines (generic) | 754697 | 76442
tert-Amyl peroxy alkylene ester (generic) (P-85-1180) | 754689 | 76443
Terpenes and terpenoids, limonene fraction, polymer with substituted carbopolycycles (generic) | 754671 | 76444
Terpene residue distillates (generic) | 754663 | 76445
Tall oil fatty acids, reaction products with polyamines, alkyl substituted (generic) | 754655 | 76446
Sulfurized alkylphenols (generic) (P-89-0708) | 754648 | 76447
Sulphur-bridged substituted phenols (generic) (P-89-0396) | 754630 | 76448
Sulfonamide (generic) (P-90-1732) | 754622 | 76449
Substituted diacrylate (generic) | 754614 | 76450
Substituted triphenylmethane (generic) (P-87-1553) | 754606 | 76451
Substituted triazole (generic) (P-90-1731) | 754598 | 76452
Substituted triazine isocyanurate (generic) | 754580 | 76453
Substituted thiazino hydrazine salt (generic) (P-88-0063) | 754572 | 76454
Substituted spiro oxazine (generic) | 754564 | 76455
Substituted S-phenylthiazole (generic) | 754556 | 76456
Substituted resorcinols (generic) | 754549 | 76457
Substituted quinoline (generic) | 754531 | 76458
Substituted pyridine azo substituted phenyl (generic) | 754523 | 76459
Substituted pyridine (generic) | 754515 | 76460
Substituted purine metal salt (generic) | 754507 | 76461
Substituted polyoxyethylene (generic) | 754499 | 76462
Substituted polyglycidyl benzenamine (generic) | 754481 | 76463
Substituted phosphate ester (generic) | 754473 | 76464
Substituted phenylimino carbamate derivative (generic) | 754465 | 76465
Substituted phenyl azo substituted sulfocarbopolycle, sodium salt (generic) | 754457 | 76466
Substituted phenyl azo substituted sulfocarbopolycycle (generic) | 754440 | 76467
Substituted phenyl azo substituted phenyl esters (generic) | 754432 | 76468
Substituted phenyl azo substituted benzene diazonium salt (generic) (P-92-0652) | 754424 | 76469
Substituted phenol (generic) | 754416 | 76470
Substituted oxirane (generic) | 754408 | 76471
Substituted nitrobenzene (generic) | 754390 | 76472
Substituted nitrile (generic) | 754382 | 76473
Substituted naphtholoazo-substituted naphthalenyl-substituted azonaphthol chromium complex (generic) | 754374 | 76474
Substituted naphthalenesulfonic acid, alkali salt (generic) | 754366 | 76475
Substituted methylpyridine (generic) | 754358 | 76476
Substituted imines (generic) | 754341 | 76477
Substituted hydroxylamine (generic) (P-84-0492) | 754333 | 76478
Substituted hydroxyalkyl alkenoate, [[[[[(1-oxo-2-propenyl)oxy]alkoxy]carbonylamino]substituted]aminocarbonyl]oxy- (generic) | 754325 | 76479
Substituted hydrazine (generic) (P-90-0594) | 754317 | 76480
Substituted heteroaromatic-2[[4-(dimethylamino)phenyl]azo]-3-methyl-, salts (generic) | 754309 | 76481
Substituted halogenated pyridinol, alkali salt (generic) | 754291 | 76482
Substituted halogenated pyridinol (generic) | 754283 | 76483
Substituted ethylene diamine, methyl sulfate quaternized (generic) | 754275 | 76484
Alkylolamide (generic) (P-86-1315) | 754267 | 76485
Substituted ethoxyethylamine phosphonate (generic) | 754259 | 76486
Substituted ethanolamine (generic) | 754242 | 76487
Substituted diphenylmethane (generic) | 754234 | 76488
Substituted diphenylazo dye (generic) | 754226 | 76489
Substituted dichlorobenzothiazoles (generic) | 754218 | 76490
Substituted dialkyl oxazolone (generic) (P-86-1634) | 754200 | 76491
Substituted cyclohexyldiamino ethyl esters (generic) | 754192 | 76492
Substituted carboheterocyclic butane tetracarboxylate (generic) | 754184 | 76493
Substituted carbazate (generic) | 754176 | 76494
Substituted bromothiophene (generic) | 754168 | 76495
Substituted bisaniline (generic) | 754150 | 76496
Substituted bis(hydroxyalkane), polymer with epichlorohydrin, acrylate (generic) (P-84-1167) | 754143 | 76497
Substituted benzotriazole derivatives (generic) | 754135 | 76498
Substituted benzotriazole (generic) | 754127 | 76499
Substituted benzonitrile (generic) | 754119 | 76500
Substituted benzenesulfonic acid, alkyl metal salt (generic) | 754101 | 76501
Substituted benzenedicarboxylic acid, poly(alkylacrylate) derivative (generic) (P-86-1739) | 754093 | 76502
Substituted benzenedicarboxylic acid ester (generic) (P-93-0699) | 754085 | 76503
Substituted benzenediazonium (generic) | 754077 | 76504
Substituted azo metal complex dye (generic) | 754069 | 76505
Substituted aromatic aldehyde (generic) | 754051 | 76506
Substituted aromatic (generic) | 754044 | 76507
Substituted aminobenzoic acid ester (generic) (P-84-0951) | 754036 | 76508
Substituted alkylamine salt (generic) | 754028 | 76509
Substituted alkyl peroxyhexane carboxylate (mixed isomers) (generic) (P-86-1493) | 754010 | 76510
Substituted alkyl halide (generic) | 754002 | 76511
Substituted alkyl aminomethylene polyphosphonic acid, salt (generic) (P-97-1095) | 753996 | 76512
Substituted aliphatic acid halide (generic) | 753988 | 76513
Substituted acrylated alkoxylated aliphatic polyol (generic) | 753970 | 76514
Substituted acrylamide (generic) | 753962 | 76515
Substituted 2-phenoxypyridine (generic) | 753954 | 76516
Substituted 2-nitrobenzenesulfonamide (generic) | 753947 | 76517
Substituted 2-aminobenzenesulfonamide (generic) | 753939 | 76518
Substituted 1,6-dihydroxynaphthalene (generic) | 753921 | 76519
Stilbene diglycidyl ether (generic) | 753913 | 76520
Sodium salts of dodecylphenol (generic) | 753905 | 76521
Sodium salt of azo acid dye (generic) | 753897 | 76522
Sodium salt of an alkylated, sulfonated aromatic (generic) | 753889 | 76523
Silylated polyurethane (generic) | 753863 | 76524
Silicone ester polyacrylate (generic) | 753855 | 76525
Silanes substituted macrocycle polyethyl (generic) | 753848 | 76526
Salt of cyclodiamine and mineral acid (generic) (P-91-0838) | 753822 | 76527
Salt of a substituted polyalkylenepolyamine (generic) | 753814 | 76528
Salt of a modified tallow alkylenediamine (generic) | 753806 | 76529
Salt of a fatty alkylamine derivative (generic) | 753798 | 76530
Resorcinol, formaldehyde substituted carbomonocycle resin (generic) | 753780 | 76531
9,10-Anthracenedione, 1,1'-iminobis[4-amino- | 34736 | 76532
9,10-Anthracenedione, 1-(methylamino)-4-[(4-methylphenyl)amino]- | 34710 | 76533
9-Hexadecen-1-ol, (9Z)- | 170845 | 76534
Nitric acid, magnesium salt (2:1) | 170803 | 76535
1-Piperazineethanol | 21659 | 76536
Benzenesulfonamide, 4-amino-N-(2,6-dimethoxy-4-pyrimidinyl)-, sodium salt (1:1) | 76786 | 76537
2-Propenoic acid, 2-methyl-, bicyclo[2.2.1]hept-2-ylmethyl ester | 170746 | 76538
Benzene, isothiocyanato- | 21618 | 76539
1,3-Benzenediamine, 4-(1,1-dimethylethyl)-2(or 6)-methyl- | 613505 | 76540
Benzenamine, N-ethyl- | 21584 | 76541
Benzene, (2-bromoethenyl)- | 21550 | 76542
2-Propenoic acid, 2-methyl-, 2-(4-benzoyl-3-hydroxyphenoxy)-1-[(4-benzoyl-3-hydroxyphenoxy)methyl]ethyl ester | 613430 | 76543
Scandium chloride (ScCl3) | 170670 | 76544
D-Gluconic acid, ammonium salt (1:?) | 170571 | 76545
Propanoic acid, 2-methyl-, 2-phenoxyethyl ester | 21527 | 76546
Benzenesulfonic acid, 5-nitro-2-(2-phenylethenyl)-, sodium salt (1:1) | 170522 | 76547
2-Propen-1-ol, 3-phenyl-, 1-propanoate | 21493 | 76548
2-Propenoic acid, 3-phenyl-, 2-phenylethyl ester | 21469 | 76549
8-Quinolinol, 2-methyl-, hydrochloride (1:1) | 170498 | 76550
1-Phenanthrenemethanamine, 1,2,3,4,4a,9,10,10a-octahydro-1,4a-dimethyl-7-(1-methylethyl)-, (1R,4aS,10aR)-, compd. with molybdenum sodium hydroxide oxide silicate | 613331 | 76551
Benzene, 1,1'-[oxybis(methylene)]bis- | 21444 | 76552
2-Oxiranemethanamine, N,N'-[1,4-phenylenebis[(1-methylethylidene)(2,6-dimethyl-4,1-phenylene)]]bis[N-(2-oxiranylmethyl)- | 613307 | 76553
Ethanesulfonic acid, 2-(cyclohexylamino)- | 21410 | 76554
Cyclohexane, 1,4-bis(isocyanatomethyl)- | 170464 | 76555
2-Cyclohexen-1-one, 3-phenyl- | 170449 | 76556
Chromate(1-), hydroxy[2-(hydroxy-.kappa.O)-5-nitro-3-[2-[2-(oxo-.kappa.O)-1-[(phenylamino)carbonyl]propyl]diazenyl-.kappa.N1]benzenesulfonato(3-)]-, sodium (1:1), (T-4)- | 170415 | 76557
2-Propenoic acid, 3-phenyl-, phenylmethyl ester | 21386 | 76558
3-Nonen-1-ol, (3Z)- | 170399 | 76559
1,6-Nonadien-3-ol, 3,7-dimethyl- | 170365 | 76560
Pyridine, 1,2,3,6-tetrahydro-4-phenyl- | 170332 | 76561
2-Propenoic acid, 3-phenyl-, ethyl ester | 21352 | 76562
Benzenemethanamine, N-phenyl- | 21329 | 76563
Benzene, 1,1'-(1,2-ethanediyl)bis- | 21295 | 76564
Phosphonium, 1,1'-(1,2-ethanediyl)bis[tris(2-cyanoethyl)-, bromide (1:2) | 170126 | 76565
Aziridine, 1-(phenylsulfonyl)- | 170076 | 76566
Glycine, N-phenyl- | 21097 | 76567
Benzene, (2-nitroethenyl)- | 21063 | 76568
Gold chloride (AuCl) | 169961 | 76569
1,4-Benzenedicarboxylic acid, 2,5-bis[(2-chlorophenyl)amino]- | 169920 | 76570
1-Hexanamine, N,N-dihexyl- | 21030 | 76571
Phosphorous acid, tri-2-propen-1-yl ester | 21014 | 76572
Ethanol, 2-(dibutylamino)- | 20982 | 76573
Methanimidamide, N,N-dimethyl-N'-(2-methylphenyl)- | 169854 | 76574
Benzothiazole, 2-[(2,6-dimethyl-4-morpholinyl)thio]- | 20958 | 76575
Octadecanoic acid, 9-(sulfooxy)- | 20925 | 76576
Benzenamine, 3,5-dimethoxy- | 169821 | 76577
1-Propanamine, N,N-dipropyl- | 20891 | 76578
2-Propanol, 1,1',1'',1'''-(1,2-ethanediyldinitrilo)tetrakis- | 20867 | 76579
Benzenamine, 4-[4-(1,1-dimethylethyl)phenoxy]-, hydrochloride (1:1) | 169771 | 76580
Ferrocene | 20842 | 76581
4-Heptanol, 2,6-dimethyl-, 4-acetate | 169748 | 76582
Benzenamine, 4-methoxy-2-methyl- | 20818 | 76583
Isoquinoline, 3-methyl- | 17154378 | 76584
Nickel oxide | 17154360 | 76585
Hydrogen bromide (HBr2) | 17154352 | 76586
Spiro[bicyclo[2.2.1]heptane-2,1'-cyclopentan]-3-one, 4,7,7-trimethyl- | 17154345 | 76587
1,3-Cyclohexanedione, 2-(4-chloro-2-nitrobenzoyl)- | 17154337 | 76588
Cycloheptanol, 2,2,7,7-tetramethyl-1-(2-propenyl)- | 17154329 | 76589
UC 70667 | 17154311 | 76590
UC 70480 | 17154303 | 76591
Cyclopropanecarbonitrile, 1-[[2-(1,1-dimethylethyl)phenyl]thio]- | 17154295 | 76592
3(2H)-Quinazolinebutanoic acid, 1,4-dihydro-2,4-dioxo-, ethyl ester | 17154287 | 76593
PD 85 | 17154279 | 76594
Phosphorodiamidous acid, tetrakis(1-methylethyl)-, 2-cyanoethyl ester | 17154261 | 76595
Antimycoin A | 17154253 | 76596
Agent 741 | 17154246 | 76597
Pentanoic acid, 3-oxo-4-[4-[[5-(trifluoromethyl)-2-pyridinyl]oxy]phenoxy]-, methyl ester | 17154238 | 76598
1,3,5-Triazin-2-amine, 4-methoxy-6-(2,2,2-trifluoroethoxy)- | 17154220 | 76599
Sulfuric acid, nickel(2+) salt (1:1), heptahydrate | 17154212 | 76600
Propane, heptachlorofluoro- | 17154204 | 76601
Propane, chloroheptafluoro- | 17154196 | 76602
Propane, dichlorohexafluoro- | 17154188 | 76603
Propane, trichloropentafluoro- | 17154170 | 76604
Propane, pentachlorotrifluoro- | 17154162 | 76605
Ethane, dibromotetrafluoro- | 17154154 | 76606
Propanoic acid, 2-[4-(4-chlorophenoxy)phenoxy]-, methyl ester | 17154147 | 76607
2-Butenoic acid, 3-ethoxy-, ethyl ester | 17154139 | 76608
Silyl, trimethoxy- | 17154121 | 76609
Stannane, triethylhydroxy- | 17154113 | 76610
XA 2020 | 17154105 | 76611
Arsonic acid, (4-nitrophenyl)- | 17154097 | 76612
Cyclopropanecarboxylic acid, 3-(2,2-dichloroethenyl)-2,2-dimethyl-, (3-phenoxyphenyl)methyl ester, mixt. with N-(3,4-dichlorophenyl)hexahydro-1,3-dimethyl-2,4,6-trioxo-5-pyrimidinecarboxamide | 17154089 | 76613
Phenol, 4-(triphenylmethyl)- | 17154071 | 76614
Paraffins (petroleum), normal C>10, chloro | 17154063 | 76615
Dowell F 75N | 17154055 | 76616
Benzenesulfonic acid, 4-chloro-, 2,4-dinitrophenyl ester | 17154048 | 76617
1,3-Propanediol, 2-[(1-methyl-2-phenoxyethyl)amino]-1-phenyl-, hydrochloride | 17154030 | 76618
Cycloheptanone, 2-(phenylmethylene)-, O-[2-[bis(1-methylethyl)amino]ethyl]oxime, (1E,2E)-, (2E)-2-butenedioate (1:1) | 17154022 | 76619
12H-Dibenzo[d,g][1,3,6]dioxazocine-12-propanamine, 2-chloro-N,N,.beta.-trimethyl-, hydrochloride | 17154014 | 76620
[1,2,4]Triazino[6,1-a]isoquinolin-5-ium, 1-(4-chlorophenyl)-1,2-dihydro-1-hydroxy-, bromide | 17154006 | 76621
Benzenesulfonamide, 4-amino-N-2-quinoxalinyl-, monosodium salt | 17153990 | 76622
Phosphonofluoridic acid, methyl-, 1,2,2-trimethylpropyl ester | 17153982 | 76623
Bromocide | 17153974 | 76624
Benzenesulfonamide, N,N'-1,2-ethanediylbis[3-nitro- | 17153966 | 76625
Houghto-Safe 520 | 17153958 | 76626
Androsta-1,4-diene-3,17-dione, 1-methyl- | 17153941 | 76627
Phosphorothioic acid, O,O-dimethyl S-[(4-oxo-1,2,3-benzotriazin-3(4H)-yl)methyl] ester | 17153933 | 76628
Santicizer 711P | 17153925 | 76629
Piperidine, 1-(1-phenylcyclohexyl)-, hydrochloride | 17153917 | 76630
Woodbrite 24 | 17153909 | 76631
2,5-Cyclohexadiene-1,4-dione, 2,5-dichloro-3,6-dimethoxy- | 17153891 | 76632
Benzene, [(chloromethyl)sulfinyl]- | 17153883 | 76633
Tri-Cron | 17153875 | 76634
Torq-Trim | 17153867 | 76635
Swift's Rigwash | 17153859 | 76636
STAFLO | 17153842 | 76637
Skot-Free | 17153834 | 76638
Metso-Beads | 17153826 | 76639
B-Free | 17153818 | 76640
FLR 100 | 17153800 | 76641
Dominion Rigwash | 17153792 | 76642
Phosphoric acid, 2,2-dichloroethenyl diethyl ester | 17153784 | 76643
2,6-Methano-3-benzazocin-8-ol, 6-ethyl-1,2,3,4,5,6-hexahydro-3-[(1-hydroxycyclopropyl)methyl]-11,11-dimethyl-, hydrochloride, (2R)- | 17153776 | 76644
2,6-Methano-3-benzazocin-8-ol, 6-ethyl-1,2,3,4,5,6-hexahydro-3-[(1-hydroxycyclopropyl)methyl]-11,11-dimethyl- | 17153768 | 76645
Phosphoric acid, 2,2-dichloroethenyl dipropyl ester | 17153750 | 76646
Benzoic acid, 4-[(phenylsulfonyl)methyl]- | 17153743 | 76647
Benzamide, N-(4-benzoylphenyl)- | 17153735 | 76648
Pregna-4,6-diene-3,20-dione, 6-chloro-17-hydroxy- | 17153727 | 76649
Phenol, 2,4-dichloro-6-(phenylmethyl)- | 17153719 | 76650
Benzene, 1-iodo-4-(phenylmethoxy)- | 17153701 | 76651
Octanoic acid, 4-nitrophenyl ester | 17153693 | 76652
1-Heptyn-3-ol, 3,6-dimethyl- | 17153685 | 76653
Pyridine, 4-bromo-, hydrochloride | 17153677 | 76654
1-Naphthalenecarboxaldehyde, 2-ethoxy- | 17153669 | 76655
Propanedioic acid, chloro-, bis(1-methylethyl) ester | 17153651 | 76656
D-lyxo-Hexose, 2-deoxy- | 17153644 | 76657
Benzenamine, 4-[(4-nitrophenyl)sulfonyl]- | 17153636 | 76658
Benzaldehyde, 3-chloro-4-hydroxy-5-methoxy- | 17153628 | 76659
Calciate(2-), [[N,N'-1,2-ethanediylbis[N-[(carboxy-.kappa.O)methyl]glycinato-.kappa.N,.kappa.O]](4-)]-, dihydrogen, (OC-6-21)- | 1714480 | 76660
Butanedioic acid, 2,3-bis(1,2-dicarboxyethoxy)-, hexasodium salt, mixt. with 2-(1,2-dicarboxyethoxy)-3-hydroxybutanedioic acid tetrasodium salt | 1714479 | 76661
Phosphorothioic acid, O-[2-chloro-1-(2,4-dichlorophenyl)ethenyl] O,O-diethyl ester | 1714478 | 76662
Activator NF | 1714477 | 76663
C.I. Acid Violet 66 | 1714475 | 76664
Benzenesulfonamide, 4-amino-N-(2,6-dimethoxy-4-pyrimidinyl)- | 1714474 | 76665
Ammoniojarosite ((NH4)[Fe3(OH)6(SO4)2]) | 1714472 | 76666
Benzamide, 3,5-dinitro- | 1714471 | 76667
Phosphorothioic acid, O-[1-(4-bromo-2-chlorophenyl)-2-chlorovinyl] O,O-dimethyl ester | 1714469 | 76668
Phenol, 2-amino-, 4-methylbenzenesulfonate | 1714468 | 76669
Diazene, bis(4-bromophenyl)-, 1-oxide | 1714466 | 76670
4,4'-Bipyridinium, 1,1'-dibutyl- | 1714465 | 76671
Pyridinium, 1-[(4-amino-2-propyl-5-pyrimidinyl)methyl]-2-methyl-, chloride | 1714464 | 76672
Glycine, L-.gamma.-glutamyl-L-cysteinyl-, bimol. (2.fwdarw.2')-disulfide | 1714463 | 76673
Benzenesulfonothioic acid, S-phenyl ester | 1714462 | 76674
Benzene, 1,2-dichloro-4-[(2,4-dichlorophenyl)methyl]-5-methyl- | 1714460 | 76675
Benzene, 1,5-dichloro-2-[(2,6-dichlorophenyl)methyl]-4-methyl- | 1714458 | 76676
Benzene, 1,5-dichloro-2-[(2,5-dichlorophenyl)methyl]-4-methyl- | 1714456 | 76677
Benzene, 1,3-dichloro-4-[(2,4-dichlorophenyl)methyl]-2-methyl- | 1714454 | 76678
Ethanedithioamide, N,N'-didodecyl- | 1714452 | 76679
10H-Phenothiazine, 5-oxide | 1714451 | 76680
Ethanone, 1,2-bis(4-methoxyphenyl)- | 1714449 | 76681
Ethanone, 2-bromo-1-(2,5-dimethoxyphenyl)- | 1714448 | 76682
Ethanone, 1-[2-methyl-5-(1-methylethyl)phenyl]- | 1714447 | 76683
2-Propenoic acid, 3-(2,4-dichlorophenyl)- | 1714446 | 76684
Benzeneacetic acid, 4-ethoxy-3-methoxy- | 1714445 | 76685
Methanesulfonic acid, [[5-[bis[[[4-hydroxy-3-[(sulfomethyl)amino]phenyl]arsinidene]bismuthino]arsino]-2-hydroxyphenyl]amino]-, trisodium salt | 1714444 | 76686
Avolan UL 75 | 1714443 | 76687
Avermectin B1, 4''-deoxy-4''-(methylamino)-, (4''R)- | 1714442 | 76688
Benzenethiol, 4-amino- | 1714441 | 76689
Mercury, bromophenyl- | 1714439 | 76690
1,10-Decanedithiol | 1714438 | 76691
Phenol, 2-(1-methylethyl)-4,6-dinitro- | 1714437 | 76692
Diklosal | 1714436 | 76693
1-Tetradecanol, mixt. with (8E,10E)-8,10-dodecadien-1-ol and 1-dodecanol | 1714434 | 76694
Phosphorothioic acid, O,O'-(sulfonyldi-4,1-phenylene) O,O,O',O'-tetramethyl ester | 1714433 | 76695
1,2-Ethanediol, dibenzenesulfonate | 1714431 | 76696
Gibbane-1,10-dicarboxylic acid, 1,4a-dimethyl-8-methylene-, (1.alpha.,4a.alpha.,4b.beta.,10.beta.)- | 1714430 | 76697
Butanoic acid, 4-oxo-4-[[4-[(2-thiazolylamino)sulfonyl]phenyl]amino]- | 1714429 | 76698
Glycine, N,N'-1,2-ethanediylbis[N-(carboxymethyl)-, trisodium salt, mixt. with dodecanamide | 1714428 | 76699
Dispolene 32S | 1714427 | 76700
Plumbane, chlorotriphenyl- | 1714426 | 76701
Ungerol N 2-70 | 1714425 | 76702
Ufasoft 75 | 1714424 | 76703
Ufasan 65 | 1714423 | 76704
Tego-Betain T | 1714422 | 76705
Cyclopenta[c][1]benzopyran-3,4-dione, 1,2-dihydro-7,9-dimethoxy- | 1714421 | 76706
Acetamide, 2-chloro-N-(2-ethyl-6-methylphenyl)-N-(2-methoxy-1-methylethyl)-, mixt. with N,N'-bis(1-methylethyl)-6-(methylthio)-1,3,5-triazine-2,4-diamine and 6-chloro-N-ethyl-N'-(1-methylethyl)-1,3,5-triazine-2,4-diamine | 1714420 | 76707
Heptanedinitrile, 4-acetyl-4-phenyl- | 1714419 | 76708
Benzene, 1-nitro-4-(phenylmethoxy)- | 1714418 | 76709
2,5-Cyclohexadien-1-one, 2-[[2,4-dihydroxy-6-methoxy-3-(1-oxobutyl)phenyl]methyl]-3,5-dihydroxy-4,4-dimethyl-6-(1-oxobutyl)- | 1714417 | 76710
Urea, (2-chlorophenyl)- | 1714416 | 76711
Erythromycin | 1714415 | 76712
9H-Carbazole, 9-(2-chloroethyl)- | 1714414 | 76713
Phosphorothioic acid, O-(4-chloro-2-isocyanophenyl) O,O-dimethyl ester | 1714413 | 76714
1,2,4-Methenoazulene, decahydro-1,5,5,8a-tetramethyl-, (1S,2R,3aR,4R,8aR,9S)- | 1714412 | 76715
Stannane, dichlorodiphenyl- | 1714411 | 76716
Dispersol SD | 1714410 | 76717
Guanidine | 1714409 | 76718
Benzoic acid, 4-cyano-, methyl ester | 1714408 | 76719
Ethanone, 1-benzo[b]thien-3-yl- | 1714407 | 76720
1H-Indole-2,3-dione, 7-methyl- | 1714406 | 76721
3-Quinolinecarboxylic acid, 5-amino-7-(3-amino-1-pyrrolidinyl)-1-cyclopropyl-6,8-difluoro-1,4-dihydro-4-oxo- | 1714405 | 76722
Stannane, trichlorophenyl- | 1714404 | 76723
2,6-Piperidinedione, 4,4-dimethyl- | 1714403 | 76724
Pyridine, 4-nitro- | 1714402 | 76725
2,6-Piperidinedione | 1714401 | 76726
Octadecanoic acid, 2-chloroethyl ester | 1714400 | 76727
Ugilec 141 | 1714399 | 76728
Cyclopropanecarboxylic acid, 2,2-dimethyl-3-(2-methyl-1-propenyl)-, [5-(phenylmethyl)-3-furanyl]methyl ester, mixt. with 5-[[2-(2-butoxyethoxy)ethoxy]methyl]-6-propyl-1,3-benzodioxole | 1714398 | 76729
BP 1002 | 1714397 | 76730
Stannane, tetraethenyl- | 1714396 | 76731
Phosphorothioic acid, O,O-dimethyl ester | 1714395 | 76732
Rose Bengal | 1714394 | 76733
1,3-Benzodioxole, 5-[[2-(2-butoxyethoxy)ethoxy]methyl]-6-propyl-, mixt. with kerosine and pyrethrins | 1714393 | 76734
Acid Red | 1714392 | 76735
Separan AP 30 | 1714391 | 76736
Phenol, 2-cyclohexyl-4,6-dinitro-, compd. with N-cyclohexylcyclohexanamine (1:1) | 17122557 | 76737
2-Butenoic acid, 3-[(dimethoxyphosphinyl)oxy]-, methyl ester, (2E)- | 17122540 | 76738
1,7-Dioxaspiro[5.5]undecane | 17122532 | 76739
Mercurate(1-), ethyl[2-(mercapto-.kappa.S)benzoato(2-)-.kappa.O]-, hydrogen | 17122516 | 76740
1,3-Benzodioxole-5-carboxylic acid, 2-(2-butoxyethoxy)ethyl ester | 17122508 | 76741
Arsonic acid, propyl-, calcium salt (1:1) | 17122482 | 76742
Butanoic acid, 2,2,2-trichloro-1-(dimethoxyphosphinyl)ethyl ester | 17122474 | 76743
Mercury, (2-hydroxypropanoato)phenyl- | 17122466 | 76744
Acetic acid, (2,4,5-trichlorophenoxy)-, pentyl ester | 17122458 | 76745
Phosphorothioic acid, O-(1,6-dihydro-6-oxo-1-phenyl-3-pyridazinyl) O,O-diethyl ester | 17122441 | 76746
.beta.-D-Glucopyranoside, 4-[(1E)-3-hydroxy-1-propenyl]-2,6-dimethoxyphenyl | 17122433 | 76747
Urea, N,N'-bis(2,2,2-trichloro-1-hydroxyethyl)- | 17122425 | 76748
1,5-Cycloundecadiene, 1,4,4-trimethyl-8-methylene-, (1E,5E)- | 17122417 | 76749
Phosphonium, tributyl[(2,4-dichlorophenyl)methyl]-, chloride | 17122409 | 76750
1-Octadecanaminium, N-ethyl-N,N-dimethyl-, bromide | 17122391 | 76751
Carbonodithioic acid, O-(1-methylethyl) ester | 17122383 | 76752
Mercury, chloroethyl- | 17122375 | 76753
Mercury, bromoethyl- | 17122367 | 76754
Benzenemethanaminium, N-[2-(dodecylamino)-2-oxoethyl]-N,N-dimethyl-, chloride | 17122359 | 76755
Mercury, chlorophenyl- | 17122342 | 76756
Gasoline, aviation | 17075268 | 76757
Propanoic acid, 2-[4-[(6-chloro-2-benzoxazolyl)oxy]phenoxy]- | 17075250 | 76758
Gasoline, C5-11, high-octane stabilized reformed | 17075243 | 76759
Gasoline, pyrolysis | 17075235 | 76760
Fuel oil, no. 5 | 17075227 | 76761
Polyamide fibers | 17075219 | 76762
Rubber, butadiene | 17075201 | 76763
Urea, N'-[3-(1,1-dimethylethyl)-5-isoxazolyl]-N,N-dimethyl- | 17075193 | 76764
Nitric acid, cerium(3+) salt, hexahydrate | 17075185 | 76765
Kerosine (petroleum), hydrotreated | 17075177 | 76766
Ferrate(1-), bis[ethanedioato(2-)-.kappa.O1,.kappa.O2]-, ammonium | 17075169 | 76767
Ethanedioic acid, ammonium iron(3+) salt (3:3:1), trihydrate | 17075151 | 76768
Naphthalenes, methylated | 17075128 | 76769
Fatty acids, C10-18, .beta.-thiocyanoethyl esters | 17075110 | 76770
DDE, o,o'-, o,p'-, and p,p'- isomers | 17075102 | 76771
DDD, o,o'-, o,p'-, and p,p'- isomers | 17075094 | 76772
Plutonium-239 and Plutonium-240 combined | 17075086 | 76773
Polycyclic aromatic hydrocarbons, low molecular weight | 17075078 | 76774
Polycyclic aromatic hydrocarbons, high molecular weight | 17075060 | 76775
Deleatidium | 17083734 | 76777
Micura | 17092511 | 76778
Isoprenoids | 17075045 | 76779
DDT, o,p'- and p,p'- isomers | 17075037 | 76780
DDE, o,p'- and p,p'- isomers | 17075029 | 76781
DDD, o,p'- and p,p'- isomers | 17075011 | 76782
C4-Phenanthrenes | 17075003 | 76783
C4-Naphthalenes | 17074998 | 76784
C4-Chrysenes | 17074980 | 76785
C3-Phenanthrenes | 17074972 | 76786
C3-Naphthalenes | 17074964 | 76787
C3-Fluorenes | 17074956 | 76788
C3-Dibenzothiophenes | 17074949 | 76789
C3-Chrysenes | 17074931 | 76790
C2-Phenanthrenes | 17074923 | 76791
C2-Naphthalenes | 17074915 | 76792
C2-Fluorenes | 17074907 | 76793
C2-Dibenzothiophenes | 17074899 | 76794
C2-Chrysenes | 17074881 | 76795
Dibenzothiophene, methyl- | 17074873 | 76796
C1-C4 Chrysenes | 17074865 | 76797
C1-C3 Benzothiophenes | 17074857 | 76798
C1-C4 Naphthalenes | 17074840 | 76799
Fuels, jet aircraft, C7-18-alkane branched and linear | 17074832 | 76800
1H-Pyrazole-4-carboxylic acid, 3-chloro-5-[[[[(4,6-dimethoxy-2-pyrimidinyl)amino]carbonyl]amino]sulfonyl]-1-methyl- | 17074824 | 76801
Asbestos, riebeckite | 17074816 | 76802
Asbestos, chrysotile | 17074808 | 76803
1H,7H-Naphtho[1,8-bc:4,4a-c']difuran-5,10a(8H)-dicarboxylic acid, 10-(acetyloxy)octahydro-3,5-dihydroxy-4-methyl-8-[[(2E)-2-methyl-1-oxo-2-butenyl]oxy]-4-[(1aR,2S,3aS,6aS,7S,7aS)-3a,6a,7,7a-tetrahydro-6a-hydroxy-7a-methyl-2,7-methanofuro[2,3-b]oxireno[e]oxepin-1a(2H)-yl]-, dimethyl ester, (2aR,3S,4S,4aR,5S,7aS,8R,10R,10aS,10bR)- | 17074790 | 76804
Asbestos, anthophyllite | 17074782 | 76805
Asbestos, actinolite | 17074774 | 76806
Ethanedioic acid, ammonium iron(3+) salt (2:1:1) | 17074766 | 76807
Isothiocyanate | 17074758 | 76808
Phenol, trichloro-2-methoxy- | 17074741 | 76809
Dibenzofuran, 3,4,6,7-tetrachloro- | 17074733 | 76810
Dibenzofuran, 2,3,6,7-tetrachloro- | 17074725 | 76811
Benzene, 1,1'-(dichloroethenylidene)bis[4-chloro-, compd. with 1,1'-(2,2,2-trichloroethylidene)bis[4-methoxybenzene] (1:1) | 17074717 | 76812
1,1'-Biphenyl, ar,ar,ar,ar,ar',ar',ar',ar'-octachloro- | 17074709 | 76813
Fluoranthene, methyl- | 17074691 | 76814
Octanoic acid, 2,2-dimethyl- | 17074683 | 76815
Pyrene, methyl- | 17074675 | 76816
Benzene, 1,1'-(2,2-dichloroethylidene)bis[chloro- | 17074667 | 76817
1,3-Benzenediamine, ar-methyl- | 17074659 | 76818
Carbonic acid, 2,6-dibromo-4-cyanophenyl (tetrahydro-2-furanyl)methyl ester | 17074642 | 76819
Propane, 1,1,2,3,3-pentafluoro- | 17074634 | 76820
Bieberite (Co(SO4).7H2O) | 17074626 | 76821
Platinate(2-), hexachloro-, dihydrogen, hexahydrate, (OC-6-11)- | 17074618 | 76822
Selenious acid, dithallium(1+) salt | 17074600 | 76823
Carbon, isotope of mass 13 | 17074592 | 76824
Quinoline, 3-methyl-4-nitro-, 1-oxide | 17074584 | 76825
Card-20(22)-enolide, 3-[(6-deoxy-.alpha.-L-mannopyranosyl)oxy]-1,5,11,14,19-pentahydroxy-, octahydrate, (1.beta.,3.beta.,5.beta.,11.alpha.)- | 17074576 | 76826
Octadecanoic acid, 9,10-dichloro- | 17074568 | 76827
Ethane, 1,1,1-trichloro-2-fluoro- | 17074550 | 76828
Butane, 1,1,1,4,4,4-hexafluoro- | 17074543 | 76829
9-Hexadecenoic acid, (9Z)- | 17074535 | 76830
Phenol, 2,3,4,6-tetrachloro-, sodium salt | 17074527 | 76831
Phenol, 2,4-dichloro-, benzenesulfonate | 17074519 | 76832
Poly(oxy-1,2-ethanediyl),.alpha.,.alpha.'-[[[4-[(2,5-disulfophenyl)azo] phenyl]imino]di-2,1-eth | 17132077 | 76833
Poly(oxy-1,2-ethanediyl),.alpha.-[4-[(1-hydroxy-3,6-disulfo-2-naphthalenyl)azo]phenyl]-.omega.- | 17132069 | 76834
Poly(oxy-1,2-ethanediyl),.alpha.,.alpha.',[[[4-(2-cyano-3-ethoxy-3-oxo-1-propenyl)phenyl]imino] | 17132051 | 76835
Poly(oxy-1,2-ethanediyl),.alpha.-[4-[(1,8-dihydroxy-3,6-disulfo-2-naphthalenyl)azo]phenyl]-.ome | 17132044 | 76836
Poly(oxy-1,2-ethanediyl),.alpha.,.alpha.'-[[[4-((4-((bis(2-hydroxyethylamino]sulfonyl]phenyl]az | 17132036 | 76837
Poly(oxy-1,2-ethanediyl),.alpha.-hydro-.omega.-hydroxy-, ether with 2,2',2'',2'''-[[[4-(dimethy | 17132028 | 76838
Liquitint bright yellow | 17132010 | 76839
Ashes (residues), sunflower seed hull | 17132002 | 76840
Hexadecanol, hydrogen sulfate, branched, sodium salt | 17131996 | 76841
Heptadecanol, hydrogen sulfate, branched, sodium salt | 17131988 | 76842
Copper, bis[N-(hydroxy-.kappa.O)-N-(nitroso-.kappa.O)cyclohexanaminato]- | 17131970 | 76843
2-Pyridinesulfonamide, N-[[(4,6-dimethoxy-2-pyrimidinyl)amino]carbonyl]-3-(2,2,2-trifluoroethoxy)-, monosodium salt, monohydrate | 17131962 | 76844
Phosphoric acid, silver(1+) sodium zirconium(4+) salt | 17131954 | 76845
Benzenesulfonamide, 2-(2,2-difluoroethoxy)-N-(5,8-dimethoxy[1,2,4]triazolo[1,5-c]pyrimidin-2-yl)-6-(trifluoromethyl)- | 17131947 | 76846
2-Propenoic acid, butyl ester, telomer with ethenylbenzene and 1-hexanethiol | 17131939 | 76847
Acetic acid, [2-chloro-4-fluoro-5-[5-methyl-6-oxo-4-(trifluoromethyl)-1(6H)-pyridazinyl]phenoxy]-, ethyl ester | 17131921 | 76848
3-Pyridinecarboxamide, 2-chloro-N-(4'-chloro[1,1'-biphenyl]-2-yl)- | 17131913 | 76849
5H-1,3-Dioxolo[4,5-f]benzimidazole, 6-chloro-5-[(3,5-dimethyl-4-isoxazolyl)sulfonyl]-2,2-difluoro- | 17131905 | 76850
1,2,4-Benzenetricarboxylic acid, tris(decyl) ester, mixt. with 2-[[3-[(1-oxodecyl)oxy]-2,2-bis[[(1-oxodecyl)oxy]methyl]propoxy]methyl]-2-[[(1-oxodecyl)oxy]methyl]-1,3-propanediyl didecanoate and tridecyl octadecanoate | 17131897 | 76851
1H-1,2,4-Triazole-1-carboxamide, 4,5-dihydro-3-methoxy-4-methyl-5-oxo-N-[[2-(trifluoromethoxy)phenyl]sulfonyl]-, sodium salt | 17131889 | 76852
Benzoic acid, 2-[[[(4,5-dihydro-4-methyl-5-oxo-3-propoxy-1H-1,2,4-triazol-1-yl)carbonyl]amino]sulfonyl]-, methyl ester, sodium salt | 17131871 | 76853
Pyridine, 2-[3-[2,6-dichloro-4-[(3,3-dichloro-2-propenyl)oxy]phenoxy]propoxy]-5-(trifluoromethyl)- | 17131863 | 76854
Octadecanoic acid, monoester with 1,2,3-propanetriol, phosphate, anhydride with silicic acid (H4SiO4), ethyl ester | 17131855 | 76855
Poly[oxy(methyl-1,2-ethanediyl)], .alpha.-[2-[bis(2-hydroxyethyl)amino]propyl]-.omega.-hydroxy-, ether with .alpha.-hydro-.omega.-hydroxypoly(oxy-1,2-ethanediyl) (1:2), mono-C12-16-alkyl ethers | 17131848 | 76856
Carbamic acid, [2-[[[1-(4-chlorophenyl)-1H-pyrazol-3-yl]oxy]methyl]phenyl]methoxy-, methyl ester | 17131830 | 76857
Benzamide, 2-[[[[(4,6-dimethoxy-2-pyrimidinyl)amino]carbonyl]amino]sulfonyl]-4-(formylamino)-N,N-dimethyl- | 17131814 | 76858
D-Glucitol, 1-deoxy-1-(methylamino)-, N-C10-16 acyl derivs. | 17131806 | 76859
Guanidine, N-methyl-N'-nitro-N''-[(tetrahydro-3-furanyl)methyl]- | 17131798 | 76860
3-Isoxazolecarboxylic acid, 4,5-dihydro-5,5-diphenyl-, ethyl ester | 17131780 | 76861
Acetamide, 2-chloro-N-(2,4-dimethyl-3-thienyl)-N-[(1S)-2-methoxy-1-methylethyl]- | 17131772 | 76862
Poly(difluoromethylene), .alpha.-(2,2-dichloro-2-fluoroethyl)-.omega.-hydro- | 17131764 | 76863
4H-Imidazol-4-one, 3,5-dihydro-5-methyl-2-(methylthio)-5-phenyl-3-(phenylamino)-, (5S)- | 17131756 | 76864
3-Pyridinecarboxamide, N-(cyanomethyl)-4-(trifluoromethyl)- | 17131749 | 76865
Oxazole, 2-(2,6-difluorophenyl)-4-[4-(1,1-dimethylethyl)-2-ethoxyphenyl]-4,5-dihydro- | 17131723 | 76866
Distillates (petroleum), C3-6, piperylene-rich, polymers with isobutylene | 17131715 | 76867
2-Pyridinecarboxylic acid, 4-amino-3,6-dichloro- | 17131707 | 76868
Butanoic acid, 2,2-dimethyl-, 3-(2,4-dichlorophenyl)-2-oxo-1-oxaspiro[4.5]dec-3-en-4-yl ester | 17131699 | 76869
1-Oxaspiro[4,5]dec-3-en-2-one, 3-(2,4-dichlorophenyl)-4-hydroxy- | 17131681 | 76870
Decanoic acid, 3-[[6-deoxy-2-O-(6-deoxy-.alpha.-L-mannopyranosyl)-.alpha.-L-mannopyranosyl]oxy]-, 1-(carboxymethyl)octyl ester, mixt. with 1-(carboxymethyl)octyl 3-[(6-deoxy-.alpha.-L-mannopyranosyl)oxy]decanoate | 17131673 | 76871
Siloxanes and Silicones, di-Me, Bu group- and 3-[(2-methyl-1-oxo-2-propenyl)oxy]propyl group-terminated, polymers with 2-[[(heptadecafluorooctyl)sulfonyl]methylamino]ethyl acrylate and iso-Bu methacrylate | 17131665 | 76872
[1,2,4]Triazolo[1,5-c]pyrimidine-2-sulfonamide, N-(2,6-dichlorophenyl)-5-ethoxy-7-fluoro- | 17131657 | 76873
Benzeneacetamide, 2-[(2,5-dimethylphenoxy)methyl]-.alpha.-(methoxyimino)-N-methyl- | 17131640 | 76874
Benzoic acid, 4-iodo-2-[[[[(4-methoxy-6-methyl-1,3,5-triazin-2-yl)amino]carbonyl]amino]sulfonyl]-, methyl ester, monosodium salt | 17131632 | 76875
Indeno[1,2-e][1,3,4]oxadiazine-4a(3H)-carboxylic acid, 7-chloro-2,5-dihydro-2-[[(methoxycarbonyl)[4-(trifluoromethoxy)phenyl]amino]carbonyl]-, methyl ester | 17131624 | 76876
Benzenepropanenitrile, .alpha.-(cyclopropylcarbonyl)-2-(methylsulfonyl)-.beta.-oxo-4-(trifluoromethyl)- | 17131616 | 76877
Benzoic acid, 2-(methylsulfonyl)-4-(trifluoromethyl)- | 17131608 | 76878
Pylam Oil Yellow | 17131590 | 76879
Imidazo[1,2-a]pyridine-3-sulfonamide, N-[[(4,6-dimethoxy-2-pyrimidinyl)amino]carbonyl]-2-(ethylsulfonyl)- | 17131582 | 76880
2-Cyclohexen-1-one, 2-[1-[[2-(4-chlorophenoxy)propoxy]imino]butyl]-3-hydroxy-5-(tetrahydro-2H-thiopyran-3-yl)- | 17131574 | 76881
Soprophor 4D384 | 17131566 | 76882
Amines, coco alkyl, compds. with tetrachlorophenol (1:1) | 17131558 | 76883
Acetic acid ethenyl ester, polymer with ethenol and .alpha.-2-propenyl-.omega.-hydroxypoly(oxy-1,2-ethanediyl) | 17131541 | 76884
Sollac PPA | 17131533 | 76885
1H-Pyrazole-3,5-dicarboxylic acid, 1-(2,4-dichlorophenyl)-4,5-dihydro-5-methyl-, diethyl ester | 17131525 | 76886
Fluowet PP | 17131517 | 76887
Oat, flour | 17131509 | 76888
Benzoic acid, 4-[[[(E)-[(1,3-dimethyl-5-phenoxy-1H-pyrazol-4-yl)methylene]amino]oxy]methyl]-, 1,1-dimethylethyl ester | 17131491 | 76889
Spiro[bicyclo[3.1.1]heptane-3,1'-[2]cyclohexen]-4'-one, 2,6,6-trimethyl-, (1S,1'S,2S,5R)- | 17131483 | 76890
Hypermer A 60 | 17131467 | 76891
2,4-Oxazolidinedione, 5-methyl-5-(4-phenoxyphenyl)-3-(phenylamino)- | 17131459 | 76892
Poly(difluoromethylene), .alpha.-chloro-.omega.-(1-chloro-1-fluoroethyl)- | 17131442 | 76893
Zeolites, AgZn | 17131434 | 76894
Zeolites, AgCu | 17131426 | 76895
1H-1,2,4-Triazole-1-carboxamide, 4-amino-N-(1,1-dimethylethyl)-4,5-dihydro-3-(1-methylethyl)-5-oxo- | 17131400 | 76896
Acetic acid, [2-chloro-5-[4-chloro-5-(difluoromethoxy)-1-methyl-1H-pyrazol-3-yl]-4-fluorophenoxy]-, ethyl ester | 17131392 | 76897
Acetic acid, [2-chloro-5-[4-chloro-5-(difluoromethoxy)-1-methyl-1H-pyrazol-3-yl]-4-fluorophenoxy]- | 17131384 | 76898
Cyclohexanecarboxamide, N-(2,3-dichloro-4-hydroxyphenyl)-1-methyl- | 17131368 | 76899
Poly(oxy-1,2-ethanediyl), .alpha.-acetyl-.omega.-[3-[1,3,3,3-tetramethyl-1-[(trimethylsilyl)oxy]disiloxanyl]propoxy]- | 17131350 | 76900
Propanoic acid, 2,2-dimethyl-, isoeicosyl ester | 17131343 | 76901
Benzoic acid, 2,6-bis[(4,6-dimethoxy-2-pyrimidinyl)oxy]-, sodium salt | 17131335 | 76902
1H-Pyrrole-3-carbonitrile, 4-bromo-2-(4-chlorophenyl)-5-(trifluoromethyl)- | 17131319 | 76903
Propanoic acid, 2-[4-(4-cyano-2-fluorophenoxy)phenoxy]-, butyl ester, (2R)- | 17131301 | 76904
Quaternary ammonium compounds, benzyl(hydrogenated tallow alkyl)dimethyl, stearates, salts with bentonite | 17131293 | 76905
Quaternary ammonium compounds, benzylbis(hydrogenated tallow alkyl)methyl, bis(hydrogenated tallow alkyl)dimethylammonium salt with hectorite | 17131285 | 76906
Benzamide, N-[[[3,5-dichloro-2-fluoro-4-(1,1,2,3,3,3-hexafluoropropoxy)phenyl]amino]carbonyl]-2,6-difluoro- | 17131269 | 76907
1H-Imidazole-2-carbonitrile, 4-chloro-5-(4-methylphenyl)- | 17131251 | 76908
1H-Imidazole-1-sulfonamide, 4-chloro-2-cyano-N,N-dimethyl-5-(4-methylphenyl)- | 17131244 | 76909
1H-Pyrazole-3-carbonitrile, 5-amino-1-[2,6-dichloro-4-(trifluoromethyl)phenyl]-4-[(trifluoromethyl)thio]- | 17131236 | 76910
1-Piperidinecarboxylic acid, 2-(2-hydroxyethyl)-, 1-methylpropyl ester | 17131228 | 76911
D-Glucitol, 1-deoxy-1-[methyl(1-oxohexadecyl)amino]- | 17131210 | 76912
1,4-Dioxaspiro[4.5]decane-2-methanamine, 8-(1,1-dimethylethyl)-N-ethyl-N-propyl- | 17131202 | 76913
Acetic acid, [[2-chloro-4-fluoro-5-[(tetrahydro-3-oxo-1H,3H-[1,3,4]thiadiazolo[3,4-a]pyridazin-1-ylidene)amino]phenyl]thio]-, methyl ester | 17131194 | 76914
Guazatine, acetate | 17131186 | 76915
Fibrabon 35 | 17131178 | 76916
2,4-Imidazolidinedione, 1-chloro-5-ethyl-5-methyl- | 17131160 | 76917
Urea, N'-[4-[(3,4-dihydro-2-methoxy-2,4,4-trimethyl-2H-1-benzopyran-7-yl)oxy]phenyl]-N-methoxy-N-methyl- | 17131145 | 76918
1H-Pyrazole-4-carbonitrile, 5-amino-1-[2,6-dichloro-4-(trifluoromethyl)phenyl]-3-(trifluoromethyl)- | 17131137 | 76919
3-Pyridinecarboxylic acid, 2-[1-[[[(3,5-difluorophenyl)amino]carbonyl]hydrazono]ethyl]- | 17131129 | 76920
D-Glucitol, octanoate | 17131111 | 76921
Coke (coal), brown-coal | 17131103 | 76922
Pentanoic acid, 3-hydroxy-4-[4-[[5-(trifluoromethyl)-2-pyridinyl]oxy]phenoxy]-, methyl ester | 17131095 | 76923
Propanoic acid, 2-[4-[(6-chloro-2-quinoxalinyl)oxy]phenoxy]-, ethyl ester, (2R)- | 17131079 | 76924
2,4-Imidazolidinedione, 3-bromo-1-chloro-5-ethyl-5-methyl- | 17131061 | 76925
Acetic acid, 2-[(5-chloro-8-quinolinyl)oxy]-, 1-methylhexyl ester | 17131053 | 76926
Orange, sweet, Valencia, ext. | 17131020 | 76927
Acetamide, N-(4-bromo-2-methylphenyl)-2-chloro- | 17131012 | 76928
Lysophosphatidylethanolamines, egg yolk | 17131004 | 76929
1-Propanol, 2-(tetradecyloxy)-, acetate | 17130980 | 76930
Amines, C12-14-tert-alkyl, bis[4-[(5-chloro-2-hydroxyphenyl)azo]-2,4-dihydro-5-methyl-2-phenyl-3H-pyrazol-3-onato(2-)]cobaltate(1-) (1:1) | 17130964 | 76931
Quaternary ammonium compounds, C12-18-alkyl[(3,4-dichlorophenyl)methyl]dimethyl, chlorides | 17130956 | 76932
Phosphorothioic acid, O-[2-(1,1-dimethylethyl)-5-pyrimidinyl] O,O-diethyl ester | 17130949 | 76933
Yucca filamentosa, ext. | 17130931 | 76934
Benzenemethanaminium, ar-dodecyl-ar,ar,N,N,N-pentamethyl-, chloride | 17130923 | 76935
Isooctanic acid, copper salt | 17130915 | 76936
Guanidine, N,N'''-1,6-hexanediylbis-, homopolymer, hydrochloride | 17130907 | 76937
D-Glucitol, 1-deoxy-1-[methyl(1-oxododecyl)amino]- | 17130881 | 76938
D-Glucitol, 1-deoxy-1-[methyl(1-oxotetradecyl)amino]- | 17130873 | 76939
1H-1,2,4-Triazole-1-propanoic acid, .alpha.-amino- | 17130865 | 76940
D-Glucitol, 1-deoxy-1-[methyl(1-oxodecyl)amino]- | 17130840 | 76942
Butanedioic acid, dodecenyl-, monotridecyl ester | 17130832 | 76943
9-Octadecenoic acid (9Z)-, 2-[[2-[bis(2-hydroxyethyl)amino]ethyl](2-hydroxyethyl)amino]ethyl ester | 17130824 | 76944
Myrica cerifera, ext. | 17130816 | 76945
Lemon, ext. | 17130808 | 76946
Ascophyllum nodosum, ext. | 17130790 | 76947
Spearmint, ext. | 17130782 | 76948
Isooctanoic acid, zinc salt | 17130774 | 76949
Isodecanoic acid, copper(2+) salt | 17130766 | 76950
Benzoic acid, 3-(aminocarbonyl)-2,4,6-trichloro- | 17130758 | 76951
Carbamic acid, (5-butyl-1H-benzimidazol-2-yl)-, methyl ester, monohydrochloride | 17130741 | 76952
Thiazole, 2-(octyloxy)- | 17130733 | 76953
Poly[oxy(methyl-1,2-ethanediyl)], .alpha.-[1-oxo-2-(2,4,5-trichlorophenoxy)propyl]-.omega.-propoxy- | 17130725 | 76954
D-Gluconic acid, compd. with (Z)-N-9-octadecenyl-1,3-propanediamine (1:1) | 17130717 | 76955
2,6-Piperidinedione, 3-[2-hydroxy-2-(2-hydroxy-3,5-dimethylcyclohexyl)ethyl]- | 17130709 | 76956
Iron, tris(dimethylcarbamodithioato-S,S')nitrosyl- | 17130691 | 76957
3-Furanamine, 2-methyl-N-phenyl- | 17130683 | 76958
Benzoic acid, 4-hydroxy-, propyl ester, calcium salt | 17130675 | 76959
Benzamide, 3,5-dichloro-N-(3,4-dichlorophenyl)-2-[methyl(methylsulfonyl)amino]- | 17130667 | 76960
Benzamide, N-[[(3,5-dichloro-2,4-difluorophenyl)amino]carbonyl]-2,6-difluoro- | 17130642 | 76961
2,4-Imidazolidinedione, 1,3-dibromo-5-ethyl-5-methyl- | 17130634 | 76962
Benzenesulfonic acid, 2,2'-(1,2-ethenediyl)bis[5-[[4-[(2-hydroxypropyl)amino]-6-(phenylamino)-1,3,5-triazin-2-yl]amino]-, ion(2-) | 17130626 | 76963
8-Oxa-3-thia-2,4-diazadecanoic acid, 2-methyl-4-(1-methylethyl)-7-oxo-, 2,3-dihydro-2,2-dimethyl-7-benzofuranyl ester | 17130618 | 76964
1H-Imidazole, heptadecenyl-4,5-dihydro-, monohydrochloride | 17130600 | 76965
Benzoic acid, 2-[[[8-[(hydroxymethyl)amino]-2-naphthalenyl]sulfonyl]oxy]-, 1-methylethyl ester, hydrochloride | 17130592 | 76966
2-Propanol, 1,1,1-triiodo- | 17130584 | 76967
Poly(oxy-1,2-ethanediyl), .alpha.-hydro-.omega.-hydroxy-, ester with 5(or 6)-carboxy-4-hexyl-2-cyclohexene-1-octanoic acid, compd. with iodine | 17130576 | 76968
[1,1'-Biphenyl]-2-ol, (octadecylamino)-, zinc salt (2:1) | 17130568 | 76969
1H-Imidazole, 2-(heptadecadienyl)-4,5-dihydro-1-(phenylmethyl)-, monohydrochloride | 17130550 | 76970
Phosphonium, tributyltetradecyl-, chloride | 17130543 | 76971
Propanoic acid, 2-[4-[[5-(trifluoromethyl)-2-pyridinyl]oxy]phenoxy]-, butyl ester, (2S)- | 17130535 | 76972
Carbamic acid, ammonium manganese(2+) salt (3:1:1) | 17130519 | 76973
Dipyrido[1,2-a:2',1'-c]pyrazinediium, 6,7-dihydro-, dibromide, mixt. with 1,1'-dimethyl-4,4'-bipyridinium | 17130501 | 76974
Benzenepropanenitrile, 2-chloro-.beta.-oxo-.alpha.-(4-phenyl-2(3H)-thiazolylidene)- | 17130493 | 76975
Ethanol, 2,2'-[[3-(decyloxy)propyl]oxidoimino]bis- | 17130485 | 76976
Phosphorothioic acid, O-ethyl O-methyl S-propyl ester | 17130477 | 76977
Cyclopropanecarboxylic acid, 3-(2-chloro-3,3,3-trifluoro-1-propenyl)-2,2-dimethyl-, (S)-cyano(3-phenoxyphenyl)methyl ester, (1R,3R)- | 17130469 | 76978
1H-Imidazolium, 1-(carboxymethyl)-2-dodecyl-4,5-dihydro-1-(2-hydroxyethyl)-, hydroxide, monosodium salt | 17130451 | 76979
1H-Imidazolium, 1,1-bis(2-hydroxyethyl)-2-heptadecyl-, chloride | 17130444 | 76980
Manganese, dichlorotetrakis[N-propyl-N-[2-(2,4,6-trichlorophenoxy)ethyl]-1H-imidazole-1-carboxamide]- | 17130436 | 76981
1H-Indole-3-butanoic acid, mixt. with 2-methyl-1-naphthaleneacetamide, 2-methyl-1-naphthaleneacetic acid, 1-naphthaleneacetamide and tetramethylthioperoxydicarbonic diamide ([(Me2N)C(S)]2S2) | 17130428 | 76982
Glycine, N,N'-1,2-ethanediylbis[N-(2-hydroxyethyl)-, disodium salt | 17130410 | 76983
Propanenitrile, 3-[[2-[(2-aminoethyl)amino]ethyl]amino]-, N-(2-cyanoethyl) deriv. | 17130402 | 76984
Poly[oxy(methyl-1,2-ethanediyl)], .alpha.-(1-oxopropyl)-.omega.-(tetradecyloxy)- | 17130394 | 76985
1,2,3-Propanetriol, homopolymer, dodecanoate | 17130386 | 76986
Isononanoic acid, copper(2+) salt | 17130378 | 76987
Ethanimidothioic acid, N-[[[[[(1,1-dimethylethyl)(5,5-dimethyl-2-sulfido-1,3,2-dioxaphosphorinan-2-yl)amino]thio]methylamino]carbonyl]oxy]-, methyl ester | 17130360 | 76988
Acetic acid, [(diethoxyphosphinyl)thio]-, methyl ester | 17130352 | 76989
Ethanaminium, 2-hydroxy-N,N,N-trimethyl-, salt with 1,2-dihydro-3,6-pyridazinedione (1:1) | 17130337 | 76990
Acetic acid, chloro-, compd. with 1,3,5,7-tetraazatricyclo[3.3.1.13,7]decane | 17130329 | 76991
Butanoic acid, 4-amino-4-oxo-2-sulfo- | 17130311 | 76992
Glycine, N-(phosphonomethyl)-, potassium salt | 17130303 | 76993
Benzene, 1-(1,1-dimethylethyl)-4-[4-(4-ethoxyphenyl)-3-nitrobutyl]- | 17130295 | 76994
Benzene, 1,3,4-trichloro-2,5-dimethoxy- | 17130287 | 76995
Mercury, (acetato-O)(3-hydroxy-2-methoxypropyl-C1,O3)- | 17130279 | 76996
2-Tridecanone, 1,1,1-trichloro- | 17130261 | 76997
Ethanol, 2-(2,4,5-trichlorophenoxy)-, hydrogen sulfate | 17130253 | 76998
9-Octadecenoic acid (9Z)-, 3-ethoxypropyl ester | 17130246 | 76999
Phenol, 2-cyclohexyl-4,6-dinitro-, compd. with 2,2',2''-nitrilotris[ethanol] (1:1) | 17130238 | 77000
Phenol, 2-cyclohexyl-4,6-dinitro-, compd. with 2-[(2-aminoethyl)amino]ethanol (1:1) | 17130220 | 77001
3-Piperidineacetaldehyde, 2,6-dioxo- | 17130212 | 77002
Pentanedioic acid, 3-[2-(3,5-dimethyl-2-oxocyclohexylidene)ethyl]-, disodium salt | 17130204 | 77003
Phosphoric acid, 3-[(methoxymethyl)amino]-1-methyl-3-oxo-1-propenyl dimethyl ester, (Z)- | 17130196 | 77004
Aluminum, hydroxybis[2-(2,4,5-trichlorophenoxy)propanoato-O1,O2]- | 17130188 | 77005
9H-Fluorene-9-carboxylic acid, 2,7-dichloro-9-hydroxy- | 17130170 | 77006
Arsinic acid, dimethyl-, compd. with 2,2',2''-nitrilotris[ethanol] (1:1) | 17130162 | 77007
2,4(1H,3H)-Pyrimidinedione, 5-bromo-6-methyl-3-(1-methylpropyl)-, compd. with N-methylmethanamine (1:1) | 17130154 | 77008
2,4(1H,3H)-Pyrimidinedione, 5-bromo-6-methyl-3-(1-methylpropyl)-, sodium salt | 17130147 | 77009
Methanesulfonamide, 1-chloro-N-[4,5-dichloro-2-(2,4,5-trichlorophenoxy)phenyl]-, sodium salt | 17130139 | 77010
Benzeneacetic acid, 2,3,6-trichloro-, compd. with N-methylmethanamine (1:1) | 17130121 | 77011
Acetic acid, (2,4,5-trichlorophenoxy)-, 2-ethyl-4-methylpentyl ester | 17130113 | 77012
Poly(oxy-1,2-ethanediyl), .alpha.-isohexadecyl-.omega.-hydroxy- | 17130105 | 77013
4,4'-Bipyridinium, 1,1'-dimethyl-, dichloride, mixt. with N'-(4-chlorophenyl)-N-methoxy-N-methylurea | 17130097 | 77014
Glycine, N-(phosphonomethyl)-, diammonium salt | 17130089 | 77015
1-Dodecanaminium, N-ethyl-N,N-dimethyl-, bromide | 17130055 | 77016
1,2,4-Triazolo[4,3-a]pyridin-3(2H)-one, 2-[2,4-dichloro-5-(2-propynyloxy)phenyl]-5,6,7,8-tetrahydro- | 17130048 | 77017
9-Decen-1-ol, 3-methyl-6-(1-methylethenyl)-, acetate, [S-(R*,R*)]- | 17130030 | 77018
9-Decen-1-ol, 3-methyl-6-(1-methylethenyl)-, acetate, [R-(R*,S*)]- | 17130022 | 77019
5-Isothiazolecarboxylic acid, 3,4-dichloro-, potassium salt | 17130014 | 77020
Octanoic acid, compd. with N,N-dimethyl-1-dodecanamine (1:1) | 17130006 | 77021
Cyclopropanecarboxylic acid, 3-(2,2-dichloroethenyl)-2,2-dimethyl-, (R)-cyano(3-phenoxyphenyl)methyl ester, (1R,3S)- | 17129990 | 77022
Benzeneacetic acid, 4-chloro-.alpha.-(1-methylethyl)-, (R)-cyano(3-phenoxyphenyl)methyl ester, (.alpha.S)- | 17129982 | 77023
Thiophene, 5-(4-chlorophenyl)-2,3-diphenyl- | 17129966 | 77024
Benzamide, 2-chloro-N-[[[4-(trifluoromethoxy)phenyl]amino]carbonyl]- | 17129958 | 77025
Acetic acid, dibromo-, phenylmethyl ester | 17129941 | 77026
Acetamide, 2-chloro-N-(2,3-dimethylphenyl)-N-(1-methylethyl)- | 17129925 | 77027
Deriphat 154 | 17129917 | 77028
Deriphat 151C | 17129909 | 77029
Silicate(2-), hexafluoro-, diammonium, mixt. with silica gel | 17129891 | 77030
Benzene, 1,3-dichloro-2,5-dimethoxy- | 17129883 | 77031
Glycine, N,N'-(2-hydroxyethylidene)bis-, disodium salt | 17129875 | 77032
1-Hexadecanol, dihydrogen phosphate, compd. with 2,2'-iminobis[ethanol] | 17129859 | 77033
Carbonic acid, 2,4-dinitrophenyl 2-(1-methylpropyl)-4,6-dinitrophenyl ester | 17129842 | 77034
Hydrazinecarboxamide, 2-(4-oxo-2,5-cyclohexadien-1-ylidene)- | 17129834 | 77035
1-Propanamine, nitrite | 17129818 | 77036
Glycine, N,N-bis(carboxymethyl)-, compd. with N,N-diethylethanamine (1:1) | 17129800 | 77037
1-Octadecanaminium, N-[2-(2-carboxyethoxy)ethyl]-N-(2-hydroxyethyl)-N-methyl- | 17129792 | 77038
1,2,3-Propanetricarboxylic acid, 2-hydroxy-, compd. with N,N-diethylethanamine (1:3) | 17129784 | 77039
Pyridine, 2-[[1-(2,5-dimethylphenyl)ethyl]sulfonyl]-, 1-oxide | 17129776 | 77040
7-Oxabicyclo[2.2.1]hept-5-ene-2,3-dicarboxylic acid, dipotassium salt, (1R,2R,3S,4S)-rel- | 17129768 | 77041
Triton X 193 | 17129750 | 77042
Benzoic acid, 2-[(1-naphthalenylamino)carbonyl]-, monosodium salt, mixt. with 2-(1-methylpropyl)-4,6-dinitrophenol sodium salt | 17129743 | 77043
Morpholine, 4-cyclododecyl-2,6-dimethyl-, benzoate | 17129735 | 77044
Varisoft 222 | 17129727 | 77045
Ethanol, 2,2'-iminobis-, compd. with .alpha.-(9Z)-9-octadecenyl-.omega.-hydroxypoly(oxy-1,2-ethanediyl) phosphate | 17129719 | 77046
Fatty acids, C8-10, propylene esters | 17129693 | 77047
1H-Imidazole, 1-[2-(2,4-dichlorophenyl)-2-(2-propenyloxy)ethyl]-, sulfate (1:1) | 17129685 | 77048
2-Pyridinecarboxylic acid, 3,6-dichloro-, potassium salt | 17129669 | 77049
L-Alanine, N-benzoyl-N-(3-chloro-4-fluorophenyl)-, methyl ester | 17129651 | 77050
1,4-Naphthalenedione, 2-dodecyl-3-hydroxy- | 17129644 | 77051
1,2,4-Triazin-5(4H)-one, 6-(1,1-dimethylethyl)-4-[(2-methylpropylidene)amino]-3-(methylthio)- | 17129636 | 77052
Pentanedial, 3-oxo- | 17129610 | 77053
Piperidinium, 1-(3,7-dimethyloctyl)-1-(2-propenyl)-, bromide | 17129602 | 77054
2H-1-Benzopyran-2-one, 3-(3-[1,1'-biphenyl]-4-yl-1,2,3,4-tetrahydro-1-naphthalenyl)-4-hydroxy- | 17129586 | 77055
Acetic acid, (2,4-dichlorophenoxy)-, nonyl ester, mixt. with nonyl (2,4,5-trichlorophenoxy)acetate | 17129560 | 77056
Acetic acid, (2,4-dichlorophenoxy)-, nonyl ester | 17129552 | 77057
1,2,3-Oxathiazin-4(3H)-one, 6-methyl-, 2,2-dioxide, potassium salt | 17129545 | 77058
Acetic acid, (2,3,5-trichlorophenoxy)-, pentyl ester | 17129537 | 77059
Acetic acid, (2,4,5-trichlorophenoxy)-, compd. with (Z,Z)-N,N-dimethyl-9,12-octadecadien-1-amine (1:1), mixt. with (Z)-N,N-dimethyl-9-octadecen-1-amine (2,4,5-trichlorophenoxy)acetate | 17129529 | 77060
Decanoic acid, 1-methylbutyl ester | 17129511 | 77061
Methanol, oxybis-, dipropanoate | 17129503 | 77062
1H-Benzimidazolesulfonic acid, 2-undecyl-, monosodium salt | 17129495 | 77063
9,10-Secoergosta-5,7,10(19),22-tetraene-1,3-diol, (1.alpha.,3.beta.,5Z,7E,22E)- | 17129487 | 77064
Acetic acid, (2,4-dichlorophenoxy)-, compd. with 1-propanamine (1:1) | 17129479 | 77065
Isononanoic acid, zinc salt | 17129461 | 77066
1,3-Dioxane, 5-bromo-2-methyl-5-nitro- | 17129453 | 77067
Ethane, 1,2-dibromo-, mixt. with 1,2-dichloroethane and tetrachloromethane | 17129446 | 77068
Proteins, thaumatins | 17129438 | 77069
Benzenemethanesulfonic acid, .alpha.,.alpha.-diphenyl-, pentachlorodihydroxy deriv., monosodium salt | 17129412 | 77071
Acetic acid, (2,4,5-trichlorophenoxy)-, compd. with 1-tetradecanamine (1:1) | 17129404 | 77072
Acetic acid, (2,4-dichlorophenoxy)-, compd. with (Z)-N,N-dimethyl-9-octadecen-1-amine (1:1) | 17129396 | 77073
Cyclohexenone, octachloro- | 17129388 | 77074
Acetic acid, (2,4,5-trichlorophenoxy)-, methyl-2-[methyl-2-(2-methylpropoxy)ethoxy]ethyl ester | 17129362 | 77075
Acetic acid, (2,4-dichlorophenoxy)-, methyl-2-[methyl-2-(2-methylpropoxy)ethoxy]ethyl ester | 17129347 | 77076
Acetic acid, (2,4-dichlorophenoxy)-, methyl-2-[methyl-2-[methyl-2-(2-methylpropoxy)ethoxy]ethoxy]ethyl ester | 17129339 | 77077
Propanoic acid, 2-(2,4,5-trichlorophenoxy)-, methyl-2-[methyl-2-(2-methylpropoxy)ethoxy]ethyl ester | 17129321 | 77078
1-Phenanthrenemethanamine, tetradecahydro-1,4a-dimethyl-7-(1-methylethyl)-, [1R-(1.alpha.,4a.beta.,4b.alpha.,10a.alpha.)]-, acetate | 17129313 | 77079
9-Octadecenoic acid (9Z)-, ester with 1,2,3-propanetriol, homopolymer | 17129305 | 77080
Poly[oxy(methyl-1,2-ethanediyl)], .alpha.-[(2,4-dichlorophenoxy)acetyl]-.omega.-hydroxy- | 17129297 | 77081
Acetic acid, (2,4-dichlorophenoxy)-, 3-(2-ethoxyethoxy)propyl ester | 17129289 | 77082
Mercury, (aminophenyl)(2-hydroxypropanoato-O1)-, 2-hydroxypropanoate (salt) | 17129271 | 77083
Mercury, (aminophenyl)hydroxy-, compd. with 2,2',2''-nitrilotris[ethanol] (1:1) | 17129263 | 77084
Benzenemethanaminium, ar,ar,ar-trichloro-N-dodecyl-N,N-dimethyl-, chloride | 17129255 | 77085
Ethanol, 2-[bis(2-methylpropyl)phenoxy]- | 17129248 | 77086
Benzenemethanaminium, N,N-dimethyl-N-[2-[2-[methylbis(2-methylpropyl)phenoxy]ethoxy]ethyl]-, chloride, compd. with [1,1'-biphenyl]-2-ol (1:1) | 17129230 | 77087
2-Butenedioic acid (2Z)-, monoester with 1(or 2)-[(tributylstannyl)oxy]propanol | 17129214 | 77088
Propanoic acid, 2-(2,4,5-trichlorophenoxy)-, ester with 1(or 2)-(2-methylpropoxy)propanol | 17129206 | 77089
1H-Imidazole-2-ethanol, 1-(heptadecenyl)-4,5-dihydro-, monohydrochloride | 17129198 | 77090
1-Phenanthrenemethanamine, dodecahydro-1,4a-dimethyl-7-(1-methylethyl)-, [1R-(1.alpha.,4a.beta.,4b.alpha.,10a.alpha.)]-, acetate | 17129180 | 77091
Acetic acid, (2,4-dichlorophenoxy)-, monoester with 1,2-propanediol | 17129164 | 77092
Silicic acid, lead salt, basic | 17129156 | 77093
Sulfuric acid, copper salt, compd. with hydrazine | 17129149 | 77094
Benzenemethanaminium, N,N-dimethyl-N-[2-[2-[4-(1,1,3,3-tetramethylbutyl)phenoxy]ethoxy]ethyl]-, (T-4)-tetrachloromercurate(2-) (2:1) | 17129131 | 77095
Hexanoic acid, 2-ethyl-, zinc salt, compd. with [1R-(1.alpha.,4a.beta.,10a.alpha.)]-1,2,3,4,4a,9,10,10a-octahydro-1,4a-dimethyl-7-(1-methylethyl)-1-phenanthrenemethanamine (1:1) | 17129115 | 77096
Benzeneacetic acid, 2,4,5-trichloro-, sodium salt | 17129107 | 77097
Benzeneacetic acid, 2,3,6-trichloro-, ammonium salt | 17129099 | 77098
Acetic acid, (2,4,5-trichlorophenoxy)-, compd. with (Z)-N-9-octadecenyl-1,3-propanediamine (1:1) | 17129065 | 77099
Acetic acid, (2,4,5-trichlorophenoxy)-, compd. with 2-(diethylamino)ethanol (1:1) | 17129057 | 77100
Acetic acid, (2,4,5-trichlorophenoxy)-, compd. with 1-dodecanamine (1:1) | 17129032 | 77101
Cyclohexanone, 2,6-bis[(dimethylamino)methyl]-, compd. with 2,4,5-trichlorophenol (1:1) | 17129024 | 77102
Butanoic acid, 4-oxo-4-[(tributylstannyl)oxy]-, 1-methylethyl ester | 17129016 | 77103
Silicate(2-), hexafluoro-, aluminum sodium (4:1:5) | 17129008 | 77104
Propanoic acid, 2-(2,4,5-trichlorophenoxy)-, compd. with 1,1',1''-nitrilotris[2-propanol] (1:1) | 17128984 | 77105
Propanoic acid, 2-(2,4,5-trichlorophenoxy)-, compd. with (Z)-9-octadecen-1-amine (1:1) | 17128968 | 77106
1H-Indene-1,3(2H)-dione, 2-(2,2-dimethyl-1-oxopropyl)-, ion(1-), calcium | 17128950 | 77107
[1,1'-Biphenyl]-2-ol, compd. with 1-tetradecanamine (1:1) | 17128943 | 77108
Mercurate(1-), (2-aminoethanolato-N,O)(2-hydroxypropanoato-O1,O2)phenyl-, hydrogen | 17128935 | 77109
Mercurate(1-), [carbonato(2-)-O]phenyl-, hydrogen | 17128927 | 77110
Benzoic acid, 2-hydroxy-, compd. with 4-chlorobenzenamine (1:1) | 17128919 | 77111
9-Octadecenoic acid (9Z)-, compd. with 4-chlorobenzenamine (1:1) | 17128901 | 77112
Ethanesulfonic acid, 2-hydroxy-, 9-octadecenyl ester, (Z)- | 17128893 | 77113
Arsenous acid, calcium salt (2:1) | 17128885 | 77114
2(3H)-Benzothiazolethione, manganese(2+) salt | 17128877 | 77115
1H-Indene-1,3(2H)-dione, 2-(3-methyl-1-oxobutyl)-, ion(1-), sodium | 17128869 | 77116
Glycine, N,N'-(1-hydroxy-1,2-ethanediyl)bis[N-(carboxymethyl)-, monosodium salt | 17128851 | 77117
Glycine, N,N'-1,2-ethanediylbis[N-(carboxymethyl)-, compd. with 2-aminoethanol (1:4) | 17128836 | 77118
Glycine, N,N'-1,2-ethanediylbis[N-(carboxymethyl)-, compd. with 2-aminoethanol (1:1) | 17128828 | 77119
Bicyclo[3.1.1]heptane-2,3-diol, 2,6,6-trimethyl- | 17128810 | 77120
Propanoic acid, 2-(2,4-dichlorophenoxy)-, compd. with 2,2',2''-nitrilotris[ethanol] (1:1) | 17128802 | 77121
Benzenemethanaminium, N-dodecyl-N,N,2,4,5-pentamethyl-, chloride | 17128794 | 77122
Phenol, 2-(1-methylpropyl)-4,6-dinitro-, compd. with 2,2'-iminobis[ethanol] (1:1) | 17128786 | 77123
Ethanamine, N,N-dimethyl-2-[2-[(1,7,7-trimethylbicyclo[2.2.1]hept-2-yl)oxy]ethoxy]- | 17128778 | 77124
Tetradecanoic acid, compd. with 2,2'-iminobis[ethanol] and iodine | 17128760 | 77125
Acetic acid, (2,4-dichlorophenoxy)-, compd. with (Z,Z)-9,12-octadecadien-1-amine (1:1) | 17128752 | 77126
Acetic acid, (2,4-dichlorophenoxy)-, 2-(2-ethoxyethoxy)ethyl ester | 17128745 | 77127
Acetic acid, (2,4-dichlorophenoxy)-, compd. with N-(1-methylethyl)-2-propanamine (1:1) | 17128737 | 77128
Acetic acid, (2,4-dichlorophenoxy)-, compd. with 2-(diethylamino)ethanol (1:1) | 17128729 | 77129
Acetic acid, (2,4-dichlorophenoxy)-, compd. with 1-pentanamine (1:1) | 17128711 | 77130
[1,1'-Biphenyl]-2-ol, 3,5-dichloro-, potassium salt | 17128703 | 77131
Benzoic acid, 3,6-dichloro-2-methoxy-, compd. with 2,2',2''-nitrilotris[ethanol] (1:1) | 17128695 | 77132
1-Phenanthrenemethanamine, 1,2,3,4,4a,9,10,10a-octahydro-1,4a-dimethyl-7-(1-methylethyl)-N-[[1,2,3,4,4a,9,10,10a-octahydro-1,4a-dimethyl-7-(1-methylethyl)-1-phenanthrenyl]methyl]-, [1R-[1.alpha.(1R*,4aS*,10aR*),4a.beta.,10a.alpha.]]-, acetate | 17128687 | 77133
Phenol, compd. with [1R-(1.alpha.,4a.beta.,10a.alpha.)]-1,2,3,4,4a,9,10,10a-octahydro-1,4a-dimethyl-7-(1-methylethyl)-1-phenanthrenemethanamine (1:1) | 17128679 | 77134
Hexanoic acid, 2-ethyl-, compd. with [1R-(1.alpha.,4a.beta.,10a.alpha.)]-1,2,3,4,4a,9,10,10a-octahydro-1,4a-dimethyl-7-(1-methylethyl)-1-phenanthrenemethanamine (2:1), copper salt | 17128661 | 77135
[1,1'-Biphenyl]-2-ol, 5-chloro-, potassium salt | 17128653 | 77136
Benzoic acid, 3-amino-2,5-dichloro-, compd. with 2,2'-iminobis[ethanol] (1:1) | 17128646 | 77137
Aluminum, (benzenesulfonato-O)dihydroxy- | 17128638 | 77138
Propanoic acid, 2-(2,4,5-trichlorophenoxy)-, compd. with 1-amino-2-propanol (1:1) | 17128612 | 77139
Propanoic acid, 2-(2,4,5-trichlorophenoxy)-, 2-ethyl-4-methylpentyl ester | 17128604 | 77140
Propanoic acid, 2-(2,4,5-trichlorophenoxy)-, 3-(3-butoxypropoxy)propyl ester | 17128588 | 77141
Acetic acid, (2,4-dichlorophenoxy)-, compd. with 1-tridecanamine (1:1) | 17128570 | 77142
Poly(oxy-1,2-ethanediyl), .alpha.-tridecyl-.omega.-hydroxy-, compd. with iodine | 17128562 | 77143
Poly(oxy-1,2-ethanediyl), .alpha.-[2-(4-morpholinyl)ethyl]-.omega.-hydroxy- | 17128554 | 77144
Poly(oxy-1,2-ethanediyl), .alpha.-[(2,4-dichlorophenoxy)acetyl]-.omega.-hydroxy- | 17128547 | 77145
2-Pyrrolidinone, 1-ethenyl-, homopolymer, compd. with [1,1'-biphenyl]-2-ol | 17128521 | 77146
2-Pyrimidinamine, 4,6-dimethyl-N-phenyl- | 17128513 | 77147
Oxazolidine, 4-ethyl- | 17128505 | 77148
Cyclohexanecarboxamide, 1-(4-chloro-1,3-dihydro-1,3-dioxo-2H-isoindol-2-yl)- | 17128489 | 77149
Acetic acid, (2,4-dichlorophenoxy)-, isooctyl ester, mixt. with isooctyl (2,4,5-trichlorophenoxy)acetate | 17128471 | 77150
Carbamic acid, [(4-methyl-1,3-phenylene)bis(iminocarbonyl-1H-benzimidazole-1,2-diyl)]bis-, dimethyl ester | 17128463 | 77151
Cellulose, mixt. with cellulose carboxymethyl ether sodium salt | 17128455 | 77152
Propanoic acid, 2-[4-(4-chlorophenoxy)phenoxy]-, 2-methylpropyl ester | 17128448 | 77153
Barium sulfide (Ba(Sx)) | 17128422 | 77154
Benzoic acid, 5-[2-chloro-4-(trifluoromethyl)phenoxy]-2-nitro-, methyl ester | 17128414 | 77155
2-Butenoic acid, 2,4-dinitro-6-octylphenyl ester | 17128406 | 77156
1-Phenanthrenemethanamine, 1,2,3,4,4a,4b,5,6,10,10a-decahydro-1,4a-dimethyl-7-(1-methylethyl)-, (1R,4aR,4bR,10aR)- | 17128398 | 77157
1H-Indazole-1-methanol, 5,7-dichloro- | 17128380 | 77158
Acetic acid, (4-chloro-2-methylphenoxy)-, compd. with 1,1',1''-nitrilotris[2-propanol] (1:1) | 17128372 | 77159
Acetic acid, (4-chloro-2-methylphenoxy)-, compd. with 1,1'-iminobis[2-propanol] (1:1) | 17128364 | 77160
Acetic acid, (4-chloro-2-methylphenoxy)-, compd. with 1-amino-2-propanol (1:1) | 17128356 | 77161
Acetic acid, (4-chloro-2-methylphenoxy)-, compd. with 2,2',2''-nitrilotris[ethanol] (1:1) | 17128349 | 77162
Aconitane-1,6,14-triol, 20-ethyl-8,16-dimethoxy-4-methyl-, 6-acetate, (1.alpha.,6.beta.,14.alpha.,16.beta.)- | 17128331 | 77163
Phosphorothioic acid, O-cyclohexyl O,S-diethyl ester | 17128323 | 77164
1,2-Benzenedicarboxylic acid, diisoheptyl ester | 17128315 | 77165
1,3-Dioxane, 2-ethyl-5-methyl-5-[(2-methylphenyl)methoxy]-, cis- | 17128299 | 77166
1,6-Hexanediol, dicarbamate | 17128281 | 77167
Benzene, dimethyl(1-phenylethyl)- | 17128273 | 77168
Benzenamine, 3,4-dimethyl-N-(1-methylpropyl)-2,6-dinitro- | 17128265 | 77169
Distannane, hexahexyl- | 17128257 | 77170
Benzoic acid, 2-hydroxy-, methyl ester, calcium salt | 17128240 | 77171
Oxazolidine, 3-acetyl-2-(2,6-dimethyl-5-heptenyl)- | 17128232 | 77172
Benzene, 2,3-dichloro-1,4-dimethoxy- | 17128224 | 77173
Ammonyx 4080 | 17128216 | 77174
Surfonic J 4 | 17128208 | 77175
Oxirane, methyl-, polymer with oxirane, acetate | 17128190 | 77176
Dowfax 3B1 | 17128182 | 77177
Phosphorothioic acid, O-[2-(acetylethylamino)-6-methyl-4-pyrimidinyl] O,O-diethyl ester | 17128174 | 77178
Sulfurous acid, 2-butynyl 1-[[4-(1,1-dimethylethyl)phenoxy]methyl]propyl ester | 17128166 | 77179
2-Naphthalenol, 1,1'-methylenebis-, monosodium salt | 17128158 | 77180
Acetamide, N-[4-methyl-3-[[(trifluoromethyl)sulfonyl]amino]phenyl]-, compd. with 2,2'-iminobis[ethanol] (1:1) | 17128141 | 77181
1,3,4-Thiadiazole-2-sulfonamide, 5-[[(dimethylamino)carbonyl]methylamino]-N,N-dimethyl- | 17128125 | 77182
Carbamic acid, 1H-benzimidazol-2-yl-, methyl ester, monohydrochloride | 17128117 | 77183
Benzenesulfonamide, 2-(trifluoromethoxy)- | 17128109 | 77184
Methanimidamide, N-butyl-N'-(4-chloro-2-methylphenyl)-N-methyl- | 17128091 | 77185
Onyxide 172 | 17128083 | 77186
Thioperoxydiphosphoric acid ([(HO)2P(S)]2S2), ethyl tris(1-methylethyl) ester, mixt. with thioperoxydiphosphoric acid ([(HO)2P(S)]2S2) triethyl 1-methylethyl ester | 17128075 | 77187
SK (surfactant) | 17128067 | 77188
Triton CF 21 | 17128059 | 77189
Acetic acid, (2,4-dichlorophenoxy)-, compd. with 1-heptanamine (1:1) | 17128042 | 77190
Phosphorodithioic acid, S-[2-[(methoxymethyl)amino]-2-oxoethyl] O,O-dimethyl ester | 17128034 | 77191
Carbamothioic acid, bis(1-methylpropyl)-, S-(phenylmethyl) ester | 17128026 | 77192
Phosphoric acid, 2-(diethylamino)-6-methyl-4-pyrimidinyl diethyl ester | 17128018 | 77193
Phosphorothioic acid, O-(3-chloro-7-methylpyrazolo[1,5-a]pyrimidin-2-yl) O,O-diethyl ester | 17128000 | 77194
2-Pyridinecarboxylic acid, 4-amino-3,5,6-trichloro-, compd. with N,N-diethylethanamine (1:1) | 17127994 | 77195
Cyclopropanecarboxylic acid, 2,2-dimethyl-3-(2-methyl-1-propenyl)-, [5-(phenylmethyl)-3-furanyl]methyl ester, (1R,3S)- | 17127986 | 77196
Urea, N,N''-1,3-propanediylbis[N'-octadecyl- | 17127978 | 77197
Phenol, 2,4,5-trichloro-, potassium salt | 17127960 | 77198
Phenol, 4-chloro-2-cyclopentyl-, potassium salt | 17127952 | 77199
Benzamide, 2,6-difluoro-N-[[[4-(trifluoromethyl)phenyl]amino]carbonyl]- | 17127945 | 77200
Benzoic acid, 4-hydroxy-, propyl ester, sodium salt | 17127937 | 77201
Cyclohexanone, cyclohexylidene- | 17127929 | 77202
Phenol, pentachloro-, compd. with (1R,4aS,10aR)-1,2,3,4,4a,9,10,10a-octahydro-1,4a-dimethyl-7-(1-methylethyl)-1-phenanthrenemethanamine (1:1) | 17127911 | 77203
Phenol, 2-(1-methylpropyl)-4,6-dinitro-, sodium salt | 17127903 | 77204
2-Propenoic acid, 7-bromo-5-chloro-8-quinolinyl ester | 17127887 | 77205
Ethanamine, N,N-diethyl-2-[2-[(1,7,7-trimethylbicyclo[2.2.1]hept-2-yl)oxy]ethoxy]- | 17127879 | 77206
Urea, N,N-dimethyl-N'-[4-(1-methylethyl)phenyl]- | 17127853 | 77207
Cuprate(2-), bis(hydrazine-N)bis[sulfato(2-)-O]-, dihydrogen | 17127846 | 77208
Phenol, 2,6-dinitro-, sodium salt | 17127838 | 77209
Mercury, (dimethylcarbamodithioato-.kappa.S,.kappa.S')phenyl- | 17127820 | 77210
1,2,3-Trithian-5-amine, N,N-dimethyl-, ethanedioate (1:1) | 17127812 | 77211
1-Imidazolidineethanol, 2-octadecyl- | 17127804 | 77212
Naphthalene, butyl- | 17127788 | 77213
Mercury, [naphthalenecarboxylato(1-)-O]phenyl- | 17127770 | 77214
Phosphorothioic acid, O-ethyl S-propyl ester | 17127762 | 77215
Pyridinium, 1-[(dodecylphenyl)methyl]-, chloride | 17127754 | 77216
Phenol, 4-chloro-2-(1,1-dimethylethyl)-5-methyl- | 17127747 | 77217
1,3,5-Triazine-2,4,6(1H,3H,5H)-trione, 1,3,5-trichloro-, mixt. with 1,3-dichloro-1,3,5-triazine-2,4,6(1H,3H,5H)-trione potassium salt | 17127739 | 77218
Phenol, nonyl-, dihydrogen phosphate | 17127721 | 77219
Isodecanoic acid, zinc salt | 17127713 | 77220
Mercury, hydroxy(hydroxynitrophenyl)- | 17127705 | 77221
2,4-Pyrimidinediamine, 6-chloro-N4-(1-methylethyl)- | 17127697 | 77222
Phenol, trichloro-, zinc salt (2:1) | 17127689 | 77223
Phenol, 3,5-diethyl-, methylcarbamate | 17127671 | 77224
Urea, N-[5-(ethylsulfonyl)-1,3,4-thiadiazol-2-yl]-N,N'-dimethyl- | 17127663 | 77225
Phenol, 2-[(ethylthio)methyl]-, methylcarbamate | 17127655 | 77226
Benzenemethanaminium, ar-dodecyl-N,N-dimethyl-N-octadecyl-, chloride | 17127648 | 77227
Methanol, [[4-chloro-6-[(1-methylethyl)amino]-1,3,5-triazin-2-yl]amino]- | 17127630 | 77228
Ethanimidothioic acid, N-[[(methylamino)carbonyl]oxy]-, 2-cyanoethyl ester, (1Z)- | 17127622 | 77229
2,8,9-Trioxa-5-aza-1-silabicyclo[3.3.3]undecane, 1-(4-chlorophenyl)- | 17127606 | 77230
Benzenemethanaminium, ar-dodecyl-ar,N,N,N-tetramethyl-, chloride | 17127598 | 77231
Arsenous acid, zinc salt (2:3) | 17127580 | 77232
Urea, N,N-dimethyl-N'-[octahydro-4,7-methano-1H-inden-1(or 2)-yl]- | 17127572 | 77233
2-Pyridinesulfonic acid, 1-oxide | 17127564 | 77234
Acetic acid, (2,4-dichlorophenoxy)-, compd. with 1-tetradecanamine (1:1) | 17127556 | 77235
Benzenesulfonic acid, octyl-, sodium salt | 17127549 | 77236
Carbamic acid, [1-[[(5-cyanopentyl)amino]carbonyl]-1H-benzimidazol-2-yl]-, methyl ester | 17127531 | 77237
6,8-Dioxabicyclo[3.2.1]octane, 1,5-dimethyl-, (1S,5R)- | 17127523 | 77238
Benzoic acid, 2,5-dichloro-3-nitro-, sodium salt | 17127515 | 77239
Mercury, [2-(hydroxy-.kappa.O)benzoato-.kappa.O]phenyl- | 17127507 | 77240
Benzenesulfonic acid, (1-methylundecyl)-, sodium salt | 17127499 | 77241
Propanoic acid, 2,3-dibromo-, 2-cyanoethyl ester | 17127481 | 77242
Carbamic acid, [1-[[[2-(methylthio)ethyl]amino]carbonyl]-1H-benzimidazol-2-yl]-, methyl ester | 17127473 | 77243
4,4'-Bipyridinium, 1,1'-dimethyl-, bis(tribromide) | 17127465 | 77244
Dipyrido[1,2-a:2',1'-c]pyrazinediium, 6,7-dihydro-, bis(tribromide) | 17127457 | 77245
Benzenesulfonic acid, nonyl-, sodium salt | 17127440 | 77246
1H-Benzimidazoledisulfonic acid, 2-heptadecyl-, disodium salt | 17127432 | 77247
7-Oxabicyclo[2.2.1]heptane-2,3-dicarboxylic acid, compd. with N,N-dimethylethanamine (1:1) | 17127424 | 77248
11-Tetradecen-1-ol, acetate | 17127416 | 77249
Poly(oxy-1,2-ethanediyl), .alpha.-[(1,1-dimethylethyl)phenyl]-.omega.-hydroxy- | 17127408 | 77250
.beta.-Alanine, N-(2-carboxyethyl)-N-dodecyl-, sodium salt | 17127390 | 77251
1H-Azepine, 1,1'-carbonylbis[hexahydro- | 17127382 | 77252
Benzenecarbohydrazonoyl chloride, N-(2,4,6-trichlorophenyl)- | 17127374 | 77253
2,3-Quinoxalinedithione, 1,4-dihydro-6-methyl- | 17127366 | 77254
Hexadecenoic acid | 17127341 | 77255
Ethanethioic acid, (4-chloro-2-methylphenoxy)-, S-ethyl ester | 17127333 | 77256
Oxamic acid, (5-bromo-1,6-dihydro-6-oxo-1-phenyl-4-pyridazinyl)-, monosodium salt | 17127325 | 77257
2-Naphthalenesulfonic acid, 7-(benzoylamino)-4-hydroxy-3-[[4-[(4-sulfophenyl)azo]phenyl]azo]- | 17127317 | 77258
Benzoic acid, 3-amino-2,5-dichloro-, compd. with methylamine (1:1) | 17127309 | 77259
Acetic acid, (2,4-dichlorophenoxy)-, compd. with ethylamine (1:1) | 17127291 | 77260
Ethanimidothioic acid, N-[[(methylamino)carbonyl]oxy]-, 2-cyanoethyl ester | 17127283 | 77261
3(2H)-Benzothiazoleacetic acid, 4-chloro-2-oxo-, ethyl ester | 17127275 | 77262
Poly[imino(1-oxo-1,12-dodecanediyl)] | 17127267 | 77263
Octanoic acid, silver(1+) salt | 17127259 | 77264
8-Isoquinolinamine, 1,2,3,4-tetrahydro-2-methyl-4-phenyl- | 17127234 | 77265
Benzoic acid, 2-[(aminomethoxyphosphinothioyl)oxy]-, 1-methylethyl ester | 17127226 | 77266
4(1H)-Pyrimidinone, 5-butyl-2-(ethylamino)-6-methyl- | 17127200 | 77267
3(2H)-Pyridazinone, 5-amino-4-chloro-2-[3-(trifluoromethyl)phenyl]- | 17127192 | 77268
Phosphoric acid, 7-chlorobicyclo[3.2.0]hepta-2,6-dien-6-yl dimethyl ester | 17127176 | 77269
D-Allaric acid, O-5'-deoxyadenosin-5'-yl-(5'.fwdarw.4)-O-.alpha.-D-glucopyranosyl-(1.fwdarw.2)-, 4-(dihydrogen phosphate) | 17127168 | 77270
Phenol, 2-(2H-benzotriazol-2-yl)-6-dodecyl-4-methyl- | 17127150 | 77271
Ethanone, 1-(8-hydroxy-5-quinolinyl)-, sulfate (salt) | 17127143 | 77272
Carbamic acid, [1-(chloromethyl)propyl]-, 3-[(methoxycarbonyl)amino]phenyl ester | 17127135 | 77273
9-Octadecen-1-amine, N,N-dimethyl-, (Z)-, acetate | 17127127 | 77274
Mercury, (formamidato-.kappa.N)phenyl- | 17127119 | 77275
4-Pyridazineacetic acid, hexahydro-4-hydroxy-3,6-dioxo- | 17127101 | 77276
Phenol, 3,5-dimethyl-4-(methylsulfinyl)- | 17127093 | 77277
Phosphorothioic acid, O,O-diethyl O-(2-methyl-4-quinolinyl) ester | 17127085 | 77278
Chromic acid (H2CrO4), mercury zinc salt | 17127069 | 77279
9-Octadecenoic acid (9Z)-, compd. with N-cyclohexylcyclohexanamine (1:1) | 17127051 | 77280
Mercury, ethyl(pentachlorophenolato)- | 17127044 | 77281
Ammonium, benzyldodecyldimethyl-, cyclopentanecarboxylate | 17127036 | 77282
Carbamic acid, dimethylthio-, O,O'-(1,3-dihydroxy-1,3-dimethyldisiloxanylene) ester | 17127028 | 77283
1,6-Hexanediamine, 2,2-difluoro- | 17127010 | 77284
Choline, methyl sulfate, benzenesulfonate | 17127002 | 77285
Acetic acid, dichloro(thymyloxy)- | 17126996 | 77286
Carbamic acid, ethylenebis[dithio-, ammonium potassium salt | 17126988 | 77287
Acetic acid, nitro-, copper salt | 17126970 | 77288
Phosphonic acid, propyl-, monoethyl ester | 17126962 | 77289
[1,1'-Biphenyl]-2,2'-diol, 6,6'-dichloro-4,4'-dinitro- | 17126954 | 77290
Thiourea, N,N-dimethyl-N'-(3-methylphenyl)- | 17126947 | 77291
Scandium chloride (ScCl3), hexahydrate | 17126921 | 77292
4-Pyridinol, 2,3,5-trichloro-, potassium salt | 17126913 | 77293
6,8-Dioxabicyclo[3.2.1]octane, 7-ethyl-5-methyl-, (1R,5S,7R)- | 17126905 | 77294
Phosphorodithioic acid, O,O-diethyl S-[[5-(1-methylethoxy)-2-oxo-1,3,4-thiadiazol-3(2H)-yl]methyl] ester | 17126897 | 77295
Benzene, 1-chloro-4-[(diiodomethyl)sulfonyl]- | 17126889 | 77296
Urea, N'-(3-chloro-4-methoxyphenyl)-N,N-dimethyl- | 17126871 | 77297
4-Quinolinecarboxylic acid, 3-methyl-, butyl ester | 17126863 | 77298
1,4-Benzenedicarboxylic acid, compd. with dodecylguanidine (1:2) | 17126855 | 77299
Phosphorodithioic acid, O,O-diethyl S-[(5-methoxy-2-oxo-1,3,4-thiadiazol-3(2H)-yl)methyl] ester | 17126830 | 77300
Cadmium, (benzenamine)bis(2-hydroxypropanoato-O1,O2)- | 17126822 | 77301
Propanoic acid, 2-(2,4,5-trichlorophenoxy)-, 2-butoxyethyl ester | 17126814 | 77302
2-Pentenoic acid, 2,3,5,5,5-pentachloro-4-oxo-, (2Z)- | 17126806 | 77303
Acetic acid, (2-chloro-6-methylphenoxy)- | 17126798 | 77304
Urea, N-2-benzothiazolyl-N,N'-dimethyl- | 17126772 | 77305
5-Isothiazolecarboxylic acid, 3,4-dichloro- | 17126756 | 77307
Mercury, .mu.-imidodiphenyldi-, propanoate | 17126749 | 77308
[1,1'-Biphenyl]-2-ol, 3-chloro-, potassium salt | 17126731 | 77309
4-Biphenylol, 3-chloro-, potassium salt | 17126723 | 77310
1-Cyclohexene-1-carboxaldehyde, 4-(1-methylethenyl)-, (4S)- | 17126715 | 77311
2,6-Pyridinedicarbonitrile, 3,4,5-trichloro- | 17126707 | 77312
3-Pyridinemethanol, .alpha.,.alpha.-bis(4-chlorophenyl)- | 17126699 | 77313
3,7-Benzofurandiol, 2,3-dihydro-2,2-dimethyl- | 17126673 | 77314
Carbamothioic acid, bis(1-methylethyl)-, S-[(2E)-2,3-dichloro-2-propenyl] ester | 17126665 | 77315
Carbamothioic acid, bis(1-methylethyl)-, S-[(2Z)-2,3-dichloro-2-propenyl] ester | 17126657 | 77316
1H-Cyclopenta[1,3]cyclopropa[1,2]benzene, 3a,3b,4,5,6,7-hexahydro-3,7-dimethyl-4-(1-methylethyl)-, (3aS,3bR,4S,7R,7aR)- | 17126640 | 77317
Benzoic acid, 2,3,5-triiodo-, compd. with N-methylmethanamine (1:1) | 17126632 | 77318
7-Oxabicyclo[2.2.1]heptane-2,3-dicarboxylic acid, diammonium salt | 17126624 | 77319
Propanoic acid, 2-(2,4,5-trichlorophenoxy)-, compd. with 2,2',2''-nitrilotris[ethanol] (1:1) | 17126616 | 77320
Phosphorothioic acid, S-[[(diethoxyphosphinothioyl)thio]methyl] O,O-diethyl ester | 17126608 | 77321
Lanthanum chloride (LaCl3), hexahydrate | 17126590 | 77322
3(2H)-Pyridazinone, 5-amino-4-chloro-2-methyl- | 17126582 | 77323
1,2,3-Propanetricarboxylic acid, 2-hydroxy-, iron(3+) salt (1:1), trihydrate | 17126574 | 77324
Phosphorothioic acid, O,O'-(sulfinyldi-4,1-phenylene) O,O,O',O'-tetramethyl ester | 17126566 | 77325
Sulfamic acid, chloro- | 17126558 | 77326
Glycine, N,N-bis(2-hydroxyethyl)-, sodium salt | 17126541 | 77327
Cyclopropanecarboxylic acid, 2,2-dimethyl-3-(2-methyl-1-propenyl)-, 3-(2-furanylmethyl)-2-methyl-4-oxo-2-cyclopenten-1-yl ester | 17126525 | 77328
Mercury, phenyl(thiocyanato-S)- | 17126517 | 77329
Arsorane, pentahydroxy-, copper(2+) salt (1:2) | 17126509 | 77330
Acetic acid, trichloro-, magnesium salt | 17126491 | 77331
1-Butanesulfonic acid, thio-, S,S'-methylene ester | 17126483 | 77332
1-Butanesulfonothioic acid, S-(chloromethyl) ester | 17126475 | 77333
Phosphoric acid, calcium zinc salt (2:1:2) | 17126467 | 77334
Acetamide, 2-[(4-methoxyphenyl)methoxy]-N,N-dipropyl- | 17126459 | 77335
Phenol, pentachloro-, copper salt | 17126442 | 77336
Phosphonium, decyltriphenyl-, (TB-5-12)-bromochlorotriphenylstannate(1-) | 17126434 | 77337
[1,1'-Biphenyl]-2,2'-diol, 3,3'-dichloro-5,5'-dinitro- | 17126426 | 77338
Mercury, bis(dimethylcarbamodithioato-.kappa.S,.kappa.S')-, (T-4)- | 17126418 | 77339
Piperidinium, 1,1-dimethyl- | 17126400 | 77340
Acetic acid, (2,4-dichlorophenoxy)-, (tetrahydro-2-furanyl)methyl ester | 17126384 | 77341
Dysprosium chloride (DyCl3), hexahydrate | 17126376 | 77342
Langbeinite (Mg2K2(SO4)3) | 17126368 | 77343
Xanthylium, 3,6-bis(diethylamino)-9-[2-(ethoxycarbonyl)phenyl]- | 17126350 | 77344
Piperazine, 1-[.alpha.-(1-nitroethyl)benzyl]-, potassium salt | 17126343 | 77345
3,5-Dioxa-6-aza-4-phosphaoct-6-ene-8-nitrile, 4-ethoxy-7-phenyl-, 4-sulfide | 17126327 | 77347
2,4-Dioxa-5-aza-3-phosphahept-5-ene-7-nitrile, 3-methoxy-6-phenyl-, 3-sulfide | 17126319 | 77348
Phenol, 3,5-dimethyl-4-(methylsulfonyl)- | 17126301 | 77349
Pentathionic acid | 17126293 | 77350
Benzoic acid, 2,3,5,6-tetrachloro-4-[(methoxymethylamino)carbonyl]-, methyl ester | 17126285 | 77351
Mercury, phenyl(8-quinolinolato-.kappa.N1,.kappa.O8)- | 17126277 | 77352
9-Octadecen-1-aminium, N-ethyl-N,N-dimethyl-, bromide, (Z)- | 17126269 | 77353
Hypoiodous acid | 17126251 | 77354
Acetic acid, (2,4-dichlorophenoxy)-, potassium salt | 17126236 | 77355
Thiocyanic acid, 1,2-ethenediyl ester | 17126228 | 77356
Carbamic acid, [(4-aminophenyl)sulfonyl]-, methyl ester, monopotassium salt | 17126210 | 77357
Mercury, bis(2,4-pentanedionato-.kappa.O,.kappa.O')-, (T-4)- | 17126202 | 77358
Mercury, (octanoato)phenyl- | 17126194 | 77359
Tetrathionic acid | 17126186 | 77360
Europium chloride (EuCl3), hexahydrate | 17126178 | 77361
Benzene, 1,5-dichloro-3-fluoro-2-(4-nitrophenoxy)- | 17126160 | 77362
Acetic acid, (4-chlorophenoxy)-, sodium salt | 17126152 | 77363
Phosphinothioic amide, P,P-bis(1-aziridinyl)-N-methyl- | 17126145 | 77364
Carbamic acid, (3-methylphenyl)-, 3-[(ethoxycarbonyl)amino]phenyl ester | 17126137 | 77365
Sulfamic acid, N-chloro-, sodium salt (1:1) | 17126129 | 77366
Phosphorothioic acid, O,O-dimethyl O-2-quinoxalinyl ester | 17126111 | 77367
1H-Imidazo[4,5-b]pyridine, 6-chloro-2-(trifluoromethyl)- | 17126103 | 77368
Phosphonium, tributyldodecyl-, chloride | 17126095 | 77369
1H-Imidazolium, 2-heptadecyl-4,5-dihydro-1-methyl-1-[2-[(1-oxooctadecyl)amino]ethyl]-, methyl sulfate | 17126087 | 77370
Arsenic acid (H3AsO4), zinc salt (2:3) | 17126079 | 77371
Arsenenous acid, ammonium salt | 17126061 | 77372
Benzeneacetic acid, .alpha.-[(dimethoxyphosphinothioyl)thio]- | 17126046 | 77373
Urea, N'-(4-bromo-3-chlorophenyl)-N-methoxy-N-methyl- | 17126038 | 77374
4,7-Ethano-1H-isoindole-1,3(2H)-dione, 2-(2-ethylhexyl)-3a,4,7,7a-tetrahydro-4-methyl-7-(1-methylethyl)- | 17126020 | 77375
Acetic acid, (2,4-dichloro-6-methylphenoxy)- | 17126012 | 77376
Stannane, tributyl[(1-oxo-2-propenyl)oxy]- | 17126004 | 77377
1H-Imidazole-1-ethanol, 4,5-dihydro-2-octadecyl- | 17125998 | 77378
6,8-Dioxabicyclo[3.2.1]octane, 1,5-dimethyl-, (1S)-, mixt. with 2,6,6-trimethylbicyclo[3.1.1]hept-2-ene | 17125972 | 77379
Deriphat 151 | 17125964 | 77380
Duponol G | 17125956 | 77381
Benzenemethanesulfonic acid, .alpha.,.alpha.-diphenyl-, pentachlorodihydroxy deriv. | 17125949 | 77382
Mercury, (cresolato)hydroxy- | 17125931 | 77383
Benzenemethanaminium, ar-dodecyl-N,N,N-trimethyl-, salt with 2-ethylhexanoic acid (1:1) | 17125923 | 77384
Phenanthrenamine, N-isopropyldimethyl- | 17125915 | 77385
Magnesium, (2-ethylhexanoato)(quinolinolato)- | 17125907 | 77386
Phenetole, chloroisopropylmethyl- | 17125899 | 77387
Cresol, copper salt | 17125881 | 77388
1H-Imidazole, dihydro-, monoacetate | 17125873 | 77389
C.I. Acid Blue 182 | 17125865 | 77390
Copper iron hydroxide sulfate (CuFe(OH)2(SO4)) | 17125857 | 77391
Calcium hydroxide phosphate (Ca5(OH)(PO4)3) | 17125840 | 77392
Copper oxide sulfate (Cu3O2(SO4)) | 17125832 | 77393
Zinc, [[2-[(dithiocarboxy)amino]-1-methylethyl]carbamodithioato(2-)-.kappa.S,.kappa.S']- | 17125824 | 77394
Nobleite (CaH4(BO3)6.2H2O) | 17125816 | 77395
Benzoic acid, chlorinated | 17125808 | 77396
Cadmium calcium copper zinc sulfate chromate | 17125790 | 77397
Arquad 2C nitrite | 17125782 | 77398
Phytoactin | 17125774 | 77399
Scillaren | 17125766 | 77400
Phenol, 3,5-dimethyl-4-(methylamino)-, methylcarbamate (ester) | 17125758 | 77401
Peroxymonosulfuric acid, dipotassium salt | 17125741 | 77402
[1,1'-Biphenyl]-2,2'-diol, 5,5'-dichloro-3,3'-dinitro- | 17125733 | 77403
Carbamic acid, (hydroxymethyl)-, 2-chloro-4,5-dimethylphenyl ester | 17125725 | 77404
Sulfuric acid copper(2+) salt (1:1), monohydrate | 17125717 | 77405
Formamide, N-[2,6-dimethyl-4-[[(methylamino)carbonyl]oxy]phenyl]-N-methyl- | 17125709 | 77406
Thiosulfuric acid (H2S2O3), potassium salt | 17125691 | 77407
Copper chloride (CuCl2), dihydrate | 17125683 | 77408
Molybdate (MoO42-), disodium, dihydrate, (T-4)- | 17125675 | 77409
Acetic acid, (2-naphthalenyloxy)-, sodium salt | 17125667 | 77410
Yttrium chloride (YCl3), hexahydrate | 17125659 | 77411
Ammonium sulfide ((NH4)2(Sx)) | 17125642 | 77412
Benzoic acid, 2-[(1-naphthalenylamino)carbonyl]-, mixt. with 2-(1-methylpropyl)-4,6-dinitrophenol | 17125634 | 77413
Benzoic acid, 3,6-dichloro-2-methoxy-, mixt. with (2,4-dichlorophenoxy)acetic acid and 2-(2,4,5-trichlorophenoxy)propanoic acid | 17125626 | 77414
Sulfur dioxide extract of petroleum | 17125618 | 77415
Carbonic acid, 2,4-dinitro-6-(1-propylpentyl)phenyl methyl ester, mixt. with 2-(1-ethylhexyl)-4,6-dinitrophenyl methyl carbonate | 17125600 | 77416
1,2,3-Propanetricarboxylic acid, 2-hydroxy-, mixt. with (1,1-dimethylethyl)-4-methoxyphenol and propyl 3,4,5-trihydroxybenzoate | 17125592 | 77417
Acridinium, 3,6-diamino-10-methyl-, chloride, mixt. with 3,6-acridinediamine | 17125584 | 77418
Phenol, 2-(1-methylpropyl)-4,6-dinitro-, alkanolamine salts | 17125576 | 77419
Saponins | 17125568 | 77420
Bandane | 17125550 | 77421
Orange, sweet, ext. | 17125543 | 77422
Oils, candlenut | 17125535 | 77423
Acetic acid, (2,4-dichlorophenoxy)-, mixt. with (2,4,5-trichlorophenoxy)acetic acid | 17125527 | 77424
Methane, trichloronitro-, mixt. with bromomethane | 17125519 | 77425
Ethane, 1,2-dichloro-, mixt. with tetrachloromethane | 17125493 | 77426
1-Propanone, 1-[2,3-dihydro-1,1-dimethyl-4,6-bis(1-methylethyl)-1H-inden-ar-yl]- | 17125485 | 77427
Sulfuric acid, ammonium iron(2+) salt (2:2:1), hexahydrate | 17125477 | 77428
Acetic acid, trichloro-, ammonium salt | 17125469 | 77429
Benzoic acid, 2-hydroxy-, compd. with 1-dodecanamine (1:1) | 17125451 | 77430
6,13-Dioxa-5,14-distannaoctadecane, 5,5,14,14-tetrabutyl-7,12-dioxo- | 17125444 | 77431
4,4'-Bipyridinium, 1,1'-bis[2-(3,5-dimethyl-4-morpholinyl)-2-oxoethyl]- | 17125436 | 77432
Phosphoric acid, diethyl pyrazinyl ester | 17125410 | 77433
Pentanamide, N-(4-chlorophenyl)-2,2-dimethyl- | 17125402 | 77434
Phenol, 3-methyl-2-(1-methylethyl)-4,6-dinitro- | 17125394 | 77435
Phosphorodiamidic azide, tetramethyl- | 17125386 | 77436
Urea, N,N-dimethyl-N'-[4-(trifluoromethyl)phenyl]- | 17125378 | 77437
Thiocyanic acid, 4-(dimethylamino)phenyl ester | 17125360 | 77438
Benzoic acid, 2,3,5,6-tetrachloro-, compd. with N-methylmethanamine (1:1) | 17125345 | 77440
Phenol, 2-(4,5-dimethyl-1,3-dioxolan-2-yl)-, methylcarbamate | 17125337 | 77441
8-Quinolinol, benzoate (salt) | 17125329 | 77442
Benzene, 1-chloro-4-[[(4-chlorophenyl)methyl]sulfonyl]- | 17125311 | 77443
Copper, dichloro(dimethylcarbamodithioato)tri- | 17125303 | 77444
1,3-Benzodioxole, 5,5'-(tetrahydro-1H,3H-furo[3,4-c]furan-1,4-diyl)bis- | 17125295 | 77445
Thiocyanic acid, compd. with 2,2',2''-nitrilotris[ethanol] (1:1) | 17125287 | 77446
Benzene, 1-chloro-4-[[(4-chlorophenyl)methyl]sulfinyl]- | 17125279 | 77447
Methanediol, dipropanoate | 17125261 | 77448
Cyanic acid, calcium salt | 17125253 | 77449
2,6-Piperidinedione, 4-[(2R)-2-[(1R,3R,5S)-3,5-dimethyl-2-oxocyclohexyl]-2-hydroxyethyl]- | 17125238 | 77450
1-Propanone, 1-[2,3-dihydro-1,1,4-trimethyl-6-(1-methylethyl)-1H-inden-5-yl]- | 17125220 | 77451
[1]Benzopyrano[3,4-b]furo[2,3-h][1]benzopyran-6(6aH)-one, 1,2,12,12a-tetrahydro-8,9-dimethoxy-2-(1-methylethyl)-, (2R,6aS,12aS)- | 17125212 | 77452
Phenol, 4-chloro-2,6-bis[(5-chloro-2-hydroxyphenyl)methyl]- | 17125204 | 77453
1,3-Benzenediol, 4-octyl- | 17125196 | 77454
Carbonic acid, lanthanum(3+) salt (3:2), octahydrate | 17125170 | 77455
Benzoic acid, 2-(4-methylbenzoyl)-, methyl ester | 17125162 | 77456
Arsonic acid, methyl-, calcium salt (1:1) | 17125154 | 77457
Acetic acid, (2,4-dichlorophenoxy)-, compd. with N,N-dimethylmethanamine (1:1) | 17125147 | 77458
Phenol, 2,2'-thiobis(4,6-dichloro-, disodium salt | 17125139 | 77459
Glycine, N,N'-1,2-ethanediylbis[N-(carboxymethyl)-, disodium salt, dihydrate | 17125121 | 77460
3,6-Pyridazinedione, 1,2-dihydro-, disodium salt | 17125113 | 77461
Phenol, 2-(1-methylpropyl)-4,6-dinitro-, ammonium salt | 17125105 | 77462
Acetic acid, (2,4-dichlorophenoxy)-, compd. with 1-amino-2-propanol (1:1) | 17125097 | 77463
Acetic acid, (4-chloro-2-methylphenoxy)-, compd. with 2-aminoethanol (1:1) | 17125089 | 77464
Benzeneacetonitrile, 2,4-dichloro- | 17125071 | 77465
Mercury, [.mu.-[orthoborato(2-)-O:O']]diphenyldi- | 17125063 | 77466
Ethanedioic acid, dihydrate | 17125055 | 77467
Carbonic acid, 2-(1,1-dimethylethyl)-4,6-dinitrophenyl ethyl ester | 17125048 | 77468
Benzene, (1-methylpentyl)- | 17125030 | 77469
Mercury, bromo[3-(ethoxy-.kappa.O)propyl-.kappa.C]- | 17125022 | 77470
Benzamide, N-(3-chlorophenyl)- | 17125014 | 77471
Mercury, (1,2-ethanediaminato-.kappa.N,.kappa.N')phenyl- | 17125006 | 77472
Propanoic acid, 3-[(diethoxyphosphinothioyl)thio]-, ethyl ester | 17124991 | 77473
D-Glucitol, 1-deoxy-1-[methyl(1-oxooctadecyl)amino]- | 17124983 | 77474
3,4-Xylenol, 6-chloro-, carbamate | 17124975 | 77475
Mercury, methyl(propanoato-O)- | 17124967 | 77476
Benzene, 1-chloro-4-methoxy-2-methyl-5-(1-methylethyl)- | 17124959 | 77477
Ethanol, 2-(4-chloro-2-methylphenoxy)-, hydrogen sulfate, sodium salt | 17124942 | 77478
Arsonic acid, methyl-, compd. with 2,2',2''-nitrilotris[ethanol] | 17124934 | 77479
2(3H)-Benzothiazolethione, compd. with 2-aminoethanol (1:1) | 17124926 | 77480
Mercury, (4,5,6,7,8,8-hexachloro-3a,4,7,7a-tetrahydro-4,7-methano-1H-isoindole-1,3(2H)-dionato-.kappa.N2)methyl- | 17124918 | 77481
Carbamodithioic acid, 1,2-ethanediylbis-, calcium salt (1:1) | 17124900 | 77482
Pheniodoxin-5-ium, 3,7-dichloro-, sulfate (2:1) | 17124892 | 77483
2-Oxa-4-thia-7-aza-3-phosphaoctan-8-oic acid, 3-methoxy-, ethyl ester, 3-sulfide | 17124884 | 77484
2,3,10,11-Tetrathia-5,8-diazadodecanedithioamide, N,N,N',N'-tetramethyl-4,9-dithioxo- | 17124876 | 77485
Phosphorothioic acid, O-[4-[(4-chlorophenyl)azo]phenyl] O,O-dimethyl ester | 17124868 | 77486
Thioperoxydicarbonic dihydrazide ([(H2NNH)C(S)]2S2), 2,2,2',2'-tetramethyl- | 17124850 | 77487
Phosphorothioic acid, O-(4-chloro-3-nitrophenyl) O,O-dimethyl ester | 17124843 | 77488
Bicyclo[2.2.1]hept-5-ene-2,3-dicarboxylic acid, dimethyl ester | 17124835 | 77489
Propanoic acid, 3-[(diethoxyphosphinyl)thio]-, ethyl ester | 17124827 | 77490
1,3,6-Thiadiazepine-2,7-dithione, tetrahydro- | 17124801 | 77491
Phosphoric acid, 2,2-dichloro-1-(2,5-dichlorophenyl)ethenyl diethyl ester | 17124793 | 77492
Mercury, [benzoato(2-)-C2,O1]- | 17124785 | 77493
4,5-Isoxazoledione, 3-methyl-, 4-[(2-chlorophenyl)hydrazone] | 17124777 | 77494
Taurine, N-[3-[(dimethylamino)methyl]-5-nonylsalicyl]-N-methyl-, monosodium salt | 17124769 | 77495
3-Quinolinecarboxylic acid, 4-hydroxy-6,7-bis(2-methylpropoxy)-, ethyl ester | 17124751 | 77496
Pyridinium, 1-(2-hydroxyethyl)-, salt with 2(3H)-benzothiazolethione (1:1) | 17124744 | 77497
Pyridinium, 1-dodecyl-, salt with 5-chloro-2(3H)-benzothiazolethione (1:1) | 17124736 | 77498
Methanol, tribromo- | 17124728 | 77499
Carbonothioic acid, S-methyl O-[2-(1-methylheptyl)-4,6-dinitrophenyl] ester | 17124710 | 77500
Carbonic acid, methyl 2-(1-methylheptyl)-4,6-dinitrophenyl ester | 17124702 | 77501
Carbonic acid, 2-(1-methylbutyl)-4,6-dinitrophenyl 1-methylethyl ester | 17124694 | 77502
[1,1'-Biphenyl]-2-ol, 3,5-dichloro- | 17124686 | 77503
Benzene, 1,3,5-trichloro-2-[2-(2-chloroethoxy)ethoxy]- | 17124660 | 77504
Acetic acid, [(benzoylamino)oxy]- | 17124652 | 77505
Acetic acid, [(benzoylamino)oxy]-, monoammonium salt | 17124645 | 77506
Propanal, 2,3-dibromo- | 17124637 | 77507
Acetic acid, (4-chloro-2-methylphenoxy)-, potassium salt | 17124629 | 77508
Phenol, 2-(chloromethyl)-4-nitro-, acetate (ester) | 17124611 | 77509
1-Naphthalenesulfonic acid, methyl ester | 17124603 | 77510
Acetic acid, bromo-, 1,3-dioxolan-4-ylmethyl ester | 17124595 | 77511
Taurine, N-methyl-N-(5-nonylsalicyl)-, monosodium salt | 17124587 | 77512
Benzoic acid, 4-hydroxy-, methyl ester, sodium salt | 17124579 | 77513
3-Oxabicyclo[3.3.1]nona-1(9),5,7-triene-2,4-dione | 17124561 | 77514
2-Pyridinecarboxylic acid, 6-chloro- | 17124553 | 77515
Mercury, (acetato-O)(2-hydroxyethyl)- | 17124546 | 77516
6,11-Dioxa-5,12-distannahexadecane, 5,5,12,12-tetrabutyl-7,10-dioxo- | 17124520 | 77517
Thiocyanic acid, oxydi-2,1-ethanediyl ester | 17124512 | 77518
Hexanoic acid, 2,2-diethyl- | 17124504 | 77519
Benzene, (1-ethylbutyl)- | 17124496 | 77520
Benzenesulfonic acid, 2-[bis(3,5-dichloro-2-hydroxyphenyl)methyl]-5-chloro-, monosodium salt | 17124488 | 77521
Phenol, 2-[[(tributylstannyl)oxy]carbonyl]-4-[[(tributylstannyl)oxy]sulfonyl]- | 17124470 | 77522
2-Propenoic acid, 3-chloro-, sodium salt, (2Z)- | 17124454 | 77523
1-Dodecanamine, N,N-diethyl- | 17124447 | 77524
Acetic acid, bromo-, 2-hydroxypropyl ester | 17124439 | 77525
9,11,13-Octadecatrienoic acid, methyl ester, (9Z,11E,13E)- | 17124421 | 77526
Propane, 1-(ethylthio)- | 17124413 | 77527
Phenarsazine, 10,10'-oxybis[5,10-dihydro- | 17124397 | 77528
2-Butenoic acid, 4-oxo-4-[(tributylstannyl)oxy]-, (2Z)- | 17124389 | 77529
Phenol, 6-(1,1-dimethylethyl)-3-methyl-2,4-dinitro- | 17124371 | 77530
Octanoic acid, 4-cyano-2,6-diiodophenyl ester | 17124355 | 77531
Phosphonothioic acid, phenyl-, O-(2,4-dichlorophenyl) O-ethyl ester | 17124330 | 77532
Urea, N'-(4-chlorophenyl)-N-methyl-N-(1-methyl-2-propynyl)- | 17124322 | 77533
Phosphorothioic acid, S-[2-[(1-cyano-1-methylethyl)amino]-2-oxoethyl] O,O-diethyl ester | 17124306 | 77534
Streptamine, O-2-deoxy-2-(methylamino)-.alpha.-L-glucopyranosyl-(1.fwdarw.2)-O-5-deoxy-3-C-formyl-.alpha.-L-lyxofuranosyl-(1.fwdarw.4)-N,N'-bis(aminoiminomethyl)-, nitrate | 17124298 | 77535
Guanidine, (1,1,3,3-tetramethylbutyl)- | 17124280 | 77536
Mercury, (benzoato-.kappa.O)methyl- | 17124272 | 77537
.beta.-Alanine, N-dodecyl-N-tetradecyl- | 17124264 | 77538
Ethanimidoyl chloride, 2,2,2-trichloro-N-(pentachlorophenyl)- | 17124256 | 77539
Phosphoramidothioic acid, methyl-, O-ethyl O-[3-methyl-4-(methylthio)phenyl] ester | 17124231 | 77540
Phenol, 3-methyl-4-(methylthio)-, methylcarbamate | 17124223 | 77541
Benzoic acid, 2,3,6-trichloro-, compd. with N-methylmethanamine (1:1) | 17124207 | 77542
2-Propanamine, N,N-bis(1-methylethyl)- | 17124199 | 77543
Naphtho[2,3-b]-1,4-dithiin-2,3-dicarbonitrile, 5,10-dihydro-5,10-dioxo- | 17124173 | 77544
Butanedioic acid, [[methoxy(methylthio)phosphinyl]thio]-, diethyl ester | 17124165 | 77545
Phosphorothioic acid, S-(4-chlorophenyl) O,O-dimethyl ester | 17124157 | 77546
Benzeneethanol, 4-chloro-.beta.-(4-chlorophenyl)-, acetate | 17124140 | 77547
3(2H)-Pyridazinone, 4,5-dimethoxy-2-phenyl- | 17124132 | 77548
Phenol, 2-cyclopentyl-, methylcarbamate | 17124124 | 77549
Phenol, 2-(2-propynyloxy)-, methylcarbamate | 17124116 | 77550
Benzene, 4-chloro-1-methoxy-2-methyl- | 17124108 | 77551
Benzamide, N-(3,4-dichlorophenyl)-N-[(dimethylamino)carbonyl]- | 17124090 | 77552
Acridinium, 9-[4-(hexyloxy)phenyl]-10-methyl-, chloride | 17124082 | 77553
Phenol, 4-(1,1-dimethylethyl)-, potassium salt | 17124074 | 77554
Benzenamine, compd. with 1,3,5-trinitrobenzene (1:1) | 17124066 | 77555
Carbamimidic acid, N'-(4-chlorophenyl)-N,N-dimethyl-, methyl ester | 17124058 | 77556
3(2H)-Pyridazinone, 5-amino-4-bromo-2-phenyl- | 17124041 | 77557
Benzamide, 2-chloro-4-nitro- | 17124033 | 77558
1,3,5-Triazine-2,4-diamine, N,N-diethyl-6-methoxy-N'-(1-methylethyl)- | 17124025 | 77559
Benzonitrile, 4-hydroxy-3,5-diiodo-, sodium salt | 17124017 | 77560
Benzonitrile, 4-hydroxy-3,5-diiodo-, lithium salt | 17124009 | 77561
Phosphorodithioic acid, O,O,S-trimethyl ester | 17123993 | 77562
Phenol, pentachloro-, zinc salt | 17123977 | 77563
Benzeneacetic acid, 2,4,5-trichloro- | 17123969 | 77564
Benzeneacetic acid, .alpha.-bromo-, ethyl ester | 17123951 | 77565
1-Naphthaleneacetic acid, methyl ester | 17123944 | 77566
Phosphorodithioic acid, S,S'-(phenylmethylene) O,O,O',O'-tetramethyl ester | 17123928 | 77567
Phosphoric acid, 2-chloro-1-(2,5-dichlorophenyl)ethenyl diethyl ester | 17123910 | 77568
4-Pyridinol, 3,5-dichloro-2,6-difluoro- | 17123902 | 77569
Benzamide, N-(3,4-dichlorophenyl)-N-[(dimethylamino)carbonyl]-4-methoxy- | 17123894 | 77570
1H-Benz[de]isoquinoline-1,3(2H)-dione, 2-[(diethoxyphosphinothioyl)oxy]- | 17123886 | 77571
Phenol, 3,5-bis(1,1-dimethylethyl)-, methylcarbamate | 17123878 | 77572
Phenol, 3,5-dimethyl-4-(methylsulfinyl)-, methylcarbamate | 17123852 | 77573
Acetic acid, (2,4,5-trichlorophenoxy)-, nonyl ester | 17123845 | 77574
Mercury, (cyano-.kappa.C)methyl- | 17123829 | 77575
Mercury, ethyl(4,5,6,7,8,8-hexachloro-3a,4,7,7a-tetrahydro-4,7-methano-1H-isoindole-1,3(2H)-dionato-.kappa.N2)- | 17123811 | 77576
Mercury, ethyl[3-(mercapto-.kappa.S)-1,2-propanediolato]- | 17123803 | 77577
Benzamide, 2-hydroxy-N-phenyl-, monosodium salt | 17123795 | 77578
6,9-Methano-2,4-benzodioxepin, 6,7,8,9,10,10-hexachloro-1,5,5a,6,9,9a-hexahydro-3-methyl- | 17123787 | 77579
Phenol, 2,4,6-trichloro-, potassium salt | 17123779 | 77580
Cyclopentaneacetic acid, 3-oxo-2-pentyl-, methyl ester, (1R,2R)-rel- | 17123761 | 77581
Glycine, N,N'-1,2-ethanediylbis[N-(carboxymethyl)-, monoammonium salt | 17123753 | 77582
7-Oxabicyclo[2.2.1]heptane-2,3-dicarboxylic acid, compd. with N,N-dimethyl-1-tridecanamine (1:1) | 17123738 | 77583
7-Oxabicyclo[2.2.1]heptane-2,3-dicarboxylic acid, compd. with N,N-dimethyl-1-tridecanamine (1:2) | 17123720 | 77584
Carbamic acid, dimethyl-, 6-methyl-2-propyl-4-pyrimidinyl ester | 17123712 | 77585
Cyclohexanone, 2,6-bis[(dimethylamino)methyl]- | 17123704 | 77586
Acetic acid, [(diethoxyphosphinyl)thio]-, ethyl ester | 17123688 | 77587
3H-1,2-Dithiol-3-one, 5-chloro-4-phenyl- | 17123670 | 77588
Acetic acid, (2,4-dichlorophenoxy)-, compd. with 9-octadecenylamine (1:1), (Z)- | 17123662 | 77589
Arsonic acid, methyl-, monoammonium salt | 17123654 | 77590
9H-Fluorene-9-carboxylic acid, 9-hydroxy-, butyl ester | 17123647 | 77591
Mercury, phenyl(ureato-.kappa.N)- | 17123621 | 77592
Diazene, [(4-chlorophenyl)thio](2,4,5-trichlorophenyl)- | 17123605 | 77593
Benzene, 1,2,4-trichloro-5-[(4-chlorophenyl)thio]- | 17123597 | 77594
Carbamothioic acid, dipropyl-, S-(1,1-dimethylethyl) ester | 17123589 | 77595
Acetic acid, (2,4-dichlorophenoxy)-, compd. with 1-dodecanamine (1:1) | 17123571 | 77596
Phenol, 3,5-dimethyl-4-(methylsulfonyl)-, methylcarbamate | 17123563 | 77597
Urea, N'-cyclooctyl-N,N-dimethyl- | 17123548 | 77598
1,3,5-Triazin-2(1H)-one, 4-(ethylamino)-6-[(1-methylethyl)amino]- | 17123530 | 77599
Acetic acid, dichloro-, sodium salt | 17123522 | 77600
4-Pyridinol, 2,3,5-trichloro- | 17123506 | 77601
Acetic acid, (2,4,5-trichlorophenoxy)-, 3-(2-butoxyethoxy)propyl ester | 17123480 | 77602
Acetic acid, (2,4,5-trichlorophenoxy)-, 3-butoxypropyl ester | 17123472 | 77603
Benzenamine, 4-methyl-2,6-dinitro-N,N-dipropyl- | 17123449 | 77605
1,3,5-Triazine-2,4-diamine, 6-chloro-N,N-diethyl-N'-(1-methylethyl)- | 17123423 | 77606
Acetic acid, (2-methylphenoxy)- | 17123407 | 77607
2-Propanol, 1-[(2,3,6-trichlorophenyl)methoxy]- | 17123399 | 77608
Urea, N,N'-dibutyl- | 17123373 | 77609
Phosphonothioic acid, phenyl-, O-ethyl O-8-quinolinyl ester | 17123365 | 77610
Carbamic acid, [[4-[(methoxycarbonyl)amino]phenyl]sulfonyl]-, methyl ester | 17123357 | 77611
Phosphorothioic acid, O-[2-chloro-1-(2,5-dichlorophenyl)ethenyl] O,O-diethyl ester | 17123340 | 77612
Bicyclo[2.2.1]hept-2-ene, 5-(bromomethyl)-1,2,3,4,7,7-hexachloro- | 17123332 | 77613
Morpholine, 4-cyclododecyl-2,6-dimethyl- | 17123324 | 77614
1H-Benz[de]isoquinoline-1,3(2H)-dione, 2-[(diethoxyphosphinyl)oxy]- | 17123316 | 77615
Thioperoxydicarbonic acid ([(HO)C(S)]2S2), dimethyl ester | 17123308 | 77616
Cyclohexanol, 2-phenyl- | 17123290 | 77617
Morpholine, 4-(triphenylmethyl)- | 17123282 | 77618
Polymyxin | 17123274 | 77619
Tyrothricin | 17123266 | 77620
Neomycin | 17123258 | 77621
Copper zinc chromate oxide (Cu15Zn10(CrO4)6O17), pentacosahydrate | 17123241 | 77622
Silicic acid, copper salt | 17123233 | 77623
Zobar | 17123225 | 77624
Naphthenic acids, mercury salts | 17123217 | 77625
Calcium copper chloride oxide | 17123209 | 77626
Mercury, chloropyridinyl- | 17123191 | 77627
Lead arsenate hydroxide (Pb5(AsO4)3(OH)) | 17123183 | 77628
Malachite (Cu2(CO3)(OH)2) | 17123175 | 77629
Ulexite (CaNaH12(BO3)5.2H2O) | 17123167 | 77630
Mercury, hydroxy(hydroxynitrophenyl)-, monosodium salt | 17123159 | 77631
Ethane, 1,1'-oxybis[2,2-dichloro- | 17123142 | 77632
Ethanedioic acid, monosodium salt | 17123134 | 77633
Plumbane, (acetyloxy)triphenyl- | 17123126 | 77634
1-Naphthalenol, 5,6,7,8-tetrahydro-, methylcarbamate | 17123118 | 77635
Cyclohexanecarboxylic acid, 1-hydroxy-, ethyl ester | 17123100 | 77636
Phenol, 2-chloro-4,5-dimethyl- | 17123092 | 77637
Pyridine, 4-chloro-, 1-oxide | 17123084 | 77638
3,5-Pyridinedicarbonitrile, 2,6-dichloro-4-phenyl- | 17123076 | 77639
Acetamide, 2-(4-chloro-2-methylphenoxy)-N-methoxy- | 17123068 | 77640
2,2':5',2''-Terthiophene | 17123050 | 77641
1,3,5-Triazine-2,4-diamine, N-methyl-N'-(1-methylethyl)-6-(methylthio)- | 17123043 | 77642
Benzene, 2,4-dinitro-1-(pentylsulfonyl)- | 17123035 | 77643
Phosphoric acid, [4-[(dimethylamino)sulfonyl]phenyl] dimethyl ester | 17123027 | 77644
Benzenecarboperoxoic acid, 4-nitro- | 17123019 | 77645
Xanthylium, 9-(2-(ethoxycarbonyl)phenyl)-3,6-bis(ethylamino)-2,7-dimethyl-, chloride | 17123001 | 77646
Phosphorodithioic acid, S-[2-[(2-methoxyethyl)amino]-2-oxoethyl] O,O-dimethyl ester | 17122995 | 77647
Acetic acid, [(diethoxyphosphinothioyl)thio]-, ethyl ester | 17122987 | 77648
Pentane, 1,1'-thiobis- | 17122961 | 77649
2-Propene-1,1-diol, diacetate | 17122953 | 77650
1,3,5-Triazine-2,4-diamine, N,N'-bis(3-methoxypropyl)-6-(methylthio)- | 17122938 | 77651
Phenol, 4-amino-3,5-dimethyl-, methylcarbamate (ester) | 17122912 | 77652
Cyclohexanone, 2,4-dimethyl- | 17122904 | 77653
Thiocyanic acid, dodecyl ester | 17122896 | 77654
Methanesulfenamide, 1,1-dichloro-N-[(dimethylamino)sulfonyl]-1-fluoro-N-(4-methylphenyl)- | 17122888 | 77655
1H-Isoindole-1,3(2H)-dione, 2-[(dichlorofluoromethyl)thio]- | 17122870 | 77656
Benzene, (2-nitro-1-propenyl)- | 17122862 | 77657
2-Butenedioic acid (2Z)-, monopotassium salt | 17122854 | 77658
2-Propenoic acid, 3-chloro- | 17122839 | 77659
Bismuth, dichlorotriphenyl- | 17122821 | 77660
Phenol, mercury(2+) salt | 17122813 | 77661
1,3,5-Triazine-2,4-diamine, 6-chloro-N,N,N',N'-tetraethyl- | 17122805 | 77662
Phosphorothioic acid, O,O-diethyl O-(7,8,9,10-tetrahydro-6-oxo-6H-dibenzo[b,d]pyran-3-yl) ester | 17122797 | 77663
Benzene, 1,1'-[methylenebis(oxy)]bis[4-chloro- | 17122771 | 77664
Acetic acid, (2,4-dichlorophenoxy)-, ethyl ester | 17122755 | 77665
Mercury, ethyl(4-methyl-N-phenylbenzenesulfonamidato-.kappa.N)- | 17122748 | 77666
Pyridine, 3-(2S)-2-piperidinyl- | 17122722 | 77667
D-Arabinonic acid | 17122714 | 77668
2-Butenamide, N-ethyl-N-(2-methylphenyl)- | 17122706 | 77669
Bicyclo[3.1.1]hept-3-en-2-ol, 4,6,6-trimethyl- | 17122680 | 77670
Piperidine, 2-propyl-, (2S)- | 17122672 | 77671
Phosphorodiamidic fluoride, N,N'-bis(1-methylethyl)- | 17122656 | 77672
2,6-Piperidinedione, 4-[2-(3,5-dimethyl-2-oxocyclohexylidene)ethyl]-, (3S-trans)- | 17122649 | 77673
2,6-Piperidinedione, 4-[2-[(1S,3S,5S)-3,5-dimethyl-2-oxocyclohexyl]-2-oxoethyl]- | 17122631 | 77674
2-Butenoic acid, 3-[(dimethoxyphosphinyl)oxy]-, methyl ester, (2Z)- | 17122623 | 77675
Phosphorodithioic acid, S-(4,6-dimethyl-2-pyrimidinyl) O,O-diethyl ester | 17122607 | 77676
Phenol, 3,5-bis(1-methylethyl)-, methylcarbamate | 17122599 | 77677
Phosphonodithioic acid, ethyl-, S-[4-(1,1-dimethylethyl)phenyl] O-ethyl ester | 17122581 | 77678
Phosphonothioic acid, ethyl-, O-(2-chloro-4-nitrophenyl) O-(1-methylethyl) ester | 17122573 | 77679
Primary PM condensible portion, less than 1 micron | 524672318 | 77680
Primary PM2.5 (filterables and condensibles) | 524672300 | 77681
Primary PM2.5, filterable portion only | 524672292 | 77682
Primary PM10 (filterables and condensibles) | 524672284 | 77683
Primary PM10, filterable portion only | 524672276 | 77684
Pyridine, 2-chloro-6-(2-furanylmethoxy)-4-(trichloromethyl)- | 52466646 | 77690
Propanoic acid, 2-[4-[[3-chloro-5-(trifluoromethyl)-2-pyridinyl]oxy]phenoxy]- | 52466638 | 77691
2-Imidazolidinone, 3-[5-(1,1-dimethylethyl)-1,3,4-thiadiazol-2-yl]-4-hydroxy-1-methyl- | 52466612 | 77692
Sulfilimine, N-[[4-(dipropylamino)-3,5-dinitrophenyl]sulfonyl]-S,S-dimethyl- | 52466604 | 77693
Benzene, 2-chloro-1-(4-nitrophenoxy)-4-(trifluoromethyl)- | 52466588 | 77694
Cyclopropanecarboxamide, N-[5-(2-chloro-1,1-dimethylethyl)-1,3,4-thiadiazol-2-yl]- | 52466570 | 77695
Propanoic acid, 2-[4-(2,4-dichlorophenoxy)phenoxy]- | 52466554 | 77696
2,4-Dodecadienethioic acid, 11-methoxy-3,7,11-trimethyl-, S-ethyl ester, (2E,4E)- | 52466547 | 77697
Pyridinium, 1-methyl-4-phenyl-, chloride | 52466539 | 77698
Propanamide, 2,2-dimethyl-N-(1-methylethyl)-N-(phenylmethyl)- | 52466513 | 77699
Pentanenitrile, 4,4-dimethyl-5-[[[(methylamino)carbonyl]oxy]imino]- | 52466497 | 77700
3-Furancarboxamide, 2,4,5-trimethyl-N-phenyl- | 52466489 | 77701
Urea, N,N-dimethyl-N'-[3-(1,1,2,2-tetrafluoroethoxy)phenyl]- | 52466471 | 77702
5-Pyrimidinemethanol, .alpha.-(2,4-dichlorophenyl)-.alpha.-phenyl- | 52466463 | 77703
Arsenide | 52466455 | 77704
Propanedinitrile, [[3,5-bis(1,1-dimethylethyl)-4-hydroxyphenyl]methylene]- | 52466448 | 77705
Pyridine, 2-chloro-6-methoxy-4-(trichloromethyl)- | 52466430 | 77706
Benzoic acid, 3,6-dichloro-2-methoxy-, methyl ester | 52466422 | 77707
1,3,5-Triazine-2,4-diamine, 6-(ethylthio)-N,N'-bis(1-methylethyl)- | 52466414 | 77708
Urea, N'-(4-bromophenyl)-N-methoxy-N-methyl- | 52466406 | 77709
-Butenoic acid, 3-methyl-, 2-(1-methylpropyl)-4,6-dinitrophenyl ester | 52466398 | 77710
Pyrimido[1,2-a]azepinium, 2,3,4,6,7,8,9,10-octahydro-1-(phenylmethyl)-, tetraphenylborate(1-) (1:1) | 17006131 | 77711
Butanoic acid, 3a,4,5,6,7,7a-hexahydro-4,7-methano-1H-indenyl ester | 17006123 | 77712
Phenoxazin-5-ium, 3,7-bis(diethylamino)-, formate (1:1) | 17006115 | 77713
Benzenesulfonic acid, 4-[2-(2-hydroxy-1-naphthalenyl)diazenyl]-, compd. with 2-aminoethanol (1:1) | 17006099 | 77714
2,7-Naphthalenedisulfonic acid, 6-amino-4-hydroxy-3-[2-[7-sulfo-4-[2-(4-sulfophenyl)diazenyl]-1-naphthalenyl]diazenyl]-, compd. with 2,2',2''-nitrilotris[ethanol] (1:4) | 17006081 | 77715
Phenol, 2,4-bis[(dodecylthio)methyl]-6-methyl- | 17006073 | 77716
Poly(oxy-1,2-ethanediyl), .alpha.-butyl-.omega.-(octyloxy)- | 17006065 | 77717
Cyclohexanemethanol, 2-hydroxy-.alpha.,.alpha.,4-trimethyl-, (1S,2S,4R)- | 17006057 | 77718
Bicyclo[2.2.1]hept-5-ene-2-methanol, 2-acetate | 17006040 | 77719
Benzene, 1,2-bis(phenoxymethyl)- | 17006032 | 77720
Ferrate(1-), bis[3,5-bis(1,1-dimethylethyl)-2-(hydroxy-.kappa.O)benzoato(2-)-.kappa.O]-, hydrogen (1:1) | 17006008 | 77721
Zirconium, tetrakis[2-[bis(2-hydroxyethyl)amino-.kappa.N]ethanolato-.kappa.O]- | 17005992 | 77722
Ethanol, 2-[(3-amino-4-methoxyphenyl)sulfonyl]-, 1-(hydrogen sulfate) | 17005984 | 77723
2,7-Naphthalenedisulfonic acid, 4-amino-6-[2-[4-[[[4-[2-(2,4-diaminophenyl)diazenyl]phenyl]amino]sulfonyl]phenyl]diazenyl]-5-hydroxy-3-[2-(4-nitrophenyl)diazenyl]-, lithium salt (1:2) | 17005950 | 77724
2,5-Furandione, polymer with .alpha.-hydro-.omega.-hydroxypoly[oxy(methyl-1,2-ethanediyl)] and 1,2-propanediol | 17005943 | 77725
Phosphorus(1+), tris(N-methylmethanaminato)(phenylmethyl)-, (T-4)-, tetrafluoroborate(1-) (1:1) | 17005935 | 77726
3-Butyn-1-ol | 17005919 | 77727
Cyclohexanemethanol, 2-hydroxy-.alpha.,.alpha.,4-trimethyl-, (1R,2S,4R)- | 17005901 | 77728
1,3-Benzenedicarboxylic acid, 5-sulfo-, sodium salt (1:1), polymer with 1,3-benzenedicarboxylic acid, 1,4-benzenedicarboxylic acid, 1,2-ethanediol, 2,2'-[1,2-ethanediylbis(oxy)]bis[ethanol] and 2,2'-oxybis[ethanol] | 17005836 | 77729
1,3-Dioxol-2-one | 17005828 | 77730
Boronic acid, B-(4-formylphenyl)- | 17005810 | 77731
1H-Indenesulfonic acid, 2-benzo[f]quinolin-3-yl-2,3-dihydro-1,3-dioxo-, compd. with 2-(diethylamino)ethanol (1:1) | 17005786 | 77732
1,3-Benzenedicarbonitrile, 2-[2-[4-(diethylamino)-2-methylphenyl]diazenyl]-5-nitro- | 17005778 | 77733
Zinc, bis[N,N-bis(3,5,5-trimethylhexyl)carbamodithioato-.kappa.S,.kappa.S']-, (T-4)- | 17005760 | 77734
Oxirane, 2-phenyl-, polymer with oxirane, monooctyl ether | 17005745 | 77735
Benzaldehyde, polymer with 1,4-bis(methoxymethyl)benzene and phenol | 17005737 | 77736
Methanesulfonamide, 1,1,1-trifluoro-N-[(trifluoromethyl)sulfonyl]- | 17005729 | 77737
Benzene, 2-chloro-1-fluoro-4-(trifluoromethyl)- | 17005703 | 77738
2-Propenoic acid, butyl ester, polymer with diethenylbenzene, ethenylbenzene and ethenylethylbenzene | 17005687 | 77739
Carbon-14/Total Carbon | 17005679 | 77740
Field Radiation Estimate | 17005661 | 77741
Arsenous acid, triethyl ester | 17005653 | 77742
Reactives | 17005638 | 77743
Oxidizers | 17005620 | 77744
Organic and inorganic liquid suldge | 17005612 | 77745
Non-carcinogens | 17005604 | 77746
Leachate | 17005596 | 77747
Alkanes, C10-12, chloro | 17005588 | 77748
1,3,5-Triazabicyclo[3.2.0]heptane-2,4,6-trione, 3-methyl-7,7-diphenyl- | 17005570 | 77749
Resorcine Blue | 17005562 | 77750
Propane-1,1,1,2,3,3-d6, 2-bromo-3-chloro- | 17005554 | 77751
Butane-1,1,2,2,3,3,4,4-d8, 1,4-dichloro- | 17005547 | 77752
1H-Indole-5-sulfonic acid, 2,3-dihydro-2,3-dioxo-, monosodium salt | 17005539 | 77753
Acetonitrile, tribromo- | 17005521 | 77754
Urea, N,N'-bis(2-benzothiazolylmercaptomethyl)- | 17005505 | 77755
1-Butanone, 4-(methylnitrosoamino)-1-(3-pyridinyl)- | 17005497 | 77756
Guanosine, 2'-deoxy-6-thio-, monohydrate | 17005489 | 77757
Benzo[a]pyrene-d12 | 17005471 | 77758
1,4-Benzenediamine, 2-chloro-, sulfate (1:1) | 17005463 | 77759
2,4(1H,3H)-Pyrimidinedione, 5-bromo-6-methyl-3-(1-methylethyl)- | 52466380 | 77760
Propanoic acid, 2,2-dichloro-, 2-(2,4,5-trichlorophenoxy)ethyl ester | 52466372 | 77761
Cyclopropanecarboxylic acid, 2,2-dimethyl-3-(2-methyl-1-propenyl)-, (2,4-dimethylphenyl)methyl ester | 52466364 | 77762
Synthetic fibers, potassium titanate | 52465200 | 77763
1,3,5-Triazine-2,4,6(1H,3H,5H)-trione, 1,3,5-tris(2-oxopropyl)- | 17005455 | 77764
Propanenitrile, 3-(methylnitrosoamino)- | 17005448 | 77765
Halowax 1001 | 17005422 | 77766
Halowax 1000 | 17005414 | 77767
[4,4'-Bithiazole]-2,2'-diamine | 17005406 | 77768
Benzenamine, 2,4-dimethoxy-, hydrochloride | 17005398 | 77769
2-Propanol, 1,1'-(nitrosoimino)bis- | 17005380 | 77770
2-Thiazolamine, 4-phenyl-, monohydrobromide, monohydrate | 17005372 | 77771
Dibenzofuran, trichloro- | 17005364 | 77772
Tara gum | 17005349 | 77773
Phenol, 4,4'-(1-ethyl-2-ethylidene-1,2-ethanediyl)bis- | 17005331 | 77774
Hydrazinium, 1-(2-hydroxypropyl)-1,1-dimethyl-2-(1-oxotetradecyl)-, inner salt | 17005323 | 77775
Butanoic acid, (1aR,1bS,4aR,7aS,7bS,8R,9R,9aS)-1,1a,1b,4,4a,5,7a,7b,8,9-decahydro-4a,7b-dihydroxy-3-(hydroxymethyl)-1,1,6,8-tetramethyl-5-oxo-9aH-cyclopropa[3,4]benz[1,2-e]azulene-9,9a-diyl ester | 17005315 | 77776
[1,1':4',1''-Terphenyl]-4,4''-dicarboxylic acid, diethyl ester | 17005307 | 77777
Benzene, dimethyl-, tetrabromo deriv. | 17005299 | 77778
2,4-Pentadienoic acid, 5-phenyl-, (2S,3aR,3bS,3cS,4aR,5S,5aS,8aR,8bR,9R,10R,10aS)-3a,3b,3c,4a,5,5a,8a,9,10,10a-decahydro-5,5a-dihydroxy-4a-(hydroxymethyl)-7,9-dimethyl-10a-(1-methylethenyl)-6-oxo-2-phenyl-6H-2,8b-epoxyoxireno(6,7)azulene(5,4-e)-1,3-benzodioxol-10-yl ester, (2E,4E)- | 17005281 | 77779
10H-Benzo[4,5]cyclohepta[1,2-b]thiophen-10-one, 4,9-dihydro-4-(1-methyl-4-piperidinylidene)- | 17005273 | 77780
Dibenzo[b,e][1,4]dioxin, 2,3,7-trichloro- | 17005265 | 77781
Benzenepropanoic acid, .beta.-(benzoylamino)-.alpha.-hydroxy-, (2aR,4S,4aS,6R,9S,11S,12S,12aR,12bS)-6,12b-bis(acetyloxy)-12-(benzoyloxy)-2a,3,4,4a,5,6,9,10,11,12,12a,12b-dodecahydro-4,11-dihydroxy-4a,8,13,13-tetramethyl-5-oxo-7,11-methano-1H-cyclodeca[3,4]benz[1,2-b]oxet-9-yl ester, (.alpha.R,.beta.S)- | 17005240 | 77782
Methane-13C, tetrachloro- | 17005232 | 77783
Peroxide, benzoyl nitro | 17005224 | 77784
Carbamic acid, [5-(2-thienylcarbonyl)-1H-benzimidazol-2-yl]-, methyl ester | 17005216 | 77785
Benzenamine, N-[(4-butoxyphenyl)methylene]-4-ethyl- | 17005190 | 77786
4-Thiazoleacetic acid, 2-amino- | 17005182 | 77787
Acetamide, N-9H-fluoren-4-yl- | 17005174 | 77788
1,2,4-Benzenetriol, 5-(2-aminoethyl)-, hydrochloride | 17005166 | 77789
1H-Isoindole-1,3(2H)-dione, tetrahydro- | 17005158 | 77790
Benzene, (1,1-dimethylethyl)methyl- | 17005141 | 77791
2,6-Piperidinedione, 3-(1,3-dihydro-1-oxo-2H-isoindol-2-yl)- | 17005133 | 77792
Phenol,5-(diethylamino)-2-nitroso-, monohydrochloride | 17005125 | 77793
Diazene, dimethyl-, 1-oxide | 17005117 | 77794
Zirconium oxychloride, hexahydrate | 17005109 | 77795
5,12-Naphthacenedione, 10-[(3-amino-2,3,6-trideoxy-.alpha.-L-lyxo-hexopyranosyl)oxy]-7,8,9,10-tetrahydro-6,8,11-trihydroxy-8-(hydroxyacetyl)-1-methoxy-, hydrochloride, (8S,10S)- | 17005091 | 77796
Propanedial, ion(1-), sodium | 17005067 | 77797
Urea, 1H-benzimidazol-2-yl- | 17005059 | 77798
1H-Imidazole, 1-[2-[(4-chlorophenyl)methoxy]-2-(2,4-dichlorophenyl)ethyl]-, mononitrate | 17005042 | 77799
5,12-Naphthacenedione, 8-acetyl-10-[(3-amino-2,3,6-trideoxy-.alpha.-L-lyxo-hexopyranosyl)oxy]-7,8,9,10-tetrahydro-6,8,11-trihydroxy-1-methoxy-, hydrochloride, (8S,10S)- | 17005034 | 77800
9H-Thioxanthen-9-one, 1-[[2-(diethylamino)ethyl]amino]-4-(hydroxymethyl)-, monomethanesulfonate (salt) | 17005026 | 77801
[1,6]Dioxacyclododecino[2,3,4-gh]pyrrolizine-2,7-dione, 3-ethylidene-3,4,5,6,9,11,13,14,14a,14b-decahydro-6-hydroxy-6-(hydroxymethyl)-5-methylene-, (3Z,6S,14aR,14bR)- | 17005018 | 77802
5,12-Naphthacenedione, 10-[(3-amino-2,3,6-trideoxy-.alpha.-L-lyxo-hexopyranosyl)oxy]-7,8,9,10-tetrahydro-6,8,11-trihydroxy-8-(hydroxyacetyl)-1-methoxy-, (8S,10S)- | 17005000 | 77803
Estra-1,3,5(10)-triene-3,17-diol (17.beta.)-, bis[4-[bis(2-chloroethyl)amino]benzeneacetate] | 17004995 | 77804
1H-Cycloundec[d]isoindole-1,11(2H)-dione, 15-(acetyloxy)-3,3a,4,5,6,6a,9,10,12,15-decahydro-6,12-dihydroxy-4,10,12-trimethyl-5-methylene-3-(phenylmethyl)-, (3S,3aR,4S,6S,6aR,7E,10S,12R,13E,15R,15aR)- | 17004987 | 77805
3,5-Pyridinedicarboxylic acid, 1,4-dihydro-2,6-dimethyl-4-(2-nitrophenyl)-, dimethyl ester | 17004979 | 77806
2-Butenoic acid, 3-bromo-4-(4-methoxyphenyl)-4-oxo-, sodium salt, (2E)- | 17004961 | 77807
4-Thia-1-azabicyclo[3.2.0]heptane-2-carboxylic acid, 6-[[(4-hydroxyphenoxy)acetyl]amino]-3,3-dimethyl-7-oxo-, (2S,5R,6R)- | 17004953 | 77808
1-Propanone, 1-[4-[[2-O-(6-deoxy-.alpha.-L-mannopyranosyl)-.beta.-D-glucopyranosyl]oxy]-2,6-dihydroxyphenyl]-3-(3-hydroxy-4-methoxyphenyl)- | 17004946 | 77809
7H-Furo[3,2-g][1]benzopyran-6-carboxylic acid, 7-oxo-, ethyl ester | 17004938 | 77810
Napthalene, 1,2,3,4-tetrachloro- | 17004920 | 77811
2-Propenoic acid, (2-methyloxiranyl)methyl ester | 17004912 | 77812
1H-Isoindole-1,3(2H)-dione, 2-(2,6-dioxo-3-pyridinyl)hexahydro- | 17004904 | 77813
Glycine, N,N-bis(carboxymethyl)-, trisodium salt, monohydrate | 17004896 | 77814
Urea, N'-ethyl-N,N-diphenyl- | 17004888 | 77815
Benzene, 1,2,3-trichloro-4-nitro- | 17004870 | 77816
5H-Cyclopropa[3,4]benz[1,2-e]azulen-5-one, 1,1a,1b,4,4a,7a,7b,8,9,9a-decahydro-4a,7b,9,9a-tetrahydroxy-3-(hydroxymethyl)-1,1,6,8-tetramethyl-, (1aR,1bS,4aR,7aS,7bS,8R,9R,9aS)- | 17004862 | 77817
2-Pyridinecarboxylic acid, 2-acetylhydrazide | 17004854 | 77818
1,3-Propanediamine, N-(2-chloroethyl)-N'-(6-chloro-2-methoxy-9-acridinyl)-, dihydrochloride | 17004847 | 77819
Benz[a]anthracene, 7-(bromomethyl)-12-methyl- | 17004839 | 77820
4H-1-Benzopyran-2-carboxylic acid, 5,5'-[(2-hydroxy-1,3-propanediyl)bis(oxy)]bis[4-oxo- | 17004821 | 77821
2-Butenal, (2Z)- | 17004813 | 77822
2-Pyrrolidinone, 1-methyl-5-(3-pyridinyl)- | 17004805 | 77823
1,3-Benzenediamine, 2-methyl-, dihydrochloride | 17004797 | 77824
9H-Fluorene, 2,5-dinitro- | 17004789 | 77825
Acenaphthylene-d8, 1,2-dihydro-d2- | 17004771 | 77826
4H-1,3,2-Benzodioxabismin-4-one, 2-hydroxy- | 17004763 | 77827
Carbamic acid, (5-butyl-1H-benzimidazol-2-yl)-, methyl ester | 17004755 | 77828
Urea, N-(2-chloroethyl)-N'-(4-methylcyclohexyl)-N-nitroso- | 17004748 | 77829
Benzoic acid, 2-methyl-6-nitro- | 17004730 | 77830
2,4,6-Metheno-2H-cyclopenta[4,5]pentaleno[1,2-b]oxirene, 2a,3,3,4,5,5a-hexachlorodecahydro-, (1aR,1bR,2S,2aS,4R,5S,5aS,5bS,6S,6aS,7R)- | 17004722 | 77831
Hydrazinecarboximidamide, 2,2'-[carbonylbis(imino-4,1-phenyleneethylidyne)]bis- | 17004714 | 77832
1-Pentanamine, N-nitroso-N-pentyl- | 17004706 | 77833
Phenol-d6 | 17004698 | 77834
Vanadium, chlorobis(.eta.5-2,4-cyclopentadien-1-yl)- | 17004680 | 77835
Vanadium alloy, base, V,C,Fe (Ferrovanadium) | 17004672 | 77836
Vanadium, dichlorobis(.eta.5-2,4-cyclopentadien-1-yl)- | 17004664 | 77837
Bleomycin | 17004656 | 77838
1,1'-Biphenyl, 4,4'-dibromo-2,2',3,3',5,5',6,6'-octafluoro- | 17004649 | 77839
Cytidine, 2'-deoxy-5-fluoro- | 17004631 | 77840
Galactitol, 1,6-dibromo-1,6-dideoxy- | 17004623 | 77841
Nitric acid, lanthanum(3+) salt, hexahydrate | 17004615 | 77842
Arsenic acid (H3AsO4), disodium salt, heptahydrate | 17004607 | 77843
Sulfuric acid, manganese(2+) salt (1:1) monohydrate | 17004599 | 77844
Sulfuric acid, cobalt(2+) salt (1:1), heptahydrate | 17004581 | 77845
Butanedioic acid, compd. with N,N-dimethyl-2-[1-phenyl-1-(2-pyridinyl)ethoxy]ethanamine (1:1), mixt. with 2-(diethylamino)ethyl [1,1'-bicyclohexyl]-1-carboxylate hydrochloride and 5-hydroxy-6-methyl-3,4-pyridinedimethanol hydrochloride | 17004573 | 77846
Chromic acid (H2CrO4), calcium salt (1:1), dihydrate | 17004565 | 77847
C.I. Pigment Yellow 33 | 17004557 | 77848
Stibine | 17004532 | 77849
Sulfuric acid, beryllium salt (1:1), tetrahydrate | 17004524 | 77850
Benzoic acid, 2-amino-, 2-propenyl ester | 17004516 | 77851
1,3,5-Triazine-2,4,6(1H,3H,5H)-trione, 1,3,5-tris(3-chloro-2-hydroxypropyl)- | 17004508 | 77852
Phen-2,4,6-d3-ol | 17004490 | 77853
Pyridine-d5 | 17004482 | 77854
1H,12H-Furo[3',2':4,5]furo[2,3-h]pyrano[3,4-c][1]benzopyran-1,12-dione, 3,4,7a,9,10,10a-hexahydro-5-methoxy-, (7aR,10aS)- | 17004466 | 77855
Propanediamide, 2-ethyl-2-phenyl- | 17004441 | 77856
7H-Pyrano[2,3-c]acridin-7-one, 3,12-dihydro-6-methoxy-3,3,12-trimethyl- | 17004425 | 77857
Pyridine, 3-(chloromethyl)-, hydrochloride | 17004417 | 77858
9H-Fluoren-2-ol, 7-nitro- | 17004391 | 77859
[2,2'-Bi-1H-indole]-3,3'-diol | 17004383 | 77860
Benzeneacetic acid, .alpha.-(hydroxymethyl)-, (1.alpha.,2.beta.,4.beta.,5.alpha.,7.beta.)-9-methyl-3-oxa-9-azatricyclo[3.3.1.02,4]non-7-yl ester, hydrobromide, trihydrate, (.alpha.S)- | 17004375 | 77861
18,19-Dinorpregn-4-en-20-yn-3-one, 13-ethyl-17-hydroxy-, (17alpha)-(+-)- | 17004367 | 77862
Phenol, 4-chloro-2-[(2,4-dinitrophenyl)amino]- | 17004342 | 77863
Phenol, 2-amino-3,4,6-trichloro- | 17004334 | 77864
Phenol, 2-amino-4-chloro-6-nitro- | 17004326 | 77865
Benzoic acid, 5-[(4-aminobenzoyl)amino]-2-hydroxy-3-methyl- | 17004318 | 77866
Phenol, 4-methyl-3-(methylamino)- | 17004300 | 77867
Phenol, 5-(dimethylamino)-4-methyl-2-nitroso- | 17004292 | 77868
Phenol, 5-(diethylamino)-4-methyl-2-nitroso- | 17004284 | 77869
Benzoic acid, 5-amino-2-hydroxy-3-sulfo- | 17004276 | 77870
Benzoic acid, 3-amino-2-hydroxy-5-sulfo- | 17004268 | 77871
6H-Purine-6-thione, 1,7-dihydro-, monohydrate | 17004250 | 77872
Acetic acid, lead(2+) salt, trihydrate | 17004235 | 77873
Benzenemethanaminium, N,N-dimethyl-N-[2-[2-[4-(1,1,3,3-tetramethylbutyl)phenoxy]ethoxy]ethyl]-, chloride, monohydrate | 17004227 | 77874
Acetic acid, (2,4,5-trichlorophenoxy)-, 2-methylpropyl ester | 17004201 | 77875
Acetamide, 2-amino-N-phenyl-, monohydrochloride | 17004185 | 77876
4-Quinolinamine, N-hydroxy-, 1-oxide | 17004177 | 77877
Phosphorodiamidic acid, N,N-bis(2-chloroethyl)-N'-(3-hydroxypropyl)-, compd. with cyclohexanamine (1:1) | 17004169 | 77878
1-Butanamine, N,N-diethyl- | 17004151 | 77879
Azecine, decahydro- | 17004144 | 77880
1H-Imidazole-4-carboxamide, 5-(3,3-dimethyl-1-triazenyl)- | 17004136 | 77881
Phen-d5-ol | 17004110 | 77882
Benzen-d5-amine | 17004102 | 77883
Benzene-d5, nitro- | 17004094 | 77884
Benzene-d5, bromo- | 17004086 | 77885
1,4-Dioxane, 2,3-dichloro-, (2R,3R)-rel- | 17004078 | 77886
2-Thiazolamine, 4,5-dihydro-, monohydrochloride | 17004060 | 77887
Cyclohexanamine, N-cyclohexyl-, nitrate | 17004052 | 77888
1-Butanol, 4-(butylnitrosoamino)- | 17004045 | 77889
Benzoic acid, 4-[([1,1'-biphenyl]-4-ylmethylene)amino]-, ethyl ester | 17004037 | 77890
Propanoic acid, 2-methyl-2-[4-(1,2,3,4-tetrahydro-1-naphthalenyl)phenoxy]- | 17004029 | 77891
Phenol, 2-(1-methylheptyl)-4,6-dinitro- | 17004003 | 77892
1,4-Phthalazinedione, 2,3-dihydro-6-nitro- | 17003997 | 77893
Cyclopentane, methoxy- | 17119447 | 77894
1,9-Cyclohexadecadiene | 17119421 | 77895
Cytidine, 2'-deoxy-, hydrochloride (1:1) | 17119413 | 77896
9-Octadecenoic acid (9Z)-, 1,1'-(dimethylstannylene) ester | 17119405 | 77897
1,3-Benzenedisulfonic acid, 4-[(2,7-dihydro-3-methyl-2,7-dioxo-3H-naphtho[1,2,3-de]quinolin-6-yl)amino]-, sodium salt (1:2) | 17119397 | 77898
Phenol, 4,4'-cyclohexylidenebis[2-methyl- | 17119389 | 77899
Dodecanoic acid, ethenyl ester | 17119371 | 77900
2,4,6(1H,3H,5H)-Pyrimidinetrione, 5-[[4-(dimethylamino)phenyl]methylene]- | 17119363 | 77901
Morpholine, 4-(1-methylethyl)- | 17119355 | 77902
1,3-Dioxolan-2-one, 4-(hydroxymethyl)- | 17119348 | 77903
Phosphonic acid, (aminocarbonyl)-, monoethyl ester | 17119306 | 77904
m-Cresol, compd. with p-cresol (2:1) | 17119280 | 77905
Pyrolytic carbon | 17119272 | 77906
Benzene, 1,2,4-trimethyl-, mixt. with n-decane | 17119264 | 77907
Benzene, mixt. with 1,2-dichloroethane | 17119249 | 77908
Benzo[b]fluorene | 17119223 | 77909
Butanoic acid, 2-amino-4-(hydroxymethylphosphinyl)- | 17119215 | 77910
Benzoic acid, 2-[[[[[(4,6-dimethoxy-2-pyrimidinyl)amino]carbonyl]amino]sulfonyl]methyl]- | 17119207 | 77911
2,4,5,6(1H,3H)-Pyrimidinetetrone, trihydrate | 17119173 | 77912
Tridecanol | 17119165 | 77913
Mercury, (acetato-O)pyridinyl- | 17119140 | 77914
1-Heptanol, 6-methyl- | 17119124 | 77915
Blasticidin | 17119116 | 77916
Borate(2-), heptaoxotetra- | 17119108 | 77917
Rosin Amine D | 17119090 | 77918
Triton DF 16 | 17119082 | 77919
Phosphoric acid, calcium salt (2:1), monohydrate | 17119074 | 77920
Phosphorothioic acid | 17119066 | 77921
Benzenesulfonic acid, methyl- | 17119041 | 77922
Stannane, butyl- | 17119025 | 77923
o-Xylene, tetrabromo- | 17118993 | 77924
Digitalis | 17118985 | 77925
2,7-Naphthalenedisulfonic acid, 3-hydroxy-4-[(2,4,5-trimethylphenyl)azo]-, disodium salt | 17003989 | 77926
2,4,6(1H,3H,5H)-Pyrimidinetrione, 5,5-dihydroxy- | 17003963 | 77927
Methane-d2, bromochloro- | 17003955 | 77928
9H-Thioxanthen-9-one, 1-[[2-(diethylamino)ethyl]amino]-4-(hydroxymethyl)- | 17003930 | 77929
4-Pyridinol, 3,5-dichloro-2,6-dimethyl- | 17003914 | 77930
2-Propenoic acid, 3-[4-[(E)-[(4-ethoxyphenyl)methylene]amino]phenyl]-, ethyl ester, (2E)- | 17003906 | 77931
L-Glutamic acid, 5-[2-[4-(hydroxymethyl)phenyl]hydrazide] | 17003880 | 77932
2,4-Pentadienal, 5-(4-nitrophenyl)- | 17003872 | 77933
Propanenitrile, 3-hydroxy-2-methyl- | 17003864 | 77934
Estra-1,3,5(10)-trien-17-ol, (17.beta.)- | 17003856 | 77935
Benzene, 1,2,4,5-tetrachloro-3-methoxy-6-nitro- | 17003849 | 77936
2-Butanol, 1,1',1''-nitrilotris- | 17003831 | 77937
1,3,5-Triazin-2(1H)-one, 4-amino-1-(2-deoxy-.beta.-D-erythro-pentofuranosyl)- | 17003815 | 77938
2,4,5,6(1H,3H)-Pyrimidinetetrone, monohydrate | 17003807 | 77939
1,4-Naphthalenediamine | 17003781 | 77940
2-Propynoic acid, 3-phenyl-, ethyl ester | 17003773 | 77941
2-Propenoic acid, 2-chloroethyl ester | 17003765 | 77942
4-Thiazolecarboxylic acid, 2-amino-4,5-dihydro- | 17003740 | 77943
Vincaleukoblastine, 22-oxo-, sulfate (1:1) (salt) | 17003732 | 77944
1,2-Ethanediamine, N,N-dimethyl-N'-phenyl-N'-(phenylmethyl)-, monohydrochloride | 17003724 | 77945
Pyrazinecarboxamide, 3,5-diamino-N-(aminoiminomethyl)-6-chloro-, monohydrochloride | 17003716 | 77946
Benzoic acid, 2-methyl-5-nitro- | 17003690 | 77947
6H-Dibenzo[b,d]pyran-1-ol, 6a,7,8,10a-tetrahydro-6,6,9-trimethyl-3-pentyl-, (6aR,10aR)- | 17003682 | 77948
1,4'-Bipiperidine]-4'-carboxamide, 1'-[4-(4-fluorophenyl)-4-oxobutyl]- | 17003674 | 77949
s-Triazine-1,3,5(2H,4H,6H)-triacetamide, 2,4,6-trioxo- | 17003666 | 77950
Anthracene-d10 | 17003658 | 77951
Chrysene-d12 | 17003641 | 77952
Methane-d2, dichloro- | 17003633 | 77953
1-Propanol, 3-bromo-2,2-bis(bromomethyl)- | 17003625 | 77954
Phenanthrene-d10 | 17003617 | 77955
1,1'-Biphenyl-2,2',3,3',4,4',5,5',6,6'-d10 | 17003609 | 77956
Tocopherols | 17003591 | 77957
Amphotericin B | 17003583 | 77958
Olivine-group minerals | 17003575 | 77959
Nickel, bis[(1,2,5,6-.eta.)-1,5-cyclooctadiene]- | 17003567 | 77960
10H-Phenothiazine, 10-[(1-methyl-3-pyrrolidinyl)methyl]-, monohydrochloride | 17003559 | 77961
1,2,4-Benzenetriol, 5-(2-aminoethyl)- | 17003542 | 77962
Chromic acid (H2CrO4), bis(1,1-dimethylethyl) ester | 17003534 | 77963
Mercury, hydroxymethyl- | 17003526 | 77964
Cyclopenta(c)furo(3',2':4,5)furo(2,3-h)(1)benzopyran-1,11-dione, 2,3,6a,9a-tetrahydro-4-methoxy-, (6aR,9aS)- | 17003518 | 77965
Benzenesulfonamide, N-[[(hexahydro-1H-azepin-1-yl)amino]carbonyl]-4-methyl- | 17003500 | 77966
Benzenepropanoic acid, .beta.-(aminomethyl)-4-chloro- | 17003492 | 77967
1,3,4-Metheno-1H-cyclobuta[cd]pentalen-2-ol, 1,1a,3,3a,4,5,5,5a,5b,6-decachlorooctahydro- | 17003484 | 77968
Benz[c]acridine, 7,9-dimethyl- | 17003468 | 77969
1,2-Ethanediamine, N,N-dimethyl-N'-2-pyridinyl-N'-(3-thienylmethyl)-, monohydrochloride | 17003443 | 77970
3,6-Acridinediamine, monohydrochloride | 17003435 | 77971
4,6(1H,5H)-Pyrimidinedione, 5-ethyldihydro-5-(1-methylpropyl)-2-thioxo-, monosodium salt | 17003427 | 77972
Benzene, 1,2,3,4-tetrachloro-5-nitro- | 17003401 | 77973
1,3,5-Triazine-2,4,6(1H,3H,5H)-trione, 1,3,5-trimethyl- | 17003385 | 77974
3-Pentanone, 1,1,1,2,4,5,5,5-octafluoro-2,4-bis(trifluoromethyl)- | 17003377 | 77975
Tin, (2,4,6-trioxo-s-triazine-1,3,5(2H,4H,6H)-triyl)tris[triphenyl- | 17003351 | 77976
2,4-Pyrimidinediamine, 5-[(3,4,5-trimethoxyphenyl)methyl]- | 17003344 | 77977
Urea, N,N'-dihydroxy- | 17003336 | 77978
Hexane, 1-nitro- | 17003328 | 77979
Benzene, 1,1'-(1Z)-1,2-ethenediylbis- | 17003310 | 77980
1,3,5-Triazine-2,4,6-triamine, N,N,N',N',N'',N''-hexamethyl- | 17003302 | 77981
Propanoic acid, 2-(4-chlorophenoxy)-2-methyl-, ethyl ester | 17003278 | 77982
Butane, 1-nitro- | 17003252 | 77983
Ethanol, 2-nitro- | 17003245 | 77984
1,2-Octanedione, 1-[4-(phenylthio)phenyl]-, 2-(O-benzoyloxime) | 17120189 | 77985
2-Propanol, 1-[bis(2-hydroxyethyl)amino]- | 17119454 | 77986
Phenol, 2,4,6-tris[[[3-(dimethylamino)propyl]amino]methyl]- | 17120130 | 77987
Propanal, telomer with ethene, ethenyl acetate and 4-methyl-1-pentene | 17120122 | 77988
Benzeneacetic acid, .alpha.-oxo-, 1,1'-(oxydi-2,1-ethanediyl) ester | 17120106 | 77989
2-Propenoic acid, 2-methyl-, 2-ethyltricyclo[3.3.1.13,7]dec-2-yl ester | 17120098 | 77990
1,3-Benzenedicarboxylic acid, polymer with .alpha.-hydro-.omega.-hydroxypoly[oxy(methyl-1,2-ethanediyl)], 1,3-isobenzofurandione and 2,2'-oxybis[ethanol] | 17120080 | 77991
1-Propanaminium, N,N,N-trimethyl-3-[(2-methyl-1-oxo-2-propen-1-yl)amino]-, chloride (1:1), polymer with ethyl 2-propenoate and sodium 2-propenoate (1:1) | 17120064 | 77992
Spiro[bicyclo[2.2.1]heptane-2,4'-[1,3]dioxane], 1,7,7-trimethyl-2'-(1-methylethyl)-, (1R,2S,2'S,4R)- | 17120031 | 77993
Propanoic acid, 2-hydroxy-, 2-ethylhexyl ester, (2S)- | 17120023 | 77994
1,3,2-Dioxaphosphorinane, 2-[2,4-bis(1,1-dimethylethyl)phenoxy]-5-butyl-5-ethyl- | 17120015 | 77995
Oxirane, 2-methyl-, polymer with 2-tetradecyloxirane, mono(dinonylphenyl) ether | 17119975 | 77996
Barium, bis[2-[2-(ethoxy-.kappa.O)ethoxy-.kappa.O]ethanolato-.kappa.O]-, (OC-6-12)- | 17119967 | 77997
Phenol, 3-(ethylamino)- | 17003229 | 77998
Benzenamine, N-ethyl-N-nitroso- | 17003211 | 77999
Benzene, 1-(chloromethyl)-2-nitro- | 17003203 | 78000
Naphthalene, 1,3-dinitro- | 17003187 | 78001
1,3,5-Triazine-2,4,6(1H,3H,5H)-trione, 1,3,5-tris(phenylmethyl)- | 17003179 | 78002
Benzenamine, 2-methyl-3-nitro- | 17003161 | 78003
Propane, 1-chloro-1-nitro- | 17003146 | 78004
Benzoic acid, 2-hydroxy-5-[[4-[(2-pyridinylamino)sulfonyl]phenyl]azo]- | 17003138 | 78005
Propane, 2-chloro-2-nitro- | 17003112 | 78006
Acetonitrile, bromo- | 17003096 | 78007
Benzenamine, 5-methyl-2-nitro- | 17003088 | 78008
Benzene, 1,1',1''-(1-chloro-1-ethenyl-2-ylidene)tris[4-methoxy- | 17003062 | 78009
Benzenemethanol, .alpha.-[(2-pyridinylamino)methyl]- | 17003047 | 78010
4-Pyridinecarbothioamide, 2-ethyl- | 17003039 | 78011
3,6-Acridinediamine, dihydrochloride | 17003013 | 78012
Quinoline, sulfate (1:1) | 17003005 | 78013
Phenol, 2-amino-4,6-dichloro- | 17002981 | 78014
6H-Dibenzo(b,d)pyran-1-ol, 6,6,9-trimethyl-3-pentyl- | 17002965 | 78015
Propanoic acid, 3-nitro- | 17002940 | 78016
Oxirane, (fluoromethyl)- | 17002932 | 78017
1,3-Benzenediol, 5-pentyl- | 17002924 | 78018
D-Mannitol, 1,6-dibromo-1,6-dideoxy- | 17002908 | 78019
7H-Furo[3,2-g][1]benzopyran-7-one, 4-methoxy- | 17002890 | 78020
[1]Benzopyrano[5,4,3-cde][1]benzopyran-5,10-dione, 2,3,7,8-tetrahydroxy- | 17002874 | 78021
1H-Purine, 6-[(1-methyl-4-nitro-1H-imidazol-5-yl)thio]- | 17002858 | 78022
3H-1,4-Benzodiazepin-2-amine, 7-chloro-N-methyl-5-phenyl-, 4-oxide, monohydrochloride | 17002833 | 78023
Cholan-24-oic acid, 3-hydroxy-, (3.alpha.,5.beta.)- | 17002825 | 78024
Androstan-3-one, 17-hydroxy-2-(hydroxymethylene)-17-methyl-, (5.alpha.,17.beta.)- | 17002817 | 78025
1,8-Naphthyridine-3-carboxylic acid, 1-ethyl-1,4-dihydro-7-methyl-4-oxo- | 17002791 | 78026
Benzene, 1-nitro-2-(trifluoromethyl)- | 17002783 | 78027
Phenylalanine, 2-[bis(2-chloroethyl)amino]- | 17002767 | 78028
Inosine, 6-S-methyl-6-thio- | 17002759 | 78029
1,2-Benzenediol, 4-[1-hydroxy-2-(methylamino)ethyl]- | 17002734 | 78030
1,3,5-Triazin-2(1H)-one, 4-amino-1-.beta.-D-ribofuranosyl- | 17002726 | 78031
L-Phenylalanine, N-[[(3R)-5-chloro-3,4-dihydro-8-hydroxy-3-methyl-1-oxo-1H-2-benzopyran-7-yl]carbonyl]- | 17002700 | 78032
2-Piperidineacetic acid, .alpha.-phenyl-, methyl ester, hydrochloride | 17002684 | 78033
19-Norpregn-4-en-20-yne-3,17-diol, diacetate, (3.beta.,17.alpha.)- | 17002668 | 78034
Spiro[1,3-dioxolane-2,8'(9'H)-[7H-7,9a]methanobenz[a]azulene] | 17002650 | 78035
1,2-Ethanediamine, N,N-dimethyl-N'-(phenylmethyl)-N'-2-pyridinyl-, monohydrochloride | 17002635 | 78036
6H-Purine-6-thione, 2-amino-1,7-dihydro- | 17002627 | 78037
1,2-Ethanediamine, N-[(5-chloro-2-thienyl)methyl]-N',N'-dimethyl-N-2-pyridinyl- | 17002601 | 78038
2(1H)-Pyrimidinone, 4-amino-1-.beta.-D-arabinofuranosyl- | 17002593 | 78039
1,2-Benzenedicarboxylic acid, diisohexyl ester | 17002577 | 78040
Vincaleukoblastine, sulfate (1:1) (salt) | 17002569 | 78041
Diazenesulfonic acid, [4-(dimethylamino)phenyl]-, sodium salt | 17002551 | 78042
Urea, 1-ethyl-3-(5-nitro-2-thiazolyl)- | 17002544 | 78043
Benzenamine, 2,4,5-trimethyl- | 17002536 | 78044
Ethanol, 2-(2,4-dichlorophenoxy)-, hydrogen sulfate, sodium salt | 17002528 | 78045
2,6-Pyridinediamine, 3-(phenylazo)-, monohydrochloride | 17002510 | 78046
Phenol, 4,4'-[(1E)-1,2-diethyl-1,2-ethenediyl]bis-, dipropanoate | 17002502 | 78047
9,10-Anthracenedione, 2-methyl-1-nitro- | 17002494 | 78048
Arsonic acid, (4-aminophenyl)-, monosodium salt | 17002486 | 78049
Methanesulfonic acid, iodo-, sodium salt | 17002478 | 78050
Acetamide, 2,2'-[(2-hydroxyethyl)imino]bis[N-(1,1-dimethyl-2-phenylethyl)-N-methyl- | 17002460 | 78051
1H-Benz[e]indolium, 1,1,2,3-tetramethyl-, 4-methylbenzenesulfonate (1:1) | 17119959 | 78052
2-Propenoic acid, 2-methyl-, polymer with diethenylbenzene, ethenylbenzene, ethenylethylbenzene and methyl 2-methyl-2-propenoate | 17119934 | 78053
Poly(oxy-1,2-ethanediyl), .alpha.-[4-(ethenyloxy)butyl]-.omega.-hydroxy- | 17119926 | 78054
Cellulose, carboxymethyl 2-hydroxy-3-(trimethylammonio)propyl ether, chloride, sodium salt | 17119918 | 78055
2-Propenoic acid, 2-methyl-, 2-hydroxyethyl ester, polymer with N-[3-(dimethylamino)propyl]-2-methyl-2-propenamide | 17119900 | 78056
1-Butanone, 2-(dimethylamino)-2-[(4-methylphenyl)methyl]-1-[4-(4-morpholinyl)phenyl]- | 17119892 | 78057
3-Hexene, 1-(1-methoxypropoxy)-, (3E)- | 17119850 | 78058
Hexanoic acid, 6-[[(4-methylphenyl)sulfonyl]amino]-, compd. with 2,2',2''-nitrilotris[ethanol] (1:1) | 17119835 | 78059
Isooctadecanoic acid, 2-octyldodecyl ester | 17119819 | 78060
1,3-Benzenedicarboxylic acid, polymer with 2,2-dimethyl-1,3-propanediol, 2-ethyl-2-(hydroxymethyl)-1,3-propanediol and 2,5-furandione | 17119785 | 78061
Molybdenum, bis[N,N-bis(2-ethylhexyl)carbamodithioato-.kappa.S,.kappa.S']dioxodi-.mu.-thioxodi- | 17119777 | 78062
1,3-Benzenedisulfonic acid, 4-[bis[4-(diethylamino)phenyl]methyl]-6-hydroxy- | 17119744 | 78063
Guanosine, 5'-O-[bis(4-methoxyphenyl)phenylmethyl]-2'-deoxy-N-(2-methyl-1-oxopropyl)- | 17119728 | 78064
Oxazolidine, 3,3'-methylenebis[5-methyl- | 17119702 | 78065
2-Propenoic acid, polymer with ethyl 2-propenoate, potassium salt | 17119678 | 78066
2-Pentenoic acid, 2-methyl-, ethyl ester | 17119660 | 78067
1,5-Pentanediol, 2,4-diethyl- | 17119652 | 78068
Oxirane, 2-methyl-, polymer with oxirane, monoethyl ether | 17119645 | 78069
1-Hexanol, 3-mercapto- | 17119637 | 78070
Poly(oxy-1,2-ethanediyl), .alpha.-hydro-.omega.-hydroxy-, ether with 2,2'-[oxybis(methylene)]bis[2-(hydroxymethyl)-1,3-propanediol] (6:1) | 17119629 | 78071
2-Propenoic acid, 2-methyl-, polymer with butyl 2-propenoate and ethenylbenzene, sodium salt | 17119611 | 78072
1,4-Cyclododecanediol | 17119603 | 78073
Magnesium potassium titanium oxide | 17119579 | 78074
3-Butenoic acid, 2-hydroxy-3-methyl-, ethyl ester | 17119553 | 78075
L-Glutamic acid, N-(1-deoxy-D-fructos-1-yl)- | 17119546 | 78076
2-Propenoic acid, 2-methyl-, 1,1'-(1,2-ethanediyl) ester, polymer with butyl 2-methyl-2-propenoate | 17119538 | 78077
Hexanoic acid, 2-ethyl-, compd. with guanidine (1:1) | 17119520 | 78078
Titanium, chlorotris(2-propanolato)-, (T-4)- | 17119504 | 78079
Benzene, 1-(cyclopropylmethyl)-4-methoxy- | 17119496 | 78080
4-Imidazolidinone, 2,2,5,5-tetramethyl- | 17119488 | 78081
1,6-Cyclododecanediol | 17119470 | 78082
1,5-Cyclododecanediol | 17119462 | 78083
2-Propenoic acid, 2-methyl-, polymer with 1,3-butadiene, ethenylbenzene, N-(hydroxymethyl)-2-methyl-2-propenamide, 2-propenamide and 2-propenenitrile | 17120924 | 78084
2,4-Imidazolidinedione, 5,5-dimethyl-3-[3-(triethoxysilyl)propyl]- | 17120874 | 78085
1-Propanaminium, N,N,N-trimethyl-3-[[(13Z)-1-oxo-13-docosen-1-yl]amino]-, chloride (1:1) | 17120841 | 78086
Benzeneacetic acid, .alpha.-oxo-, 2-(2-hydroxyethoxy)ethyl ester | 17120734 | 78087
Spiro[benzofuran-2(3H),1'-[2]cyclohexene]-3,4'-dione, 7-chloro-2',4,6-trimethoxy-6'-methyl-, (1'S,6'R)- | 17002452 | 78088
4,6(1H,5H)-Pyrimidinedione, 5-ethyldihydro-5-phenyl- | 17002445 | 78089
Mercury, chloro(2-methoxyethyl)- | 17002437 | 78090
Arsonic acid, [4-[(aminocarbonyl)amino]phenyl]- | 17002429 | 78091
Phenol, 3-(dimethylamino)-4-methyl- | 17002411 | 78092
Mercury, chloromethyl- | 17002403 | 78093
Benzene, 1,3-diethenyl- | 17002395 | 78094
Ethanesulfonic acid, 2-(methylamino)- | 17002387 | 78095
Ethanone, 1-(4-nitrophenyl)- | 17002379 | 78096
Phenol, 2-amino-4,6-dinitro- | 17002353 | 78097
2,6-Pyridinediamine, 3-(phenylazo)- | 17002346 | 78098
2-Benzothiazolamine, 6-ethoxy- | 17002338 | 78099
1,2-Ethanediamine, N-[(4-methoxyphenyl)methyl]-N',N'-dimethyl-N-2-pyrimidinyl- | 17002312 | 78100
1,2-Ethanediamine, N,N-dimethyl-N'-(phenylmethyl)-N'-2-pyridinyl- | 17002296 | 78101
9-Acridinamine | 17002288 | 78102
4-Thia-1-azabicyclo[3.2.0]heptane-2-carboxylic acid, 3,3-dimethyl-7-oxo-6-[(phenoxyacetyl)amino]-, (2S,5R,6R)- | 17002262 | 78103
Benzo[f]quinoline | 17002247 | 78104
Hydroperoxide, 1-methyl-1-(4-methylcyclohexyl)ethyl | 17002221 | 78105
Androst-4-en-3-one, 17-hydroxy-6-methyl-17-(1-propynyl)-, (6.alpha.,17.beta.)- | 17002213 | 78106
Morphinan-6-ol, 7,8-didehydro-4,5-epoxy-3-methoxy-17-methyl-, (5.alpha.,6.alpha.)- | 17002205 | 78107
19-Norpregna-1,3,5(10)-trien-20-yn-17-ol, 3-methoxy-, (17.alpha.)- | 17002189 | 78108
Ethanaminium, 2,2'-[(1,4-dioxo-1,4-butanediyl)bis(oxy)]bis[N,N,N-trimethyl-, dichloride | 17002171 | 78109
2(1H)-Pyrimidinone, 4-amino-1-.beta.-D-arabinofuranosyl-, monohydrochloride | 17002163 | 78110
19-Norpregn-5(10)-en-20-yn-3-one, 17-hydroxy-, (17.alpha.)- | 17002148 | 78111
Benzylamine, N-(2-chloroethyl)-N-(1-methyl-2-phenoxyethyl)-, hydrochloride | 17002122 | 78112
1,2-Ethanediamine, N-[(4-methoxyphenyl)methyl]-N',N'-dimethyl-N-2-pyrimidinyl-, monohydrochloride | 17002114 | 78113
Benzeneethanamine, .alpha.-methyl-, sulfate | 17002098 | 78114
Acetic acid, [2,3-dichloro-4-(2-methylene-1-oxobutyl)phenoxy]- | 17002072 | 78115
2,4,6(1H,3H,5H)-Pyrimidinetrione, 5-ethyl-5-(3-methylbutyl)- | 17002064 | 78116
1,2-Benzenediol, 4-[(1R)-1-hydroxy-2-(methylamino)ethyl]-, hydrochloride | 17002049 | 78117
Benzenamine, N,N,3-trimethyl-4-(phenylazo)- | 17002031 | 78118
Benzoic acid, 5-(aminosulfonyl)-4-chloro-2-((2-furanylmethyl)amino)- | 17002023 | 78119
Acetamide, N-9H-fluoren-2-yl-N-hydroxy- | 17002015 | 78120
19-Norpregn-4-en-20-yn-17-ol, (17.alpha.)- | 17002007 | 78121
Unknown liquid waste | 17001991 | 78122
1,2-Benzenediol, 4-[1-hydroxy-2-[(1-methylethyl)amino]ethyl]-, hydrochloride | 17001983 | 78123
Actinomycin D | 17001975 | 78124
6H-Purine-6-thione, 1,7-dihydro- | 17001967 | 78125
1H-Isoindole-1,3(2H)-dione, 2-(2,6-dioxo-3-piperidinyl)- | 17001959 | 78126
2,4-Imidazolidinedione, 5-ethyl-3-methyl-5-phenyl- | 17001942 | 78127
[1,1'-Biphenyl]-4,4'-diamine, 3,3'-dichloro-, and salts | 17001934 | 78128
Lead compounds, inorganic | 17001926 | 78129
Phenytoin, mixt. with sodium salt of phenytoin | 17001918 | 78130
sec-Amyl acetate, all isomers and mixtures | 17001900 | 78131
Tetrachloroethanol | 17001892 | 78132
Benzene, methyl-, .alpha.-chlorinated | 17001884 | 78133
Radioactives | 17001876 | 78134
Petroleum naphthas | 17001868 | 78135
Parathion and compressed gas mixture | 17001850 | 78136
Chloropicrin, mixt. with non-flammable gas | 17001843 | 78137
Chloropicrin, mixt. with methyl chloride | 17001835 | 78138
Chlorophenoxy herbicides | 17001827 | 78139
Polychlorinated biphenyls (containing 60 or more percent chlorine by molecular weight) | 17001819 | 78140
Carcinogenic polycyclic aromatic hydrocarbons | 17001801 | 78141
Bleomycins | 17001793 | 78142
Barbiturates | 17001785 | 78143
1,5-Dioxa-9-azaspiro[5.5]undecane, 3,3,8,8,10,10-hexamethyl-9-[1-[4-(2-oxiranylmethoxy)phenyl]ethoxy]- | 17120692 | 78144
2-Oxepanone, homopolymer, 2-[[4-[2-methyl-2-(4-morpholinyl)-1-oxopropyl]phenyl]thio]ethyl ester | 17120676 | 78145
Sulfuric acid, diethyl ester, compd. with N-[3-(dimethylamino)propyl]-2-methyl-2-propenamide polymer with 1-ethenyl-2-pyrrolidinone, sulfate | 17120650 | 78146
Phenol, 4,4'-(1-methylethylidene)bis-, polymer with 2,2'-[(1-methylethylidene)bis(4,1-phenyleneoxymethylene)]bis[oxirane] and .alpha.-(2-oxiranylmethyl)-.omega.-(2-oxiranylmethoxy)poly[oxy(methyl-1,2-ethanediyl)], di-2-propenoate | 17120643 | 78147
Aspartic acid, N-(1,2-dicarboxyethyl)-, ammonium salt (1:3) | 17120635 | 78148
Ethanone, 1,1'-[1,3-propanediylbis(oxy-4,1-phenylene)]bis[2,2,2-trifluoro-, 1,1'-bis[O-[(4-methylphenyl)sulfonyl]oxime] | 17120627 | 78149
Benzoic acid, 4-(1,1-dimethylethyl)-, ethenyl ester, polymer with ethene, 4-(ethenyloxy)-1-butanol, 1,1,2,3,3,3-hexafluoro-1-propene and 1,1,2,2-tetrafluoroethene | 17120619 | 78150
Carbonic acid, diethyl ester, polymer with 1,4-cyclohexanedimethanol, 2,2-dimethyl-1,3-propanediol and 2-(hydroxymethyl)-2-methyl-1,3-propanediol | 17120577 | 78151
Spiro[bicyclo[2.2.1]heptane-2,4'-[1,3]dioxane], 1,7,7-trimethyl-2'-(1-methylethyl)-, (1R,2S,2'R,4R)- | 17120544 | 78152
Piperazine, polymer with 1,6-dichlorohexane | 17120536 | 78153
2-Propenoic acid, 2-methyl-, polymer with ethyl 2-propenoate and 2-methyl-2-propenamide, sodium salt | 17120528 | 78154
Oxirane, 2-methyl-, polymer with .alpha.-hydro-.omega.-hydroxypoly[oxy(methyl-1,2-ethanediyl)], 5-isocyanato-1-(isocyanatomethyl)-1,3,3-trimethylcyclohexane and oxirane | 17120437 | 78155
Hexanedioic acid, polymer with dimethyl carbonate, 2,2-dimethyl-1,3-propanediol, 2-ethyl-2-(hydroxymethyl)-1,3-propanediol, 1,6-hexanediol, 3-hydroxy-2-(hydroxymethyl)-2-methylpropanoic acid, 5-isocyanato-1-(isocyanatomethyl)-1,3,3-trimethylcyclohexane and 2-oxepanone | 17120411 | 78156
2-Propenoic acid, polymer with .alpha.-sulfo-.omega.-(2-propen-1-yloxy)poly(oxy-1,2-ethanediyl) ammonium salt (1:1), sodium salt | 17120353 | 78157
Silicon sodium strontium titanium hydroxide oxide | 17120338 | 78158
Benzenesulfonic acid, 2,5-bis[(1,3-dioxobutyl)amino]-, potassium salt (1:1) | 17120320 | 78159
1,6-Heptadien-3-one, 2-cyclohexyl- | 17120312 | 78160
Ethanone, 1,1'-[1,3-propanediylbis(oxy-4,1-phenylene)]bis[2,2,2-trifluoro-, 1,1'-bis[O-(propylsulfonyl)oxime] | 17120270 | 78161
Cuprate(4-), [2-(amino-.kappa.N)ethanol][7-[2-[3-(hydroxy-.kappa.O)-4-[2-[1-(hydroxy-.kappa.O)-3-sulfo-7-[(2-sulfoethyl)amino]-2-naphthalenyl]diazenyl-.kappa.N1]phenyl]diazenyl]-1,3-naphthalenedisulfonato(6-)]-, sodium (1:4) | 17120262 | 78162
Carbonic acid, dimethyl ester, polymer with 1,6-hexanediol and 2-oxepanone | 17120254 | 78163
1H-Imidazole, 4,5-dihydro-2-[(2-methylbenzo[b]thien-3-yl)methyl]- | 17121740 | 78164
.alpha.-D-Glucopyranoside, .beta.-D-fructofuranosyl O-.alpha.-D-galactopyranosyl-(1.fwdarw.6)-, pentahydrate | 17121732 | 78165
Arsenenite | 17121724 | 78166
Phosphonothioic acid, methyl-, O,S-dibutyl ester | 17121716 | 78167
Arsenenic acid, sodium salt | 17121708 | 78168
Propanoic acid, 2-(2,4,5-trichlorophenoxy)-, 2-butoxypropyl ester | 17121690 | 78169
Antimonate (SbO31-), potassium | 17121682 | 78170
Guanidine, N,N'''-(iminodi-8,1-octanediyl)bis- | 17121674 | 78171
Arsonic acid, disodium salt | 17121666 | 78172
Arsenous acid, trisodium salt | 17121658 | 78173
Arsenic oxide | 17121641 | 78174
Chromium sodium oxide | 17121633 | 78175
Sodium arsenide (NaAs) | 17121625 | 78176
Tungstate (WO31-), sodium | 17121617 | 78177
Antimonate (Sb(OH)61-), potassium, (OC-6-11)- | 17121609 | 78178
Iron chloride | 17121591 | 78179
Manganese chloride | 17121583 | 78180
Organic phosphate | 17001777 | 78181
Nitroaromatics | 17001769 | 78182
Metals | 17001751 | 78183
Inorganics | 17001736 | 78185
Cyanides, inorganic salts | 17001728 | 78186
Molybdenum compounds | 17001710 | 78187
Tetraborates, sodium salts | 17001702 | 78188
Sulfur chloride, mixt. with carbon tetrachloride | 17001694 | 78189
Silica, crystalline, airborne particles of respirable size | 17001686 | 78190
Phosphorus, inorganic | 17001678 | 78191
Fluoride compounds | 17001660 | 78192
Bromine-containing inorganic compounds | 17001652 | 78193
Flammables | 17001645 | 78194
Dioxins and dibenzofurans | 17001637 | 78195
Carcinogens | 17001629 | 78196
n-Butylbenzene sulfate | 17001611 | 78197
Base neutral acids | 17001603 | 78198
Benzodiazepines | 17001595 | 78199
Chloroformates | 17001587 | 78200
Isocyanates | 17001579 | 78201
Dialkylnitrosamines | 17001561 | 78202
Benzidine-based dyes | 17001553 | 78203
Benzidine, and salts | 17001546 | 78204
Benzene, bromodimethyl- | 17001538 | 78205
Androst-5-en-3-ol, 17-[[3-(dimethylamino)propyl]methylamino]-, (3.beta.,17.beta.)- | 17001512 | 78206
Luteinizing hormone-releasing factor (swine), 6-[3-(2-naphthalenyl)-D-alanine]-, acetate (salt), hydrate | 17001504 | 78207
Dichloran (flame retardant) | 17001496 | 78208
Butanoic acid, 2-methyl-, (1S,3R,7S,8S,8aR)-1,2,3,7,8,8a-hexahydro-3,7-dimethyl-8-[2-[(2R,4R)-tetrahydro-4-hydroxy-6-oxo-2H-pyran-2-yl]ethyl]-1-naphthalenyl ester, (2S)- | 17001470 | 78209
9,10-Anthracenedione, 1,4-dihydroxy-5,8-bis[[2-[(2-hydroxyethyl)amino]ethyl]amino]-, dihydrochloride | 17001462 | 78210
Dipyrido[1,2-a:3',2'-d]imidazol-2-amine, 6-methyl- | 17001447 | 78211
5H-Pyrido[4,3-b]indol-3-amine, 1-methyl- | 17001421 | 78212
5H-Pyrido[4,3-b]indol-3-amine, 1,4-dimethyl- | 17001413 | 78213
Gonadotropin, menopausal | 17001405 | 78214
4H-Imidazo[1,5-a][1,4]benzodiazepine, 8-chloro-6-(2-fluorophenyl)-1-methyl-, monohydrochloride | 17001397 | 78215
Prost-13-en-1-oic acid, 11,16-dihydroxy-16-methyl-9-oxo-, methyl ester, (11.alpha.,13E)- | 17001389 | 78216
Pyrene, 4-nitro- | 17001371 | 78217
1H-1,4-Benzodiazepine-3-carboxylic acid, 7-chloro-2,3-dihydro-2-oxo-5-phenyl-, monopotassium salt, compd. with potassium hydroxide (K(OH)) (1:1) | 17001363 | 78218
D-Streptamine, O-3-deoxy-4-C-methyl-3-(methylamino)-.beta.-L-arabinopyranosyl-(1.fwdarw.6)-O-[2,6-diamino-2,3,4,6-tetradeoxy-.alpha.-D-glycero-hex-4-enopyranosyl-(1.fwdarw.4)]-2-deoxy-N1-ethyl-, sulfate (2:5) (salt) | 17001355 | 78219
Ethanamine, 2-[4-[(1Z)-1,2-diphenyl-1-butenyl]phenoxy]-N,N-dimethyl-, 2-hydroxy-1,2,3-propanetricarboxylate (1:1) | 17001348 | 78220
D-Glucose, 2-[[[(2-chloroethyl)nitrosoamino]carbonyl]amino]-2-deoxy- | 17001330 | 78221
2,4,6,8-Nonatetraenoic acid, 9-(4-methoxy-2,3,6-trimethylphenyl)-3,7-dimethyl-, ethyl ester, (2E,4E,6E,8E)- | 17001322 | 78222
Poligeenan | 17001314 | 78223
D-Streptamine, O-3-amino-3-deoxy-.alpha.-D-glucopyranosyl-(1.fwdarw.6)-O-[2,6-diamino-2,3,6-trideoxy-.alpha.-D-ribo-hexopyranosyl-(1.fwdarw.4)]-2-deoxy-, sulfate (2:5) (salt) | 17001306 | 78224
Platinum, diammine[1,1-cyclobutanedi(carboxylato-.kappa.O)(2-)]-, (SP-4-2)- | 17001298 | 78225
D-Streptamine, O-3-amino-3-deoxy-.alpha.-D-glucopyranosyl-(1.fwdarw.6)-O-[6-amino-6-deoxy-.alpha.-D-glucopyranosyl-(1.fwdarw.4)]-N1-[(2S)-4-amino-2-hydroxy-1-oxobutyl]-2-deoxy-, sulfate (1:2) (salt) | 17001280 | 78226
1H-1,2,4-Triazole-3-carboxamide, 1-.beta.-D-ribofuranosyl- | 17001272 | 78227
Phenol, 4-(chloromethyl)- | 17001264 | 78228
4H-[1,2,4]Triazolo[4,3-a][1,4]benzodiazepine, 8-chloro-1-methyl-6-phenyl- | 17001249 | 78229
Benzenamine, 4,4'-oxybis[2-chloro- | 17001223 | 78230
Xylene, bromo- | 17001215 | 78231
Oxytocin, 4-L-threonine- | 17001207 | 78232
1H-Pyrido[2,3-b]indol-2-amine | 17001199 | 78233
2H-1,4-Benzodiazepin-2-one, 7-chloro-1,3-dihydro-5-phenyl-1-(2,2,2-trifluoroethyl)- | 17001181 | 78234
D-threo-2-Pentulose, 5-deoxy-1-C-[(2S,3S)-7-[[2,6-dideoxy-3-O-(2,6-dideoxy-.beta.-D-arabino-hexopyranosyl)-.beta.-D-arabino-hexopyranosyl]oxy]-3-[(O-2,6-dideoxy-3-C-methyl-.beta.-D-ribo-hexopyranosyl-(1.fwdarw.3)-O-2,6-dideoxy-.beta.-D-lyxo-hexopyranosyl- | 17001173 | 78235
Pregna-2,4-dien-20-yno[2,3-d]isoxazol-17-ol, (17.alpha.)- | 17001165 | 78236
Hydrazinecarboxaldehyde, ethylidenemethyl- | 17001157 | 78237
[1,6]Dioxacyclododecino[2,3,4-gh]pyrrolizine-2,7-dione, 3-ethylidene-3,4,5,6,9,11,13,14,14a,14b-decahydro-6-hydroxy-6-(hydroxymethyl)-5-methyl-, 14-oxide, (3Z,5R,6S,14aR,14bR)- | 17001140 | 78238
L-Glutamic acid, N-[4-[[(2,4-diamino-6-pteridinyl)methyl]methylamino]benzoyl]-, sodium salt | 17001132 | 78239
Pyridine, 3-ethyl-2-methyl- | 17001124 | 78240
Benzenesulfonic acid, tetrapropylene-, sodium salt | 17121575 | 78241
Benzenesulfonic acid, tetrapropylene- | 17121567 | 78242
D-Ascorbic acid | 17121559 | 78243
Phenol, 3-methyl-4-(methylamino)-, methylcarbamate (ester) | 17121542 | 78244
Arsenic acid (H3AsO4), monosodium salt | 17121534 | 78245
Diphosphoric acid, sodium salt | 17121526 | 78246
Benzenesulfonic acid, alkyl derivs., sodium salts | 17121518 | 78247
Carbamodithioic acid, dimethyl-, sodium salt, mixt. with 2(3H)-benzothiazolethione sodium salt | 17121500 | 78248
7-Oxabicyclo[2.2.1]hept-5-ene-2,3-dicarboxylic acid, disodium salt, (endo,endo)- | 17121476 | 78249
2-Butenoic acid, 2-(1-methylheptyl)-4,6-dinitrophenyl ester | 17121468 | 78250
4,8-Decadienoic acid, 5,9-dimethyl-, (4E)- | 17121450 | 78251
Acetic acid, (2,4-dichlorophenoxy)-, compd. with N-9-octadecenyl-1,3-propanediamine (2:1) | 17121443 | 78252
Nitric acid, copper(1+) salt | 17121435 | 78253
Benzenecarbothioamide, 2,4-dichloro- | 17121419 | 78254
Benzenecarbothioamide, 2,6-dichloro- | 17121393 | 78255
Sodium sulfide (Na2S), nonahydrate | 17121385 | 78256
Bicyclo[2.2.1]heptane-2-carbonitrile, 5-chloro-6-[[[(methylamino)carbonyl]oxy]imino]-, (1R,2S,4S,5S)-rel- | 17121377 | 78257
Phenol, 4-nitro-3-(trifluoromethyl)-, sodium salt | 17121351 | 78258
Thiodiphosphoric acid ((HO)2P(O)OP(S)(OH)2), tetraethyl ester | 17121344 | 78259
Benzoic acid, 2-(acetyloxy)-, 2-carboxyphenyl ester | 17121336 | 78260
1,3,5-Triazine-2,4-diamine, N-(4-chlorophenyl)- | 17121328 | 78261
1,2-Benzenediol, 4,4'-(2,3-dimethyl-1,4-butanediyl)bis- | 17121310 | 78262
Phosphorothioic acid, O,O-dimethyl O-[4-(methylsulfinyl)phenyl] ester | 17121302 | 78263
2-Butenoic acid, (2E)- | 17121294 | 78264
Mercury, (acetato-O)-3-pyridinyl- | 17121286 | 78265
Fluoranthene, 3-nitro- | 17121278 | 78266
Pyrene, 1,3-dinitro- | 17121260 | 78267
Naphthalene, ethyl- | 17121252 | 78268
Phenol, 4-chloro-2-methoxy- | 17121245 | 78269
Decanedioic acid, polymer with 1,4-butanediol, 1,6-hexanediol, 1,1'-methylenebis[isocyanatobenzene], 2-methyloxirane, 2-oxepanone and oxirane | 17121237 | 78270
Ethanaminium, 2-hydroxy-N-(2-hydroxyethyl)-N,N-dimethyl-, methanesulfonate (1:1), polymer with 2-(chloromethyl)oxirane, 2-ethyl-2-(hydroxymethyl)-1,3-propanediol, .alpha.-hydro-.omega.-hydroxypoly[oxy(methyl-1,2-ethanediyl)], 1,1'-methylenebis[4-isocyanatocyclohexane] and 4,4'-(1-methylethylidene)bis[phenol] | 17121229 | 78271
D-Glucurono-D-gluco-6-deoxy-L-mannan, acetate, calcium magnesium potassium sodium salt | 17121203 | 78272
Benzene, ethenyl-, polymer with cyclopentene and 1,3-pentadiene | 17121054 | 78273
Propanoic acid, 2-hydroxy-, 3,7-dimethyl-6-octen-1-yl ester | 17120957 | 78274
1-Piperazinecarbodithioic acid | 17122334 | 78275
Ethanol, 2-(2,4-dichlorophenoxy)-, benzoate | 17122326 | 78276
Mercury, (benzoato-O)phenyl- | 17122318 | 78277
Benzoic acid, 2,5-dichloro-3-nitro- | 17122292 | 78278
Acetic acid, samarium(3+) salt, hydrate (2:7) | 17121757 | 78279
Phenol, 2-(1-methylbutyl)- | 17122276 | 78280
Mercury, methyl(8-quinolinolato-.kappa.N1,.kappa.O8)- | 17122268 | 78281
Benzoic acid, 2-[[(3-methylphenyl)amino]carbonyl]- | 17122250 | 78282
2-Propenoic acid, 2-methyl-, methyl ester, polymer with diethenylbenzene and ethenylethylbenzene | 17010091 | 78283
Benzenebutanenitrile, .alpha.,.alpha.,.gamma.-trimethyl- | 17010075 | 78284
Bicyclo[2.2.1]hept-2-ene, 5-(trimethoxysilyl)- | 17010067 | 78285
L-Valine, N-[2-chloro-4-(trifluoromethyl)phenyl]- | 17010059 | 78286
1H-Imidazole, 2-(2-chlorophenyl)-1-[2-(2-chlorophenyl)-4,5-diphenyl-2H-imidazol-2-yl]-4,5-diphenyl- | 17010034 | 78287
1,4-Cyclohexadiene-1,4-dicarboxylic acid, 2,5-bis[(4-chlorophenyl)amino]-, 1,4-dimethyl ester | 17010026 | 78288
Benzenesulfonic acid, 2,5-bis[(1,3-dioxobutyl)amino]-, sodium salt (1:1) | 17010000 | 78289
Magnesium, butylchloro- | 17009986 | 78290
2-Propenoic acid, (5-ethyl-1,3-dioxan-5-yl)methyl ester | 17009960 | 78291
Aluminum, dibutoxy[ethyl 3-(oxo-.kappa.O)butanoato-.kappa.O']-, (T-4)- | 17009952 | 78292
Aluminum, butoxybis[ethyl 3-(oxo-.kappa.O)butanoato-.kappa.O']- | 17009929 | 78293
Propanol, mercapto- | 17009911 | 78294
Hexanoic acid, 5-methyl- | 17009895 | 78295
Benzenemethanethiol, .alpha.-methyl- | 17009887 | 78296
1,3-Dioxolan-2-one, polymer with 1,6-hexanediol | 17009861 | 78297
Acetic acid, 2-[(3,5,6-trichloro-2-pyridinyl)oxy]-, ethyl ester | 17009853 | 78298
Starch, polymer with methyl 2-propenoate | 17009846 | 78299
2-Propenoic acid, (2,3,4,5,6-pentabromophenyl)methyl ester, homopolymer | 17009820 | 78300
2-Propenoic acid, (2,3,4,5,6-pentabromophenyl)methyl ester | 17009812 | 78301
Propanediol, oxybis- | 17009804 | 78302
Hexanedioic acid, polymer with 1,4-butanediol, 1,6-diisocyanatohexane, 2,2-dimethyl-1,3-propanediol, 1,2-ethanediol and 1,6-hexanediol | 17009796 | 78303
1,12-Dodecanediol | 17009788 | 78304
Bicyclo[2.2.1]hept-5-ene-2-carboxylic acid, trimethylsilyl ester | 17009770 | 78305
Triglycerol | 17009762 | 78306
Phenol, 2-ethoxy-4-(methoxymethyl)- | 17009754 | 78307
Poly(oxy-1,2-ethanediyl), .alpha.-sulfo-.omega.-(2-propen-1-yloxy)-, ammonium salt (1:1) | 17009747 | 78308
Zinc, [ethanedioato(2-)-.kappa.O1,.kappa.O2]- | 17009739 | 78309
10-Undecenenitrile | 17009721 | 78310
Silane, triethoxy(3,3,4,4,5,5,6,6,7,7,8,8,8-tridecafluorooctyl)- | 17009713 | 78311
Decanedioic acid, polymer with 2,2-dimethyl-1,3-propanediol and 1,3,5-tris(2-oxiranylmethyl)-1,3,5-triazine-2,4,6(1H,3H,5H)-trione | 17009705 | 78312
Magnesite (Mg(CO3)) | 17001116 | 78313
Androst-2-ene-2-carbonitrile, 4,5-epoxy-3,17-dihydroxy-, (4.alpha.,5.alpha.,17.beta.)- | 17001108 | 78314
Propanamide, 2-methyl-N-[4-nitro-3-(trifluoromethyl)phenyl]- | 17001090 | 78315
Rifamycin, 3-[[(4-methyl-1-piperazinyl)imino]methyl]- | 17001082 | 78316
Urea, N-(2-chloroethyl)-N'-cyclohexyl-N-nitroso- | 17001074 | 78317
Emery | 17001066 | 78318
Gold, [1-(thio-.kappa.S)-D-glucopyranosato-.kappa.O2]- | 17001058 | 78319
2H-Pyran-2-one, 5,6-dihydro-6-methyl-, (6S)- | 17001041 | 78320
7H-Furo[3',2':4,5]furo[2,3-c]xanthen-7-one, 3a,12c-dihydro-8-hydroxy-6-methoxy-, (3aR,12cS)- | 17001033 | 78321
Iron saccharate | 17001025 | 78322
Neptunium | 17001017 | 78323
Methane, isocyanatomethoxy- | 17001009 | 78324
2H-1,3,2-Oxazaphosphorin-2-amine, N,N-bis(2-chloroethyl)tetrahydro-, 2-oxide, monohydrate | 17000993 | 78325
Phosphonic acid, methyl 1-methylethyl ester | 17000985 | 78326
Benzeneethanamine, N,.alpha.-dimethyl-N-(phenylmethyl)-, hydrochloride, (.alpha.S)- | 17000977 | 78327
Methane, diisocyanato- | 17000969 | 78328
2-Naphthacenecarboxamide, 4-(dimethylamino)-1,4,4a,5,5a,6,11,12a-octahydro-3,5,10,12,12a-pentahydroxy-6-methylene-1,11-dioxo-, monohydrochloride, (4S,4aR,5S,5aR,12aS)- | 17000951 | 78329
Hydrazinecarboxaldehyde, 2-[4-(5-nitro-2-furanyl)-2-thiazolyl]- | 17000936 | 78330
Oxirane, 2,2'-(2,5,8,11-tetraoxadodecane-1,12-diyl)bis- | 17000928 | 78331
Piperazine, 1-[(4-chlorophenyl)phenylmethyl]-4-methyl-, hydrochloride | 17000910 | 78332
Benzene, 1-isocyanato-4-(trifluoromethyl)- | 17000902 | 78333
Bacillomycin | 17000894 | 78334
Tripoli | 17000886 | 78335
Corundum (Al2O3) | 17000878 | 78336
Androst-5-en-3-ol, 17-[[3-(dimethylamino)propyl]methylamino]-, dihydrochloride, (3.beta.,17.beta.)- | 17000860 | 78337
Benzene, (1E)-1-propenyl- | 17000852 | 78338
2H-1,4-Benzodiazepin-2-one, 7-chloro-5-(2-chlorophenyl)-1,3-dihydro-3-hydroxy- | 17000837 | 78339
Ethanamine, 2-chloro-N,N-bis(2-chloroethyl)-, hydrochloride | 17000829 | 78340
2,5-Cyclohexadiene-1,4-dione, 2,5-bis(1-aziridinyl)-3,6-bis(2-methoxyethoxy)- | 17000811 | 78341
Benzene, (1Z)-1-propenyl- | 17000795 | 78342
1,3,4-Thiadiazol-2-amine, 5-(5-nitro-2-furanyl)- | 17000787 | 78343
Carbonimidic dichloride, phenyl- | 17000761 | 78344
2H-1,4-Benzodiazepin-2-one, 7-chloro-1,3-dihydro-3-hydroxy-5-phenyl- | 17000753 | 78345
Methanol, (methyl-ONN-azoxy)- | 17000746 | 78346
Cyclohexane, 1,1-dimethyl- | 17000738 | 78347
Phenarsazine, 10-chloro-5,10-dihydro- | 17000720 | 78348
2-Naphthacenecarboxamide, 4-(dimethylamino)-1,4,4a,5,5a,6,11,12a-octahydro-3,5,10,12,12a-pentahydroxy-6-methyl-1,11-dioxo-, (4S,4aR,5S,5aR,6R,12aS)- | 17000712 | 78349
2-Imidazolidinone, 1-[[(5-nitro-2-furanyl)methylene]amino]- | 17000704 | 78350
D-Mannitol, 1,6-bis[(2-chloroethyl)amino]-1,6-dideoxy-, dihydrochloride | 17000696 | 78351
Acetamide, N-hydroxy- | 17000688 | 78352
Acetamide, N-[4-(5-nitro-2-furanyl)-2-thiazolyl]- | 17000670 | 78353
3H-2-Benzopyran-7-carboxylic acid, 4,6-dihydro-8-hydroxy-3,4,5-trimethyl-6-oxo-, (3R,4S)- | 17000662 | 78354
[1,6]Dioxacyclododecino[2,3,4-gh]pyrrolizine-2,7-dione, 3-ethylidene-3,4,5,6,9,11,13,14,14a,14b-decahydro-6-hydroxy-6-(hydroxymethyl)-5-methyl-, (3Z,5R,6S,14aR,14bR)- | 17000654 | 78355
Cholan-24-oic acid, 3,7-dihydroxy-, (3.alpha.,5.beta.,7.alpha.)- | 17000647 | 78356
2H-1-Benzopyran-2-one, 4-hydroxy-3-(1-phenylpropyl)- | 17000639 | 78357
2H-[1,6]Dioxacycloundecino[2,3,4-gh]pyrrolizine-2,6(3H)-dione, 4,5,8,10,12,13,13a,13b-octahydro-4,5-dihydroxy-3,4,5-trimethyl-, (3R,4R,5R,13aR,13bR)- | 17000621 | 78358
2,4,6(1H,3H,5H)-Pyrimidinetrione, 5-(1-methylbutyl)-5-(2-propenyl)-, monosodium salt | 17000613 | 78359
Dibenzo[h,rst]pentaphene | 17000605 | 78360
2,4,6(1H,3H,5H)-Pyrimidinetrione, 5-ethyl-5-(1-methylpropyl)-, monosodium salt | 17000597 | 78361
2-Oxazolidinone, 5-(4-morpholinylmethyl)-3-[[(5-nitro-2-furanyl)methylene]amino]- | 17000589 | 78362
2,4-Oxazolidinedione, 3,5,5-trimethyl- | 17000571 | 78363
2,6-Piperidinedione, 3-(4-aminophenyl)-3-ethyl- | 17000563 | 78364
1H-Indene-1,3(2H)-dione, 2-(4-methoxyphenyl)- | 17000555 | 78365
2,4-Oxazolidinedione, 5-ethyl-3,5-dimethyl- | 17000548 | 78366
Benzenemethanaminium, 3,4-dichloro-N-dodecyl-N,N-dimethyl-, chloride | 17000530 | 78367
Benzeneacetamide, N-(aminocarbonyl)- | 17000514 | 78368
Piperazine, 1,4-bis(3-bromo-1-oxopropyl)- | 17000472 | 78369
1H-Indene-1,3(2H)-dione, 2-(3-methyl-1-oxobutyl)- | 17122243 | 78370
Benzenesulfonic acid, 4-chlorophenyl ester | 17122227 | 78371
Benzenemethanol, 4-chloro-.alpha.-(4-chlorophenyl)-.alpha.-methyl- | 17122219 | 78372
Cyclopropanecarboxylic acid, 2,2-dimethyl-3-(2-methyl-1-propenyl)-, (6-chloro-1,3-benzodioxol-5-yl)methyl ester | 17122193 | 78373
Androst-5-en-17-one, 3-hydroxy-, (3.beta.)- | 17122185 | 78374
Androstan-17-one, 3-hydroxy-, (3.alpha.,5.alpha.)- | 17122177 | 78375
1,3-Benzodioxole, 5-[1-[2-(2-ethoxyethoxy)ethoxy]ethoxy]- | 17122169 | 78376
Chromium and compounds | 17000266 | 78377
4H-1-Benzopyran-4-one, 2-(3,4-dihydroxyphenyl)-5,7-dihydroxy- | 17122136 | 78378
Mercury, (acetato-.kappa.O)(methylphenyl)- | 17122128 | 78379
Benzenesulfonic acid, C10-13-alkyl derivs. | 17122110 | 78380
Fractionated particulate size | 17122094 | 78381
Benzene, 2(and 3)-dichloro- | 17122078 | 78382
Benzenamine, 3(and 4)-methyl- | 17122060 | 78383
Furan, methyl- | 17122045 | 78384
9H-Fluorene-9-carboxylic acid, 2-chloro-9-hydroxy- | 17122011 | 78385
Benzene, 1,2,3,5-tetrachloro-4-nitro- | 17122052 | 78386
D-Lysine | 17121971 | 78387
Acetamide, 2,2-dibromo- | 17121963 | 78388
Asphalt, sulfonated | 17121955 | 78389
Propanoic acid, 2-[4-[(5-chloro-3-fluoro-2-pyridinyl)oxy]phenoxy]-, 2-propynyl ester, (2R)- | 17121948 | 78390
Poly[oxy-1,2-ethanediyl(dimethyliminio)-1,2-ethanediyl(dimethyliminio)-1,2-ethanediyl dichloride], mixt. with 6-chloro-N,N'-diethyl-1,3,5-triazine-2,4-diamine | 17121922 | 78391
Piperidine, 1,3,3,5,5-pentanitro- | 17121914 | 78392
OB (biphenyl) | 17121906 | 78393
Propanol | 17121898 | 78394
2-Butenoic acid, 3-[[(ethylamino)methoxyphosphinothioyl]oxy]-, 1-methylethyl ester | 17121880 | 78395
4-Nonanol, (4S)- | 17121872 | 78396
Carbamothioic acid, dipropyl-, S-ethyl ester, mixt. with 2,2-dichloro-N,N-di-2-propenylacetamide | 17121864 | 78397
Propanoic acid, 2-hydroxy-, manganese salt | 17121856 | 78398
2-Butenoic acid, 4-methylphenyl ester, (E)- | 17121849 | 78399
2,4-Dodecadienoic acid, 11-methoxy-3,7,11-trimethyl-, 1-methylethyl ester | 17121831 | 78400
Isoundecane | 17121823 | 78401
1-Dodecanol, ethoxy- | 17121815 | 78402
1(3H)-Isobenzofuranone, 4,5,6,7-tetrachloro- | 17121807 | 78403
Phenol, 2-methyldinitro-, sodium salt | 17121799 | 78404
Benzene, chlorodinitro- | 17121781 | 78405
1-Tridecanol, benzenesulfonate | 17121773 | 78406
Manganate(1-), trichloro- | 17121765 | 78407
Quaternary ammonium compounds, benzyl-C12-14-alkyldimethyl, chlorides | 17029489 | 78408
Heat of reaction GT/EQ 900 LT 1000 | 17029281 | 78409
Heat of reaction GT/EQ 800 LT 900 | 17029273 | 78410
Heat of reaction GT/EQ 700 LT 800 | 17029265 | 78411
Heat of reaction GT/EQ 600 LT 700 | 17029257 | 78412
Heat of reaction GT/EQ 500 LT 600 | 17029240 | 78413
Heat of reaction GT/EQ 400 LT 500 | 17029232 | 78414
Heat of reaction GT/EQ 300 LT 400 | 17029224 | 78415
Heat of reaction GT/EQ 200 LT 300 | 17029216 | 78416
Heat of reaction GT/EQ 100 LT 200 | 17029208 | 78417
Heat of reaction GT/EQ 1000 | 17029190 | 78418
Hypochlorous acid, 1,1-dimethylethyl ester | 17029182 | 78419
Algal Growth, chlorophyll | 17029174 | 78420
Pathogens, other than coliform | 17029166 | 78421
Taste and Odor | 17029158 | 78422
Organics, non-priority | 17028309 | 78423
Suspended solids | 17028291 | 78424
Cause unknown | 17028283 | 78425
pH | 17028275 | 78426
Plants, Noxious Aquatic | 17028267 | 78427
Decanoic acid, 3-[[6-deoxy-2-O-(6-deoxy-.alpha.-L-mannopyranosyl)-.alpha.-L-mannopyranosyl]oxy]-, 1-(carboxymethyl)octyl ester | 17009630 | 78428
Ethanaminium, N,N,N-triethyl-, tetrafluoroborate(1-) (1:1) | 17009614 | 78429
Propanoyl fluoride, 2,2,3,3-tetrafluoro-3-(trifluoromethoxy)- | 17009580 | 78430
2,5-Furandione, 3-(2-hexadecen-1-yl)dihydro- | 17009564 | 78431
2,5-Furandione, dihydro-3-(2-octen-1-yl)- | 17009556 | 78432
Ethanol, 2-[(3-aminopropyl)methylamino]- | 17009549 | 78433
2-Nonen-1-ol, (2Z)- | 17009531 | 78434
2-Propenoic acid, 2-methyl-, 2-ethylhexyl ester, polymer with diethenylbenzene, ethenylbenzene, ethenylethylbenzene and methyl 2-methyl-2-propenoate | 17009523 | 78435
Benzenemethanamine, N,N-dimethyl-, compd. with (chloromethyl)ethenylbenzene polymer with diethenylbenzene, ethenylbenzene and ethenylethylbenzene | 17009515 | 78436
Hexanedioic acid, polymer with 2-(chloromethyl)oxirane, 1,2-ethanediol, 2-ethyl-2-(hydroxymethyl)-1,3-propanediol, .alpha.-hydro-.omega.-hydroxypoly(oxy-1,2-ethanediyl), 1,3-isobenzofurandione and 4,4'-(1-methylethylidene)bis[phenol], 2-hydroxy-3-[(1-oxoneodecyl)oxy]propyl ester, 2-propenoate | 17009507 | 78437
Hexanedioic acid, polymer with 1,2-ethanediol, 2-ethyl-2-(hydroxymethyl)-1,3-propanediol, .alpha.-hydro-.omega.-hydroxypoly(oxy-1,2-ethanediyl) and 1,3-isobenzofurandione | 17009499 | 78438
Ethanol, 2,2',2''-nitrilotris-, polymer with 1,3-diisocyanatomethylbenzene, 2-methyloxirane and oxirane | 17009473 | 78439
1,3-Benzenedicarboxylic acid, polymer with hexanedioic acid, 1,6-hexanediol, hydrazine, 3-hydroxy-2-(hydroxymethyl)-2-methylpropanoic acid and 5-isocyanato-1-(isocyanatomethyl)-1,3,3-trimethylcyclohexane, compd. with N,N-diethylethanamine | 17009424 | 78440
Benzenamine, 2-nitro-4-(trifluoromethyl)- | 17009358 | 78441
Lithium potassium titanium oxide | 17009309 | 78442
Cyclohexanecarboxylic acid, 1,3-dimethyl-, methyl ester, (1R,3S)-rel- | 17009234 | 78443
Cyclohexanecarboxylic acid, 1,3-dimethyl-, methyl ester, (1R,3R)-rel- | 17009226 | 78444
Propane, 1,1,1,2,2,3,3-heptafluoro-3-methoxy- | 17009184 | 78445
2,5-Furandione, polymer with 2,2'-[1,2-ethanediylbis(oxy)]bis[ethanol], 2,2'-oxybis[ethanol] and 3a,4,7,7a-tetrahydro-4,7-methano-1H-indene | 17009143 | 78446
Decanoic acid, 3-[(6-deoxy-.alpha.-L-mannopyranosyl)oxy]-, 1-(carboxymethyl)octyl ester | 17009127 | 78447
Bicyclo[2.2.1]hept-5-ene-2-carboxylic acid, 1-methylcyclopentyl ester | 17009101 | 78448
2-Propenoic acid, 2-methyl-, polymer with ethyl 2-propenoate, methyl 2-methyl-2-propenoate and 2-methyl-2-propenamide, sodium salt | 17009093 | 78449
1,3-Isobenzofurandione, hexahydro-, polymer with 2,2-dimethyl-1,3-propanediol, 2-ethyl-2-(hydroxymethyl)-1,3-propanediol, 2,5-furandione and 1,2-propanediol, 2-ethylhexyl ester | 17009085 | 78450
Oxacycloheptadec-11-en-2-one | 17009051 | 78451
2,7-Naphthalenedisulfonic acid, 4-amino-5-hydroxy-3-[2-[4-[[2-(sulfooxy)ethyl]sulfonyl]phenyl]diazenyl]-, sodium salt (1:?) | 17009010 | 78452
D-Valine, 3-mercapto- | 17000464 | 78453
2-Naphthalenemethanol, .alpha.-[[(1-methylethyl)amino]methyl]-, hydrochloride | 17000456 | 78454
Ethanamine, 2-[4-(2-chloro-1,2-diphenylethenyl)phenoxy]-N,N-diethyl-, 2-hydroxy-1,2,3-propanetricarboxylate (1:1) | 17000449 | 78455
Chromic acid, mixt. with sulfuric acid | 17000431 | 78456
Polycyclic organic matter - 15-PAH | 17000415 | 78457
Dioxins and furans as 2,3,7,8-TCDD TEQs | 17000407 | 78458
Dioxins and furans, non TEQ | 17000399 | 78459
Benz(a)anthracene, 12-methyl- | 17000381 | 78460
Arsenous acid | 17000373 | 78461
Sample barometric pressure, minimum | 524671302 | 78462
Sample barometric pressure, maximum | 524671294 | 78463
Sample flow rate, coefficient of variation | 524671286 | 78464
Sample barometric pressure, average | 524671278 | 78465
Rain, melt precipitation | 524671260 | 78466
Rain, 24 hour total | 524671252 | 78467
Wind gust, peak | 524671211 | 78471
Temperature, outdoor | 524671203 | 78472
Organic carbon, PM10 | 524671195 | 78473
Organic carbon, PM2.5 LC | 524671187 | 78474
Organic carbon X2 | 524671179 | 78475
Organic carbon X1 | 524671161 | 78476
Nylon deterioration | 524671153 | 78477
Nitrogen oxides (NOz) | 524671146 | 78478
Mixing speed | 524671120 | 78480
Mixing height | 524671112 | 78481
Lapse rate | 524671104 | 78482
Sample time, elapsed | 524671096 | 78483
Dustfall combustible | 524671088 | 78484
Dew point | 524671070 | 78485
Atmospheric stabilty | 524671062 | 78486
Temperature, minimum ambient | 524671054 | 78487
Temperature, maximum ambient | 524671047 | 78488
Temperature, average ambient | 524671039 | 78489
Radiation | 17028259 | 78494
Trash, Debris, Floatables | 17028242 | 78495
Sedimentation-Siltation | 17028226 | 78496
Toxics | 17028218 | 78497
Pathogens | 17028200 | 78498
Exotic species | 17028192 | 78499
Flow, alterations | 17028184 | 78500
Habitat, alterations other than flow | 17028176 | 78501
Pollutants, all | 17028168 | 78502
Galena (PbS) | 17028150 | 78503
Quaternary ammonium compounds, benzyl(coco alkyl)bis(hydroxyethyl), acetates | 17028135 | 78504
Phosphorotrithioic acid | 17028127 | 78505
Phosphorothioic acid, S-[2-(ethylsulfinyl)-1-methylethyl] O,O-dimethyl ester | 17028119 | 78506
Plate count | 17028101 | 78507
Oil and Grease, calculated limit | 17028093 | 78508
Lignosulfonated mud | 17028085 | 78509
Toxicity, trout | 17028077 | 78510
Toxicity, sand dollar | 17028069 | 78511
Toxicity, salmo chronic | 17028051 | 78512
Toxicity, salmo acute | 17028044 | 78513
Toxicity, pimephales chronic | 17028036 | 78514
Toxicity, pimephales acute | 17028028 | 78515
Toxicity, chronic, daphnia magna, 21 days | 17028010 | 78516
Toxicity, ceriodaphnia chronic | 17028002 | 78517
Toxicity, ceriodaphnia acute | 17027996 | 78518
Raw materials, processed | 17027988 | 78519
Produced water, free oil | 17027970 | 78520
Population served | 17027962 | 78521
Operation of turbines | 17027954 | 78522
Drilling mud, treated with ferrochrome lignosulfonate. | 17027947 | 78523
Dioxin laboratory - alpha code | 17027939 | 78524
Biosolids | 17027921 | 78525
Wetland overflow | 17027913 | 78526
Water softener backwash | 17027905 | 78527
Water backwash | 17027897 | 78528
Tritium, increase in H-3 units | 17027889 | 78529
Tritium, counting error | 17027871 | 78530
Stock base fluid, sediment toxicity | 17027863 | 78531
Stock base fluid, PAH | 17027855 | 78532
Stock base fluid, biodegredation rate | 17027848 | 78533
Sodium, percent exchangeable soil | 17027830 | 78534
Seabed survey | 17027822 | 78535
Priority pollutants scan | 17027814 | 78536
Potassium, percent exchange | 17027806 | 78537
Oxygen transfer efficiency | 17027798 | 78538
Oxygen injection | 17027780 | 78539
Magnesium, percent exchange | 17027772 | 78540
10-Oxa-3,5,7-trithia-4,6-distannahexadecanoic acid, 4,4,6-tributyl-12-ethyl-6-[[2-[(2-ethylhexyl)oxy]-2-oxoethyl]thio]-9-oxo-, 2-ethylhexyl ester | 17009002 | 78541
4-Piperidinamine, N-butyl-2,2,6,6-tetramethyl- | 17008970 | 78542
Hexanedioic acid, polymer with 1,6-hexanediol, hydrazine, .alpha.-hydro-.omega.-hydroxypoly[oxy(methyl-1,2-ethanediyl)], 3-hydroxy-2-(hydroxymethyl)-2-methylpropanoic acid and 1,1'-methylenebis[4-isocyanatocyclohexane], compd. with N,N-diethylethanamine | 17008954 | 78543
Barium calcium manganese strontium oxide | 17008947 | 78544
2-Propenoic acid, polymer with sodium 4-ethenylbenzenesulfonate (1:1) | 17008939 | 78545
Propanamide, N-(2-hydroxyethyl)-3-methoxy- | 17008905 | 78546
Carbonic dichloride, polymer with [1,1'-biphenyl]-4,4'-diol and 4,4'-(1-methylethylidene)bis[phenol], bis[4-(1,1-dimethylethyl)phenyl] ester | 17008897 | 78547
Benzeneacetonitrile, .alpha.-butyl- | 17008814 | 78548
Ethanedioic acid, 1,2-diethyl ester, polymer with 1,2-ethanediamine | 17008772 | 78549
Hexanedioic acid, polymer with 2,2-dimethyl-1,3-propanediol, 1,2-ethanediamine, 1,6-hexanediol, 3-hydroxy-2-(hydroxymethyl)-2-methylpropanoic acid and 1,1'-methylenebis[4-isocyanatocyclohexane], compd. with N,N-diethylethanamine | 17008756 | 78550
1H-Pyrazole-3-carboxylic acid, 4-[2-[5-[[4-[[5-amino-2-sulfo-4-[2-[4-[[2-(sulfooxy)ethyl]sulfonyl]phenyl]diazenyl]phenyl]amino]-6-chloro-1,3,5-triazin-2-yl]amino]-2-sulfophenyl]diazenyl]-4,5-dihydro-5-oxo-1-(4-sulfophenyl)-, sodium salt (1:5) | 17008665 | 78551
Iodonium, (4-methylphenyl)[4-(2-methylpropyl)phenyl]-, hexafluorophosphate(1-) (1:1) | 17008657 | 78552
2-Propenoic acid, polymer with 1-ethenyl-2-pyrrolidinone, 2-methyl-2-[(1-oxo-2-propen-1-yl)amino]-1-propanesulfonic acid and 2-propenamide, ammonium salt | 17008582 | 78553
Glycine, N,N'-[1,2-ethenediylbis[(3-sulfo-4,1-phenylene)imino[6-[(4-sulfophenyl)amino]-1,3,5-triazine-4,2-diyl]]]bis[N-(carboxymethyl)-, sodium salt (1:4), compd. with 2-(chloromethyl)oxirane polymer with D-glucitol, N-methylmethanamine and 1,2,3-propanetriol formate (salt) | 17008558 | 78554
2-Propenoic acid, 2-hydroxypropyl ester, polymer with chloroethene, 1,4-cyclohexanedimethanol, 2,2-dimethyl-1,3-propanediol, ethenyl acetate, 5-isocyanato-1-(isocyanatomethyl)-1,3,3-trimethylcyclohexane and 2-oxepanone | 17008541 | 78555
2-Propen-1-ol, potassium salt (1:1) | 17008525 | 78556
2-Propenoic acid, 2-methyl-, methyl ester, polymer with 2-methylpropyl 2-methyl-2-propenoate and 1,2-propanediol mono-2-propenoate | 17008517 | 78557
.alpha.-D-Glucopyranoside, 2-ethylhexyl 6-O-.alpha.-D-glucopyranosyl- | 17008491 | 78558
Pyrrolo[3,4-c]pyrrole-1,4-dione, 2,5-dihydro-3,6-bis[3(or 4)-methylphenyl]- | 17008483 | 78559
Copper, [[[[C,C,C,C-tetrakis[2-methyl-1-(1-methylethyl)propoxy]-29H,31H-phthalocyanin-C-yl-.kappa.N29,.kappa.N30,.kappa.N31,.kappa.N32]methoxy]carbonyl]ferrocenato(2-)]- | 17008442 | 78560
Oxacyclopentadec-10-en-2-one, 13-methyl- | 17008426 | 78561
Ethanol, 2,2'-(methylimino)bis-, polymer with 1,2-ethanediamine, .alpha.-hydro-.omega.-hydroxypoly(oxy-1,4-butanediyl) and 5-isocyanato-1-(isocyanatomethyl)-1,3,3-trimethylcyclohexane | 17008343 | 78562
Hexanedioic acid, polymer with dimethyl carbonate, 1,6-hexanediol, hydrazine, 3-hydroxy-2-(hydroxymethyl)-2-methylpropanoic acid, 5-isocyanato-1-(isocyanatomethyl)-1,3,3-trimethylcyclohexane and 1,5-pentanediol, compd. with N,N-diethylethanamine | 17008327 | 78563
Tridymite (SiO2) | 524670270 | 78604
2-Pentene, 4-methyl-, (E)- | 524670239 | 78605
3-Heptene, (E)- | 524670221 | 78606
Industrial contribution, percent of influent | 17027764 | 78607
Flow, dry weather | 17027756 | 78608
Filter backwash discharge, number per day | 17027749 | 78609
Elevation, top of mine pool | 17027731 | 78610
Distance from shore | 17027723 | 78611
Dissolved oxygen, injected | 17027715 | 78612
Discharge drill cuttings, sediment toxicity | 17027707 | 78613
Discharge drill cuttings, formation oil | 17027699 | 78614
Discharge drill cuttings, base fluids retained | 17027681 | 78615
Delta pH | 17027673 | 78616
Chlorine, total residual, duration of violation | 17027665 | 78617
Chlorine usage | 17027657 | 78618
Chlorine rate | 17027640 | 78619
Chlorine produced oxidants | 17027632 | 78620
Chlorine dose | 17027624 | 78621
Chlorination frequency | 17027616 | 78622
Chlorination duration | 17027608 | 78623
Chlorination | 17027590 | 78624
Carcinogen additivity factor | 17027582 | 78625
Calcium, percent exchange | 17027574 | 78626
Calcium hypochlorite, weight per application | 17027566 | 78627
Calcium hypochlorite, number of applications | 17027558 | 78628
Blend ratio | 17027541 | 78629
Beta, counting error | 17027533 | 78630
Application rate | 17027525 | 78631
Animals, total number estimated | 17027517 | 78632
Alpha, counting error | 17027509 | 78633
2,3,7,8-Tetrachlorodibenzo-p-dioxin, TTE | 17027491 | 78634
2,3,7,8-Tetrachlorodibenzo-p-dioxin, TEC | 17027483 | 78635
Woody vegetation | 17027475 | 78636
Threatened and endangered species, presence | 17027467 | 78637
Herbaceous vegetation | 17027459 | 78638
Helminth ova | 17027442 | 78639
Tungsten and compounds | 17027434 | 78640
Toxaphene homologs | 17027426 | 78641
1,1'-Biphenyl, 2,2',4,4',5,5'-hexabromo- | 17027418 | 78642
Fraction lipid | 17027400 | 78643
Short chain chlorinated paraffins (SCCPs) | 17027384 | 78645
Alkylphenol ethoxylates | 17027376 | 78646
Hexanedioic acid, polymer with 2,2'-[(4-methylphenyl)imino]bis[ethanol] | 17008277 | 78647
Carbonic acid, dimethyl ester, polymer with 1,2-ethanediamine, 2-ethyl-2-(hydroxymethyl)-1,3-propanediol, 1,6-hexanediol, .alpha.-hydro-.omega.-hydroxypoly(oxy-1,2-ethanediyl), 1,1'-methylenebis[4-isocyanatocyclohexane] and 2,2'-(methylimino)bis[ethanol], compd. with dimethyl sulfate | 17008269 | 78648
Oxirane, 2-[(bicyclo[2.2.1]hept-5-en-2-ylmethoxy)methyl]- | 17008251 | 78649
2-Propenenitrile, polymer with ethenylbenzene and 1-phenyl-1H-pyrrole-2,5-dione | 17008236 | 78650
2-Propenoic acid, 3-sulfopropyl ester, potassium salt (1:1) | 17008194 | 78651
Oxirane, 2-phenyl-, polymer with oxirane, mono(dihydrogen phosphate), 3,5,5-trimethylhexyl ether | 17008152 | 78652
Oxirane, 2-phenyl-, polymer with oxirane, mono(dihydrogen phosphate), octyl ether | 17008145 | 78653
Oxirane, 2-phenyl-, polymer with oxirane, mono(dihydrogen phosphate), decyl ether | 17008137 | 78654
Oxirane, 2-ethyl-, polymer with oxirane, mono(3,5,5-trimethylhexyl) ether | 17008087 | 78655
Oxirane, 2-phenyl-, polymer with oxirane, mono(3,5,5-trimethylhexyl) ether | 17008079 | 78656
Oxirane, 2-phenyl-, polymer with oxirane, monodecyl ether | 17008061 | 78657
2-Propenamide, N-[3-(dimethylamino)propyl]-2-methyl-, polymer with 1-ethenyl-2-pyrrolidinone, hydrochloride | 17008053 | 78658
Hexanedioic acid, polymer with 2-(chloromethyl)oxirane, 2-ethyl-2-(hydroxymethyl)-1,3-propanediol, 4,4'-(1-methylethylidene)bis[phenol] and oxirane, 2-propenoate, polymer with 1,6-diisocyanatohexane, 2,2-dimethyl-1,3-propanediol, 1,2-ethanediamine, 3-hydroxy-2-(hydroxymethyl)-2-methylpropanoic acid and 5-isocyanato-1-(isocyanatomethyl)-1,3,3-trimethylcyclohexane | 17008046 | 78659
Formaldehyde, polymer with 1,3,5-trimethylbenzene | 17008012 | 78660
Hexane, 3-ethoxy-1,1,1,2,3,4,4,5,5,6,6,6-dodecafluoro-2-(trifluoromethyl)- | 17008004 | 78661
1,3-Benzenedicarboxylic acid, polymer with 2,2-dimethyl-1,3-propanediol, 2-ethyl-2-(hydroxymethyl)-1,3-propanediol, 2,5-furandione and 1,2-propanediol, 2-ethylhexyl ester | 17007972 | 78662
3-Hexene, 1-[(2-methyl-2-propen-1-yl)oxy]-, (3Z)- | 17007949 | 78663
Decanedioic acid, compd. with 2-(2-aminoethoxy)ethanol (1:?) | 17007923 | 78664
Poly(oxy-1,2-ethanediyl), .alpha.-(2-carboxybenzoyl)-.omega.-(2-propen-1-yloxy)-, potassium salt (1:1) | 17007873 | 78665
Poly(oxy-1,2-ethanediyl), .alpha.-(2-carboxybenzoyl)-.omega.-[(2-carboxybenzoyl)oxy]-, potassium salt (1:2) | 17007857 | 78666
Hexanedioic acid, polymer with 1,4-butanediol, 1,6-diisocyanatohexane, 1,6-hexanediol, 2-methyloxirane and oxirane | 17007840 | 78667
2-Propenoic acid, polymer with P-ethenylphosphonic acid | 17007816 | 78668
5-Isoquinolinesulfonic acid | 17007790 | 78669
Magnesium potassium silicon fluoride hydroxide oxide | 17007774 | 78670
2-Propen-1-aminium, N-methyl-N,N-di-2-propen-1-yl-, chloride (1:1) | 17007758 | 78671
1,4-Benzenedicarboxylic acid, polymer with 1,3-diisocyanatomethylbenzene, 1,2-ethanediol, 2,2'-[1,2-ethanediylbis(oxy)]bis[ethanol], 2-ethyl-2-(hydroxymethyl)-1,3-propanediol and .alpha.,.alpha.'-[(1-methylethylidene)di-4,1-phenylene]bis[.omega.-hydroxypoly[oxy(methyl-1,2-ethanediyl)]], benzoate (ester) | 17007725 | 78672
Poly(oxy-1,2-ethanediyl), .alpha.-(1-oxo-2-propen-1-yl)-.omega.-hydroxy- | 17007709 | 78673
Methanesulfonamide, N-[2,4-dichloro-5-[4-(difluoromethyl)-4,5-dihydro-3-methyl-5-oxo-1H-1,2,4-triazol-1-yl]phenyl]-, sodium salt (1:1) | 17007691 | 78674
1,4-Benzenedicarboxylic acid, polymer with N1-(2-aminoethyl)-1,2-ethanediamine, sulfate | 17007683 | 78675
1,3-Benzenedicarboxylic acid, polymer with 1,4-benzenedicarboxylic acid and 1,6-hexanediol | 17007675 | 78676
2-Propenoic acid, ethyl ester, polymer with ethene, ethenylbenzene and 2-propenenitrile | 17007642 | 78677
Benzene, ethyl[(trimethoxysilyl)ethyl]- | 17007634 | 78678
1,3-Isobenzofurandione, polymer with 2-(chloromethyl)oxirane, 4,4'-(1-methylethylidene)bis[phenol] and .alpha.,.alpha.'-[(1-methylethylidene)di-4,1-phenylene]bis[.omega.-hydroxypoly[oxy(methyl-1,2-ethanediyl)]], benzoate octadecanoate | 17007626 | 78679
Tridecene | 17007592 | 78680
2-Oxepanone, polymer with 2-ethyl-2-(hydroxymethyl)-1,3-propanediol and 1,1'-methylenebis[isocyanatobenzene] | 17007550 | 78681
Sodium, ion (Na1+) | 524670197 | 78682
1-Propanol, 2-butoxy- | 524670189 | 78683
Potassium, ion (K1+) | 524670171 | 78684
Benzaldehyde, 2-methyl- | 524670163 | 78685
1,5-Pentanediamine | 524669900 | 78686
Stannane, butylchloro- | 524670130 | 78687
Cyclopentene, methyl- | 524670114 | 78688
Oxonium | 524670072 | 78689
Benzene, chloro(chloromethyl)- | 524670023 | 78690
Alkenes, C10-50 | 524670007 | 78691
3-Heptene, (3Z)- | 524669983 | 78692
2-Octene, (2Z)- | 524669975 | 78693
Dibenzo[def,mno]chrysene | 524669967 | 78694
4-Nonene | 524669959 | 78695
1-Pentene, 3,4-dimethyl- | 524669942 | 78696
Benzaldehyde, 2,5-dimethyl- | 524669926 | 78697
Sample volume | 524671310 | 78698
Ultraviolet radiation | 524671716 | 78699
Total dustfall | 524671708 | 78700
Total suspended particulate (TSP) | 524671690 | 78701
Steel corrosion | 524671682 | 78702
Smoke | 524671674 | 78703
Rubber cracking | 524671666 | 78704
Resultant speed | 524671658 | 78705
Resultant direction | 524671641 | 78706
Respirable particles | 524671633 | 78707
Rainfall, radioactive | 524671625 | 78708
Emissions other than road-based | 524671617 | 78709
Net radiation | 524671609 | 78710
Fabric, dyed | 524671591 | 78711
Temperature, indoor | 524671583 | 78712
Light scatter | 524671567 | 78714
Weight of solubles in water as suspended particles | 524671559 | 78715
Water soluble ash, suspended particles | 524671542 | 78716
Weight of insolubles in water as suspended particles | 524671534 | 78717
Water insoluble ash, suspended particles | 524671526 | 78718
Visibility | 524671500 | 78720
Virtual temperature | 524671492 | 78721
Chrysene, mixt. with triphenylene | 17027368 | 78722
PCB-083/089 mixture | 17027343 | 78723
PCB-194/205 mixture | 17027335 | 78724
PCB-13/135/144/124 mixture | 17027327 | 78725
1,1'-Biphenyl, 2,2',3,3',4,4'-hexachloro- and/or 2,3',4,4',5,5'-hexachlorobiphenyl | 17027319 | 78726
PCB-114/131 mixture | 17027301 | 78727
PCB-87/81 mixture | 17027285 | 78729
PCB-33/53/27 mixture | 17027277 | 78730
Triorganostannate | 17027251 | 78732
Total oil and grease, less total petroleum hydrocarbons (TPH) | 17027244 | 78733
Syltherm | 17027236 | 78734
Suspended solids, inorganic | 17027228 | 78735
Spectrus CT 1300 | 17027210 | 78736
Slimicide C-74 | 17027202 | 78737
Slimicide C-31 | 17027194 | 78738
Polyacrylamide chloride | 17027186 | 78739
Phenol, dichloro-4-(1,1--dimethylpropyl)- | 17027178 | 78740
Phenol, (dimethylpropyl)- | 17027160 | 78741
Macrotrol 9210 | 17027152 | 78742
IMCO Phos | 17027145 | 78743
IMCO Nos. 4,5 | 17027137 | 78744
IMCO Nos. 1,2,3,6 | 17027129 | 78745
IMCO Lubrikleen | 17027111 | 78746
IMCO Lube 106 | 17027103 | 78747
Ethylhexyl | 17027095 | 78748
Dibenzothiophene, 1,2,3,4-Tetrahydro-8-methyl- | 17027087 | 78749
Clam-trol CT-4 | 17027079 | 78750
Chloroform extractables | 17027061 | 78751
Chlorinated paraffin, in sludge | 17027053 | 78752
Bis ether | 17027038 | 78753
Benzoic acids | 17027020 | 78754
Benzenesulfonamide, diethylmethyl- | 17027012 | 78755
Benzene, methyl-3-phenoxy-, alkyl-substituted | 17027004 | 78756
Benzene, methylenebis-, sec-butyl derivative | 17026998 | 78757
Benzene, 1,1'-(1,2-ethanediyl)bis-, sec-butyl derivative | 17026980 | 78758
Benzene, 1,1'-ethylidenebis-, isopropylated | 17026972 | 78759
Benzene, 1,1'-(1,2-ethanediyl)bis-, isopropylated | 17026964 | 78760
Aminotrol methylene phosphate | 17026956 | 78761
Alkyl dimethyl ethyl ammonium bromide | 17026949 | 78762
Acids, volatile | 17026931 | 78763
1,3,5-Triazine, hexahydro-1,3,5-trinitro-, mixt. with octahydro-1,3,5,7-tetranitro-1,3,5,7-tetrazocine | 17026923 | 78764
1H-Benzotriazole, 5-butyl- | 17026915 | 78765
Sand | 17026907 | 78766
Clam-trol CT-2 | 17026899 | 78767
.beta.-Heptachlor epoxide | 17026881 | 78768
Kwik Seal | 17026873 | 78769
Benzene, 1,1'-oxybis[2,4,5-tribromo- | 17026865 | 78770
Benzene, 1,2,4-tribromo-5-(2,4-dibromophenoxy)- | 17026857 | 78771
1-Octanesulfonic acid, 1,1,2,2,3,3,4,4,5,5,6,6,7,7,8,8,8-heptadecafluoro-, ion(1-) | 17026840 | 78772
Benzene, 2,4-dibromo-1-(4-bromophenoxy)- | 17026832 | 78773
1,2-Benzisothiazole, 3-methoxy- | 17026824 | 78774
Neptune Blue | 17026816 | 78775
2-Propanamine, N-(1-methylpropylidene)- | 17026808 | 78776
Benzene, dichloro(trifluoromethyl)- | 17026790 | 78777
Benzene, 1,1'-(2,2-dichloroethylidene)bis[2-chloro- | 17026782 | 78778
2,5-Methano-2H-indeno[1,2-b]oxirene, 2,3,4,5,6,7,7-heptachloro-1a,1b,5,5a,6,6a-hexahydro-, (1aR,1bR,2S,5R,5aS,6R,6aR)-rel- | 17026774 | 78779
Propanediol | 17026766 | 78780
Aluminum, ion (Al3+) | 17026758 | 78781
Diphosphite | 17026741 | 78782
Silver, ion (Ag1+) | 17026733 | 78783
Superoxide | 17026725 | 78784
Nitrogen chloride (NCl3) | 17026717 | 78785
XC Polymer | 17026709 | 78786
Benzene, 1,1'-(2,2,2-trichloroethylidene)bis[2-chloro- | 17026691 | 78787
[1,1'-Biphenyl]-2-ol, sodium salt, tetrahydrate | 17026683 | 78788
Benzene, 2,4-dibromo-1-(2,4-dibromophenoxy)- | 17026675 | 78789
Phenol, 2-chloro-4-(1,1-dimethylpropyl)- | 17026667 | 78790
Chlorimide | 17026659 | 78791
Benzene, 1,1'-(dichloroethenylidene)bis[2-chloro- | 17026642 | 78792
Sulfuric acid, dimethyl ester, compd. with .alpha.,.alpha.',.alpha.'',.alpha.'''-[1,6-hexanediylbis(nitrilodi-2,1-ethanediyl)]tetrakis[.omega.-hydroxypoly(oxy-1,2-ethanediyl)] | 17007477 | 78793
2-Propenoic acid, 1,1'-[2-[[[[[3-(8,8-dimethoxy-3-oxo-9-oxa-4-thia-2-aza-8-siladec-1-yl)-3,5,5-trimethylcyclohexyl]amino]carbonyl]oxy]methyl]-2-[[(1-oxo-2-propen-1-yl)oxy]methyl]-1,3-propanediyl] ester | 17007469 | 78794
1,3-Benzenedicarboxylic acid, polymer with 1,4-cyclohexanedimethanol and 1,4-dimethyl 1,4-benzenedicarboxylate | 17007451 | 78795
5,9-Undecadienal, 2,6,10-trimethyl- | 17007428 | 78796
Cyclohexanemethanol, 2-hydroxy-.alpha.,.alpha.,4-trimethyl-, (1S,2R,4R)- | 17007410 | 78797
Platinum, [(1,2,5,6-.eta.)-1,5-cyclooctadiene]bis[[4-(trimethylsilyl)phenyl]ethynyl]- | 17007402 | 78798
Cyclohexanecarboxylic acid, 1,4-dimethyl-, methyl ester, trans- | 17007394 | 78799
Propane, 1,1,1,3,3-pentachloro- | 17007378 | 78800
Cyclohexanecarboxylic acid, 1,4-dimethyl-, methyl ester, cis- | 17007360 | 78801
Cyclopentene, polymer with 1,3-butadiene, 1-butene, (2E)-2-butene, (2Z)-2-butene, 2-methyl-1-propene and 1,3-pentadiene | 17007345 | 78802
1,3-Benzenedicarboxylic acid, polymer with 1,4-benzenedicarboxylic acid and 4,4'-methylenebis[2,6-dimethylphenol] | 17007337 | 78803
4-Penten-1-one, 1-spiro[4.5]dec-6-en-7-yl- | 17007311 | 78804
4-Penten-1-one, 1-spiro[4.5]dec-7-en-7-yl- | 17007303 | 78805
Benzoic acid, 4,4'-oxybis- | 17007261 | 78806
Benzeneacetonitrile, 2-methyl-.alpha.-[5-[[(octylsulfonyl)oxy]imino]-2(5H)-thienylidene]- | 17007220 | 78807
Benzeneacetonitrile, 2-methyl-.alpha.-[5-[[[(4-methylphenyl)sulfonyl]oxy]imino]-2(5H)-thienylidene]- | 17007212 | 78808
1,4-Cyclohexanedicarboxylic acid, 1,4-dimethyl ester, trans-, polymer with 1,4-cyclohexanedimethanol | 17007204 | 78809
2(3H)-Benzofuranone, 3-[2-(acetyloxy)-5-(1,1,3,3-tetramethylbutyl)phenyl]-5-(1,1,3,3-tetramethylbutyl)- | 17007170 | 78810
Carbonic acid, dimethyl ester, polymer with 1,4-cyclohexanedimethanol and 1,6-hexanediol | 17007162 | 78811
Poly[oxy(methyl-1,2-ethanediyl)], .alpha.-[[[3-(trimethoxysilyl)propyl]amino]carbonyl]-.omega.-[[[[3-(trimethoxysilyl)propyl]amino]carbonyl]oxy]- | 17007154 | 78812
2-Propenoic acid, 2-methyl-, eicosyl ester, polymer with hexadecyl 2-methyl-2-propenoate, isodecyl 2-methyl-2-propenoate, methyl 2-methyl-2-propenoate and octadecyl 2-methyl-2-propenoate | 17007147 | 78813
Cyclohexanol, 1-methyl-3-(2-methylpropyl)- | 17007139 | 78814
Lithium, hexyl- | 17007113 | 78815
Neodecanamide, N-[2-(2-hydroxyethoxy)ethyl]- | 17007105 | 78816
Acetic acid, 2-chloro-, sodium salt (1:1), compd. with 4-ethenylpyridine homopolymer | 17007071 | 78817
1,4-Benzenedicarboxylic acid, polymer with formaldehyde, 1,3-isobenzofurandione, .alpha.,.alpha.'-[(1-methylethylidene)di-4,1-phenylene]bis[.omega.-hydroxypoly(oxy-1,2-ethanediyl)], oxirane and phenol | 17007063 | 78818
Phenol, 2-(1-methyl-1-phenylethyl)-4-(1,1,3,3-tetramethylbutyl)-6-[5-(trifluoromethyl)-2H-benzotriazol-2-yl]- | 17007014 | 78819
2-Propenoic acid, 2-methyl-, 2-hydroxyethyl ester, polymer with 1-cyclohexyl-1H-pyrrole-2,5-dione | 17007006 | 78820
Phenol, 4,4'-sulfonylbis-, sodium salt (1:1) | 17006966 | 78821
2-Propenoic acid, 2-methyl-, polymer with butyl 2-methyl-2-propenoate, 3,3,4,4,5,5,6,6,7,7,8,8,9,9,10,10,10-heptadecafluorodecyl 2-propenoate, 2-hydroxyethyl 2-methyl-2-propenoate and methyl 2-methyl-2-propenoate | 17006958 | 78822
9-Octadecenoic acid, 12-(benzoyloxy)-, hexadecyl ester, (9Z,12R)- | 17006933 | 78823
2-Propenoic acid, 2-methyl-, monoester with 1,2-propanediol, polymer with 1-ethenyl-2-pyrrolidinone and 2-propenoic acid | 17006883 | 78824
1,2-Ethanediamine, hydrochloride (1:1) | 17006834 | 78825
Wind speed, vertical | 524671484 | 78826
Wind direction, vertical | 524671476 | 78827
Total weight of ash, suspended particles | 524671468 | 78828
Temperature difference | 524671443 | 78830
Temperature 24-hr minimum | 524671435 | 78831
Temperature 24-hr maximum | 524671427 | 78832
PAMS Target chemicals, sum | 524671419 | 78833
Sulfation rate | 524671401 | 78834
Wind speed, vertical, std dev | 524671393 | 78835
Wind direction, vertical, std dev | 524671385 | 78836
Wind speed, horizontal, std dev | 524671377 | 78837
Wind direction, horizontal, std dev | 524671369 | 78838
Soil index | 524671351 | 78839
Soil index (RUD) | 524671344 | 78840
Soil index, coefficient of haze (COH) | 524671336 | 78841
Sulfur dioxide, maximum 5-minute average | 524671328 | 78842
Windblown particulates | 524671724 | 78846
Chrysene, methyl- | 524672110 | 78852
Benzopyrene, methyl- | 524672102 | 78853
Chromic acid (H2CrO4), disodium salt, tetrahydrate | 524672094 | 78854
Phosphorus oxide (P2O3) | 524672086 | 78855
Acetic acid, nickel(2+) salt, tetrahydrate | 524672078 | 78856
Nickel carbide | 524672060 | 78857
3(2H)-Isothiazolone | 17026634 | 78858
Phosphoric acid, diethyl 6-methyl-2-(1-methylethyl)-4-pyrimidinyl ester | 17026626 | 78859
Propane, 1-ethoxy-2-methyl- | 17026618 | 78860
Benzene, 1,2,3,4-tetrabromo-5-(2,4-dibromophenoxy)- | 17026600 | 78861
Benzene, 1,2,3-tribromo-4-(2,4,6-tribromophenoxy)- | 17026592 | 78862
Benzene, 1,3,5-tribromo-2-(2,4,5-tribromophenoxy)- | 17026584 | 78863
Benzene, 1,3,5-tribromo-2-(2,4-dibromophenoxy)- | 17026576 | 78864
Benzene, 1,2-dibromo-4-(2,4-dibromophenoxy)- | 17026568 | 78865
Benzene, pentabromo(4-bromophenoxy)- | 17026550 | 78866
Benzene, 1,2,3-tribromo-4-(2,4,5-tribromophenoxy)- | 17026543 | 78867
Benzene, 1,2,3-tribromo-4-(2,4-dibromophenoxy)- | 17026535 | 78868
Zirconium nitrate oxide (Zr2(NO3)2O3), pentahydrate | 17000423 | 78869
Polycyclic organic matter, other than PAHs | 17000340 | 78870
Manganese and compounds | 17000308 | 78871
Cyanide and compounds | 17000282 | 78872
Chlorinated dioxins and furans | 17000357 | 78873
Arsenic and compounds (inorganic including arsine) | 17000233 | 78874
Mercury, ion (Hg2+) | 17016817 | 78875
Cement kiln dust | 17016809 | 78876
Propanamide, N-ethyl-N-(3-methylphenyl)- | 17006826 | 78877
1-Octanesulfonamide, N-[3-(dimethyloxidoamino)propyl]-1,1,2,2,3,3,4,4,5,5,6,6,7,7,8,8,8-heptadecafluoro-, potassium salt (1:1) | 17006792 | 78878
2,5-Furandione, telomer with ethenylbenzene and (1-methylethyl)benzene, (9Z)-9-octadecen-1-yl ester | 17006784 | 78879
1,3-Benzenedicarboxylic acid, polymer with 1,3-diisocyanatomethylbenzene, 2-ethyl-2-(hydroxymethyl)-1,3-propanediol, hexanedioic acid and .alpha.,.alpha.'-[(1-methylethylidene)di-4,1-phenylene]bis[.omega.-hydroxypoly[oxy(methyl-1,2-ethanediyl)]], benzoate | 17006750 | 78880
1,3-Benzenedicarboxylic acid, polymer with .alpha.,.alpha.'-[(1-methylethylidene)di-4,1-phenylene]bis[.omega.-hydroxypoly[oxy(methyl-1,2-ethanediyl)]] and 2,2'-oxybis[ethanol] | 17006743 | 78881
2-Propenoic acid, 2-methyl-, polymer with N-(1,1-dimethyl-3-oxobutyl)-2-propenamide, ethyl 2-propenoate and methyl 2-methyl-2-propenoate, ammonium salt | 17006735 | 78882
Tantalum, tris(N-ethylethanaminato)[2-methyl-2-propanaminato(2-)]-, (T-4)- | 17006719 | 78883
Propanoyl fluoride, 2,3,3,3-tetrafluoro-2-(1,1,2,2,2-pentafluoroethoxy)- | 17006701 | 78884
Copper, iodobis(triphenylphosphine)- | 17006669 | 78885
Cellulose, acetate butanoate, carboxymethyl ether | 17006628 | 78886
1,4-Benzenedicarboxylic acid, polymer with 1,4-cyclohexanedimethanol, 1,2-ethanediol and 2,2'-oxybis[ethanol] | 17006610 | 78887
1H-Indene, 2,3-dihydro-1,1,3-trimethyl-3-phenyl-, octabromo deriv. | 17006602 | 78888
Bicyclo[2.2.1]hept-5-ene-2-carboxylic acid, 1,1-dimethylethyl ester | 17006594 | 78889
Copper, diamminebis(nitrato-.kappa.O)- | 17006586 | 78890
Phosphonium, ethyltriphenyl-, bromide (1:1) | 17006578 | 78891
Cyclopentane, 1,1,2,2,3,3,4-heptafluoro- | 17006560 | 78892
2-Propenoic acid, telomer with ethenylbenzene and 3-mercaptopropanoic acid, ammonium salt | 17006552 | 78893
1H-Imidazolium, 1-ethenyl-3-methyl-, methyl sulfate (1:1), polymer with 1-ethenyl-2-pyrrolidinone | 17006537 | 78894
Glycine, N-[2-[bis(carboxymethyl)amino]ethyl]-N-(1-oxododecyl)-, sodium salt (1:3) | 17006529 | 78895
8-Undecenal, (8Z)- | 17006503 | 78896
Poly[oxy(methyl-1,2-ethanediyl)], .alpha.-hydro-.omega.-hydroxy-, polymer with 2,4-diisocyanato-1-methylbenzene and .alpha.-hydro-.omega.-hydroxypoly[oxy(methyl-1,2-ethanediyl)] ether with 2-ethyl-2-(hydroxymethyl)-1,3-propanediol (3:1) | 17006495 | 78897
1,3-Benzenedicarboxylic acid, polymer with 5-amino-1,3,3-trimethylcyclohexanemethanamine, hexanedioic acid, 1,6-hexanediol, 3-hydroxy-2-(hydroxymethyl)-2-methylpropanoic acid and 1,1'-methylenebis[4-isocyanatocyclohexane], compd. with N,N-diethylethanamine | 17006487 | 78898
1-Naphthalenol, polymer with 1,4-bis(methoxymethyl)benzene | 17006479 | 78899
Aluminum cesium fluoride | 17006461 | 78900
8-Decene-3,5-dione, 4,6,9-trimethyl- | 17006453 | 78901
Ferrate(4-), hexakis(cyano-.kappa.C)-, cobalt(2+) potassium (1:1:2), (OC-6-11)- | 17006446 | 78902
Propanoic acid, 2-(trimethoxysilyl)-, ethyl ester | 17006438 | 78903
Pyridinium, 1-[(dimethylamino)carbonyl]-4-(2-sulfoethyl)-, inner salt | 17006420 | 78904
1-Hexanol, 3-mercapto-, 1-acetate | 17006412 | 78905
Aluminate (Al(OH)63-), (OC-6-11)-, magnesium carbonate perchlorate (5:10:1:3) | 17006404 | 78906
Aspartic acid, N,N'-1,6-hexanediylbis-, 1,1',4,4'-tetraethyl ester | 17006396 | 78907
1,6-Hexanediol, polymer with methanamine | 17006388 | 78908
Palladium(2+), tetraammine-, (SP-4-1)-, carbonate (1:2) | 17006370 | 78909
Phenoxazin-5-ium, 3,7-bis(diethylamino)-, (T-4)-tetrachloroferrate(1-) (1:1) | 17006354 | 78910
9-Undecenenitrile, (9E)- | 17006339 | 78911
Benzene, 1,3-bis(4-nitrophenoxy)- | 17006313 | 78912
2-Propenoic acid, 2-methyl-, methyl ester, polymer with butyl 2-propenoate, ethenylbenzene, 2-hydroxyethyl 2-propenoate and 2-propenoic acid, compd. with N,N-diethylethanamine | 17006305 | 78913
1,6-Hexanediol, polymer with 1,6-diisocyanatohexane and .alpha.-hydro-.omega.-hydroxypoly(oxy-1,4-butanediyl) | 17006297 | 78914
2-Oxiranemethanamine, N,N'-(methylenedi-4,1-phenylene)bis[N-(2-oxiranylmethyl)-, polymer with 4,4'-methylenebis[2-methylcyclohexanamine] | 17006289 | 78915
Oxirane, 2-methyl-, polymer with oxirane and 2-[(2-propen-1-yloxy)methyl]oxirane | 17006271 | 78916
Nonanoic acid, compd. with 2-aminoethanol (1:1) | 17006248 | 78917
.alpha.-D-Glucopyranoside, 2-ethylhexyl | 17006230 | 78918
Manganese yttrium oxide (Mn2YO5) | 17006214 | 78919
Platinum(2+), tetraammine-, (SP-4-1)-, carbonate (1:2) | 17006206 | 78920
Bismuth manganese oxide (BiMn2O5) | 17006198 | 78921
Barium manganese oxide (BaMnO3) | 17006180 | 78922
Manganese strontium oxide (MnSrO3) | 17006172 | 78923
Manganate (MnO21-), calcium (2:1) | 17006164 | 78924
Manganese yttrium oxide (MnYO3) | 17006156 | 78925
9-Octadecenoic acid, 12-(acetyloxy)-, 2-methoxyethyl ester, (R-(Z))- | 524672052 | 78926
Phosphinic acid, manganese(2+) salt, monohydrate | 524672045 | 78927
Arsenenous acid, lead(2+) salt | 524672037 | 78928
Gold cyanide | 524672029 | 78929
Ethanol, 2-[[3,5-dimethyl-1-(2-methylpropyl)hexyl]oxy]- | 524672011 | 78930
Ethanol, 2-[(2-methylpentyl)oxy]- | 524672003 | 78931
Ethanol, 2-(ethenyloxy)- | 524671997 | 78932
Ethanol, 2-(1-methylpropoxy)- | 524671989 | 78933
Oxirane, 2,2'-(1,2-ethanediylbis(oxymethylene))bis(2-methyl- | 524671971 | 78934
Ethanol, 2-[2-[(2-methylpentyl)oxy]ethoxy]- | 524671963 | 78935
Ethanol, 2-(2-(ethenyloxy)ethoxy)- | 524671955 | 78936
Propanenitrile, 3-[2-(2-hydroxyethoxy)ethoxy]- | 524671948 | 78937
Ethane, 1-ethoxy-2-(2-methoxyethoxy)- | 524671930 | 78938
Cobalt, tetracarbonylhydro- | 524671922 | 78939
Carbonic acid, cobalt salt | 524671914 | 78940
Chromium, difluorodioxo-, (T-4)- | 524671906 | 78941
Chromium chloride (CrCl3), hexahydrate | 524671898 | 78942
Benzo[ghi]fluoranthene | 524671880 | 78943
Chrysene, 6-nitro- | 524671872 | 78944
1-Propanol, 3-butoxy- | 524671864 | 78945
Ethanol, 2-(2,4-hexadienyloxy)- | 524671856 | 78946
Pyrene, 1,6-dinitro- | 524671849 | 78947
Hexene, 2,2,4-trimethyl- | 524671823 | 78949
Conductance | 524671773 | 78954
Ultraviolet radiation, Type B | 524671765 | 78955
Inorganic fraction, suspended particles | 524671757 | 78956
Organic fraction, suspended particles | 524671740 | 78957
Infrared radiation | 524671732 | 78958
Benzo[c]phenanthrene | 524672417 | 78959
Primary PM (filterables and condensibles) | 524672334 | 78966
Primary PM, filterable portion only | 524672326 | 78967
Toxicity, water, Ceriodaphnia dubia, LC50 | 52457355 | 78969
Oxygen uptake, night | 52457348 | 78970
Oxygen uptake, day | 52457330 | 78971
Seston | 52457322 | 78972
Fish kill observation | 52457314 | 78973
Water appearance (text) | 52457306 | 78974
Algae, green (phylum chlorophyta) density | 52457298 | 78975
Sediment, organic, classification (choice list) | 52457280 | 78976
Sediment, inorganic, classification (choice list) | 52457272 | 78977
Precipitation during activity (choice list) | 52457264 | 78978
Thickness, supernatant layer | 52457256 | 78979
Water level reference point elevation | 52457249 | 78980
Water level in well, depth from a reference point | 52457231 | 78981
Phytoplankton, settling volume | 52457223 | 78982
River/stream channel slope | 52457215 | 78983
Population diversity, phytoplankton, number of species | 52457207 | 78984
Population diversity, zooplankton, number of species | 52457199 | 78985
Population diversity, macroinvertebrates, number of species | 52457181 | 78986
Population diversity, fish, number of species | 52457173 | 78987
Light, underwater extinction coefficient (K) | 52457165 | 78988
Productivity, photosynthetic rate, carbon production | 52457157 | 78989
Ice thickness | 52457140 | 78990
Current direction | 52457132 | 78991
Current speed | 52457124 | 78992
Toxicity, water, 100%/ LC50 (% effluent) for Ceriodaphnia | 52457116 | 78993
Algae, blue-green (phylum cyanophyta) density | 52457108 | 78994
Algae, red (phylum rhodophyta) density | 52457090 | 78995
Algae, brown (phylum phaeophyta) density | 52457082 | 78996
Algae, golden-brown (phylum chrysophyta) density | 52457074 | 78997
Algae, yellow-green (phylum xanthophyta) density | 52457066 | 78998
Algae, all groups, density | 52457058 | 78999
Light, (PAR at depth/PAR at surface) x 100 | 52457041 | 79000
Light, photosynthetic active radiation at depth (PAR) | 52457033 | 79001
Light, photosynthetic active radiation (PAR) | 52457025 | 79002
Ryznar Stability Index | 52457017 | 79003
Anion/cation ratio | 52457009 | 79004
Ionic strength | 52456993 | 79005
Silt | 52456985 | 79006
Evaporation | 52456977 | 79007
Alkalinity, hydroxide as CaCO3 | 52456969 | 79008
Bacteria mixture, unspecified | 52451135 | 79009
Phenanthrenes and anthracenes, total | 52451127 | 79010
1,1'-Biphenyl, 2,2',3,4,5'-pentachloro- and/or 2,3,4,4',6-Pentachlorobiphenyl | 52451119 | 79011
1,1'-Biphenyl, 3,3',5,5'-tetrachloro- and/or 2,2',3,5',6-Pentachlorobiphenyl | 52451101 | 79012
1,1'-Biphenyl, 2,3,4,5-tetrachloro- and/or 2,4,4',5-Tetrachlorobiphenyl | 52451093 | 79013
1,1'-Biphenyl, 2,3,3',4-tetrachloro- and/or 2,2',3,4',6-Pentachlorobiphenyl | 52451085 | 79014
1,1'-Biphenyl, 2,2',4,4'-tetrachloro- and/or 2,4,4',6-Tetrachlorobiphenyl | 52451077 | 79015
1,1'-Biphenyl, 2,2',3,4-tetrachloro- and/or 2,3,4',6-Tetrachlorobiphenyl | 52451069 | 79016
1,1'-Biphenyl, 3,4,4'-trichloro- and/or 2,2',3,4'-Tetrachlorobiphenyl and/or 2,3,3',6-Tetrachlorobiphenyl | 52451051 | 79017
1,1'-Biphenyl, 2,3,4'-trichloro- and/or 2,2',4,6'-Tetrachlorobiphenyl | 52451044 | 79018
1,1'-Biphenyl, 2,3,3'-trichloro- and/or 2,3',4'-Trichlorobiphenyl | 52451036 | 79019
1,1'-Biphenyl, 2,2',4-trichloro- and/or 2,2',5-Trichlorobiphenyl | 52451028 | 79020
1,1'-Biphenyl, 2,2',4,4',5,5'-hexachloro- and/or 2,2',3,3',4,5,6-Heptachlorobiphenyl and/or 2,2',3,3',4,5',6,6'-Octachlorobiphenyl | 52451010 | 79021
1,1'-Biphenyl, 2,3',4,4',5'-pentachloro- and/or 2,2',4,4',5,5'-Hexachlorobiphenyl | 52451002 | 79022
Benzene, (1-hexyloctyl)- mixt. with (1-Pentylnonyl)benzene | 52450996 | 79023
Nitrogen, mixed forms (NH3), (NH4), organic, (NO2) and (NO3) | 52450988 | 79024
Surfactants, cationic | 52450970 | 79025
Surfactants, anionic | 52450962 | 79026
Surfactants, nonionic mixture | 52450954 | 79027
Surfactants, ionic mixture (anionic and cationic) | 52450947 | 79028
Surfactants, unspecified mixture | 52450939 | 79029
Diesel range organics | 52450921 | 79030
Gasoline range organics | 52450913 | 79031
MIOX micaceous iron oxide | 52450905 | 79032
Haloacetic acids | 52450897 | 79033
1,1'-Biphenyl, 2,2',3,3',4,5,5',6-octachloro- and/or 2,2',3,3',4,5,5',6'-Octachlorobiphenyl | 52450889 | 79034
1,1'-Biphenyl, 2,2',3,3',4,4',6,6'-octachloro- and/or 2,2',3,3',4,5,6,6'-Octachlorobiphenyl | 52450871 | 79035
1,1'-Biphenyl, 2,2',3,4,4',5',6-heptachloro- and/or 2,2',3,4,5,5',6-Heptachlorobiphenyl | 52450863 | 79036
1,1'-Biphenyl, 2,2',3,4,4',5,5'-heptachloro- and/or 2,3,3',4',5,5',6-Heptachlorobiphenyl | 52450855 | 79037
1,1'-Biphenyl, 2,2',3,3',4,4',6-heptachloro- and/or 2,2',3,3',4,5,6-Heptachlorobiphenyl | 52450848 | 79038
1,1'-Biphenyl, 2,3,3',4,4',5-hexachloro- and/or 2,3,3',4,4',5'-Hexachlorobiphenyl | 52450830 | 79039
1,1'-Biphenyl, 2,2',4,4',5,5'-hexachloro- and/or 2,3',4,4',5',6-Hexachlorobiphenyl | 52450822 | 79040
1,1'-Biphenyl, 2,2',3,4',5,6-hexachloro- and/or 2,2',3,4',5',6-Hexachlorobiphenyl | 52450814 | 79041
1,1'-Biphenyl, 2,2',3,4,4',6-hexachloro- and/or 2,2',3,4,4',6'-Hexachlorobiphenyl | 52450806 | 79042
1,1'-Biphenyl, 2,2',3,3',6-pentachloro- and/or 2,2',3,5,5',6-Hexachlorobiphenyl and/or 2,2',4,4',5,6'-Hexachlorobiphenyl | 52450798 | 79043
1,1'-Biphenyl, 2,2',3,3',5,6-hexachloro- and/or 2,2',3,4,5,6'-Hexachlorobiphenyl | 52450780 | 79044
1,1'-Biphenyl, 2,2',3,3',4,5-hexachloro- and/or 2,2',3,4,4',5'-Hexachlorobiphenyl and/or 2,3,3',4,5,6-Hexachlorobiphenyl and/or 2,3,3',4',5,6-Hexachlorobiphenyl | 52450772 | 79045
1,1'-Biphenyl, 2,2',3,3',4,4'-hexachloro- and/or 2,3,4,4',5,6-Hexachlorobiphenyl | 52450764 | 79046
1,1'-Biphenyl, 2,3,3',4',6-pentachloro- and/or 2,3,4,4',6-Pentachlorobiphenyl | 52450756 | 79047
1,1'-Biphenyl, 2,3,3',4',5-pentachloro- and/or 2,3',4',5,5'-Pentachlorobiphenyl | 52450749 | 79048
1,1'-Biphenyl, 2,2',3,5,6-pentachloro- and/or 2,2',3,5',6-Pentachlorobiphenyl and/or 2,2',3,4',6'-Pentachlorobiphenyl and/or 2,2',4,4',6-Pentachlorobiphenyl and/or 2,2',4,5,6'-Pentachlorobiphenyl | 52450731 | 79049
1,1'-Biphenyl, 2,2',3,4',5-pentachloro- and/or 2,2',4,5,5'-Pentachloro-1,1'-biphenyl and/or 2,3,3',5',6-Pentachlorobiphenyl | 52450723 | 79050
1,1'-Biphenyl, 2,2',3,4,6-pentachloro- and/or 2,2',3,4',6-Pentachlorobiphenyl | 52450715 | 79051
1,1'-Biphenyl, 2,2',3,4,5-pentachloro- and/or 2,2',3,4,5'-Pentachlorobiphenyl and/or 2,2',3,4',5'-Pentachlorobiphenyl and/or 2,3,3',4,5'-Pentachlorobiphenyl and/or 2,3',4,4',6-Pentachlorobiphenyl and/or 2,3',4',5',6-Pentachlorobiphenyl | 52450707 | 79052
1,1'-Biphenyl, 2,2',3,4,4'-pentachloro- and/or 2,3,4,5,6-Pentachlorobiphenyl and/or 2,3,4',5,6-Pentachlorobiphenyl | 52450699 | 79053
1,1'-Biphenyl, 2,2',3,3',5-pentachloro- and/or 2,2',4,4',5-Pentachlorobiphenyl | 52450681 | 79054
1,1'-Biphenyl, 2,3,4,5-tetrachloro- and/or 2,3',4',5-Tetrachlorobiphenyl and/or 2,4,4',5-Tetrachlorobiphenyl and/or 2,3',4',5'-Tetrachlorobiphenyl | 52450673 | 79055
1,1'-Biphenyl, 2,3,3'-tetrachloro- and/or 2,3,4,6-Tetrachlorobiphenyl and/or 2,4,4',6-Tetrachlorobiphenyl | 52450665 | 79056
1,1'-Biphenyl, 2,2',4,6-tetrachloro- and/or 2,2',5,6'-Tetrachlorobiphenyl | 52450657 | 79057
1,1'-Biphenyl, 2,2',4,5'-tetrachloro- and/or 2,3',4,6-Tetrachlorobiphenyl | 52450640 | 79058
1,1'-Biphenyl, 2,2',3,6-tetrachloro- and/or 2,2',4,6'-Tetrachlorobiphenyl | 52450632 | 79059
1,1'-Biphenyl, 2,2',3,5'- and/or 2,4,2',4'-Tetrachlorobiphenyl and/or 2,3,5,6-Tetrachlorobiphenyl | 52450624 | 79060
1,1'-Biphenyl, 2,2',3,3'-tetrachloro- and/or 2,2',3,4-Tetrachlorobiphenyl and/or 2,3',4',6-Tetrachlorobiphenyl | 52450616 | 79061
1,1'-Biphenyl, 2,3',5-trichloro- and/or 2,4,5-Trichlorobiphenyl | 52450608 | 79062
1,1'-Biphenyl, 2,3,4-trichloro- and/or 2,3',4'-Trichlorobiphenyl | 52450590 | 79063
1,1'-Biphenyl, 2,3,3'-trichloro- and/or 2,4,4'-Trichlorobiphenyl | 52450582 | 79064
1,1'-Biphenyl, 2,2',5-trichloro- and/or 2,4,6-Trichlorobiphenyl | 52450574 | 79065
1,1'-Biphenyl, 3,4-dichloro- and/or 3,4'-Dichlorobiphenyl | 52450566 | 79066
1,1'-Biphenyl, 2,2',3,4,5,5'-hexachloro- and/or 2,2',3,3',5,6,6'-Heptachlorobiphenyl | 52450558 | 79067
1,1'-Biphenyl, 2,2',3,4,4',5'-hexachloro- and/or 2,3,3',4,5,6-Hexachlorobiphenyl | 52450541 | 79068
1,1'-Biphenyl, 2,2',3,4',5-pentachloro- and/or 2,2',4,5,5'-Pentachloro-1,1'-biphenyl | 52450533 | 79069
Fluoranthenes and pyrenes, total | 52450525 | 79070
Chlorinated dioxins and furans, total | 52450517 | 79071
Cyclohexane, 1,2,3,4,5,6-hexachloro-, (1.alpha.,2.beta.,3.alpha.,4.beta.,5.alpha.,6.beta.)-, and 1,2,3,4,5,6-hexachloro-, (1.alpha.,2.alpha.,3.beta.,4.alpha.,5.alpha.,6.beta.)cyclohexane, total | 52450509 | 79072
Iron mixt. with aluminum | 52450483 | 79074
Plutonium, isotope of mass 239 and/or plutonium, isotope of mass 240 | 52450475 | 79075
Benzene, 1,1'-(1,1,2,2-tetrabutyl-1,2-ethanediyl)bis[4-(1,1-dimethylethyl)- | 52450459 | 79077
Phenanthrene, dimethyl- | 52450426 | 79078
Anthracene, methyl- | 52450418 | 79079
Arsenic, ion (As3+) | 52450400 | 79080
Arsenic, ion (As5+) | 52450392 | 79081
Benzoic acid, 2,5-dichloro-3-hydroxy-6-methoxy- | 52450384 | 79082
Benzene, (1-ethyloctyl)- | 52450376 | 79083
Benzene, (1-butylheptyl)- | 52450368 | 79084
Benzene, (1-methylnonyl)- | 52450343 | 79085
Benzene, (1-propylheptyl)- | 52450335 | 79086
Benzene, (1-methyldecyl)- | 52450319 | 79087
Benzene, (1-ethylnonyl)- | 52450301 | 79088
Benzene, (1-methyltridecyl)- | 52450285 | 79089
Benzene, (1-propylundecyl)- | 52450269 | 79090
Benzene, (1-butyldecyl)- | 52450251 | 79091
Benzene, (1-hexyloctyl)- | 52450236 | 79092
Benzene, (1-ethylundecyl)- | 52450210 | 79093
Benzene, (1-propyldecyl)- | 52450202 | 79094
Benzene, (1-pentyloctyl)- | 52450186 | 79095
Phenanthrene, 1,2,3,4-tetramethyl- | 52450178 | 79096
Benzene, (1-propylnonyl)- | 52450160 | 79097
Benzene, (1-butyloctyl)- | 52450152 | 79098
Benzene, (1-pentylheptyl)- | 52450145 | 79099
Benzene, (1-methylundecyl)- | 52450137 | 79100
Phosphorodithioic acid, O,O-diethyl S-[2-(ethylsulfonyl)ethyl] ester | 52450129 | 79101
Hentriacontane | 52450103 | 79102
Benzo[b]naphtho[2,3-d]thiophene | 52450095 | 79103
Naphth[2,3-e]acephenanthrylene | 52450087 | 79104
Arsonic acid, methyl- | 52450079 | 79105
Habitat type, sand, percent | 1644970 | 79106
Substrate, inorganic, sand, 0.06-2.0 mm | 1644962 | 79107
Substrate, cobbles, small | 1644954 | 79108
Substrate, cobbles, medium | 1644947 | 79109
Substrate, cobbles, large | 1644939 | 79110
Substrate, cobbles | 1644921 | 79111
Substrate, inorganic, cobble, 64-256 mm | 1644913 | 79112
Waste water treatment, drill fluids/cuttings, oil and grease | 1644905 | 79113
Waste water treatment, drill fluids/cuttings, free oil | 1644897 | 79114
Water quality, water surface oils | 1644889 | 79115
Sediment/substrate, oils | 1644871 | 79116
Instream features, high water mark | 1644863 | 79117
Low gradient, channel alteration | 1644855 | 79118
High gradient, channel alteration | 1644848 | 79119
Channel alteration | 1644830 | 79120
High gradient, embeddedness | 1644822 | 79121
Embeddedness | 1644814 | 79122
Water quality, water odors | 1644806 | 79123
Sediment/substrate, odors | 1644798 | 79124
RBP2, Habitat type, bedrock percent | 1644780 | 79125
Habitat type, canopy percent | 1644772 | 79126
Substrate, boulders, small | 1644764 | 79127
Substrate, boulders, medium | 1644756 | 79128
Substrate, boulders, large | 1644749 | 79129
Substrate, boulders | 1644731 | 79130
Instream features, canopy cover | 1644723 | 79131
Substrate, boulders greater than 256 mm | 1644715 | 79132
Rainfall duration | 1644707 | 79133
Rainfall | 1644699 | 79134
Pumping rate | 1644681 | 79135
Pump pressure head | 1644673 | 79136
Pump hours | 1644665 | 79137
Pump efficiency | 1644657 | 79138
Protein, crop crude percent | 1644640 | 79139
Production, total, megawatts | 1644632 | 79140
Production, seafood effluent | 1644624 | 79141
Oxygen demand, biochemical, non-standard conditions | 1640721 | 79142
BOD, 5 day percent removal, wet | 1640713 | 79143
BOD, percent over influent | 1640705 | 79144
BOD, 35-day 20 deg C | 1640697 | 79145
Oxygen demand, nitrogenous biochemical | 1640689 | 79146
BOD, filtered, 5 day, 20 deg C | 1640671 | 79147
BOD, carbonaceous, percent removal | 1640663 | 79148
BOD, carbonaceous, 28-day, 20 deg C | 1640655 | 79149
BOD, carbonaceous 5 day, 5 C | 1640648 | 79150
BOD, carbonaceous 40 day, 20 deg C | 1640630 | 79151
BOD, carbonaceous 20 day, 20 deg C | 1640622 | 79152
Oxygen demand, carbonaceous biochemical, standard conditions | 1640614 | 79153
Oxygen demand, biochemical, standard conditions | 1640606 | 79154
BOD, 5-day percent removal | 1640598 | 79155
Produced water, toxicity | 1644616 | 79156
Produced water, flow | 1644608 | 79157
Produced water toxicity 7 day noec | 1644590 | 79158
Produced sand, weight | 1644582 | 79159
Produced sand, free oil | 1644574 | 79160
Process to significantly reduce pathogens | 1644566 | 79161
Process to further reduce pathogens | 1644558 | 79162
Habitat type, sand-silt-mud-muck, percent | 1644988 | 79163
High gradient, epifaunal substrate/available cover | 1645373 | 79164
Epifaunal substrate | 1645365 | 79165
Instream features, est. stream depth | 1645357 | 79166
Stream depth, run | 1645340 | 79167
Stream depth, riffle | 1645332 | 79168
Low gradient, pool variability | 1645324 | 79169
Low gradient, pool substrate characterization | 1645316 | 79170
Instream features, morphology, pools, percent | 1645308 | 79171
Habitat type, pools, percent | 1645290 | 79172
Stream depth, pool | 1645282 | 79173
Pool variability | 1645274 | 79174
Pool substrate | 1645266 | 79175
Width | 1645258 | 79176
Instream features, est. stream width | 1645241 | 79177
Substrate, inorganic, clay, <0.004 mm | 1645233 | 79178
Substrate, claypan soil | 1645225 | 79179
Substrate, clay/fine partic. org. matt. | 1645217 | 79180
Substrate, clay, medium | 1645209 | 79181
Substrate, silt/clay mix | 1645191 | 79182
Substrate, silt, very fine | 1645183 | 79183
Substrate, silt, medium | 1645175 | 79184
Substrate, silt, fine | 1645167 | 79185
Substrate, silt, coarse | 1645159 | 79186
Substrate, silt | 1645142 | 79187
Acidity, total, phenolphthalein (as CaCO3) | 1640580 | 79188
Acidity | 1640572 | 79189
Free disinfectant residual - UCMR | 1640556 | 79191
UV 254 -- SDWA NPDWR | 1640549 | 79192
Stability index | 1640531 | 79193
Sodium adsorption ratio | 1640523 | 79194
Saturation index | 1640515 | 79195
Turbidity | 1640507 | 79196
Temperature | 1640499 | 79197
pH, CaCO3 stability S.U. | 1640481 | 79198
pH -- SDWA | 1640473 | 79199
Odor -- SDWA NSDWR | 1640465 | 79200
Maximum total trihalomethane potential | 1640457 | 79201
Langelier index (pH's) | 1640440 | 79202
Hardness, non-carbonate | 1640432 | 79203
Hardness, carbonate | 1640424 | 79204
Total hardness -- SDWA NPDWR | 1640416 | 79205
Solids, total, fixed | 1640408 | 79206
Solids, total | 1640382 | 79208
Solids, suspended, volatile | 1640374 | 79209
Alkalinity | 1640192 | 79210
Solids, dissolved, volatile | 1640366 | 79211
Substrate, Inorganic, Silt, 0.004-0.06 mm | 1645134 | 79212
Substrate, gravel, very fine | 1645126 | 79213
Substrate, gravel, very coarse | 1645118 | 79214
Substrate, gravel, medium | 1645100 | 79215
Substrate, gravel, fine | 1645092 | 79216
Substrate, gravel, coarse | 1645084 | 79217
Substrate, gravel | 1645076 | 79218
Habitat type, gravel-cobble, percent | 1645068 | 79219
Substrate, inorganic, gravel, 2-64 mm | 1645050 | 79220
Substrate, sand, very fine | 1645043 | 79221
Substrate, sand, very coarse | 1645035 | 79222
Substrate, sand, medium | 1645027 | 79223
Substrate, sand, fine | 1645019 | 79224
Substrate, sand, coarse | 1645001 | 79225
Substrate, sand | 1644996 | 79226
Low gradient, epifaunal substrate/available cover | 1645381 | 79227
Substrate, organic, muck-mud, black-fine | 1645894 | 79228
Substrate, muck/mud, very fine particles | 1645886 | 79229
Substrate, organic, marl, grey shell fragments | 1645878 | 79230
Temperature, wet bulb | 1645860 | 79231
Temperature, tissue | 1645852 | 79232
Temperature, soil | 1645845 | 79233
Temperature, sediment | 1645837 | 79234
Temperature, length of excursion | 1645829 | 79235
Temperature rise, length of excursion | 1645811 | 79236
Temperature rate of change, deg F/hour | 1645803 | 79237
Temperature rate of change, deg C/hr | 1645795 | 79238
Temperature, calculated limit | 1645787 | 79239
Temperature, winter, deg F | 1645779 | 79240
Temperature, winter, deg C | 1645761 | 79241
Temperature, summer, deg F | 1645753 | 79242
Temperature, summer, deg C | 1645746 | 79243
Temperature, air, deg F | 1645738 | 79244
Temperature, air, deg C | 1645720 | 79245
Temperature, air | 1645712 | 79246
Temperature, sample | 1645704 | 79247
Temperature of sample upon arrival at lab | 1645696 | 79248
Temperature difference, winter, deg C | 1645688 | 79249
Temperature difference, summer, deg C | 1645670 | 79250
Temperature difference winter, deg F | 1645662 | 79251
Temperature difference summer, deg F | 1645654 | 79252
Temperature difference between up/down stream, deg F | 1645647 | 79253
Temperature difference between sample and upstream, deg F | 1645639 | 79254
Solids, dissolved, fixed | 1640358 | 79255
Solids, fixed suspended | 1640341 | 79256
Oxygen demand, total | 1640333 | 79257
Total hardness (gr/gal)D | 1640325 | 79258
Corrosivity -- SDWA NSDWR | 1640309 | 79260
Conductivity | 1640291 | 79261
Color | 1640283 | 79262
Calcium hardness -- SDWA NPDWR | 1640275 | 79263
AOC/BDOC | 1640267 | 79264
Aggressive index | 1640259 | 79265
Alkalinity, carbonate (as CaCO3) | 1640242 | 79266
Alkalinity, CaCO3 stability | 1640234 | 79267
Alkalinity, bicarbonate (as CaCO3) | 1640226 | 79268
Alkalinity, phenolphthalein | 1640218 | 79269
Acidity, mineral methyl orange (as CaCO3) | 1640200 | 79270
BOD, ultimate second stage | 1640739 | 79271
Application monthly spray irrigation | 1641141 | 79272
Application daily spray irrigation | 1641133 | 79273
Applicable temperature limitation | 1641125 | 79274
Annual whole sludge application rate | 1641117 | 79275
Annual sludge production, total | 1641109 | 79276
Annual amount of sludge transported interstate | 1641091 | 79277
Temperature difference between sample and upstream, deg C | 1645621 | 79278
Temperature difference between intake and discharge | 1645613 | 79279
Temperature, water, deg F | 1645605 | 79280
Temperature, water | 1645597 | 79281
Thermal discharge, million BTUs per hour | 1645589 | 79282
Thermal discharge, million BTUs per day | 1645571 | 79283
Thermal discharge | 1645563 | 79284
Velocity of discharge | 1645555 | 79285
Instream features, surface velocity at thalweg | 1645548 | 79286
Stream velocity | 1645530 | 79287
Tide stage | 1645522 | 79288
Stream stage | 1645514 | 79289
Sediment/substrate, embedded stone undersides black | 1645506 | 79290
Sediment/substrate, deposits | 1645498 | 79291
Low gradient, sediment deposition | 1645480 | 79292
high gradient, sediment deposition | 1645472 | 79293
Sediment deposition | 1645464 | 79294
Low gradient, channel flow status | 1645456 | 79295
High gradient, channel flow status | 1645449 | 79296
Channel Flow Status | 1645431 | 79297
Stream flow, mean daily | 1645423 | 79298
Stream flow, instantaneous | 1645415 | 79299
Stream flow, estimated | 1645407 | 79300
Stream flow, (severity) | 1645399 | 79301
Aquatic vegetation, dominant type and species | 1645902 | 79302
Habitat type, vegetated banks, percent | 1646249 | 79303
Habitat type, submerged macrophytes, percent | 1646231 | 79304
Habitat type, snags, percent | 1646223 | 79305
Habitat type, run, percent | 1646215 | 79306
Habitat type, plants, roots, percent | 1646207 | 79307
Habitat type, other, percent | 1646199 | 79308
Habitat type, general comments | 1646181 | 79309
Instream cover | 1646173 | 79310
Annual amount of sludge, disposed surface unit | 1641083 | 79311
Annual amount of sludge, disposed in landfill | 1641075 | 79312
Annual amount of sludge, land applied | 1641067 | 79313
Annual amount of sludge incinerated | 1641059 | 79314
Annual amount of sludge disposed by other method | 1641042 | 79315
Anion deficit | 1641034 | 79316
Ammonia uptake | 1641026 | 79317
Altitude | 1641018 | 79318
Algal growth potential | 1641000 | 79319
Air entrained | 1640994 | 79320
7-day sum of waste load allocation values | 1640986 | 79321
5-day sum of waste load allocation values | 1640978 | 79322
Oxygen demand, carbonaceous biochemical, non-standard conditions | 1640960 | 79323
BOD, sediment load | 1640952 | 79324
BOD, total percent removal | 1640945 | 79325
BOD, nitrogen inhibitor 5-day at 20 deg C | 1640937 | 79326
BOD, mass | 1640929 | 79327
5-day sum of BOD5 discharged | 1640911 | 79328
7-day sum of BOD5 discharged | 1640903 | 79329
BOD, carbonaceous, 5 day, 20 deg C, percent removal | 1640895 | 79330
BOD, load | 1640887 | 79331
BOD, per production, 5-day, 20 deg C | 1640879 | 79332
BOD, 5-day 20 deg C per cfs of streamflw | 1640861 | 79333
BOD, 5 day percent removal, dry | 1640853 | 79334
BOD, 20-day, percent removal | 1640846 | 79335
BOD, 20-day, 20 deg C | 1640838 | 79336
BOD, 11-day 20 deg C | 1640820 | 79337
BOD, removal, carbonaceous | 1640812 | 79338
BOD, removal | 1640804 | 79339
BOD, reaction lag, nitrogenous | 1640796 | 79340
BOD, reaction lag, carbonaceous | 1640788 | 79341
BOD, 5 day carbonaceous, percent removal, wet | 1640770 | 79342
BOD, 5 day carbonaceous, percent removal, dry | 1640762 | 79343
BOD, carbonaceous, 25-day, 20 deg C | 1640754 | 79344
Salinity | 1646165 | 79345
Water transparency, tube with disk | 1646157 | 79346
Water transparency, Secchi disc | 1646140 | 79347
Turbidity, transmissometer, percent | 1646132 | 79348
Turbidity, time above limit | 1646124 | 79349
Turbidity, hellige | 1646116 | 79350
Turbidity, percent increase over intake | 1646108 | 79351
Turbidity severity | 1646090 | 79352
Water quality, turbidity | 1646082 | 79353
Turbidity code | 1646074 | 79354
Watershed, local non-point source pollution | 1646066 | 79355
Detritus, coarse particle organic matter | 1646058 | 79356
Substrate, detritus, coarse particulate | 1646041 | 79357
Watershed, local erosion | 1646033 | 79358
Instream Features, Channelized | 1646025 | 79359
Watershed, predominant surrounding land use | 1646017 | 79360
Stream character, stream type | 1646009 | 79361
Low gradient, channel sinuosity | 1645993 | 79362
Channel sinuosity | 1645985 | 79363
Bottom substrate | 1645977 | 79364
Frequency of riffles | 1645969 | 79365
High gradient, frequency of riffles | 1645951 | 79366
RBP2, Instream features, morphology, riffles, percent | 1645944 | 79367
Substrate, submerged vegetation | 1645936 | 79368
Riparian vegetation, dominant species present | 1645928 | 79369
Aquatic vegetation, percentage of reach | 1645910 | 79370
Specific gravity | 1646710 | 79371
Specific drawdown capacity | 1646702 | 79372
Specific conductance | 1646694 | 79373
Solar irradiation, local | 1646686 | 79374
BOD, ultimate | 1640747 | 79375
Application period spray irrigation | 1641158 | 79376
High gradient, vegetative protection, left bank | 1641539 | 79377
Bank vegetative protection, left | 1641521 | 79378
Channel vegetative cover | 1641513 | 79379
Low gradient, bank stability, right bank | 1641505 | 79380
High gradient, bank stability, right bank | 1641497 | 79381
Bank stability, right | 1641489 | 79382
Low gradient, bank stability, left bank | 1641471 | 79383
High gradient, bank stability, left bank | 1641463 | 79384
Bank stability, left | 1641455 | 79385
Bank vegetative stability | 1641448 | 79386
Bank vegetative stability, right | 1641430 | 79387
Bank vegetative stability, left | 1641422 | 79388
Oxygen demand, carbonaceous biochemical, and ammonia, total | 1641414 | 79389
Caustic in drilling fluids | 1641406 | 79390
Cations, total | 1641398 | 79391
Cations-Anions | 1641380 | 79392
Cation exchange capacity | 1641372 | 79393
Bypass of treatment | 1641364 | 79394
Boundary areas | 1641356 | 79395
BOD, 5 lb/cu ft process | 1641349 | 79396
Bisazer, total, water, ug/L | 1641331 | 79397
Biomass/chlorophyll ratio | 1641323 | 79398
Biological diversity, Shannon-Weaver index | 1641315 | 79399
Bioassay (96 hr) | 1641307 | 79400
Bioassay (48 hr) | 1641299 | 79401
Bioassay (24 hr) | 1641281 | 79402
Bioaccumulation testing performed | 1641273 | 79403
Solar irradiation, global | 1646678 | 79404
Sodium, percent total cations | 1646660 | 79405
Sludge, rate of wasting | 1646652 | 79406
Sludge weight, wet tons | 1646645 | 79407
Sludge wasting | 1646637 | 79408
Sludge waste from secondary use and disposal of domestic septage. | 1646629 | 79409
Sludge volume index | 1646611 | 79410
High gradient, habitat assessment, total score | 1646256 | 79411
Sludge volume daily into a well | 1646603 | 79412
Sludge settleability, 30 minute | 1646595 | 79413
Sludge return rate, percent of plant flow | 1646587 | 79414
Sludge buildup visual | 1646579 | 79415
Sludge buildup in water | 1646561 | 79416
Sex | 1646553 | 79417
Settling index as pertaining to wells | 1646546 | 79418
Septage discharged to treatment facility | 1646538 | 79419
Sediment sample, (dry weight) | 1646520 | 79420
Secondary productivity | 1646512 | 79421
Seawater in drilling fluids | 1646504 | 79422
Seawater gel mud | 1646496 | 79423
Seafood production, effluent, number discharges | 1646488 | 79424
Sea waves severity | 1646470 | 79425
Sanitary waste, TSS | 1646462 | 79426
Sanitary waste, residual chlorine | 1646454 | 79427
Sanitary waste, flow | 1646447 | 79428
Sanitary waste, fecal coliform | 1646439 | 79429
Sanitary waste, BOD, 5-day | 1646421 | 79430
Sanitary waste, discharged, assessment | 1646413 | 79431
Runoff, spray irrigation field to stream | 1646405 | 79432
Respiration | 1646397 | 79433
Reservoir volume | 1646389 | 79434
Report due | 1646371 | 79435
Relative humidity | 1646363 | 79436
Recirculation, percent of plant flow | 1646355 | 79437
Stream character, stream subsystem | 1646348 | 79438
Stream character, stream origin | 1646330 | 79439
Stream character, catchment area | 1646322 | 79440
Instream features, total reach area | 1646314 | 79441
Instream features, sampling reach area | 1646306 | 79442
Barometric pressure | 1641265 | 79443
Baroid Drilling Fluids, nos. 3,7 | 1641257 | 79444
Baroid Drilling Fluids, nos. 2,4,5,6 and Imco nos. 1,2,3,6 | 1641240 | 79445
Bank erosion stability | 1641232 | 79446
Ballast water flow | 1641224 | 79447
Backwash cycles, total number | 1641216 | 79448
Average of 7-day sum of BOD5 values | 1641208 | 79449
Atmospheric deposition, wet fall | 1641190 | 79450
Atmospheric deposition, dry fall | 1641182 | 79451
Application weekly spray irrigation | 1641174 | 79452
Application rate area sprayed | 1641166 | 79453
Low gradient, vegetative protection, left bank | 1641547 | 79454
Large woody debris, density/reach area | 1641885 | 79455
Habitat type, small woody debris (percent) | 1641877 | 79456
Habitat type, large woody debris (percent) | 1641869 | 79457
Floating debris, severity | 1641851 | 79458
Current direction degree from true north | 1641844 | 79459
Corrugated media, air-dried market pulp | 1641836 | 79460
Conductivity, net | 1641828 | 79461
Condenser cooling, water temperature increase | 1641810 | 79462
Condenser cooling, water pumping rate | 1641802 | 79463
Compliance with part 258 sludge requirement | 1641794 | 79464
Color, spectrophotometric filter | 1641786 | 79465
Color, spectrophotometer, water sample at 7.6 pH | 1641778 | 79466
Color, concentration at wavelength | 1641760 | 79467
Color, apparent, unfiltered sample | 1641752 | 79468
Color (ADMI units) | 1641737 | 79470
Coagulants added | 1641729 | 79471
Cloud cover (percent) | 1641711 | 79472
Chlorine demand | 1641703 | 79473
Chemical-mechanical pulp | 1641695 | 79474
Chemical oxygen demand per production | 1641687 | 79475
Chemical oxygen demand, percent removal | 1641679 | 79476
Chemical oxygen demand, (low level) | 1641661 | 79477
Instream features, morphology, run, percent | 1646298 | 79478
Instream features, estimated reach length | 1646280 | 79479
Instream features, dam present | 1646272 | 79480
High gradient, velocity/depth regime | 1646264 | 79481
Water level in well during pumping, mean sea level | 1647270 | 79482
Water level at sample collection time | 1647262 | 79483
Water content of snow | 1647254 | 79484
Waste well injection pressure | 1647247 | 79485
Waste well annulus pressure | 1647239 | 79486
Waste heat rejection rate | 1647221 | 79487
Viscosity | 1647213 | 79488
Velocity of intake | 1647205 | 79489
Ultraviolet light transmittance | 1647197 | 79490
Ultraviolet light intensity | 1647189 | 79491
Ultraviolet light dosage | 1647171 | 79492
Total Residual Oxidant, discharge time | 1647163 | 79493
Toxics, percent removal | 1647155 | 79494
Toxicity, R. abronius, coefficient of variation | 1647148 | 79495
Toxicity, L. plumulosus, coefficient of variation | 1647130 | 79496
Toxicity, final concentration toxicity units | 1647122 | 79497
Spray irrigation | 1646728 | 79498
Toxicity, E. estuarius, coefficient of variation | 1647114 | 79499
Toxicity, choice of species | 1647106 | 79500
Toxicity, A. verrilli, coefficient of variation | 1647098 | 79501
Toxicity, A. abdita, coefficient of variation | 1647080 | 79502
Toxicity characteristic leaching procedure | 1647072 | 79503
Toxicity | 1647064 | 79504
Total production | 1647056 | 79505
Total agg concentration #8 | 1647049 | 79506
Total agg concentration #7 | 1647031 | 79507
Total agg concentration #6 | 1647023 | 79508
Total agg concentration #5 | 1647015 | 79509
Total agg concentration #4 | 1647007 | 79510
Total agg concentration #3 | 1646991 | 79511
Total agg concentration #2 | 1646983 | 79512
Total agg concentration #1 | 1646975 | 79513
Torq-Trim in drilling fluids | 1646967 | 79514
Tide rate | 1646959 | 79515
Tide range | 1646942 | 79516
Tide cycle time | 1646934 | 79517
Tide cycle duration | 1646926 | 79518
Thermal efficiency | 1646918 | 79519
Chemical oxygen demand, (high level) | 1641653 | 79520
Chemical oxygen demand, dissolved | 1641646 | 79521
Oxygen demand, chemical | 1641638 | 79522
Vegetative cover | 1641620 | 79523
Low gradient, riparian vegetative zone width, right bank | 1641612 | 79524
High gradient, riparian vegetative zone width, right bank | 1641604 | 79525
Low gradient, riparian vegetative zone width, left bank | 1641596 | 79526
High gradient, riparian vegetative zone width, left bank | 1641588 | 79527
Low gradient, vegetative protection, right bank | 1641570 | 79528
High gradient, vegetative protection, right bank | 1641562 | 79529
Bank vegetative protection, right | 1641554 | 79530
Elevation, aquifer top, mean sea level | 1642453 | 79531
Elevation of top of well casing | 1642446 | 79532
Elevation of original ground | 1642438 | 79533
Effluent dilution ratio | 1642420 | 79534
Effluent back pressure, discharge pipe | 1642412 | 79535
Duration of discharge | 1642404 | 79536
Dry period preceding precipitation | 1642396 | 79537
Drilling fluids, volume | 1642388 | 79538
Drilling fluids, oil content | 1642370 | 79539
Drilling fluids, free oil | 1642362 | 79540
Drilling fluids, end of well toxicity | 1642354 | 79541
Drilling fluids, discharge rate | 1642347 | 79542
Drilling fluids, toxicity | 1642339 | 79543
Drilling fluid, end of well, 96-hr lc50 | 1642321 | 79544
Drill cuttings, volume | 1642313 | 79545
Drilled solids in drilling fluids | 1642305 | 79546
Drill cuttings, free oil | 1642297 | 79547
Drill cuttings, oil rigs | 1642289 | 79548
Drain field inspection assessment | 1642271 | 79549
DOSd3 in drilling fluids | 1642263 | 79550
Domestic waste, solids | 1642255 | 79551
Large woody debris | 1641893 | 79552
Distance | 1642248 | 79553
Residue, total filterable (dried at 105 C) | 1642230 | 79554
Solids, total dissolved | 1642222 | 79555
Taste (severity) | 1646900 | 79556
Surfactants, as CTAS, effluent | 1646892 | 79557
Surface tension | 1646884 | 79558
Surface loading rate | 1646876 | 79559
Surface area | 1646868 | 79560
Sum of cations | 1646850 | 79561
Sum of anions | 1646843 | 79562
Oxygen demand, biochemical, and ammonia, total | 1646835 | 79563
Sulfite pulp | 1646827 | 79564
Substrate, submerged logs | 1646819 | 79565
Substrate, miscellaneous other | 1646801 | 79566
Strong acids | 1646793 | 79567
Stream physical appearance | 1646785 | 79568
Storm water flow | 1646777 | 79569
Stickwater, effluent volume recycled | 1646769 | 79570
Stickwater, effluent percent recycled | 1646751 | 79571
Stickwater discharge | 1646744 | 79572
Spray irrigation, application rate | 1646736 | 79573
Water level in well, mean sea level | 1647288 | 79574
Well fluids, free oil | 1647692 | 79575
Reactivity -- RCRA Char | 1647684 | 79576
Ignitability -- RCRA Char | 1647676 | 79577
Corrosivity -- RCRA Char | 1647668 | 79578
Visible emissions | 1647650 | 79579
Total particulate matter | 1647643 | 79580
Particulate matter (PM2.5) | 1647635 | 79581
Particulate matter (PM10) | 1647619 | 79583
Dissolved radioactive gasses | 1642214 | 79584
Dissolved oxygen uptake | 1642206 | 79585
Dissolved oxygen saturation | 1642198 | 79586
Dissolved gases | 1642180 | 79587
Discharge flow as percent of stream flow | 1642172 | 79588
Discharge event observation | 1642164 | 79589
Dilution factor | 1642156 | 79590
Digester solids content, percent | 1642149 | 79591
Diffuser validation | 1642131 | 79592
Differential pressure annular well head | 1642123 | 79593
Diameter | 1642115 | 79594
Deuterium/Hydrogen ratio | 1642107 | 79595
Detergent, severity | 1642099 | 79596
Description of pathogen option used | 1642081 | 79597
Desalinization unit, free oil | 1642073 | 79598
Depth, snow cover | 1642065 | 79599
Depth, maximum of sample | 1642057 | 79600
Depth, from ground surface to well water level | 1642040 | 79601
Depth, data-logger, ported | 1642032 | 79602
Depth, data-logger, non-ported | 1642024 | 79603
Depth, bottom | 1642016 | 79604
Depth to water level below land surface | 1642008 | 79605
Depth of pond or reservoir in feet | 1641992 | 79606
Depth | 1641984 | 79607
Deoxygenation constant-nitrogen | 1641976 | 79608
Deoxygenation constant-carbon | 1641968 | 79609
Deoxygenation constant | 1641950 | 79610
Density of water at 20 deg C | 1641943 | 79611
Density | 1641935 | 79612
Deck drainage, volume | 1641927 | 79613
Deck drainage, free oil | 1641919 | 79614
Dechlorination reagent, general | 1641901 | 79615
Elevation, groundwater surface, mean sea level | 1642461 | 79616
Solids, sludge, total dry weight | 1642966 | 79617
Solids, large fraction, suspended | 1642958 | 79618
Solids, fixed, percent of total solids | 1642941 | 79619
Solids, dry, removed from solids handling system | 1642933 | 79620
Solids, dry, incinerated, percent from treatment plant | 1642925 | 79621
Solids, dry, discharged to solids handling system. | 1642917 | 79622
Solids, dissolved, tons | 1642909 | 79623
Solids, accumulation rate in total dry weight | 1642891 | 79624
Settleable solids percent removal | 1642883 | 79625
Particulate matter | 1647593 | 79627
Odors | 1647585 | 79628
Fugitive emissions | 1647577 | 79629
Fugitive dust | 1647569 | 79630
Fuel volatility -- CAA 202A | 1647551 | 79631
Fine particulates: low probability of violation | 1647544 | 79632
Fine particulates: high probability of violation | 1647536 | 79633
Diesel particulates (PM10) -- CAA 202A | 1647528 | 79634
WWT drill fluids/cuttings, zinc | 1647510 | 79635
WWT drill fluids/cuttings, TSS | 1647502 | 79636
WWT drill fluids/cuttings, TDS | 1647494 | 79637
WWT drill fluids/cuttings, pH | 1647486 | 79638
WWT drill fluids/cuttings, COD | 1647478 | 79639
WWT drill fluids/cuttings, chromium | 1647460 | 79640
WWT drill fluids/cuttings, chlorides | 1647452 | 79641
WWT drill fluid/cutting, haz. metal disch. | 1647445 | 79642
WLA BOD-5 day value | 1647437 | 79643
Withdrawal rate | 1647429 | 79644
Wind velocity | 1647411 | 79645
Wind force, Beaufort scale | 1647403 | 79646
Wind direction, degrees from true North | 1647395 | 79647
Wind direction | 1647387 | 79648
Whole effluent toxicity | 1647379 | 79649
Well fluids, volume | 1647361 | 79650
Well fluids, pH | 1647353 | 79651
Weight, volatile portion | 1647346 | 79652
Weight | 1647338 | 79653
Weak acids | 1647320 | 79654
Wave height | 1647312 | 79655
Water treatment additives | 1647304 | 79656
Water level relative to mean sea level | 1647296 | 79657
Algae, floating mats (severity) | 1647700 | 79658
Biomass, zooplankton | 1647866 | 79659
Biomass, pyrrophycophyta | 1647858 | 79660
Biomass, plankton | 1647841 | 79661
Biomass, phytoplankton | 1647833 | 79662
Biomass, periphyton | 1647825 | 79663
Biomass, euglenophycota | 1647817 | 79664
Sanitary waste, solids | 1642875 | 79665
Solids, total volatile | 1642867 | 79666
Residue, total non-settleable | 1642859 | 79667
Solids, settleable | 1642842 | 79668
Floating solids or visible foam | 1642834 | 79669
Floating solids or foam | 1642826 | 79670
Solids, total suspended | 1642818 | 79671
Fixed solids | 1642800 | 79672
Fish vertebra age | 1642792 | 79673
Fish total length | 1642784 | 79674
Fish standard length | 1642776 | 79675
Fish spines age | 1642768 | 79676
Fish scales age | 1642750 | 79677
Fish otolith age | 1642743 | 79678
Fish fork length | 1642735 | 79679
Fish food fed per day | 1642727 | 79680
Fish condition factor | 1642719 | 79681
Reoxygenation constant | 1642701 | 79682
Oxygenated compounds fraction | 1642693 | 79683
Oxygen, dissolved, percent of time violated | 1642685 | 79684
Oxygen demand, ultimate, percent removal | 1642677 | 79685
Oxygen demand, sum product | 1642669 | 79686
Oxygen demand, dissolved | 1642651 | 79687
Oxygen consumption | 1642644 | 79688
Nitrogenous oxygen demand, percent removal | 1642636 | 79689
Nitrogenous oxygen demand, 20-day, 20 deg C | 1642628 | 79690
Oxygen demand, total | 1642610 | 79691
Particulates, floating, dry weight | 1642602 | 79692
Particulates, floating | 1642594 | 79693
Particle distribution | 1642586 | 79694
Days facility operated during month | 1642578 | 79695
Lower explosive limit | 1642560 | 79696
Excess cement slurry, free oil | 1642552 | 79697
Evaporator bed, observed assessment | 1642545 | 79698
Equipment outage, number of occurrences | 1642537 | 79699
Equipment outage, length of downtime | 1642529 | 79700
Equipment inspection, visual | 1642511 | 79701
Elevation, water surface, mean sea level | 1642503 | 79702
Biomass, drift macroinvertebrates | 1647809 | 79703
Biomass, cyanophycota | 1647791 | 79704
Biomass, cryptophycophyta | 1647783 | 79705
Biomass, chrysophyta | 1647775 | 79706
Biomass, chlorophycota | 1647767 | 79707
Biomass, benthic | 1647759 | 79708
Biomass | 1647742 | 79709
Algal, biomass percent | 1647734 | 79710
Non-plankton algae severity (choice list) | 1647726 | 79711
Dead fish, severity | 1647718 | 79712
Weather condition, WMO code 4677 | 1648294 | 79713
Weather condition, WMO code 4501 | 1648286 | 79714
Weather comments | 1648278 | 79715
Weather condition, past 24 hours | 1648260 | 79716
Weather condition, now | 1648252 | 79717
Weather condition, heavy rain in last 7 days | 1648245 | 79718
weather condition, general observation | 1648237 | 79719
Consumer Confidence Rule | 1647874 | 79720
Purchased paper | 1648229 | 79721
Pulp production | 1648211 | 79722
Paper-grade sulfite pulp and paper | 1648203 | 79723
Paper production | 1648195 | 79724
Outfall observation, visual | 1648187 | 79725
Number of batches | 1648179 | 79726
Non-integrated fine paper | 1648161 | 79727
Macroinvertebrate assessment | 1648153 | 79728
Lake recreational suitability | 1648146 | 79729
Fine paper machine-dried | 1648138 | 79730
Detention time | 1648120 | 79731
De-inked washed fiber | 1648112 | 79732
De-inked floatation fiber | 1648104 | 79733
Daily maximum excursion time, minutes | 1648096 | 79734
Data-logger, operating voltage | 1648088 | 79735
Daily excursion time, minutes | 1648070 | 79736
Crop yield | 1648062 | 79737
Elevation, tailwater surface, mean sea level | 1642495 | 79738
Elevation, mean sea level | 1642487 | 79739
Elevation, land surface, mean sea level | 1642479 | 79740
Free mineral acidity | 1643501 | 79741
Free liquids in sludge | 1643493 | 79742
Free acid, total | 1643485 | 79743
Free acid | 1643477 | 79744
Formation test fluids, pH | 1643469 | 79745
Formation test fluids, free oil | 1643451 | 79746
Flow, well water | 1643444 | 79747
Flow, wastewater by-passing treatment plant | 1643436 | 79748
Flow, total | 1643428 | 79749
Flow, stream stage | 1643410 | 79750
Flow, stream class | 1643402 | 79751
Flow, severity | 1643394 | 79752
Flow, runoff | 1643386 | 79753
Solids, small fraction, suspended | 1642974 | 79754
Flow, restrictive | 1643378 | 79755
Flow, recycled | 1643360 | 79756
Flow, process wastewater | 1643352 | 79757
Flow, minimum flow range | 1643345 | 79758
Flow, maximum flow range | 1643337 | 79759
Flow, maximum during 24-hour period | 1643329 | 79760
Flow, in conduit or treatment plant | 1643311 | 79761
Flow, gallons per batch | 1643303 | 79762
Flow, direction | 1643295 | 79763
Flow, average stream per composite sample | 1643287 | 79764
Flow, augmented water | 1643279 | 79765
Flow volume daily, into a well | 1643261 | 79766
Flow rate, instantaneous | 1643253 | 79767
Flow rate | 1643246 | 79768
Flow meter calibration | 1643238 | 79769
Flow, pump out | 1643220 | 79770
Flow | 1643212 | 79771
Floating sludge, severity | 1643204 | 79772
Flashpoint temp of oil/solvents, ASTM | 1643196 | 79773
Flash point | 1643188 | 79774
Total suspended solids, lb/cu ft process | 1643170 | 79775
Suspended solids, total discharge | 1643162 | 79776
Suspended solids, total annual | 1643154 | 79777
Days of observation, visual determination of floating solids. | 1643147 | 79778
Solids, volatile suspended, percent removal | 1643139 | 79779
Solids, volatile suspended, in mixed liquor | 1643121 | 79780
Cloud type | 1648054 | 79781
Cloud cover | 1648047 | 79782
Percent of time exceeding pH limits | 1648039 | 79783
Percent of Fecal coliform samples less than detectable level | 1648021 | 79784
Certified operator number | 1648013 | 79785
Certified operator name | 1648005 | 79786
Certified operator class | 1647999 | 79787
Certified operator certification expiration date | 1647981 | 79788
Area of disposal-used | 1647973 | 79789
Area inspection visual | 1647965 | 79790
Aquatic life use class | 1647957 | 79791
Age | 1647940 | 79792
Surface Water Treatment Rule. | 1647932 | 79793
Simulated Distribution System (SDS) Test | 1647924 | 79794
Scale forming | 1647916 | 79795
Lead and Copper Rule | 1647908 | 79796
Interim Enhanced Surface Water Treatment Rule. | 1647890 | 79797
DBP Stage 1 | 1647882 | 79798
Low gradient, habitat assessment total score | 1648302 | 79799
Bleached kraft | 1648641 | 79800
Fine bleached kraft | 1648633 | 79801
Thumb tacks | 1648625 | 79802
Sawdust | 1648617 | 79803
Peanut butter | 1648609 | 79804
Oyster shells | 1648591 | 79805
Meat scraps | 1648583 | 79806
Egg shells | 1648575 | 79807
Cookies | 1648567 | 79808
Coco shell flour | 1648559 | 79809
Clam shells | 1648542 | 79810
Cat food | 1648534 | 79811
Cardboard | 1648526 | 79812
Canary seed | 1648518 | 79813
Bread crumbs | 1648500 | 79814
Bran | 1648492 | 79815
Manure | 1648484 | 79816
Gravel | 1648476 | 79817
Facility-wide permit requirements | 1648468 | 79818
Administration | 1648450 | 79819
Vector attraction reduction, alternative used | 1648443 | 79820
Leachate collection system for lined landfill unit | 1648435 | 79821
Unit boundary to property line distance | 1648427 | 79822
Time, starting | 1648419 | 79823
Solids, volatile percent of total solids | 1643113 | 79824
Solids, total, sludge, percent | 1643105 | 79825
Solids, total, percent | 1643097 | 79826
Solids, total suspended per streamflow | 1643089 | 79827
Solids, total suspended per batch | 1643071 | 79828
Solids, total suspended per 1000 gallons | 1643063 | 79829
Solids, total suspended per production | 1643055 | 79830
Solids, total non-volatile, non-fixed | 1643048 | 79831
Solids, total dissolved, in tons | 1643030 | 79832
Solids, total dissolved, percent by weight | 1643022 | 79833
Solids, total volatile, percent removal | 1643014 | 79834
Solids, suspended percent removal, wet | 1643006 | 79835
Solids, suspended percent removal, dry | 1642990 | 79836
Solids, suspended percent removal | 1642982 | 79837
Month excursion time (min) | 1644038 | 79838
Monitoring well level from the surface | 1644020 | 79839
Moisture content | 1644012 | 79840
Mixed liquor | 1644004 | 79841
Miscellaneous free oil in Western GOM, OCS | 1643998 | 79842
Miscellaneous discharges, free oil | 1643980 | 79843
Microscopic analysis | 1643972 | 79844
Metals toxicity ratio | 1643964 | 79845
Gallons distilled | 1643519 | 79846
Mb 121 | 1643956 | 79847
Light, underwater reflected | 1643949 | 79848
Light, underwater incident + reflected | 1643931 | 79849
Light, underwater incident | 1643923 | 79850
Light, transmissivity | 1643915 | 79851
Light, reflected | 1643907 | 79852
Light, ambient, incident + reflected | 1643899 | 79853
Light, incident | 1643881 | 79854
Light attenuation, depth at 99 percent | 1643873 | 79855
Light attenuation, depth at 50 percent | 1643865 | 79856
Light attenuation, depth at 10 percent | 1643857 | 79857
Light attenuation coefficent | 1643840 | 79858
Light attenuation at measurement depth | 1643832 | 79859
Life stage | 1643824 | 79860
Level of pathogen requirements achieved | 1643816 | 79861
Length, total | 1643808 | 79862
Time, ending | 1648401 | 79863
Time of ferrous sulfate addition | 1648393 | 79864
Time of bromine addition | 1648385 | 79865
Time each pumping rate utilized | 1648377 | 79866
Taxa, total number | 1648369 | 79867
Stream recreational suitability | 1648351 | 79868
Stream condition | 1648344 | 79869
Sludge hydraulic loading | 1648336 | 79870
Reservoir storage | 1648328 | 79871
Recirculation flow | 1648310 | 79872
Gas cartridge (as a device for burrowing animal control) | 1973049 | 79873
Acceptable test chemical-version 3.02 | 1973031 | 79874
Length of longest pH excursion | 1643790 | 79875
Length | 1643782 | 79876
Lake physical appearance | 1643774 | 79877
Lake condition | 1643766 | 79878
Lagoon observation visual | 1643758 | 79879
Lagoon freeboard | 1643741 | 79880
Kappa number | 1643733 | 79881
Intermittent discharge | 1643725 | 79882
Injection pressure, at well head | 1643717 | 79883
Inert plastic spheres in drill fluids | 1643709 | 79884
Inert gases | 1643691 | 79885
Ice cover, floating or solid | 1643683 | 79886
Hydrograph limb | 1643675 | 79887
Height | 1643667 | 79888
Heat, winter, per hour | 1643659 | 79889
Heat, winter, per day | 1643642 | 79890
Heat, summer, per hour | 1643634 | 79891
Heat, summer, per day | 1643626 | 79892
Hatchery flow treated | 1643618 | 79893
Hatchery flow | 1643600 | 79894
Hardness, total calculated | 1643592 | 79895
Gran acid neutralizing capacity | 1643584 | 79896
Girth | 1643576 | 79897
General pathology | 1643568 | 79898
General observation | 1643550 | 79899
Gases, total dissolved | 1643543 | 79900
Gas, digester | 1643535 | 79901
Gas bubble severity | 1643527 | 79902
Net rate of addition of heat | 1644046 | 79903
Pressure, bottom | 1644533 | 79904
Pressure in annulus of waste inject well | 1644525 | 79905
Pressure difference | 1644517 | 79906
Pressure as pertaining to wells | 1644509 | 79907
Precipitation, time since event | 1644491 | 79908
Precipitation, monthly accumulation | 1644483 | 79909
Precipitation volume | 1644475 | 79910
Precipitation event duration | 1644467 | 79911
Precipitation | 1644459 | 79912
Power plant production | 1644442 | 79913
Power plant load in megawatts | 1644434 | 79914
Peneus | 1889245 | 79915
Power plant load | 1644426 | 79916
Pond observation | 1644418 | 79917
Pollutant table from 40 CFR 503.13 | 1644400 | 79918
Plume surface area | 1644392 | 79919
Plant intake as percent of stream flow | 1644384 | 79920
Plant capacity factor | 1644376 | 79921
pH, range excursions, monthly total accumulation | 1644368 | 79922
pH, minimum | 1644350 | 79923
pH, maximum | 1644343 | 79924
pH, lab | 1644335 | 79925
pH, in soil | 1644327 | 79926
pH range excursions, > 60 minutes | 1644319 | 79927
pH exchange (su) | 1644301 | 79928
pH change (range) | 1644293 | 79929
pH -- CWA 304B | 1644285 | 79930
Permission to discharge | 1644277 | 79931
Partial pressure of dissolved gases | 1644269 | 79932
Oxidation reduction potential (ORP) | 1644251 | 79933
Oxidants, total residual | 1644244 | 79934
Oxidants, free available | 1644236 | 79935
Oxidants released, total residual | 1644228 | 79936
Overflow use, occurrences | 1644210 | 79937
Overflow use | 1644202 | 79938
Osmotic pressure, total, unf whl wtr | 1644194 | 79939
Osmotic pressure | 1644186 | 79940
Organic nitrogen sludge | 1644178 | 79941
Organic anions | 1644160 | 79942
Oil separator, observed assessment | 1644152 | 79943
Odor, atmospheric | 1644145 | 79944
Odor, severity | 1644137 | 79945
Odor, threshold number at 60 deg C | 1644129 | 79946
Odor, threshold number at room temperature | 1644111 | 79947
Odor, threshold number at 40 deg C | 1644103 | 79948
Nutshells in drilling fluids | 1644095 | 79949
Non-ionic dispersant | 1644087 | 79950
Nitrobodies, total | 1644061 | 79952
Neutrals | 1644053 | 79953
Primary productivity | 1644541 | 79954
Isogenus subvarians | 1888320 | 79955
Polysiloxanes, epoxy-polyester- | 5241963 | 79956
Epoxy resins, polyester- | 5241955 | 79957
Glycerides, C14-22 and C16-22-unsatd., propoxylated | 5241948 | 79958
Glycerides, C14-22 and C16-22-unsatd., ethoxylated | 5241930 | 79959
Glycerides, C14-22 and C16-22-unsatd., ethoxylated propoxylated | 5241922 | 79960
.beta.-Alanine, N-(2-carboxyethyl)-N-[3-[(2-carboxyethyl)amino]propyl]-, N-coco alkyl derivs., monosodium salts | 5241914 | 79961
.beta.-Alanine, N-(2-carboxyethyl)-N-[3-(dimethylamino)propyl]-, monosodium salt | 5241906 | 79962
.beta.-Alanine, N-(2-carboxyethyl)-N-[3-(1-methylethoxy)propyl]-, monosodium salt | 5241898 | 79963
1-Octadecanol, manuf. of, distn. lights, fractionation heavies, distn. lights | 5241880 | 79964
Glycine, N-(3-aminopropyl)-, mono(carboxymethyl) deriv., N'-coco alkyl derivs., disodium salts | 5241872 | 79965
Glycine, N-(carboxymethyl)-N-[3-(hexyloxy)propyl]-, branched, monosodium salts | 5241864 | 79966
.beta.-Alanine, N-(2-carboxyethyl)-N-[3-(hexyloxy)propyl]-, monosodium salt, branched | 5241856 | 79967
1,4-Benzenedicarboxylic acid, bis[[4-[(ethenyloxy)methyl]cyclohexyl]methyl] ester | 5241849 | 79968
Hydrofluoric acid, reaction products with heptane | 5241831 | 79969
beta.-Alanine, N-(2-carboxyethyl)-N-[3-(hexyloxy)propyl]-, disodium salt, branched | 5241823 | 79970
Glycine, N-(carboxymethyl)-N-[3-(hexyloxy)propyl]-, branched | 5241815 | 79971
.beta.-Alanine, N-(2-carboxyethyl)-N-[3-(dimethylamino)propyl]-, disodium salt | 5241807 | 79972
Glycine, N-(carboxymethyl)-N-[3-(dimethylamino)propyl]-, monosodium salt | 5241799 | 79973
Glycine, N-(carboxymethyl)-N-[3-(1-methylethoxy)propyl]-, monosodium salt | 5241781 | 79974
Benzenesulfonic acid, 5-[[4-[bis(2-hydroxyethyl)amino]-6-[(3-sulfophenyl)amino]-1,3,5-triazin-2-yl]amino]-2-[2-[4-[[4-[bis(2-hydroxypropyl)amino]sulfophenyl]ethenyl]-, disodium salt, compd. with 2,2',2''-nitrilotris[ethanol] (1:2) | 5241773 | 79975
Ethanol, 2,2',2''-nitrilotris-, 2,2'-(1,2-ethenediyl)bis[5-[[4-[bis(2-hydroxypropyl)amino]-6-[(3-sulfophenyl)amino]-1,3,5-triazin-2-yl]amino]benzenesulfonate] (2:1) (salt), disodium salt | 5241765 | 79976
Boric acid (H3BO3), mixed esters with polyethylene glycol mono-Bu ether and polyethylene glycol mono-Me ether | 5241757 | 79977
1-Octanesulfonamide, 1,1,2,2,3,3,4,4,5,5,6,6,7,7,8,8,8-heptadecafluoro-N-methyl-, reaction products with benzene-chlorine-sulfur chloride (S2Cl2) reaction products chlorides | 5241740 | 79978
Silicic acid (H6Si2O7), magnesium strontium salt (1:1:2), dysprosium and europium-doped | 5241732 | 79979
9-Phosphabicyclo[3.3.1]nonane, 9,9'-(1,2-ethanediyl)bis- | 5241724 | 79980
Isooctanoic acid, 2,2-dimethyl-1,3-propanediyl ester | 5241716 | 79981
1,3-Benzenedicarboxylic acid, bis[[4-[(ethenyloxy)methyl]cyclohexyl]methyl] ester | 5241708 | 79982
C.I. Direct Green 58 | 5241690 | 79983
Poly(oxy-1,2-ethanediyl), .alpha.-methyl-.omega.-hydroxy-, ester with boric acid (H3BO3) | 5241682 | 79984
Poly(oxy-1,2-ethanediyl), .alpha.-butyl-.omega.-hydroxy-, ester with boric acid (H3BO3) | 5241674 | 79985
Benzoic acid, 5-[[4'-[[8-[[2,4-diamino-5-[(4-sulfophenyl)azo]phenyl]azo]-1-hydroxy-3,6-disulfo-2-naphthalenyl]azo][1,1'-biphenyl]-4-yl]azo]-2-hydroxy-, tetrasodium salt | 5241666 | 79986
3-Furancarboxaldehyde, tetrahydro- | 5241658 | 79987
Benzenamine, 4,4'-methylenebis[N-ethyl-N-methyl- | 5241641 | 79988
[1,1'-Biphenyl]-4,4'-diamine, monohydrochloride | 5241633 | 79989
[1,1'-Biphenyl]-4,4'-diamine, dihydriodide | 5241625 | 79990
Nickel(2+), ([1,1'-biphenyl]-4,4'-diamine-N)- | 5241617 | 79991
Benzene, methylnonyl- | 5241609 | 79992
1,4-Pentanediamine, N1,N1-bis(2-chloroethyl)-N4-(6-chloro-2-methoxy-9-acridinyl)- | 5241591 | 79993
Indium hydroxide | 5241583 | 79994
C.I. Direct Orange 1 | 5241575 | 79995
[1,1'-Biphenyl]-4,4'-diamine, monoacetate | 5241567 | 79996
1,3,5-Triazine-2,4,6(1H,3H,5H)-trione, 1,3,5-tris(2,3-dibromopropyl)- | 5241559 | 79997
Indium tin oxide | 5241542 | 79998
L-Glutamic acid, N-(1-oxododecyl)-, sodium salt (1:2) | 5241534 | 79999
Phenol, dibromo-, phosphate (3:1) | 5241526 | 80000
[1,1'-Biphenyl]-4,4'-diamine, dihydrofluoride | 5241518 | 80001
Fluoranthene, 2-methyl- | 5241500 | 80002
Benzoic acid, 5-[[4'-[[4-((diamino[[3-[(2,4-diaminophenyl)azo]phenyl]azo]phenyl]azo]sulpho-1-naphthalenyl]azo][1,1'-biphenyl]-4-yl]azo]-2-hydroxy-, disodium salt | 5241492 | 80003
1,3-Benzenediamine, 2-methoxy- | 5241484 | 80004
1,3-Benzenediamine, 2-nitro- | 5241476 | 80005
Cyclopenta[cd]pyrene | 5241468 | 80006
Benzoic acid, 5-[[4-[[4'-[(3-carboxy-4-hydroxyphenyl)azo][1,1'-biphenyl]-4-yl]azo]-7-sulfo-1-naphthalenyl]azo]-2-hydroxy- | 5241450 | 80007
Benzene, 1,2,4-tribromo-5-ethenyl- | 5241443 | 80008
Bicyclo[2.2.1]hept-2-ene, 5-octyl- | 5241435 | 80009
Carbonochloridothioic acid | 5241427 | 80010
Zinc chromate oxide (Zn2(CrO4)O), monohydrate | 5241419 | 80011
Indium bromide (InBr) | 5241401 | 80012
Indium fluoride (InF3), trihydrate | 5241393 | 80013
1H-Imidazole-4-methanol, 5-methyl-2-phenyl- | 5241385 | 80014
2-Butanol, 1-amino- | 5241377 | 80015
Benzoic acid, 5-[[4'-[[1-(4,8-disulfo-2-naphthalenyl)-4,5-dihydro-3-methyl-5-oxo-1H-pyrazol-4-yl]azo][1,1'-biphenyl]-4-yl]azo]-2-hydroxy-, trisodium salt | 5241369 | 80016
Indium chloride | 5241351 | 80017
Senarmontite | 5241344 | 80018
Copper indium selenide (CuInSe2) | 5241336 | 80019
Benzoic acid, 5-[[4'-[[8-[(2,4-dihydroxyphenyl)azo]-1-hydroxy-3,6-disulfo-2-naphthalenyl]azo][1,1'-biphenyl]-4-yl]azo]-2-hydroxy-, trisodium salt | 5241328 | 80020
2,7-Naphthalenedisulfonic acid, 6-[(2,4-diaminophenyl)azo]-3-[[4'-[(2,4-diaminophenyl)azo][1,1'-biphenyl]-4-yl]azo]-4-hydroxy-, disodium salt | 5241310 | 80021
Cellophane | 5241302 | 80022
C.I. Direct Orange 2 | 5241294 | 80023
C.I. Acid Black 70 | 5241286 | 80024
C.I. Direct Brown 13 | 5241278 | 80025
C.I. Direct Red 74 | 5241260 | 80026
Benzoic acid, 5-[[4'-[[4-[(2,4-diaminophenyl)azo]-6(or 7)-sulfo-1-naphthalenyl]azo][1,1'-biphenyl]-4-yl]azo]-2-hydroxy-, disodium salt | 5241252 | 80027
7-Hexadecenedioic acid, (7Z)- | 1654201 | 80028
1,3-Cyclopentadiene, 1,2,4-tris(2-octyldodecyl)- | 1654177 | 80029
1-Decanaminium, N-decyl-N,N-dimethyl-, 1,1,2,2,3,3,4,4,5,5,6,6,7,7,8,8,8-heptadecafluoro-1-octanesulfonate (1:1) | 1654144 | 80030
Oxirane, 2-[[[(1R,2S,5R)-5-methyl-2-(1-methylethyl)cyclohexyl]oxy]methyl]- | 1654102 | 80031
1,4-Butanediol, polymer with 2-ethyl-2-(hydroxymethyl)-1,3-propanediol, .alpha.-hydro-.omega.-hydroxypoly[oxy(methyl-1,2-ethanediyl)], 1,1'-methylenebis[isocyanatobenzene] and 2-methyloxirane polymer with oxirane ether with 1,2,3-propanetriol (3:1) | 1654086 | 80032
Hexanedioic acid, polymer with 2,2-dimethyl-1,3-propanediol, 2-ethyl-2-(hydroxymethyl)-1,3-propanediol, 1,6-hexanediol, 3-hydroxy-2-(hydroxymethyl)-2-methylpropanoic acid, 1,1'-methylenebis[4-isocyanatocyclohexane] and 2-methyl-1,5-pentanediamine, compd. with N,N-diethylethanamine | 1654078 | 80033
Hexanedioic acid, polymer with 1,3-bis(1-isocyanato-1-methylethyl)benzene, 2,2-dimethyl-1,3-propanediol, 2-ethyl-2-(hydroxymethyl)-1,3-propanediol, 3-hydroxy-2-(hydroxymethyl)-2-methylpropanoic acid and 2-methyl-1,5-pentanediamine, compd. with N,N-diethylethanamine | 1654060 | 80034
Lepidopteran pheromones | 1852250 | 80035
Arthropod pheromones | 1852243 | 80036
Combustion product gas | 1852235 | 80037
Bug test chemical | 1852227 | 80038
Acetic acid, (4-chlorophenoxy)-, and salts | 1852219 | 80039
Cyclopropanecarboxylic acid,.3-(2,2-dichloroethenyl)-2,2-dimethyl-, cyano(3-phenoxyphenyl)methyl ester, (S)- | 1852201 | 80040
Phosphorous acid, mono- and di- potassium salts | 1852193 | 80041
German cockroach pheromone | 1852185 | 80042
Cube resins other than rotenone | 1852177 | 80043
Quaternary ammonium compounds, C12-14-alkyl((dimethylphenyl)methyl)dimethyl, chlorides | 1852169 | 80044
Tar, wood | 1852151 | 80045
2,4-Imidazolidinedione, 1-bromo-3-chloro-5-ethyl-5-methyl- | 1852144 | 80046
Cyclopropanecarboxylic acid, 2,2-dimethyl-3-(2-methyl-1-propenyl)-, [2,5-dioxo-3-(2-propynyl)-1-imidazolidinyl]methyl ester | 1852136 | 80047
Ethanol, 2-[(hydroxymethyl)amino]- | 1852128 | 80048
Alanine, N-benzoyl-N-(3-chloro-4-fluorophenyl)-, 1-methylethyl ester | 1852102 | 80049
Octadecanoic acid, 3-methyl- | 1852094 | 80050
Sulfuric acid, iron(3+) salt (3:2), monohydrate | 1852078 | 80051
Acetic acid, [(5-bromo-1,6-dihydro-6-oxo-1-phenyl-4-pyridazinyl)amino]oxo-, compd. with 2-dimethylamino)ethanol (1:1) | 1852060 | 80052
2-Naphthacenecarboxamide, 4-(dimethylamino)-1,4,4a,5,5a,6,11,12a-octahydro-3,5,6,10,12,12a-hexahydroxy-6-methyl-1,11-dioxo-, calcium salt (2:1), [4S-(4.alpha.,4a.alpha.,5.alpha.,5a.alpha.,6.beta.,12a.alpha.)]- | 1852052 | 80053
Acetic acid, [(5-bromo-1,6-dihydro-6-oxo-1-phenyl-4-pyridazinyl)amino]oxo- | 1852045 | 80054
Acetic acid, (2,4-dichlorophenoxy)-, compd. with 2-aminoethanol (1:1) | 1852037 | 80055
1-Propanol, 3-(3-methoxypropoxy)- | 1852029 | 80056
2,4,11,13-Tetraazatetradecanediimidamide, N1,N14-bis(4-chlorophenyl)-3,12-diimino- | 1852011 | 80057
Uranium, insoluble salts | 1609577 | 80058
Fuels, jet aircraft, coal solvent extn., hydrocracked hydrogenated | 1609569 | 80059
Otto Fuel II | 1609551 | 80060
C.I. Direct Brown 62 | 5241245 | 80061
Benzoic acid, 5-[[4'-[[4-[(1-amino-5-sulfo-2-naphthalenyl)azo]-6(or 7)-sulfo-1-naphthalenyl]azo][1,1'-biphenyl]-4-yl]azo]-2-hydroxy-, trisodium salt | 5241237 | 80062
C.I. Direct Green 21 | 5241229 | 80063
Benzoic acid, 5-[[4'-[[4-[(7-amino-1-hydroxy-3-sulfo-2-naphthalenyl)azo)-6(or 7)-sulfo-1-naphthaleny]azo][1,1'-biphenyl]-4-yl]azo]-2-hydroxy-, trisodium salt | 5241211 | 80064
Benzoic acid, 2-hydroxy-5-[[4'-[[4-[(4-hydroxyphenyl)azo]-6(or 7)-sulfo-1-naphthalenyl]azo][1,1'-biphenyl]-4-yl]azo]-, disodium salt | 5241203 | 80065
C.I. Direct Brown 14 | 5241195 | 80066
2,7-Naphthalenedisulfonic acid, 5-amino-3-[[4'-[[6-amino-1-hydroxy-5-[(4-nitro-2-sulfophenyl)azo]-3-sulfo-2-naphthalenyl]azo][1,1'-biphenyl]-4-yl]azo]-4-hydroxy-, tetrasodium salt | 5241187 | 80067
Benzoic acid, 5-[[4'-[[2,6-dihydroxy-3-[(3-sulfophenyl)azo]phenyl]azo][1,1'-biphenyl]-4-yl]azo]-2-hydroxy-, disodium salt | 5241179 | 80068
Benzenesulfonic acid, 2,4-diamino-3-[[4'-[[2,4-diamino-5-[(4-sulfophenyl)azo]phenyl]azo][1,1'-biphenyl]-4-yl]azo]-5-methyl-, disodium salt | 5241161 | 80069
2,7-Naphthalenedisulfonic acid, 5-amino-3-[[4-[[4'-[(8-amino-1-hydroxy-3,6-disulfo-2-naphthalenyl)azo][1,1'-biphenyl]-4-yl]azo]-1-naphthalenyl]azo]-4-hydroxy-, tetrasodium salt | 5241153 | 80070
Benzoic acid, 3-[[3-[[4'-[(3-carboxy-4-hydroxyphenyl)azo][1,1'-biphenyl]-4-yl]azo]-2,4-dihydroxyphenyl]azo]-2-hydroxy-5-sulfo-, trisodium salt | 5241146 | 80071
Benzoic acid, 5-[[4'-[(1,6-dihydroxy-3-sulfo-2-naphthalenyl)azo][1,1'-biphenyl]-4-yl]azo]-2-hydroxy-, disodium salt | 5241138 | 80072
Benzenesulfonic acid, 3,5-diamino-4-chloro-2-[[4'-[[2,6-diamino-3-methyl-5-[(4-sulfophenyl)azo]phenyl]azo][1,1'-biphenyl]-4-yl]azo]-, disodium salt | 5241120 | 80073
2-Naphthalenesulfonic acid, 7-amino-3-[[4'-[[6-amino-5-[(4-aminophenyl)azo]-1-hydroxy-3-sulfo-2-naphthalenyl]azo][1,1'-biphenyl]-4-yl]azo]-8-[(4-amino-2-sulfophenyl)azo]-4-hydroxy-, trisodium salt | 5241112 | 80074
Benzoic acid, 5-[[4'-[[6-(acetylamino)-1-hydroxy-3-sulfo-2-naphthalenyl]azo][1,1'-biphenyl]-4-yl]azo]-2-hydroxy-3-methyl-, disodium salt | 5241104 | 80075
1,3-Naphthalenedisulfonic acid, 6-amino-5-[[4'-[(6-amino-1-hydroxy-3-sulfo-2-naphthalenyl)azo][1,1'-biphenyl]-4-yl]azo]-, trisodium salt | 5241096 | 80076
Benzoic acid, 2-hydroxy-5-[[4'-[(2-hydroxy-3,6-disulfo-1-naphthalenyl)azo][1,1'-biphenyl]-4-yl]azo]-, trisodium salt | 5241088 | 80077
C.I. Direct Brown 175 | 5241070 | 80078
2,7-Naphthalenedisulfonic acid, 3-amino-4-[[4'-[(4-ethoxyphenyl)azo][1,1'-biphenyl]-4-yl]azo]-, disodium salt | 5241062 | 80079
2,7-Naphthalenedisulfonic acid, 5-amino-4-hydroxy-3-[[4'-[(1-hydroxy-4-sulfo-2-naphthalenyl)azo][1,1'-biphenyl]-4-yl]azo]-, trisodium salt | 5241054 | 80080
1,3-Naphthalenedisulfonic acid, 7-hydroxy-8-[[4'-[[1-hydroxy-6-(phenylamino)-3-sulfo-2-naphthalenyl]azo][1,1'-biphenyl]-4-yl]azo]-, trisodium salt | 5241047 | 80081
2,7-Naphthalenedisulfonic acid, 4-hydroxy-3-[[4'-[(1-hydroxy-4-sulfo-2-naphthalenyl)azo][1,1'-biphenyl]-4-yl]azo]-, trisodium salt | 5241039 | 80082
Benzoic acid, 5-[[4'-[[2,4-diamino-5-[(4-sulfo-1-naphthalenyl)azo]phenyl]azo][1,1'-biphenyl]-4-yl]azo]-2-hydroxy-, disodium salt | 5241021 | 80083
2,7-Naphthalenedisulfonic acid, 4-amino-5-hydroxy-3-[[4'-[(4-hydroxyphenyl)azo][1,1'-biphenyl]-4-yl]azo]-6-(1-naphthalenylazo)-, disodium salt | 5241013 | 80084
2,7-Naphthalenedisulfonic acid, 4-amino-3-[(2,5-dichlorophenyl)azo]-5-hydroxy-6-[[4'-[(4-hydroxyphenyl)azo][1,1'-biphenyl]-4-yl]azo]-, disodium salt | 5241005 | 80085
2,7-Naphthalenedisulfonic acid, 4-amino-3-[[4'-[(1-amino-5-sulfo-2-naphthalenyl)azo][1,1'-biphenyl]-4-yl]azo]-5-hydroxy-6-(phenylazo)-, trisodium salt | 5240999 | 80086
2,7-Naphthalenedisulfonic acid, 3-[[4'-[[2-(acetylamino)-4-(diethylamino)phenyl]azo][1,1'-biphenyl]-4-yl]azo]-4-amino-5-hydroxy-6-[(4-sulfophenyl)azo]-, trisodium salt | 5240981 | 80087
2,7-Naphthalenedisulfonic acid, 4-amino-3-[[4'-[(2,4-diamino-5-chlorophenyl)azo][1,1'-biphenyl]-4-yl]azo]-5-hydroxy-6-(phenylazo)-, disodium salt | 5240973 | 80088
2,7-Naphthalenedisulfonic acid, 3-amino-4-[[4'-[(2-amino-8-hydroxy-6-sulfo-1-naphthalenyl)azo][1,1'-biphenyl]-4-yl]azo]-, trisodium salt | 5240965 | 80089
2,7-Naphthalenedisulfonic acid, 3-amino-4-[[4'-[(6-amino-1-hydroxy-3-sulfo-2-naphthalenyl)azo][1,1'-biphenyl]-4-yl]azo]-, trisodium salt | 5240957 | 80090
1-Naphthalenesulfonic acid, 4-amino-3-[[4'-[(4-hydroxy-3-methylphenyl)azo][1,1'-biphenyl]-4-yl]azo]-, monosodium salt | 5240940 | 80091
2,7-Naphthalenedisulfonic acid, 4-amino-3-[[4'-[(2,4-diaminophenyl)azo][1,1'-biphenyl]-4-yl]azo]-5-hydroxy-, disodium salt | 5240932 | 80092
2-Naphthalenesulfonic acid, 6-amino-3-[[4'-[(2,4-diaminophenyl)azo][1,1'-biphenyl]-4-yl]azo]-4-hydroxy-, monosodium salt | 5240924 | 80093
1-Naphthalenesulfonic acid, 4-amino-3-[[4'-[(2,4-diaminophenyl)azo][1,1'-biphenyl]-4-yl]azo]-, monosodium salt | 5240916 | 80094
Benzoic acid, 2-hydroxy-5-[[4'-[3-(4-sulfophenyl)-1-triazenyl][1,1'-biphenyl]-4-yl]azo]-, disodium salt | 5240908 | 80095
Benzoic acid, 5-[[4'-[[2,4-diamino-5-[(2,4-disulfophenyl)azo]phenyl]azo][1,1'-biphenyl]-4-yl]azo]-2-hydroxy-, trisodium salt | 5240890 | 80096
2,7-Naphthalenedisulfonic acid, 4-amino-6-[(4-aminophenyl)azo]-3-[[4'-[[2,4-diamino-5-[(4-aminophenyl)azo]phenyl]azo][1,1'-biphenyl]-4-yl]azo]-, disodium salt | 5240882 | 80097
1-Naphthalenesulfonic acid, 4,4'-[[1,1'-biphenyl]-4,4'-diylbis[azo(4,6-diamino-3,1-phenylene)azo]]bis-, trisodium salt | 5240874 | 80098
2-Naphthalenesulfonic acid, 7-amino-3-[[4'-[(2-amino-8-hydroxy-6-sulfo-1-naphthalenyl)azo][1,1'-biphenyl]-4-yl]azo]-4-hydroxy-, disodium salt | 5240866 | 80099
1,6-Naphthalenedisulfonic acid, 8-hydroxy-7-[[4'-[(2-hydroxy-8-sulfo-1-naphthalenyl)azo][1,1'-biphenyl]-4-yl]azo]-, trisodium salt | 5240858 | 80100
Benzoic acid, 5-[[4'-[[4,5-dihydro-3-methyl-5-oxo-1-(4-sulfophenyl)-1H-pyrazol-4-yl]azo][1,1'-biphenyl]-4-yl]azo]-2-hydroxy-3-methyl-, disodium salt | 5240841 | 80101
Benzoic acid, 3,3'-[[1,1'-biphenyl]-4,4'-diylbis(azo)]bis[6-hydroxy-, disodium salt | 5240833 | 80102
2,7-Naphthalenedisulfonic acid, 5-[[2,4-diamino-5-[(8-hydroxy-6-sulfo-2-naphthalenyl)azo]phenyl]azo]-4-hydroxy-3-[[4'-[(4-hydroxyphenyl)azo][1,1'-biphenyl]-4-yl]azo]-, trisodium salt | 5240825 | 80103
2,7-Naphthalenedisulfonic acid, 5-amino-3-[[4'-[(6-amino-1-hydroxy-3-sulfo-2-naphthalenyl)azo][1,1'-biphenyl]-4-yl]azo]-4-hydroxy-, trisodium salt | 5240817 | 80104
1-Naphthalenesulfonic acid, 3-[[4'-[(2-amino-8-hydroxy-6-sulfo-1-naphthalenyl)azo][1,1'-biphenyl]-4-yl]azo]-4-hydroxy-, disodium salt | 5240809 | 80105
1H-Pyrazole-3-carboxylic acid, 4-[[4'-[(3-carboxy-4-hydroxyphenyl)azo][1,1'-biphenyl]-4-yl]azo]-4,5-dihydro-5-oxo-1-(4-sulfophenyl)-, trisodium salt | 5240791 | 80106
Benzoic acid, 5-[[4'-[[7-(acetylamino)-1-hydroxy-3-sulpho-2-naphthalenyl]azo][1,1'-biphenyl]-4-yl]azo]-2-hydroxy-, disodium salt | 5240783 | 80107
2,7-Naphthalenedisulfonic acid, 4-amino-6-[[4'-[(8-amino-1-hydroxy-3,6-disulfo-2-naphthalenyl)azo][1,1'-biphenyl]-4-yl]azo]-3-[(2,5-dichlorophenyl)azo]-5-hydroxy-, tetrasodium salt | 5240775 | 80108
2-Naphthalenesulfonic acid, 6-amino-3-[[4'-[[2,6-diamino-3-methyl-5-[(4-sulfophenyl)azo]phenyl]azo][1,1'-biphenyl]-4-yl]azo]-4-hydroxy-, disodium salt | 5240767 | 80109
Benzoic acid, 5-[[4'-[[2,4-diamino-5-[(4-sulfophenyl)azo]phenyl]azo][1,1'-biphenyl]-4-yl]azo]-2-hydroxy-3-methyl-, disodium salt | 5240759 | 80110
Benzoic acid, 2-hydroxy-5-[[4'-[[4-[(1-hydroxy-4-sulfo-2-naphthalenyl)azo]-1-naphthalenyl]azo][1,1'-biphenyl]-4-yl]azo]-, disodium salt | 5240742 | 80111
Benzoic acid, 5-[[4'-[[2,4-dihydroxy-3-[(4-sulfo-1-naphthalenyl)azo]phenyl]azo][1,1'-biphenyl]-4-yl]azo]-2-hydroxy-, disodium salt | 5240734 | 80112
Benzoic acid, 5-[[4'-[[8-[[7-[(2,4-diaminophenyl)azo]-1-hydroxy-3-sulfo-2-naphthalenyl]azo]-1-hydroxy-3,6-disulfo-2-naphthalenyl]azo][1,1'-biphenyl]-4-yl]azo]-2-hydroxy-, tetrasodium salt | 5240726 | 80113
Benzoic acid, 5-[[4'-[[8-[[6-[(2,4-diaminophenyl)azo]-1-hydroxy-3-sulfo-2-naphthalenyl]azo]-1-hydroxy-3,6-disulfo-2-naphthalenyl]azo][1,1'-biphenyl]-4-yl]azo]-2-hydroxy-, tetrasodium salt | 5240718 | 80114
Glycine, N,N'-[[1,1'-biphenyl]-4,4'-diylbis[azo(5-hydroxy-7-sulfo-6,2-naphthalenediyl)]]bis-, tetrasodium salt | 5240700 | 80115
1,3-Naphthalenedisulfonic acid, 4-amino-5-hydroxy-6-[[4'-[[1-hydroxy-6-(phenylamino)-3-sulfo-2-naphthalenyl]azo][1,1'-biphenyl]-4-yl]azo]-, trisodium salt | 5240692 | 80116
2,7-Naphthalenedisulfonic acid, 5-amino-3-[[4'-[[7-(ethylamino)-1-hydroxy-3-sulfo-2-naphthalenyl]azo][1,1'-biphenyl]-4-yl]azo]-4-hydroxy-, trisodium salt | 5240684 | 80117
2,7-Naphthalenedisulfonic acid, 5-amino-3-[[4'-[(8-amino-1-hydroxy-5-sulfo-2-naphthalenyl)azo][1,1'-biphenyl]-4-yl]azo]-4-hydroxy-, trisodium salt | 5240676 | 80118
2,7-Naphthalenedisulfonic acid, 3,3'-[[1,1'-biphenyl]-4,4'-diylbis(azo)]bis[4,5-dihydroxy-, tetrasodium salt | 5240668 | 80119
1,3-Naphthalenedisulfonic acid, 8,8'-[[1,1'-biphenyl]-4,4'-diylbis(azo)]bis[7-hydroxy-, tetrasodium salt | 5240650 | 80120
1-Naphthalenesulfonic acid, 4-amino-5-hydroxy-6-[[4'-[(2-hydroxy-8-sulfo-1-naphthalenyl)azo][1,1'-biphenyl]-4-yl]azo]-, disodium salt | 5240643 | 80121
2,7-Naphthalenedisulfonic acid, 4,5-dihydroxy-3-[[4'-[(2-hydroxy-6-sulfo-1-naphthalenyl)azo][1,1'-biphenyl]-4-yl]azo]-, trisodium salt | 5240635 | 80122
2,7-Naphthalenedisulfonic acid, 5-amino-4-hydroxy-3-[[4'-[(2-hydroxy-1-naphthalenyl)azo][1,1'-biphenyl]-4-yl]azo]-, disodium salt | 5240627 | 80123
1,6-Naphthalenedisulfonic acid, 7-[[4'-[(8-amino-1-hydroxy-5-sulfo-2-naphthalenyl)azo][1,1'-biphenyl]-4-yl]azo]-8-hydroxy-, trisodium salt | 5240619 | 80124
2,7-Naphthalenedisulfonic acid, 4-hydroxy-3-[[4'-[[1-hydroxy-6-(phenylamino)-3-sulfo-2-naphthalenyl]azo][1,1'-biphenyl]-4-yl]azo]-, trisodium salt | 5240601 | 80125
2,7-Naphthalenedisulfonic acid, 3-[[4'-[(6-amino-1-hydroxy-3-sulfo-2-naphthalenyl)azo][1,1'-biphenyl]-4-yl]azo]-4-hydroxy-, trisodium salt | 5240593 | 80126
1-Naphthalenesulfonic acid, 3,3'-[[1,1'-biphenyl]-4,4'-diylbis(azo)]bis[4-hydroxy-, disodium salt | 5240585 | 80127
Benzoic acid, 3,3'-[[1,1'-biphenyl]-4,4'-diylbis(azo)]bis[6-hydroxy-5-methyl-, disodium salt | 5240577 | 80128
Benzoic acid, 5-[[4'-[[7-(dimethylamino)-1-hydroxy-3-sulfo-2-naphthalenyl]azo][1,1'-biphenyl]-4-yl]azo]-2-hydroxy-, disodium salt | 5240569 | 80129
Benzoic acid, 5-[[4'-[(2-amino-3-hydroxy-6-sulfo-1-naphthalenyl)azo][1,1'-biphenyl]-4-yl]azo]-2-hydroxy-, disodium salt | 5240551 | 80130
Benzoic acid, 5-[[4'-[(1-amino-8-hydroxy-4,6-disulfo-2-naphthalenyl)azo][1,1'-biphenyl]-4-yl]azo]-2-hydroxy-, trisodium salt | 5240544 | 80131
Benzoic acid, 5-[[4'-[(2-amino-5-hydroxy-7-sulfo-1-naphthalenyl)azo][1,1'-biphenyl]-4-yl]azo]-2-hydroxy-, disodium salt | 5240536 | 80132
2-Naphthalenesulfonic acid, 7-amino-4-hydroxy-3-[[4'-[(4-hydroxy-2-sulfophenyl)azo][1,1'-biphenyl]-4-yl]azo]-, disodium salt | 5240528 | 80133
Hexachlorobenzine | 967596 | 80135
1H-Inden-1-one, 2,3-dihydro-3,3-dimethyl | 967588 | 80136
Hexachlorobutene | 967570 | 80137
1,1'-Biphenyl, 2,3-dichloro- and/or 2,4'-Dichloro-1,1'-biphenyl | 967562 | 80138
1,1'-Biphenyl, 2,2',3,4,4',5,6'-heptachloro- and/or 2,2',3,4',5,5',6-Heptachlorobiphenyl | 967554 | 80139
1,1'-Biphenyl, 2,3,6-trichloro- and/or 2,3',6-Trichlorobiphenyl | 967547 | 80140
1,1'-Biphenyl, 2,2',3,3',5,6'-hexachloro- and/or 2,2',3,4,5',6-Hexachlorobiphenyl | 967539 | 80141
1,1'-Biphenyl, 2,2',3,3',4,4',5,6-octachloro- and/or 2,2',3,3',4,5,5',6,6'-Nonachlorobiphenyl | 967521 | 80142
1,1'-Biphenyl, 2,2',3,3',4,5,5'-heptachloro- and/or 2,2',3,3',4,4',6,6'-Octachlorobiphenyl | 967513 | 80143
1,1'-Biphenyl, 2,2',3,3',4,4',6-heptachloro- and/or 2,2',3,3',5,5',6,6'-Octachlorobiphenyl | 967505 | 80144
1,1'-Biphenyl, 2,2',3,3',6-pentachloro- and/or 2,2',3,5,5'-Pentachlorobiphenyl | 967497 | 80145
1,1'-Biphenyl, 3,3',4,4'-tetrachloro- and/or 2,3,3',4',6-Pentachlorobiphenyl | 967489 | 80146
1,1'-Biphenyl, 2,2',3,3',4,4',5,6'-octachloro- and/or 2,2',3,4,4',5,5',6-Octachlorobiphenyl | 967471 | 80147
1,1'-Biphenyl, 2,3,3',4'-tetrachloro- and/or 2,3,4,4'-Tetrachlorobiphenyl | 967463 | 80148
1,1'-Biphenyl, 3,4,4'-trichloro- and/or 2,2',3,4'-Tetrachlorobiphenyl | 967455 | 80149
1,1'-Biphenyl, 2,2',3-trichloro- and/or 2,4',6-Trichlorobiphenyl | 967448 | 80150
1,1'-Biphenyl, 2,2',3,3',4,6'-hexachloro- and/or 2,2',4,4',5,5'-hexachlorobiphenyl | 967430 | 80151
1,1'-Biphenyl, 2,2',3,4,4',5-hexachloro- and/or 2,2',3,3',4,6,6'-Heptachlorobiphenyl | 967422 | 80152
1,1'-Biphenyl, 2,3',4',5-tetrachloro- and/or 2,3',4',5'-Tetrachlorobiphenyl | 967414 | 80153
1,1'-Biphenyl, 2,2',4,4'-tetrachloro- and/or 2,2',4,5-Tetrachlorobiphenyl | 967406 | 80154
Zirconium, isotope of mass 95 and/or niobium, isotope of mass 95 | 967398 | 80155
Uranium-234/235/238 | 967380 | 80156
Uranium, isotope of mass 238/uranium, isotope of mass 234, ratio | 967372 | 80157
Tannins and lignen, total | 967364 | 80158
Sulfur, isotope of mass 34/Sulfur, isotope of mass 32, ratio | 967356 | 80159
Strontium, isotope of mass 90 and/or yttrium, isotope of mass 90 | 967349 | 80160
Sodium plus potassium | 967331 | 80161
Simultaneously extracted metals | 967323 | 80162
Simultaneously extracted metals/acid volatile sulfides | 967315 | 80163
Ruthenium, isotope of mass 106 and/or rhodium, isotope of mass 106 | 967307 | 80164
Ruthenium, isotope of mass 103 and/or ruthenium, isotope of mass 106 | 967299 | 80165
Pheophytin/Chlorophyll ratio | 967281 | 80166
Pheophytin ratio | 967273 | 80167
Aroclor 1254 mixt. with Aroclor 1260 | 967265 | 80168
Aroclor 1248 mixt. with Aroclor 1260 | 967257 | 80169
Aroclor 1248 mixt. with Aroclor 1254 and Aroclor 1260 | 967240 | 80170
Aroclor 1248 mixt. with Aroclor 1254 | 967232 | 80171
Aroclor 1242 mixt. with Aroclor 1260 | 967224 | 80172
Aroclor 1242 mixt. with Aroclor 1254 and Aroclor 1260 | 967216 | 80173
Aroclor 1242 mixt. with Aroclor 1254 | 967208 | 80174
Aroclor 1242 mixt. with Aroclor 1248 and Aroclor 1260 | 967190 | 80175
Aroclor 1242 mixt. with Aroclor 1248 and Aroclor 1254 | 967182 | 80176
Aroclor 1242 mixt. with Aroclor 1248 | 967174 | 80177
Aroclor 1016 mixt. with Aroclor 1242 | 967166 | 80178
Aroclor 1016 mixt. with Aroclor 1221 | 967158 | 80179
1,1'-Biphenyl, 2,4-dichloro- and/or 2,5-Dichloro-1,1'-biphenyl | 967141 | 80180
1,1'-Biphenyl, 2,3',4,4'-tetrachloro- and/or 2,2',3,5',6-Pentachlorobiphenyl | 967133 | 80181
1,1'-Biphenyl, 2,2',3,4-tetrachloro- and/or 2,3,4',6-Tetrachlorobiphenyl and/or 2,3',5,5'-Tetrachlorobiphenyl | 967125 | 80182
1,1'-Biphenyl, 2,2',3,4-tetrachloro- and/or 2,3,4',6-Tetrachlorobiphenyl and/or 2,3',4',6-Tetrachlorobiphenyl | 967117 | 80183
1,1'-Biphenyl, 2,2'-dichloro- and/or 2,6-Dichloro-1,1'-biphenyl | 967109 | 80184
1,1'-Biphenyl, 2,4,4'-trichloro- and/or 2,4',5-Trichlorobiphenyl | 967091 | 80185
1,1'-Biphenyl, 2,2',3,3',4,4',5-heptachloro- and/or 2,3,3',4,4',5,6-Heptachlorobiphenyl | 967083 | 80186
1,1'-Biphenyl, 4,4'-dichloro- and/or 2,2',4-Trichlorobiphenyl | 967075 | 80187
1,1'-Biphenyl, 2,2',3,4,4',5'-hexachloro- and/or 2,3,3',4',5,6-Hexachlorobiphenyl | 967067 | 80188
1,1'-Biphenyl, 2,3',4,4',5'-pentachloro- and/or 2,2',3,4',5',6-Hexachlorobiphenyl | 967059 | 80189
1,1'-Biphenyl, 2,3,3'4,4'-pentachloro- and/or 2,2',3,3',4,6'-Hexachlorobiphenyl and/or 2,2',4,4',5,5'-Hexachlorobiphenyl | 967042 | 80190
Oxygen-18/Oxygen-16 ratio | 967034 | 80191
Nitrogen mixt. with argon | 967026 | 80192
Nitrogen, isotope of mass 15/nitrogen, isotope of mass 14, ratio | 967018 | 80193
Lithium, isotope of mass 7/lithium, isotope of mass 6, ratio | 967000 | 80194
Hydrocarbons, C35 | 966994 | 80195
Hydrocarbons, C34 | 966986 | 80196
Hydrocarbons, C33 | 966978 | 80197
Hydrocarbons, C32 | 966960 | 80198
Hydrocarbons, C31 | 966952 | 80199
Hydrocarbons, C30 | 966945 | 80200
Hydrocarbons, C29 | 966937 | 80201
Hydrocarbons, C28 | 966929 | 80202
Hydrocarbons, C26 | 966911 | 80203
Hydrocarbons, C24 | 966903 | 80204
Halogen | 966895 | 80205
Halides | 966887 | 80206
Cyanides amenable to chlorination (HCN & CN) | 966879 | 80207
Chlorophyll/Pheophytin ratio | 966861 | 80208
Carbon, isotope of mass 13/carbon, isotope of mass 12, ratio | 966853 | 80209
Metarhizium anisopliae strain ESF1, mixture with (Z)-9-Tricosene | 967893 | 80210
Violet moss | 967851 | 80211
Oil of costus root, violet moss, or flowers of Boronia metastigma | 967844 | 80212
Mint herbs | 967836 | 80213
Mint herbs, mixture with Rosemary herbs, Thyme herbs, and crushed Clove | 967828 | 80214
Mint herbs, mixture with Rosemary herbs, Thyme herbs, crushed Clove, and Oil of Ambergris | 967810 | 80215
Hemocyte, Limulus polyphemus, lysate | 463786 | 80216
2,7-Naphthalenedisulfonic acid, 4-amino-6-[[4'-[(7-amino-1-hydroxy-3-sulfo-2-naphthalenyl)azo][1,1'-biphenyl]-4-yl]azo]-3-[(2,5-dichlorophenyl)azo]-5-hydroxy-, trisodium salt | 5240510 | 80217
2,7-Naphthalenedisulfonic acid, 4-amino-3-[(2,5-dichlorophenyl)azo]-5-hydroxy-6-[[4'-[(4-hydroxy-3-methylphenyl)azo][1,1'-biphenyl]-4-yl]azo]-, disodium salt | 5240502 | 80218
Benzoic acid, 5-[[4'-[[8-amino-1-hydroxy-7-[(2-nitrophenyl)azo]-3,6-disulfo-2-naphthalenyl]azo][1,1'-biphenyl]-4-yl]azo]-2-hydroxy-, trisodium salt | 5240494 | 80219
2,7-Naphthalenedisulfonic acid, 4-amino-3-[(2-chlorophenyl)azo]-5-hydroxy-6-[[4'-[(4-hydroxyphenyl)azo][1,1'-biphenyl]-4-yl]azo]-, disodium salt | 5240486 | 80220
2,7-Naphthalenedisulfonic acid, 4-amino-3-[[4'-[(2,7-diamino-1-naphthalenyl)azo][1,1'-biphenyl]-4-yl]azo]-5-hydroxy-6-[(4-nitro-2-sulfophenyl)azo]-, trisodium salt | 5240478 | 80221
Benzoic acid, 5-[[4'-[[1-amino-7-[(4-aminophenyl)azo]-8-hydroxy-4-sulfo-2-naphthalenyl]azo][1,1'-biphenyl]-4-yl]azo]-2-hydroxy-, disodium salt | 5240460 | 80222
C.I. Direct Black 27, trisodium salt | 5240452 | 80223
Benzoic acid, 5-[[4'-[[4-[(1,8-dihydroxy-4-sulfo-2-naphthalenyl)azo]-6-sulfo-1-naphthalenyl]azo][1,1'-biphenyl]-4-yl]azo]-2-hydroxy-, trisodium salt | 5240445 | 80224
C.I. Direct Brown 57, disodium salt | 5240437 | 80225
2,7-Naphthalenedisulfonic acid, 3,3'-[[1,1'-biphenyl]-4,4'-diylbis(azo)]bis[4-hydroxy-5-[(2-hydroxy-1-naphthalenyl)azo]-, tetrasodium salt | 5240429 | 80226
2,7-Naphthalenedisulfonic acid, 4-hydroxy-3-[[4'-[[4-[[(4-methylphenyl)sulfonyl]oxy]phenyl]azo][1,1'-biphenyl]-4-yl]azo]-, disodium salt | 5240411 | 80227
2,7-Naphthalenedisulfonic acid, 5-amino-3-[[4'-[(2,4-diaminophenyl)azo][1,1'-biphenyl]-4-yl]azo]-4-hydroxy-, disodium salt | 5240403 | 80228
Benzoic acid, 5-[[4'-[(6-amino-1-hydroxy-3-sulfo-2-naphthalenyl)azo][1,1'-biphenyl]-4-yl]azo]-2-hydroxy-, disodium salt | 5240395 | 80229
2,7-Naphthalenedisulfonic acid, 4-amino-6-[[4'-[(7-amino-1-hydroxy-3-sulfo-2-naphthalenyl)azo][1,1'-biphenyl]-4-yl]azo]-5-hydroxy-3-[(4-nitrophenyl)azo]-, trisodium salt | 5240387 | 80230
Benzoic acid, 5-[[4'-[[8-[(2,4-diaminophenyl)azo]-1-hydroxy-3,6-disulfo-2-naphthalenyl]azo][1,1'-biphenyl]-4-yl]azo]-2-hydroxy-, trisodium salt | 5240379 | 80231
1,2,3-Propanetricarboxylic acid, 2-hydroxy-, indium(3+) salt (3:1) | 5240361 | 80232
Ethene, (methylsulfonyl)- | 5240353 | 80233
2-Naphthalenesulfonic acid, 3,3'-[[1,1'-biphenyl]-4,4'-diylbis(azo)]bis[6-amino-4-hydroxy-, disodium salt | 5240346 | 80234
L-Glutamic acid, N-(1-oxododecyl)- | 5240338 | 80235
Chrysene, 2-methyl- | 5240320 | 80236
Chrysene, 3-methyl- | 5240312 | 80237
Chrysene, 4-methyl- | 5240304 | 80238
Phenol, 2-(1-methylpropyl)-4,6-dinitro-, acetate (ester) | 5240296 | 80239
1-Naphthalenesulfonic acid, 4-amino-3-[[4'-[(2-hydroxy-8-sulfo-1-naphthalenyl)azo][1,1'-biphenyl]-4-yl]azo]-, sodium salt | 5240288 | 80240
2-Thiazolidinone | 5240270 | 80241
2-Naphthalenesulfonic acid, 3,3'-[[1,1'-biphenyl]-4,4'-diylbis(azo)]bis[7-amino-4-hydroxy-, disodium salt | 5240262 | 80242
1-Naphthalenesulfonic acid, 4-amino-3-[[4'-[(1-hydroxy-4-sulfo-2-naphthalenyl)azo][1,1'-biphenyl]-4-yl]azo]-, disodium salt | 5240254 | 80243
1-Naphthalenesulfonic acid, 4-amino-3-[[4'-[(2-amino-8-hydroxy-6-sulfo-1-naphthalenyl)azo][1,1'-biphenyl]-4-yl]azo]-, disodium salt | 5240247 | 80244
Benzenamine, 5-chloro-2-nitro-N-phenyl-4-(trifluoromethyl)- | 5240239 | 80245
Chrysene, 6-methyl- | 5240221 | 80246
2,7-Naphthalenedisulfonic acid, 5-[[diamino[(8-hydroxy-6-sulfo-2-naphthalenyl)azo]phenyl]azo]-4-hydroxy-3-[[4'-[(4-hydroxyphenyl)azo][1,1'-biphenyl]-4-yl]azo]-, trisodium salt | 5240213 | 80247
Benzoic acid, 5-[[4'-[[1-amino-8-hydroxy(1-naphthalenylazo)-3,6-disulfonaphthalenyl]azo][1,1'-biphenyl]-4-yl]azo]-2-hydroxy-, trisodium salt | 5240205 | 80248
C.I. Direct Blue 38, trisodium salt | 5240197 | 80249
C.I. Direct Brown 20, disodium salt | 5240189 | 80250
1-Propanamine, N,N-dimethyl- | 5240171 | 80251
1-Octanesulfonamide, 1,1,2,2,3,3,4,4,5,5,6,6,7,7,8,8,8-heptadecafluoro- | 5240163 | 80252
Benzamide, N-(1-methylethyl)-4-[(2-methylhydrazino)methyl]- | 5240155 | 80253
Cyanic acid | 5240148 | 80254
Phosphoramidic acid, methyl-, 2-chloro-4-(1,1-dimethylethyl)phenyl methyl ester | 5240130 | 80255
Dibenz[a,j]anthracene | 5240122 | 80256
Biotoxin | 966846 | 80257
Bases | 966838 | 80258
Barium mixt. with lanthanum | 966820 | 80259
Anatoxin | 966812 | 80260
[Carbamodithioic acid, 1,2-ethanediylbis-,] oxidation products | 966804 | 80261
Alkanes | 966796 | 80262
Alkane mix C10-C34 | 966788 | 80263
Aliphatics | 966770 | 80264
Acid volatile sulfides | 966762 | 80265
Acetic acid, (2,4,5-trichlorophenoxy)- and 2-(2,4,5-trichlorophenoxy)propanoic acid, total | 966754 | 80266
Heptachlor epoxide (.alpha., .beta., and .gamma. isomers) -- RCRA Appendix VIII | 966721 | 80267
Hydrazines, total | 966713 | 80268
Aromatics, substituted | 966705 | 80269
Volatile compounds, (GC/MS) | 966697 | 80270
Benzene, 1,3-dimethyl and 1,4-dimethylbenzene, total | 966689 | 80271
Benzene, 1,2-dimethyl and 1,4-dimethylbenzene, total | 966671 | 80272
Benzoic acid, 4-hydroxy-, methyl and propyl esters | 966663 | 80273
Ammonia and ammonium | 966655 | 80274
Guanidine, dodecyl-, salts | 966648 | 80275
Polybrominated diphenyl ethers | 966630 | 80276
Hydrocarbons, purgeable | 966622 | 80277
Hydrocarbons, carbon tetrachloride extractable | 966614 | 80278
Hydrocarbons, volatile | 966606 | 80279
Organics, volatile | 966598 | 80280
Pesticides | 966580 | 80281
Herbicides | 966572 | 80282
Benzene, methyl-, halogenated | 966564 | 80283
Quarternary ammonium compounds | 966556 | 80284
Pesticides, organochlorinated and polychlorinated biphenyls, total | 966549 | 80285
Pesticides, chlorinated | 966531 | 80286
N-Nitroso compounds, volatile | 966523 | 80287
Benzene mixt. with methylbenzene, ethylbenzene, and dimethylbenzene | 966515 | 80288
Acid compounds | 966507 | 80289
Hydrocarbons, chlorinated | 966499 | 80290
Hydrocarbons | 966481 | 80291
Hydrocarbons, petroleum | 966473 | 80292
Iron mixt. with manganese | 966457 | 80294
Hydrocarbons, halogenated | 966440 | 80295
Halocarbons, purgeable | 966432 | 80296
Organic amines | 966424 | 80297
Cyanide and thiocyanate ion [SCN(1-)], total | 966416 | 80298
Furans, nitro- | 966408 | 80299
Base neutrals and acids | 966390 | 80300
Methanes, chlorinated | 966382 | 80301
Carbamic acid, salts and esters | 966374 | 80302
Aromatics, purgeable | 966366 | 80303
Radioactivity | 966358 | 80304
Phosphoric acid, triaryl esters | 966341 | 80305
Phosphated pesticides | 966333 | 80306
Thiocarbamic acid, salts and esters | 966325 | 80307
Carbonodithiocarbonic acids | 966317 | 80308
Benzene, halogenated | 966309 | 80309
Resin acids | 966291 | 80310
Mercaptans | 966283 | 80311
Chlorides and sulfates, total | 966275 | 80312
Anesthetics | 966267 | 80313
Chlorinated organic compounds | 966259 | 80314
Benzenesulfonic acid, di-C10-18-alkyl derivs., calcium salts | 1615251 | 80316
2,7-Naphthalenedisulfonic acid, 4-amino-3-[2-[4-[[4-[2-(2-amino-4-hydroxyphenyl)diazenyl]phenyl]amino]-3-sulfophenyl]diazenyl]-5-hydroxy-6-(2-phenyldiazenyl)-, sodium salt (1:3) | 1615244 | 80317
Benzene, 1-methyl-2,4-dinitro-, mixt. with 2-Methyl-1,3-dinitrobenzene | 1615210 | 80318
Propane, chlorofluoro- | 1615202 | 80319
Propane, chlorodifluoro- | 1615194 | 80320
Propane, dichlorofluoro- | 1615186 | 80321
Propane, chlorotrifluoro- | 1615178 | 80322
Propane, dichlorodifluoro- | 1615160 | 80323
Propane, trichlorofluoro- | 1615152 | 80324
Propane, chlorotetrafluoro- | 1615145 | 80325
Propane, dichlorotrifluoro- | 1615137 | 80326
Propane, trichlorodifluoro- | 1615129 | 80327
Propane, tetrachlorofluoro- | 1615111 | 80328
Propane, chloropentafluoro- | 1615103 | 80329
Propane, dichlorotetrafluoro- | 1615095 | 80330
Propane, trichlorotrifluoro- | 1615087 | 80331
Propane, tetrachlorodifluoro- | 1615079 | 80332
Propane, pentachlorofluoro- | 1615061 | 80333
Propane, chlorohexafluoro- | 1615053 | 80334
Propane, trichlorotetrafluoro- | 1615038 | 80336
Propane, tetrachlorotrifluoro- | 1615020 | 80337
Propane, pentachlorodifluoro- | 1615012 | 80338
Propane, hexachlorofluoro- | 1615004 | 80339
Ethane, chlorotrifluoro- | 1614973 | 80342
Ethane, dichlorodifluoro- | 1614965 | 80343
Ethane, trichlorodifluoro- | 1614924 | 80347
Ethane, tetrachlorofluoro- | 1614916 | 80348
Propane, bromofluoro- | 1614908 | 80349
Monobromodifluoropropanes | 1614890 | 80350
Dibromofluoropropanes | 1614882 | 80351
Propane, bromotrifluoro- | 1614874 | 80352
Dibromodifluoropropanes | 1614866 | 80353
Tribromofluoropropanes | 1614858 | 80354
Monobromotetrafluoropropanes | 1614841 | 80355
Dibromotrifluoropropanes | 1614833 | 80356
Tribromodifluoropropanes | 1614825 | 80357
Tetrabromofluoropropanes | 1614817 | 80358
Monobromopentafluoropropanes | 1614809 | 80359
Dibromotetrafluoropropanes | 1614791 | 80360
Tribromotrifluoropropanes | 1614783 | 80361
Tetrabromodifluoropropanes | 1614775 | 80362
Pentabromofluoropropanes | 1614767 | 80363
Monobromohexafluoropropanes | 1614759 | 80364
Dibromopentafluoropropanes | 1614742 | 80365
Tribromotetrafluoropropanes | 1614734 | 80366
Tetrabromotrifluoropropanes | 1614726 | 80367
Pentabromodifluoropropanes | 1614718 | 80368
Hexabromofluoropropanes | 1614700 | 80369
Ethane, bromofluoro- | 1614692 | 80370
Ethane, bromodifluoro- | 1614684 | 80371
Dibromofluoroethanes | 1614676 | 80372
Ethane, bromotrifluoro- | 1614668 | 80373
Ethane, dibromodifluoro- | 1614650 | 80374
Tribromofluoroethanes | 1614643 | 80375
Ethane, bromotetrafluoro- | 1614635 | 80376
Halogenated organics | 966242 | 80377
Organics, purgeables | 966234 | 80378
Organic compounds | 966226 | 80379
Hydrocarbons, nitrated | 966218 | 80380
Volatile halogenated organics (VHO) | 966200 | 80381
Volatile halogenated hydrocarbons | 966192 | 80382
Rare earth metals, total | 966184 | 80383
Benzene, 1-chloro-2-[2,2,2-trichloro-1-(4-chlorophenyl)ethyl]-, 1,1'-(2,2,2-trichloroethylidene)bis[4-chlorobenzene], 1-chloro-2-[2,2-dichloro-1-(4-chlorophenyl)ethyl]benzene], 1,1'-(2,2-dichloroethylidene)bis[4-chlorobenzene], 1-chloro-2-[2,2-dichloro-1-(4-chlorophenyl)ethenyl]benzene, and 1,1'-(dichloroethenylidene)bis[4-chlorobenzene] and metabolites | 966176 | 80384
Algicides, general | 966168 | 80385
Chlorinated phenoxy acid group | 966150 | 80386
Base/neutral compounds | 966143 | 80387
RCRA/CERCLA substances | 966135 | 80388
Clam-Trol CT 1 | 966127 | 80389
Biocides | 966119 | 80390
Volatile pollutants | 966101 | 80391
Priority pollutants, basic or neutral | 966093 | 80392
Priority pollutants, acidic | 966085 | 80393
Radium isotopes, alpha emitting | 966077 | 80394
2-Propenal, 3-phenyl-, mixt. with benzenepropanol, 3-phenyl-2-propenol, 4-methoxybenzeneethanol, 3-(4-Methoxyphenyl)-2-propenal, indole and 1,2,4-trimethoxybenzene | 966069 | 80395
Aliphatic petroleum hydrocarbons | 966051 | 80396
Fumigants, including carbon tetrachloride, carbon disulfide, ethylene dichloride, pentane, and/or methyl bromide (193.230) | 966044 | 80397
Fumigants, including carbon disulfide, carbon tetrachloride, ethylene dibromide, ethylene dichloride, and/or methyl bromide (193.225) | 966036 | 80398
Propanoic acid, 2-(4-chloro-2-methylphenoxy)-, (.+-.)-, mixt. with 2,4-dichlorophenoxyacetic acid | 966028 | 80399
7-Oxabicyclo(2.2.1)heptane-2,3-dicarboxylic acid, dipotassium salt (21.1%), mixt. with 2-(2,4,5-trichlorophenoxy)propionic acid, potassium salt (25.3%) | 966010 | 80400
1H-Indole, mixt. with benzenepropanol, 3-phenyl-2-propenol, 4-methoxybenzeneethanol, 3-(4-methoxyphenyl)-2-propenal, 1,2,4-trimethoxybenzene, (E)-3-phenyl-2-propenal, and octamethylpyrophosphoramide | 966002 | 80401
Carbamic acid, (3-chlorophenyl)-, 1-methyl-2-propynyl ester, mixt. with 5-amino-4-chloro-2-phenyl-3(2H)-pyridazinone | 965996 | 80402
1H-Benzimidazole, 2-(2-furanyl)-, mixt. with 1-(2-(2,4-dichlorophenyl)-2-(2-propenyloxy)ethyl)-1H-imidazole and .beta.-(4-chlorophenoxy)-.alpha.-(1,1-dimethylethyl)-1H-1,2,4-triazole-1-ethanol | 965988 | 80403
Benzonitrile, 3,5-diiodo-4-hydroxy-, mixt. with 2-methyl-4-chlorophenoxyacetic acid, and 2-(2,4-dichlorophenoxy)propionic acid | 965970 | 80404
Benzonitrile, 3,5-diiodo-4-hydroxy-, mixt. with 3,5-dibromo-4-hydroxybenzonitrile esters | 965962 | 80405
Benzonitrile, 3,5-dibromo-4-hydroxy-, esters | 965954 | 80406
Benzonitrile, 3,5-diiodo-4-hydroxy-, mixt. with 3,5-dibromo-4-hydroxybenzonitrile, 2-(2,4-dichlorophenoxy)propionic acid and 2-methyl-4-chlorophenoxyacetic acid | 965947 | 80407
Phenol, 2-chloro-4,5-dimethyl-, methylcarbamate, mixt. with 6-(and 2)-chloro-3,4-xylyl methylcarbamate | 965939 | 80408
Nonanoic acid, mixt. with caprylic acid | 965921 | 80409
1,1'-Biphenyl, substituted by chloro, hydroxy and nitro groups | 965913 | 80410
3-Pyridinecarboxylic acid, 2-(4,5-dihydro-4-methyl-4-(1-methylethyl)-5-oxo-1H-imidazol-2-yl)-5-(methoxymethyl)-, mixt. with ammonium hydroxide | 965905 | 80411
Phosphorothioic acid, S-[(6-chloro-2-oxooxazolo(4,5-b]pyridin-3(2H)-yl]methyl] O,O-dimethyl ester, mixt. with (Z)-9-tricosene | 965897 | 80412
Phosphorothioic acid, O-[2-(1,1-dimethylethyl)-5-pyrimidinyl] O-ethyl O-(1-methylethyl) ester, mixt. with cyano(4-fluoro-3-phenoxyphenyl)methyl 3-(2,2-dichloroethenyl)-2,2-dimethylcyclopropanecarboxylate | 965889 | 80413
Phosphoric acid, dioctyl ester. compd. with 2,2'-(dodecylimino)bis(ethanol) (1:1), mixt. with dodecyl bis(2-hydroxyethyl) octyl hydrogen ammonium phosphate | 965871 | 80414
Phosphoric acid, bis(2-ethylhexyl) ester, compd. with 2,2'-(coco alkylimino)bis(ethanol), mixt. with phosphoric acid, mono(2-ethylhexyl) ester, compd. with diethanolamine N-coco alkyl derivs. (1:1) | 965863 | 80415
Phenol, 2-methoxy-5-nitro-, sodium salt, mixt. with sodium o- and p- nitrophenolate | 965855 | 80416
Acetamide, 2-chloro-N-(2,4-dimethyl-3-thienyl)-N-(2-methoxy-1-methylethyl)-, mixt. with 2-(((((4-chloro-6-methoxy-2-pyrimidinyl)amino)carbonyl)amino)sulfonyl)benzoic acid, ethyl ester and 4-amino-6-(1,1-dimethylethyl)-3-(methylthio)-1,2,4-triazin-5(4H)-one | 965848 | 80417
Benzoic acid, 3,6-dichloro-2-methoxy-, potassium salt, mixt. with 2-chloro-4-(ethylamino)-6-(isopropylamino)-s-triazine | 965830 | 80418
8,10-Dodecadien-1-ol, (8E,10E)-, mixt. with lauryl alcohol and myristyl alcohol | 965822 | 80419
3-Quinolinecarboxylic acid, 2-[4,5-dihydro-4-methyl-4-(1-methylethyl)-5-oxo-1H-imidazol-2-yl]-, sodium salt, mixt. with sodium 5-(2-chloro-4-(trifluoromethyl)phenoxy)-2-nitrobenzoate | 965814 | 80420
(1,2,4)Triazolo(1,5-a)pyrimidine-2-sulfonamide, N-(2,6-difluorophenyl)-5-methyl-, mixt. with 2-chloro-N-(2-ethyl-6-methylphenyl)-N-(2-methoxy-1-methylphenyl)acetamide | 965806 | 80421
(1,2,4)Triazolo(1,5-a)pyrimidine-2-sulfonamide, N-(2,6-difluorophenyl)-5-methyl-, mixt. with N-(2,6-difluorophenyl)-5-methyl-, mixt. with 2,6-dinitro-N,N-dipropyl-4-(trifluoromethyl)benzenamine | 965798 | 80422
3-Pyridinecarboxamide, 2-(((((4,6-dimethoxy-2-pyrimidinyl)amino)carbonyl)amino)sulfonyl)-N,N-dimethyl-, mixt. with N-((4,6-dimethoxypyrimidin-2-yl)aminocarbonyl)-3-(ethylsulfonyl)-2-pyridinesulfonamide | 965780 | 80423
Hexanoic acid, mixt. with lauric acid and caprylic acid | 965772 | 80424
2,6,10-Dodecatriene-1-ol, 3,7,11-trimethyl-, mixt. with 3,7,11-trimethyl-1,6,10-dodecatrien-3-ol | 965764 | 80425
Benzenepropanoic acid, .alpha.-oxo-, mixt. with 1H-Indole-3-propanoic acid, .alpha.-oxo- | 965756 | 80426
8-Dodecen-1-ol acetate, (8Z)-, mixt. with (E)-8-dodecen-1-yl acetate, and (Z)-8-dodecen-1-ol | 965749 | 80427
Cyclopropanecarboxylic acid, 2,2-dimethyl-3-(2-methyl-1-propenyl)-, 2-methyl-4-oxo-3-(2-propynyl)-2-cyclopenten-1-yl ester, mixt. with D-phenothrin, N-octyl bicycloheptene dicarboximide, and piperonyl butoxide | 965731 | 80428
2(3H)-Furanone, dihydro-5-pentyl-, mixt. with 5-heptyldihydro-2(3H)-furanone | 965723 | 80429
7-Oxabicyclo(2.2.1)heptane-2,3-dicarboxylic acid, compd with N,N-dimethylcocamine (1:2) | 965715 | 80430
(Z)-4-Tridecen-1-yl acetate, mixt. with (E)-4-Tridecen-1-yl acetate | 965707 | 80431
Ethane, dibromotrifluoro- | 1614627 | 80432
Tribromodifluoroethanes | 1614619 | 80433
Tetrabromofluoroethanes | 1614601 | 80434
Propane, tetrachlorotetrafluoro- | 1614593 | 80435
Propane, 1,1,1,3,3,3-hexachloro-2,2-difluoro- | 1614585 | 80436
Methane, dibromofluoro- | 1614569 | 80437
Methane, bromofluoro- | 1614551 | 80438
Poly(oxy-1,2-ethanediyl), .alpha.-(carboxymethyl)-.omega.-(octyloxy)- | 1649714 | 80439
Benzenamine, N-[4-[(1,3-dimethylbutyl)imino]-2,5-cyclohexadien-1-ylidene]- | 1649706 | 80440
2-Propenoic acid, 2-methyl-, methyl ester, polymer with butyl 2-propenoate, ethene and 2-oxiranylmethyl 2-methyl-2-propenoate | 1649680 | 80441
6,10-Dodecadienal, 3,7,11-trimethyl-, (6E)- | 1649672 | 80442
3H-1,2,4-Triazol-3-one, 1,2-dihydro-5-methoxy- | 1649656 | 80443
Propanoic acid, 2-hydroxy-, octyl ester, (2S)- | 1649631 | 80444
2-Propenoic acid, 2-methyl-, 1,1'-[(octahydro-4,7-methano-1H-indene-5,?-diyl)bis(methylene)] ester | 1649615 | 80445
2-Propenoic acid, dimethyl[[(1-oxo-2-propen-1-yl)oxy]methyl]silyl ester | 1649599 | 80446
2-Propenoic acid, 2-methyl-, methyl ester, polymer with 1,3-butadiene, ethenylbenzene, 2-propenenitrile and 2-propenoic acid | 1649581 | 80447
2-Propenoic acid, polymer with 1-ethenyl-2-pyrrolidinone and methyl 2-propenoate | 1649573 | 80448
2-Butenedioic acid (2Z)-, ammonium salt (1:?), homopolymer | 1649565 | 80449
Thioimidodicarbonic acid ((HO)C(O)NHC(S)(OH)), O1,O3-dipropyl ester | 1649557 | 80450
Thioimidodicarbonic acid ((HO)C(O)NHC(S)(OH)), O1,O3-dimethyl ester | 1649540 | 80451
Zinc, (N-butyl-1-butanamine)bis(N,N-dibutylcarbamodithioato-.kappa.S,.kappa.S')- | 1649524 | 80452
Hexadecanoic acid, tin(2+) salt (2:1) | 1649508 | 80453
2-Butanone, 2,2',2''-[O,O',O''-(phenylsilylidyne)trioxime] | 1649482 | 80454
1-Octadecanol, 2-tetradecyl- | 1649466 | 80455
2-Butenedioic acid (2E)-, 1,4-dibutyl ester, polymer with 1,3-butadiene, ethenylbenzene and 2-propenenitrile | 1649441 | 80456
Pentanedioic acid, lithium salt (1:2) | 1649425 | 80457
Acetamide, N-ethenyl-N-methyl-, polymer with 1-ethenylhexahydro-2H-azepin-2-one | 1649417 | 80458
Reolube HYD 46 | 1640010 | 80459
2-Propenoic acid, 2-methyl-, methyl ester, polymer with ethene and 2-oxiranylmethyl 2-methyl-2-propenoate | 1649409 | 80460
Benzenesulfonic acid, bis(1-methylethyl)-, sodium salt (1:1) | 1649391 | 80461
Pentadecene | 1649375 | 80462
Bicyclo[2.2.1]hept-2-ene, 5-ethenyl-, polymer with ethene and 1-propene | 1649367 | 80463
Poly(oxy-1,2-ethanediyl), .alpha.-(phenylmethyl)-.omega.-hydroxy- | 1649359 | 80464
Benzene, ethenyl-, polymer with ethene and 1-propene | 1649334 | 80465
1,2,4,5,7,8-Hexoxonane, 3,6,9-triethyl-3,6,9-trimethyl- | 1649326 | 80466
Ethanone, 1-(3-methyl-2-benzofuranyl)- | 1649300 | 80467
Carbon(isothiocyanatidic) acid, propyl ester | 1649292 | 80468
Benzenamine, 4,4'-[[4-(phenylimino)-2,5-cyclohexadien-1-ylidene]methylene]bis[N-phenyl- | 1649284 | 80469
Bicyclo[2.2.1]hept-2-ene, 5-decyl- | 1649276 | 80470
2-Naphthalenecarboxamide, N-[4-(benzoylamino)phenyl]-3-hydroxy-4-[2-[2-methoxy-5-[[[3-(trifluoromethyl)phenyl]amino]carbonyl]phenyl]diazenyl]- | 1649268 | 80471
Phosphinic acid, P-(4-methylphenyl)- | 1649250 | 80472
9-Octadecenedioic acid, (9Z)- | 1649243 | 80473
Borane-11B, trifluoro- | 1649235 | 80474
Dodecanamide, N-[2-(2-hydroxyethoxy)ethyl]- | 1649227 | 80475
Hexanedioic acid, lithium salt (1:2) | 1649219 | 80476
1-Eicosanol, 2-hexadecyl- | 1649201 | 80477
Propanenitrile, 3-[bis(2-hydroxyethyl)amino]- | 1649193 | 80478
1-Azetidinesulfonyl chloride, 2,2,3,3-tetramethyl-4-oxo- | 1649185 | 80479
Decanoic acid, 6-hydroxy- | 1649177 | 80480
1,3-Benzenediol, 4,6-diamino-, hydrochloride (1:2) | 1649169 | 80481
2H-Pyran, 2-ethynyltetrahydro-2,6,6-trimethyl- | 1649151 | 80482
Stannate (Sn(OH)62-), potassium (1:2), (OC-6-11)- | 1649144 | 80483
Cadmium zinc sulfide | 1649136 | 80484
Pentanoic acid, 5,5'-dioxybis[5-oxo- | 1649128 | 80485
1-Dodecanesulfonyl chloride | 1649110 | 80486
Neodecanoic acid, ethenyl ester, polymer with ethene and ethenyl acetate | 1649102 | 80487
2-Oxepanone, polymer with .alpha.-hydro-.omega.-hydroxypoly(oxy-1,4-butanediyl) | 1649094 | 80488
Poly[oxy(methyl-1,2-ethanediyl)], .alpha.-hydro-.omega.-[(chlorocarbonyl)oxy]-, ether with 2,2-bis(hydroxymethyl)-1,3-propanediol (4:1) | 1649086 | 80489
Naphthalenesulfonic acid, methyl-, sodium salt (1:1), polymer with formaldehyde | 1649078 | 80490
1,4-Benzenedicarboxylic acid, 1,4-dimethyl ester, polymer with 1,2-ethanediol | 1649060 | 80491
Morpholine, 4-[3-[4-(1,1-dimethylethyl)phenyl]-2-methylpropyl]-2,6-dimethyl-, mixt. with bis(4-fluorophenyl)methyl((1H-1,2,4-triazol-1-yl)methyl)silane | 965699 | 80492
Urea, N-phenyl-N'-1,2,3-thiadiazol-5-yl, mixt. with 3-(3,4-dichlorophenyl)-1,1-dimethylurea | 965681 | 80493
11-Hexadecenal, (11Z)-, mixt. with (Z)-9-tetradecenal | 965673 | 80494
1H-1,2,4-Triazole-1-ethanol, .beta.-((1,1'-biphenyl)-4-yloxy)-.alpha.-(1,1-dimethylethyl)-, mixt. with 2-(2-furyl)benzimidazole | 965665 | 80495
2-Pyridinecarboxylic acid, 3,6-dichloro-, mixt. with triethylammonium triclopyr | 965657 | 80496
Nitrozyme | 965640 | 80497
D-erythro-Hex-2-enonic acid, .gamma.-lactone, monosodium salt, mixt. with terramycin | 965632 | 80498
2,4-Imidazolidinedione, 1,3-bis(hydroxymethyl)-5,5-dimethyl-, mixt. with 2,4-imidazolidinedione, 1-(hydroxymethyl)-5,5-dimethyl- and 2,4-imidazolidinedione, (hydroxymethyl)-5,5-dimethyl- | 965624 | 80499
Oxazolidine, 3,4,4-trimethyl-, mixt. with 4,4-dimethyloxazolidine and 2-amino-2-methyl-1-propanol | 965616 | 80500
7,11-Hexadecadien-1-ol, acetate, mixture of (E,Z)-, (Z,E)-, and (Z,Z)- isomers | 965608 | 80501
D-Alanine, N-(2,6-dimethylphenyl)-N-(methoxyacetyl)-, methyl ester, mixt. with (S)-2-[(2,6-dimethylphenyl)methoxyacetylamino]propionic acid methyl ester | 965590 | 80502
DL-Alanine, N-(2,6-dimethylphenyl)-N-(methoxyacetyl)-, methyl ester, mixt. with zinc ion and manganese ethylenebisdithiocarbamate, coordination product | 965582 | 80503
Spinosad | 965574 | 80504
Benzenamine, N-(1-ethylpropyl)-3,4-dimethyl-2,6-dinitro-, mixt. with 2-(4,5-dihydro-4-methyl-4-(1-methylethyl)-5-oxo-1H-imidazol-2-yl)-3-quinolinecarboxylic acid | 965566 | 80505
Benzenesulfonamide, 4-(dipropylamino)-3,5-dinitro-, mixt. with 2-chloro-1-(3-ethoxy-4-nitrophenoxy)-4-(trifluoromethyl)benzene | 965558 | 80506
1H-2,1,3-Benzothiadiazin-4(3H)-one-2,2-dioxide, 3-isopropyl-, sodium salt, mixt. with sodium salt of 5-(2-chloro-4-(trifluoromethyl)phenoxy)-N-(methylsulfonyl)-2-nitrobenzamide and sodium hydroxide | 965541 | 80507
9-Tricosene, (9Z)-, mixt. with (E)-9-Tricosene | 965533 | 80508
Pyridine, 2,3,5-trichloro-4-(propylsulfinyl)-, mixt. with 2,3,4-trichloro-4-(propylthio)pyridine, 2,3-dichloro-4-(propylsulfonyl)pyridine, 2,3,4,5-tetrachloropyridine, and 3,5-dichloro-2,4-bis(propylsulfonyl)pyridine | 965525 | 80509
Pyridine, 2,3,5-trichloro-4-(propylsulfonyl)-, mixt. with 2,3,5-trichloro-4-(propylsulfinyl)pyridine, 2,3,4-trichloro-4-(propylthio)pyridine, 2,3-dichloro-4-(propylsulfonyl)pyridine, 2,3,4,5-tetrachloropyridine and 3,5-Dichloro-2,4-bis(propylsulfonyl)pyridine | 965517 | 80510
1,2-Ethanediamine, N-(2-aminoethyl)-, polymer with 1,2-dichloroethane and (Z)-9-octadecen-1-amine, mixt. with quaternary ammonium compounds, benzyl(coco alkyl)bis(hydroxyethyl), chlorides | 965509 | 80511
1,2,4-Triazin-5(4H)-one, 4-amino-6-(1,1-dimethylethyl)-3-(methylthio)-, mixt. with 2-(((((4-Chloro-6-methoxy-2-pyrimidinyl)amino)carbonyl)amino)sulfonyl)benzoic acid, ethyl ester | 965491 | 80512
Phosphonic acid, (2-chloroethyl)-, mixt. with N,N-dimethylpiperidinium chloride | 965483 | 80513
Pyridine, 3,5-Dichloro-2,4-bis(propylsulfonyl)- | 965475 | 80514
Carbamic acid, (3-methylphenyl)-, 3-((methoxycarbonyl)amino)phenyl ester, mixt. with ethyl m-hydroxycarbanilate carbanilate and 2-ethoxy-2,3-dihydro-3,3-dimethyl-5-benzofuranyl methanesulfonate, (+-)- | 965467 | 80515
Cyclopropanecarboxylic acid, 3-(2,2-dibromoethenyl)-2,2-dimethyl-, cyano(3-phenoxyphenyl)methyl ester, (1R-(1.alpha.(S*),3.alpha.))-, mixt. with 2,2-dimethyl-3-(1,2,2,2-tetrabromoethyl)cyclopropropanecarboxlic acid, cyano(3-phenoxyphenyl)methyl ester | 965459 | 80516
Ethanimidothioic acid, N-[[(methylamino)carbonyl]oxy]-, methyl ester, mixt. with (Z)-9-tricosene | 965442 | 80517
Milbemycin B, 5-O-demethyl-28-deoxy-6,28-epoxy-25-ethyl-, (6R,25R)-, mixture (70:30) with 5-O-demethyl-28-deoxy-6-28-epoxy-25-methylmilbemycin B, (6R,25R)- | 965434 | 80518
1,3,5-Triazine-2,4-diamine, 6-chloro-N,N'-bis(1-methylethyl)-, mixt. with 2-chloro-N-(2-ethyl-6-methylphenyl)-N-(2-methoxy-1-methylphenyl)acetamide | 965426 | 80519
1,3,5-Triazine-2,4-diamine, 6-chloro-N-ethyl-N'-(1-methylethyl)-, mixt. with 2-chloro-N-(2,4-dimethyl-3-thienyl)-N-(2-methoxy-1-methylethyl)acetamide | 965418 | 80520
Benzamide, N,N-diethyl-3-methyl-, mixt. with Juniperus communis extract | 965400 | 80521
Benzamide, N,N-diethyl-3-methyl-, mixt. with N-octyl bicycloheptene dicarboximide, 2,3,4,5-bis(2-butylene)tetrahydro-2-furaldehyde, and dipropyl isocinchomeronate | 965392 | 80522
Dodecanamide, N,N-bis(2-hydroxyethyl)- , mixt. with N,N-bis(2-hydroxyethyl)tetradecanamide and N,N-bis(hydroxyethyl)-C12-14-amides | 965384 | 80523
Butanedioic acid, sulfo-, 1,4-dioctyl ester, sodium salt, mixt. with 1,4-bis(2-ethylhexyl) sodium sulfosuccinate and undecylenic acid | 965376 | 80524
Benzenesulfonic acid, 4-dodecyl-2-(4-sulfophenoxy)-, disodium salt, mixt. with disodium 2,2'-oxybis(4-dodecylbenzenesulfonate) | 965368 | 80525
1,4-Benzenedicarboxylic acid, 2,3,5,6-tetrachloro-, dimethyl ester, mixt. with 2-chloro-N-isopropylacetanilide | 965350 | 80526
Propanoic acid, mixt. with isobutyric acid | 965343 | 80527
6-Nonenamide, N-[(4-hydroxy-3-methoxyphenyl)methyl]-8-methyl-, (6E)-, mixt. with dihydrocapsaicin and nordihydrocapsacin | 965335 | 80528
Quaternary ammonium compounds, benzyl-C12-16-alkyldimethyl, chlorides, mixt. with, octyl decyl dimethyl ammonium chloride, dioctyl dimethyl ammonium chloride and didecyl dimethyl ammonium chloride | 965327 | 80529
BTC 776, mixt. with alkyl* dimethyl benzyl ammonium chloride *(50% C12, 30% C14, 17% C16, 3% C18) | 965319 | 80530
BTC 776, mixt. with C12-14-alkyl(ethylbenzyl)dimethyl ammonium chlorides | 965301 | 80531
BTC 776, mixt. with alkyl* dimethyl ethylbenzyl ammonium chloride *(50% C12, 30% C14, 17% C16, 3% C18) | 965293 | 80532
Cyclopropanecarboxylic acid, 2,2-dimethyl-3-(2-methyl-1-propenyl)-, (1,3,4,5,6,7-hexahydro-1,3-dioxo-2H-isoindol-2-yl)methyl ester, mixt. with 4-chloro-.alpha.-(1-methylethyl)benzeneacetic acid, cyano(3-phenoxyphenyl)methyl ester | 965285 | 80533
Chromic acid (H2CrO4), dipotassium salt, mixt. with cadmium sebacate and sodium ethylmercurithiosalicylate | 965277 | 80534
Mercury, (acetato-.kappa.O)phenyl-, mixt. with phenylmercuric propionate | 965269 | 80535
Kerosine, petroleum, mixt. with pyrethrins | 965251 | 80536
4,4'-Bipyridinium, 1,1'-dimethyl-, dichloride, mixt. with 6,7-dihydrodipyrido(1,2-a:2',1'-c)pyrazinediium dibromide | 965244 | 80537
1H-Benzimdazole, 2-(4-thiazolyl)-, mixt. with tetramethylthiuram disulfide | 965236 | 80538
1H-Benzimdazole, 2-(4-thiazolyl)-, mixt. with cis-N-trichloromethylthio-4-cyclohexene-1,2-dicarboximide | 965228 | 80539
Phosphorothioic acid, O,O-diethyl O-(3,5,6-trichloro-2-pyridinyl) ester, mixt. with pyrethrins, kerosene, piperonyl butoxide, and N-octyl bicycloheptene dicarboximide | 965210 | 80540
Benzene, pentachloronitro-, mixt. with 5-ethoxy-3-(trichloromethyl)-1,2,4-thiadiazole | 965202 | 80541
Mercuric chloride (HgCl2), mixt. with mercurous chloride | 965194 | 80542
Mercury, (acetato-.kappa.O)methyl-, mixt. with methylmercury 2,3-dihydroxypropylmercaptide | 965186 | 80543
2(3H)-Benzothiazolethione, sodium salt, mixt. with potassium N-hydroxymethyl-N-methyldithiocarbamate | 965178 | 80544
3,6-Pyridazinedione, 1,2-dihydro-, mixt. with 2,7-dichloro-9-hydroxy-9H-Fluorene-9-carboxylic acid, methyl ester, mixt. with methyl 2-chloro-9-hydroxy-9H-fluorene-9-carboxylate and methyl 9-hydroxy-9H-fluorene-9-carboxylate | 965160 | 80545
Carbamic acid, phenyl-, 1-methylethyl ester, mixt. with 3-cyclohexyl-5,6-trimethyleneuracil | 965152 | 80546
2-Propanol, mixt. with1-propanaminium, 2-hydroxy-N,N,N,-trimethyl-, 3-(C12-15-alkyloxy) derivs., chlorides | 965145 | 80547
2-Propanol, mixt. with alkyl* dimethyl benzyl ammonium chloride *(as in fatty acids of coconut oil) | 965137 | 80548
1H-Indole-3-butanoic acid, mixt. with 1-naphthaleneacetamide and 1-naphthaleneacetic acid | 965129 | 80549
Acetic acid, (4-chloro-2-methylphenoxy)-, isooctyl ester, mixt. with 3,6-dichloropicolinic acid | 965111 | 80550
Acetic acid, (2,4-dichlorophenoxy)-, 2-butoxyethyl ester, mixt. with butoxyethyl triclopyr | 965103 | 80551
Acetic acid, (2,4-dichlorophenoxy)-, compd. with 1,1'1"-nitrilotris(2-propanol) (1:1), mixt. with 3,6-dichloropicolinic acid | 965095 | 80552
Fish present | 764340 | 80553
Fecal coliform, mixture with fecal streptococci | 764316 | 80554
Benzoic acid, 2-amino-, cyclohexyl ester | 1649052 | 80555
Benzeneacetaldehyde, oxime | 1649037 | 80556
1,1-Cyclopropanedicarboxylic acid, 1,1-dimethyl ester | 1649029 | 80557
2,4(1H,3H)-Pyrimidinedione, 6-amino-1,3-dimethyl- | 1649011 | 80558
Pyridine, 2-butyl-4-methyl- | 1649003 | 80559
Phosphoric acid, P,P'-[(1-methylethylidene)di-4,1-phenylene] P,P,P',P'-tetraphenyl ester | 1648997 | 80560
Phosphonous dichloride, P-(2-methylphenyl)- | 1648971 | 80561
Hexanoic acid, 2-bromo-, methyl ester | 1648963 | 80562
2-Propen-1-one, 1-(4-morpholinyl)- | 1648955 | 80563
1-Propanol, 3-propoxy- | 1648948 | 80564
1-Butanaminium, N,N,N-tributyl-, hexafluorophosphate(1-) (1:1) | 1648922 | 80565
1,3,5-Triazine-1,3,5(2H,4H,6H)-tripropanoic acid, 2,4,6-trioxo- | 1648914 | 80566
Butaneperoxoic acid, 2-ethyl-, 1,1-dimethylethyl ester | 1648898 | 80567
Propanoic acid, 2-methyl-, pentyl ester | 1648880 | 80568
Heptadecanedioic acid | 1648872 | 80569
4-Octyne | 1648856 | 80570
Naphthalene, 1,4,5,8-tetrahydro-2,7-dimethoxy- | 1648849 | 80571
Glycine, N,N-dimethyl- | 1648823 | 80572
Phosphonous dichloride, P-(4-methylphenyl)- | 1648815 | 80573
3-Cyclohexene-1-carbonyl chloride | 1648807 | 80574
Ethanamine, 2,2'-[oxybis(2,1-ethanediyloxy)]bis- | 1648799 | 80575
Magnesium, bromo(1-methylethyl)- | 1648781 | 80576
Peroxide, bis(4-methylbenzoyl) | 1648773 | 80577
Furan, 2,2,3,3,4,4,5,5-octafluorotetrahydro- | 1648740 | 80578
4,8-Decadienal, 5,9-dimethyl- | 1648732 | 80579
Dodecanoic acid, 12-amino- | 1648716 | 80580
Propanoic acid, 2-hydroxy-, ethyl ester, (2S)- | 1648708 | 80581
2,5-Cyclohexadien-1-one, 4-[bis(4-hydroxyphenyl)methylene]- | 1648682 | 80582
2-Oxazolidinone | 1648666 | 80583
3H-Indol-3-one, 5-bromo-2-(5-bromo-1,3-dihydro-3-oxo-2H-indol-2-ylidene)-1,2-dihydro- | 1648658 | 80584
Panthalium, total | 1640044 | 80585
Benzene, 2-methyl-1,3,5- and hexahydro-1,3,5-trinitro-1,3,5-Triazine and N-methyl-N,2,4,6-tetranitrobenzenamine, total | 1640036 | 80586
Inorganic monomeric aluminum | 1640028 | 80587
Poly[oxy(methyl-1,2-ethanediyl)], .alpha.-(1,3-dioxobutyl)-.omega.-(1,3-dioxobutoxy)- | 1650811 | 80588
Poly[oxy(methyl-1,2-ethanediyl)], .alpha.-[2-(trimethylammonio)ethyl]-.omega.-hydroxy-, chloride (1:1) | 1650803 | 80589
Phosphinic acid, P-(3-methylphenyl)- | 1650795 | 80590
Phosphinic acid, P-(2-methylphenyl)- | 1650787 | 80591
2-Propenoic acid, 2-methyl-, polymer with butyl 2-methyl-2-propenoate, ethenylbenzene and 2-methylpropyl 2-methyl-2-propenoate | 1650779 | 80592
Benzenepentanenitrile, .beta.-methyl- | 1649730 | 80593
3H-1,2,4-Triazol-3-one, 2,4-dihydro-5-methoxy-4-methyl- | 1650753 | 80594
Ethanesulfonamide, 1,1,2,2,2-pentafluoro-N-[(1,1,2,2,2-pentafluoroethyl)sulfonyl]-, lithium salt (1:1) | 1650746 | 80595
3,5,8-Trioxa-4-phosphaundec-10-en-1-aminium, 4-hydroxy-N,N,N,10-tetramethyl-9-oxo-, inner salt, 4-oxide, polymer with butyl 2-methyl-2-propenoate | 1650688 | 80596
Boric acid (H3BO3), compd. with 2-(2-aminoethoxy)ethanol (1:1) | 1650670 | 80597
Poly(oxy-1,2-ethanediyl), .alpha.-[bis(1-phenylethyl)phenyl]-.omega.-hydroxy-, phosphate | 1650662 | 80598
2-Imidazolidinone, 1,3-bis(1-hydroxy-2,2-dimethoxyethyl)- | 1650647 | 80599
1,3-Isobenzofurandione, 5-(2-phenylethynyl)- | 1650621 | 80600
1,3-Propanediaminium, 2-hydroxy-N1,N1,N3,N3-tetramethyl-N1,N3-dioctadecyl-, chloride (1:2) | 1650613 | 80601
Oxirane, 2-methyl-, polymer with oxirane, ether with 2,2-bis(hydroxymethyl)-1,3-propanediol (4:1), tetrakis[(2-methoxyethoxy)methyl] ether | 1650605 | 80602
Neodecaneperoxoic acid, 1,1'-[1,3-phenylenebis(1-methylethylidene)] ester | 1650597 | 80603
1,4-Benzenedicarboxylic acid, 1,4-bis[4-(ethenyloxy)butyl] ester | 1650589 | 80604
2-Butenedioic acid (2E)-, polymer with ethenylbenzene and ethyl 2-propenoate | 1650571 | 80605
2-Propenoic acid, 2-methyl-, methyl ester, telomer with 3-mercaptopropanoic acid, 2-hydroxy-3-[(2-methyl-1-oxo-2-propen-1-yl)oxy]propyl ester | 1650563 | 80606
1-Dodecene, polymer with 1-octene | 1650555 | 80607
Poly(oxy-1,2-ethanediyl), .alpha.,.alpha.'-[1,4-cyclohexanediylbis(methylene)]bis[.omega.-hydroxy- | 1650548 | 80608
Pentanedial, mixt. with glutaraldehyde bis(sodium bisulfite), BTC 776, and C12-14-alkyl((ethylphenyl)methyl)dimethyl ammonium chlorides | 965087 | 80609
Pentanedial, mixt. with glutaraldehyde bis(sodium bisulfite) and glyoxal | 965079 | 80610
Pentanedial, mixt. with glutaraldehyde bis(sodium bisulfite) | 965061 | 80611
Formaldehyde, compd. with 1-ethenyl-2-pyrrolidinone homopolymer, mixt. with alkyl*-N,N-bis(2-hydroxyethyl)methyl ammonium chloride *(53% C12, 19% C14, 8.5% C16, 7.0% C8, 6.5% C10, 6.0% C18) and alkyl*-5-hydroxy-4-oxo-2(4h)-pyranylmethyl dimethyl ammonium chloride *(49% C12, 17% C14, 17% C10, 10% C18, 9% C16, 8% C8) | 965053 | 80612
Carbamothioic acid, bis(2-methylpropyl)-, S-ethyl ester, mixt. with 2-chloro-4-(ethylamino)-6-(isopropylamino)-s-triazine | 965046 | 80613
Carbamodithioic acid, methyl-, monopotassium salt, mixt. with disodium cyanodithioimidocarbonate | 965038 | 80614
7-Oxabicyclo(2.2.1)heptane-2,3-dicarboxylic acid, compd. with N,N-dimethylcocoamine (1:1), mixt. with 7-oxabicyclo(2.2.1)heptane-2,3-dicarboxylic acid, compd. with N,N-dimethylcocamine (1:2) | 965020 | 80615
Urea, N'-(3,4-dichlorophenyl)-N,N-dimethyl-, mixt. with sodium metaborate (NaBO2) | 965012 | 80616
Urea, N'-(3,4-dichlorophenyl)-N,N-dimethyl-, mixt. with 5-bromo-3-sec-butyl-6-methyluracil | 965004 | 80617
Octanoic acid, 2,6-dibromo-4-cyanophenyl ester, mixt. with 3,5-dibromo-4-hydroxybenzonitrile heptanoate | 964999 | 80618
Acetic acid, (2,4-dichlorophenoxy)-, compd. with N-methylmethanamine (1:1), mixt. with dimethylamine 2-(2-methyl-4-chlorophenoxy)propionate and dimethylamine 3,6-dichloro-o-anisate | 964973 | 80619
Benzoic acid, 3,6-dichloro-2-methoxy-, compd with N-methylmethanamine (1:1), mixt. with 2-methyl-4-chlorophenoxyacetic acid | 964965 | 80620
Benzoic acid, 3,6-dichloro-2-methoxy-, compd with N-methylmethanamine (1:1), mixt. with dimethylamine 2,4-dichlorophenoxyacetate | 964957 | 80621
1-Naphthaleneacetamide, mixt. with 1-naphthaleneacetic acid | 964940 | 80622
Copper chloride hydroxide (Cu2Cl(OH)3), mixt. with tetrachloroisophthalonitrile | 964932 | 80623
Carbamic acid, (3-chlorophenyl)-, 1-methylethyl ester, mixt. with 3-phenyl-1,1-dimethylurea and isopropyl carbanilate | 964924 | 80624
Carbamic acid, (3-chlorophenyl)-, 1-methylethyl ester, mixt. with N-1-naphthylphthalamic acid | 964916 | 80625
Carbamic acid, (3-chlorophenyl)-, 1-methylethyl ester, mixt. with isopropyl carbanilate | 964908 | 80626
Manganese, [[1,2-ethanediylbis(carbamodithioato)](2-)]-, mixt. with perchlorobenzene | 964890 | 80627
Manganese, [[2-[(dithiocarboxy)amino]ethyl]carbamodithioato(2-)-.kappa.S,.kappa.S'], mixt. with [[2-[(dithiocarboxy)amino]ethyl]carbamodithioato(2-).kappa.S,.kappa.S']zinc and metalaxyl | 964882 | 80628
2,4(1H,3H)-Pyrimidinedione, 5-bromo-6-methyl-3-(1-methylpropyl)-, mixt. with monosodium acid methanearsonate and 2,4-dichlorophenoxyacetic acid | 964874 | 80629
Thiocyanic acid, 2-(2-butoxyethoxy)ethyl ester, mixt. with 2-thiocyanatoethyl dodecanoate | 964866 | 80630
Benzoic acid, 2,3,5-triiodo-, mixt. with gibberellic acid | 964858 | 80631
1H-1,2,4-Triazol-3-amine, mixt. with 2-chloro-4-(ethylamino)-6-(isopropylamino)-s-triazine and 2,3,6-trichlorophenylacetic acid | 964841 | 80632
1H-1,2,4-Triazol-3-amine, mixt. with3-(3,4-dichlorophenyl)-1,1-dimethylurea | 964833 | 80633
Coal tar phenols | 964825 | 80634
1H-1,2,4-Triazol-3-amine, mixt. with ammonium thiocyanate | 964817 | 80635
1H-1,2,4-Triazol-3-amine, mixt. with 2-chloro-4,6-bis(ethylamino)-s-triazine | 964809 | 80636
1,2-Ethanediamine, mixt. with potassium N-methyldithiocarbamate and disodium cyanodithioimidocarbonate | 964791 | 80637
Chrysanthemic acid, (RS)-allethrolone ester, mixt. with piperonyl butoxide, N-octyl bicycloheptene dicarboximide and fenvalerate | 964783 | 80638
2-Propenenitrile, mixt. with carbon tetrachloride, chloroform and chloropicrin | 964767 | 80640
Coal tar cresols | 964759 | 80641
Cresylic acid, coal tar acids, coal tar phenols, or coal tar cresols | 964742 | 80642
2-Propenenitrile, mixt. with carbon tetrachloride | 964734 | 80643
Quaternary ammonium compounds, alkyl*-5-hydroxy-4-oxo-2(4H)-pyranylmethyl dimethyl, chlorides | 964726 | 80644
Hydrogen peroxide, mixt. with peroxyacetic acid | 964718 | 80645
Tetradecanoic acid, 1-methylethyl ester, mixt. with isopropyl palmitate and isopropyl stearate | 964700 | 80646
Phosphorothioic acid, O-[dichloro(methylthio)phenyl] O,O-diethyl ester | 964692 | 80647
Uranyl ion(3+) | 964684 | 80648
Benzoic acid, 2-[[[[(4,6-dimethoxy-2-pyrimidinyl)amino]carbonyl]amino]sulfonyl]-4-[[(methylsulfonyl)amino]methyl]-, methyl ester | 964676 | 80649
Guanidine, N-[(2-chloro-5-thiazolyl)methyl]-N'-methyl-N''-nitro-, [C(E)]- | 964668 | 80650
.beta.-Alanine, N-acetyl-N-butyl- | 964650 | 80651
Indeno[1,2-e][1,3,4]oxadiazine-4a(3H)-carboxylic acid, 7-chloro-2,5-dihydro-2-[[(methoxycarbonyl)[4-(trifluoromethoxy)phenyl]amino]carbonyl]-, methyl ester, (4aS)- | 964643 | 80652
Benzoic acid, 3-methoxy-2-methyl-, 2-(3,5-dimethylbenzoyl)-2-(1,1-dimethylethyl)hydrazide | 964635 | 80653
Benzeneacetic acid, .alpha.-hydroxy-.alpha.-methyl-4-phenoxy- | 964627 | 80654
Benzamide, 3,5-dichloro-N-(3-chloro-1-ethyl-1-methyl-2-oxopropyl)-4-methyl- | 964619 | 80655
Avermectin B1, 4''-deoxy-4''-(methylamino)-, (4''R)-, benzoate (salt) | 964601 | 80656
4H-1,3,5-Oxadiazin-4-imine, 3-(2-chloro-5-thiazolyl)methyltetrahydro-5-methyl-N-nitro- | 964593 | 80657
2-Cyclohexen-1-one, 2-[1-[[[(2E)-3-chloro-2-propenyl]oxy]imino]propyl]-3-hydroxy-5-(tetrahydro-2H-pyran-4-yl)- | 964585 | 80658
Hydrazinecarboxylic acid, 2-(4-methoxy[1,1'-biphenyl]-3-yl)-, 1-methylethyl ester | 964577 | 80659
1-Decanaminium, N-decyl-N,N-dimethyl-, carbonate (1:1) | 964569 | 80660
1-Decanaminium, N-decyl-N,N-dimethyl-, carbonate (2:1) | 964551 | 80661
Benzoic acid, 3-chloro-2-[[(5-ethoxy-7-fluoro[1,2,4]triazolo[1,5-c]pyrimidin-2-yl)sulfonyl]amino]-, methyl ester | 964544 | 80662
Benzoic acid, 2-[[[[(4,6-dimethyl-2-pyrimidinyl)amino]carbonyl]amino]sulfonyl]-, 3-oxetanyl ester | 964536 | 80663
Benzeneacetic acid, .alpha.-(methoxyimino)-2-[(2-methylphenoxy)methyl]-, methyl ester, (E)- | 964528 | 80664
Acetamide, N-(4-fluorophenyl)-N-(1-methylethyl)-2-((5-(trifluoromethyl)-1,3,4-thiadiazol-2-yl)oxy)- | 964510 | 80665
Ethanesulfonic acid, 2-[(2,6-diethylphenyl)(methoxymethyl)amino]-2-oxo- | 964502 | 80666
Butane, pentafluoro- | 964494 | 80667
Benzeneacetic acid, .alpha.-(methoxyimino)-2-[[[(E)-[1-[3-(trifluoromethyl)phenyl]ethylidene]amino]oxy]methyl]-, methyl ester, (.alpha.E)- | 964486 | 80668
1H-Isoindole-1,3(2H)-dione, 4,5,6,7-tetrahydro-2-(7-fluoro-3,4-dihydro-3-oxo-4-(2-propynyl)-2H-1,4-benzoxazin-6-yl)- | 964478 | 80669
Methanone, (5-cyclopropyl-4-isoxazolyl)[2-(methylsulfonyl)-4-(trifluoromethyl)phenyl]- | 964460 | 80670
Carbamic acid, [(1S)-2-methyl-1-[[[1-(4-methylphenyl)ethyl]amino]carbonyl]propyl]-, 1-methylethyl ester | 964452 | 80671
8-Quinolinecarboxylic acid, 7-chloro-3-methyl-, mixt. with 5-amino-4-chloro-2-phenyl-3(2H)-pyridazinone | 964445 | 80672
Myristalkonium saccharinate | 964437 | 80673
Ethanimidamide, N-[(6-chloro-3-pyridinyl)methyl]-N'-cyano-N-methyl-, (1E)- | 964429 | 80674
1,2,3-Benzothiadiazole-7-carbothioic acid, S-methyl ester | 964411 | 80675
Benzoic acid, 2-chloro-5-[3,6-dihydro-3-methyl-2,6-dioxo-4-(trifluoromethyl)-1(2H)-pyrimidinyl]-, 1,1-dimethyl-2-oxo-2-(2-propenyloxy)ethyl ester | 964403 | 80676
Quaternary ammonium compounds, benzyl-C12-14-alkyldimethyl | 964395 | 80677
1H-1,2,4-Triazole, 1-[[(2R,3S)-3-(2-chlorophenyl)-2-(4-fluorophenyl)oxiranyl]methyl]-, rel- | 964387 | 80678
Lion and tiger feces | 763763 | 80679
Plant essences composed of Litsea, Pinus, Cinnamomum, and Cymbopogon | 763755 | 80680
Lagenidium giganteum, mycelium or oospores | 763730 | 80682
Mycelia of Mycoleptodiscus terrestris | 763722 | 80683
Animal gland extract and urine | 763714 | 80684
Clavibacter xyli subspecies cyondontis isolate MD69a producing Bacillus thuringiensis subspecies kurstaki .delta.-endotoxin protein | 763706 | 80685
Dried fermentation solids & solubles of Myrothecium verrucaria | 763698 | 80686
Dried fermentation solids and solubles resulting from fermentation of Trichoderma harzianum isolate T-39 | 763680 | 80687
Chlamydospores of Phytophthora palmivora | 763672 | 80688
Fermentation biomas of Xanthomonas campestris pv. poae | 763664 | 80689
Metarhizium anisopliae strain F52 spores | 763656 | 80690
Papaya ringspot virus coat protein | 763649 | 80691
Bacillus thuringiensis Cry3Bb protein and the genetic material necessary for its production (Vector ZMIR 13L) in corn | 763631 | 80692
Bacillus thuringiensis Cry3Bb protein and the genetic material necessary for its production (Vector ZMIR 12L) in corn | 763623 | 80693
Bacillus thuringiensis Cry3Bb protein and the genetic material necessary for its production (Vector ZMIR 14L) in corn | 763615 | 80694
Bacillus thuringiensis CryIF protein and the genetic material necessary for its production (plasmid insert PHI 8999) in corn | 763607 | 80695
Harpin protein | 763599 | 80696
CryIF derived .delta. endotoxin of Bacillus thuringiensis(B.t.) encapsulated in killed Pseudomonas fluorescens | 763581 | 80697
Potato leafroll virus (PLRV) replicase protein | 763573 | 80698
Bacillus thuringiensis subspecies tolworthi Cry9C protein and the genetic material necessary for its production (pRVA9909) in corn plants | 763565 | 80699
Bacillus thuringiensis subspecies kurstaki CryIA(c) .delta. endotoxin and the genetic material necessary for its production in corn | 763557 | 80700
CryIC derived .delta. endotoxin of Bacillus thuringiensis encapsulated in killed Pseudomonas fluorescens | 763540 | 80701
Bacillus thuringiensis CryIA(b) .delta.endotoxin and the genetic material necessary for its production (plasmid vector pZ01502) in corn | 763532 | 80702
Bacillus thuringiensis subspecies kurstaki .delta. endotoxin protein | 763524 | 80703
Plant pesticide bacillus thuringiensis CryA(b) .delta. endotoxin and the genetic material necessary for its production (plasmid Vector pCIB4431) in corn | 763516 | 80704
A blend of CrylA(c) and CrylC derived .delta. endotoxins of Bacillus thuringiensis encapsulated in killed pseudomonas fluorescens | 763508 | 80705
Aspergillus flavus AF36 colonized wheat seed | 763490 | 80706
Watermelon mosaic virus-2 (WMV2) coat protein and zucchini yellow mosaic virus (ZYMV) coat protein | 763482 | 80707
Bacillus thuringiensis var. kurstaki strain M-200 protein toxin | 763474 | 80708
Rhizobia leguminosarum biovar viceae containing the CryIII gene from Bacillus thuringiengis subspecies tenebrionis | 763466 | 80709
Bacillus thuringiensis var. kurstaki .delta. endotoxin protein as produced by the CryIA(c) gene and its controlling sequences | 763458 | 80710
Bacillus thuringiensis subspecies kurstaki (BTK), .delta. endotoxin found on plasmid vector, pZO1502 | 763441 | 80711
Zucchini yellow mosaic virus coat protein found in plasmid vector ZYMV72/WMBN22 | 763433 | 80712
Watermelon mosaic virus-2 coat protein found in plasmid vector ZYMV72/WMBN22 | 763425 | 80713
IR-23, Bacillus thuringiensis subspecies tenebrionis .delta. endotoxin found in construct: PV-STBT05 | 763417 | 80714
Potato Y virus (PYV) coat protein found in constructs: PV-STMT15 and PV-STPY01 in combination with PV-STBT02 | 763409 | 80715
Potato leaf roll virus (PLRV) coat protein found in constructs: PV-STMT02, PV-STMT04, PV-STMT10, PV-STMT11, PV-STMT12, PV-STMT13 and PV-STMT14 | 763391 | 80716
1,3,6-Naphthalenetrisulfonic acid, 7-[2-[2-[(aminocarbonyl)amino]-4-[[4-[[2-[2-(ethenylsulfonyl)ethoxy]ethyl]amino]-6-fluoro-1,3,5-triazin-2-yl]amino]phenyl]diazenyl]-, sodium salt (1:3) | 1650530 | 80717
2-Propen-1-aminium, N,N-dimethyl-N-2-propen-1-yl-, chloride (1:1), polymer with 2-propenamide and N,N,N-trimethyl-2-[(1-oxo-2-propen-1-yl)oxy]ethanaminium chloride (1:1) | 1650522 | 80718
Poly(oxy-1,2-ethanediyl), .alpha.-(carboxymethyl)-.omega.-(hexyloxy)- | 1650514 | 80719
Poly(oxy-1,2-ethanediyl), .alpha.-(carboxymethyl)-.omega.-(octyloxy)-, sodium salt (1:1) | 1650506 | 80720
2-Propenoic acid, 2-methyl-, 2-isocyanatoethyl ester, polymer with methyl 2-methyl-2-propenoate | 1650498 | 80721
Benzenesulfonyl isocyanate, 2-(trifluoromethoxy)- | 1650480 | 80722
Benzene, ethenyl-, polymer with cyclopentene and 2-methyl-1,3-butadiene | 1650464 | 80723
Piperazinone, 1,1',1''-[1,3,5-triazine-2,4,6-triyltris[(cyclohexylimino)-2,1-ethanediyl]]tris[3,3,5,5-tetramethyl- | 1650449 | 80724
Phenol, 4,4'-(9H-fluoren-9-ylidene)bis[2,6-dibromo- | 1650423 | 80725
1-Propanesulfonic acid, 3-[[3-(dimethylamino)propyl][(1,1,2,2,3,3,4,4,5,5,6,6,7,7,8,8,8-heptadecafluorooctyl)sulfonyl]amino]-2-hydroxy-, sodium salt (1:1) | 1650415 | 80726
Nonen-3-ol, 2,2,8-trimethyl- | 1650399 | 80727
Tetradecanoic acid, 2-decyl- | 1650381 | 80728
Titanium, tetrakis[2-(dimethylamino-.kappa.N)ethanolato-.kappa.O]- | 1650357 | 80729
5,9-Undecadien-2-ol, 6,10-dimethyl-, 2-acetate | 1650332 | 80730
1-Oxaspiro[4.5]decan-2-one, 8-ethyl-, trans- | 1650308 | 80731
1-Oxaspiro[4.5]decan-2-one, 8-ethyl-, cis- | 1650290 | 80732
2,5-Furandione, polymer with ethene, 5-ethylidenebicyclo[2.2.1]hept-2-ene and 1-propene | 1650266 | 80733
Iron, bis[(2S)-2-(hydroxy-.kappa.O)propanoato-.kappa.O]-, (T-4)- | 1650258 | 80734
Propanoic acid, 2-methyl-, (1R,2R,4R)-1,7,7-trimethylbicyclo[2.2.1]hept-2-yl ester, rel- | 1650225 | 80735
6-Decenoic acid, 1-butyl-5-carboxypentyl ester | 1650217 | 80736
5-Decenoic acid, 1-butyl-5-carboxypentyl ester | 1650209 | 80737
6-Decenoic acid | 1650191 | 80738
5-Decenoic acid | 1650183 | 80739
2,5-Furandione, polymer with ethene and 1-octene | 1650175 | 80740
2-Propyn-1-amine, N,N-diethyl-, sulfate (1:?) | 1650159 | 80741
2-Propenoic acid, 2-methyl-, polymer with butyl 2-propenoate, sodium salt | 1650142 | 80742
Benz[cd]indolium, 6-bromo-2-[4-[ethyl(2-hydroxyethyl)amino]phenyl]-1-methyl-, acetate (1:1) | 1650134 | 80743
1,2,3-Propanetriol, homopolymer, isooctadecanoate | 1650126 | 80744
1-Propanaminium, N-(2-hydroxyethyl)-3-[(2-hydroxy-3-sulfopropyl)[(1,1,2,2,3,3,4,4,5,5,6,6,6-tridecafluorohexyl)sulfonyl]amino]-N,N-dimethyl-, hydroxide, sodium salt (1:1:1) | 1650118 | 80745
Poly(oxy-1,2-ethanediyl), .alpha.-[(2Z)-3-carboxy-1-oxo-2-propen-1-yl]-.omega.-(nonylphenoxy)- | 1650100 | 80746
Hexanoic acid, 6-[[(4-methylphenyl)sulfonyl]amino]- | 1650076 | 80747
Propanoic acid, 2-hydroxy-, 2-methylpropyl ester, (2S)- | 1650068 | 80748
2-Butenedioic acid (2Z)-, 1-ethyl ester, polymer with ethene, hexahydro-2H-azepin-2-one and methyl 2-propenoate | 1650043 | 80749
Antimonate(1-), tris[1,2-ethanediolato(2-)-.kappa.O1,.kappa.O2]-, potassium (1:1), (OC-6-11)- | 1650035 | 80750
Propanoic acid, 3-(tetradecylthio)-, 1,1'-[thiobis[2-(1,1-dimethylethyl)-5-methyl-4,1-phenylene]] ester | 1650027 | 80751
3-Cyclohexene-1-carboxylic acid, 4-(1-methylethyl)- | 1650001 | 80752
2-Nonanol, 6,8-dimethyl- | 1649995 | 80753
Hexanedioic acid, polymer with 5-amino-1,3,3-trimethylcyclohexanemethanamine, 2,2-dimethyl-1,3-propanediol, 1,2-ethanediol, 1,6-hexanediol, 1,3-isobenzofurandione and 5-isocyanato-1-(isocyanatomethyl)-1,3,3-trimethylcyclohexane | 1649987 | 80754
1-Octadecanol, 2-hexadecyl- | 1649979 | 80755
Dodecanedioic acid, polymer with azacyclotridecan-2-one and .alpha.-hydro-.omega.-hydroxypoly(oxy-1,4-butanediyl) | 1649953 | 80756
3,5,8-Trioxa-4-phosphaundec-10-en-1-aminium, 4-hydroxy-N,N,N,10-tetramethyl-9-oxo-, inner salt, 4-oxide, homopolymer | 1649946 | 80757
Hexanedioic acid, polymer with N1-(2-aminoethyl)-1,2-ethanediamine and 1,2-dichloroethane | 1649938 | 80758
Poly(difluoromethylene), .alpha.-ethenyl-.omega.-fluoro- | 1649920 | 80759
Methanaminium, N-[4-[bis[4-(dimethylamino)phenyl]methylene]-2,5-cyclohexadien-1-ylidene]-N-methyl-, 3-[[4-(phenylamino)phenyl]azo]benzenesulfonate (1:1) | 1649912 | 80760
Oxirane, 2-methyl-, polymer with .alpha.-hydro-.omega.-hydroxypoly[oxy(methyl-1,2-ethanediyl)], 1,1'-methylenebis[4-isocyanatobenzene] and oxirane | 1649904 | 80761
2,5-Furandione, polymer with 1-butene and ethene | 1649888 | 80762
Benzenesulfonic acid, 3,3'-sulfonylbis-, potassium salt (1:2) | 1649870 | 80763
1,4-Dioxaspiro[4.5]decane-2-methanol, 9-methyl-6-(1-methylethyl)- | 1649862 | 80764
2-Propenoic acid, 2-methyl-, 2-hydroxyethyl ester, polymer with ethyl 2-propenoate, methyl 2-methyl-2-propenoate, 2-oxiranylmethyl 2-methyl-2-propenoate and 2-propenenitrile | 1649854 | 80765
1,4-Benzenedicarboxylic acid, polymer with 4,6-diamino-1,3-benzenediol hydrochloride (1:2) | 1649847 | 80766
2-Propenoic acid, butyl ester, polymer with (2-chloroethoxy)ethene, ethyl 2-propenoate and 2-methoxyethyl 2-propenoate | 1649839 | 80767
2-Oxepanone, polymer with 2,2-dimethyl-1,3-propanediol, 1,1'-methylenebis[4-isocyanatobenzene] and 2,2'-oxybis[ethanol] | 1649821 | 80768
1,4-Dioxa-7,9-dithia-8-stannacycloundecane-5,11-dione, 8,8-dioctyl- | 1649797 | 80769
Cyclopentanol, 5-4-chlorophenyl)methylene-2,2-dimethyl-1-(1H-1,2,4-triazol-1-ylmethyl)- | 964379 | 80770
1H-as-Indaceno[3,2-d]oxacyclododecin-7,15-dione, 2-[(6-deoxy-2,3,4-tri-O-methyl-.alpha.-L-mannopyranosyl)oxy]-13-[[(2R,5S,6R)-5-(dimethylamino)tetrahydro-6-methyl-2H-pyran-2-yl]oxy]-9-ethyl-2,3,3a,5a,5b,6,9,10,11,12,13,14,16a,16b-tetradecahydro-4,14-dimethyl-, (2S,3aR,5aS,5bS,9S,13S,14R,16aS,16bS)- | 964361 | 80771
Cyclohexanol, 2-[4-(1,1-dimethylethyl)phenoxy]-, trans- | 964353 | 80772
Benzenepropanoic acid, .alpha., 2-dichloro-5-[4-(difluoromethyl)-4,5-dihydro-3-methyl-5-oxo-1H-1,2,4-triazol-1-yl]-4-fluoro-, ethyl ester | 964346 | 80773
Cyclohexanecarboxylic acid, 3,5-dioxo-4-(1-oxopropyl)-, ion(1-), calcium, calcium salt | 964338 | 80774
Benzoic acid, 2-(((((4-(dimethylamino)-6-(2,2,2-trifluoroethoxy)-1,3,5-triazin-2-yl)amino)carbonyl)amino)sulfonyl)-3-methyl-, methyl ester | 964320 | 80775
Coal | 964312 | 80776
Cyclopentanol, 5-(4-chlorophenyl)methyl-2,2-dimethyl-1-(1H-1,2,4-triazol-1-ylmethyl)- | 964304 | 80777
1,2,4-Triazin-3(2H)-one, 4,5-dihydro-6-methyl-4-[(3-pyridinylmethylene)amino]-, (E)- | 964296 | 80778
2-Pyrimidinamine, 4-cyclopropyl-6-methyl-N-phenyl- | 964288 | 80779
1H-Pyrazole-5-sulfonamide, N-[[(4,6-dimethoxy-2-pyrimidinyl)amino]carbonyl]-1-methyl-4-(2-methyl-2H-tetrazol-5-yl)- | 964270 | 80780
Cyclo[L-arginyl-(2S,3S,4E,6E,8S,9S)-3-amino-9-methoxy-2,6,8-trimethyl-10-phenyl-4,6-decadienoyl-D-.gamma.-glutamyl-(2Z)-2-(methylamino)-2-butenoyl-(3S)-3-methyl-D-.beta.-aspartyl] | 964262 | 80781
Ethanol, mixt. with benzyl-C12-18-alkyldimethylammonium chlorides | 964254 | 80782
Benzamide, N-3-chloro-4-(1,1,2-trifluoro)-2-(trifluoromethoxy)ethoxyphenyl-amino-carbonyl-2,6-difluoro- | 964247 | 80783
Benzoic acid, 3,5-dimethyl-, 1-(1,1-dimethylethyl)-2-(4-ethylbenzoyl)hydrazide | 964239 | 80784
1H-1,2,4-Triazole, 1-[2-(2,4-dichlorophenyl)-3-(1,1,2,2-tetrafluoroethoxy)propyl]-, (.+/-.)- | 964221 | 80785
Acetic acid, [[1-[(dimethylamino)carbonyl]-3-(1,1-dimethylethyl)-1H-1,2,4-triazol-5-yl]thio]-, ethyl ester | 964213 | 80786
[1,3]Benzodioxolo[5,6-c]-1,3-dioxolo[4,5-i]phenanthridinium, 13-methyl-, chloride, mixt. with 1,2-dimethoxy-12-methyl[1,3]benzodioxolo[5,6-c]phenanthridinium chloride | 964205 | 80787
Cyanamide, [3-[(6-chloro-3-pyridinyl)methyl]-2-thiazolidinylidene]- | 964197 | 80788
Morpholine, 3-(3-(4-chlorophenyl)-3-(3,4-dimethoxyphenyl)-1-oxo-2-propenyl)- | 964189 | 80789
2-Pyrimidinamine, 4-methyl-N-phenyl-6-(1-propynyl)- | 964171 | 80790
3-Pyridinecarboxylic acid, 2-[1-[[[(3,5-difluorophenyl)amino]carbonyl]hydrazono]ethyl]-, monosodium salt | 964163 | 80791
Benzamide, 5-(2-chloro-4-(trifluoromethyl)phenoxy)-N-(methylsulfonyl)-2-nitro-, sodium salt | 964155 | 80792
Guazatine | 964148 | 80793
1H,7H-Naphtho[1,8-bc:4,4a-c']difuran-5,10a(8H)-dicarboxylic acid, 10-(acetyloxy)-4-[(1aR,2S,3aS,6aS,7S,7aS)-hexahydro-6a-hydroxy-7-methyl-2,7-methanofuro[2,3-b]oxireno[e]oxepin-1a(2H)-yl]octahydro-3,5-dihydroxy-4-methyl-8-(2-methyl-1-oxobutoxy)-, dimethyl ester, (2aR,3S,4S,4aR,5S,7aS,8S,10R,10aS,10bR)- | 964130 | 80794
Nuosept 95 | 964122 | 80795
Neodecanamide, N-methyl- | 964114 | 80796
Propanoic acid, 2-[4-[(5-chloro-3-fluoro-2-pyridinyl)oxy]phenoxy]-, 2-propynyl ester | 964106 | 80797
Propanoic acid, 2-(2,4-dichlorophenoxy)-, (R)-, compd. with N-methylmethanamine (1:1) | 964098 | 80798
1,3-Cyclohexanedione, 2-[4-(methylsulfonyl)-2-nitrobenzoyl]- | 964080 | 80799
3-Pyridinecarboxylic acid, 2-(4,5-dihydro-4-methyl-4-(1-methylethyl)-5-oxo-1H-imidazol-2-yl)-5-methyl-, (.+/-.)- | 964072 | 80800
D-Valine, N-(2-chloro-4-(trifluoromethyl)phenyl)-, cyano(3-phenoxyphenyl)methyl ester | 964056 | 80802
Propanoic acid, 2-(4-chloro-2-methylphenoxy)-, compd. with 2,2'-iminobis[ethanol] (1:1), mixt. with 2,2'-iminobis[ethanol] (2,4-dichlorophenoxy)acetate (salt) | 964049 | 80803
Decatriene | 964031 | 80804
Cyclopentadecatriene | 964023 | 80805
Hydrocarbons, C22 | 964015 | 80806
Hydrocarbons, C20 | 964007 | 80807
Hydrocarbons, C18 | 963991 | 80808
Hydrocarbons, C16 | 963983 | 80809
Hydrocarbons, C14 | 963975 | 80810
Hydrocarbons, C12 | 963967 | 80811
Hydrocarbons, C10 | 963959 | 80812
Hydrocarbons, C8 | 963942 | 80813
Benzenemethanaminium, N-ethyl-N-[4-[[4-[ethyl[(3-sulfophenyl)methyl]amino]phenyl](2-sulfophenyl)methylene]-2,5-cyclohexadien-1-ylidene]-3-sulfo-, inner salt, diammonium salt, mixt. with 4,5-dihydro-5-oxo-1-(4-sulfophenyl)-4-[(4-sulfophenyl)azo]-1H-pyrazole-3-carboxylic acid trisodium salt | 963934 | 80814
Cytogen (plant growth regulator) | 963926 | 80815
Fatty acids, castor-oil, sulfated, sodium salts | 963918 | 80816
8-Quinolinecarboxylic acid, 7-chloro-3-methyl- | 963900 | 80817
Phosphinecarboximidic acid, 1-[bis(dimethylamino)methylene]-N-phenyl-, trimethylsilyl ester, (E)- | 963884 | 80818
Propanoic acid, 2-(2,4-diclorophenoxy)-, compd. with 2,2'-iminobis[ethanol] (1:1) | 963876 | 80819
Juniper, Juniperus communis, ext. | 963868 | 80820
Propanoic acid, 3,3-dichloro-, oxydi-2,1-ethanediyl ester | 963850 | 80821
Propanoic acid, 3,3-dichloro-, 2-(2-hydroxyethoxy)ethyl ester | 963843 | 80822
3(2H)-Isothiazolone, 5-chloro-2-[(4-chlorophenyl)methyl]-, compd. with 2-[(4-chlorophenyl)methyl]-3(2H)-isothiazolone (1:1) | 963835 | 80823
Cyclopropanecarboxylic acid, 3-(2-chloro-3,3,3-trifluoro-1-propenyl)-2,2-dimethyl-, (2-methyl[1,1'-biphenyl]-3-yl)methyl ester, trans- | 963827 | 80824
Formaldehyde, compd. with 1-ethenyl-2-pyrrolidinone homopolymer | 963819 | 80825
Sulfuric acid, monooctyl ester, compd. with iodine and 2,2',2"-nitrilotris(ethanol) | 963801 | 80826
Acetic acid, ((4-amino-3,5-dichloro-6-fluoro-2-pyridinyl)oxy)-, 1-methylheptyl ester | 963793 | 80827
3-Pyridinecarboxylic acid, 2-(4,5-dihydro-4-methyl-4-(1-methylethyl)-5-oxo-1H-imidazol-2-yl)-5-methyl- | 963785 | 80828
Oxazolidine, 3,4,4-trimethyl-, mixt. with 4,4-dimethyloxazolidine | 963777 | 80829
Propanoic acid, 2,3-dibromo-, 2-hydroxyethyl ester, mixt. with (2-benzothiazolylthio)methyl thiocyanate | 963751 | 80830
Propanoic acid, 2-(2,4-dichlorophenoxy)-, 2-ethylhexyl ester | 963744 | 80831
Stannanetriylium, butyl- | 963736 | 80832
Phosphorothioic acid, O-[4,5-dichloro-2-(methylthio)phenyl] O,O-diethyl ester | 963728 | 80833
Phosphorothioic acid, O-[2,4-dichloro-5-(methylthio)phenyl] O,O-diethyl ester | 963710 | 80834
Bacillus thuringiensis subspecies tenebrionis .delta. endotoxin found in contructs: PV-STMT15 and PV-STBT02 in combination with PV-STPY01 and IR-22 | 763383 | 80835
Bacillus thuringiensis subspecies tenebrionis .delta. endotoxin found in constructs: PV-STMT02, PV-STMT04, PV-STMT10, PV-STMT11, (Continued on qualification) | 763375 | 80836
Bacillus thuringiensis subspecies tenebrionis .delta. endotoxin found in constructs: PV-STBT02, PV-STBT04, and PV-STMT01, IR-22 | 763367 | 80837
Bacillus thuringiensis subspecies kurstaki strain HD1 .delta. endotoxin | 763359 | 80838
Clavibacter xyli subsp. cynodontis isolate producing bacillus thuringiensis subspecies kurstaki (BTK) .delta.-endotoxin protein | 763342 | 80839
Pseudomonas fluorescens isolate 112-12 containing .delta. endotoxin gene from Bacillus thuringiensis subspecies kurstaki; resistant to kanamycin, direct transposition technology | 763334 | 80840
Pseudomonas fluorescens isolate 112-2 containing .delta. endotoxin gene from Bacillus thuringiensis subspecies kurstaki (BTK); sensitive to kanamycin | 763326 | 80841
Pseudomonas fluorescens isolate 112-12 containing .delta. endotoxin gene from Bacillus thuringiensis subspecies kurstaki (BTK); resistant to kanamycin, homologous recombination technology | 763318 | 80842
Pseudomonas fluorescens isolate Ps 3732-3-7 containing .delta. endotoxin gene Bacillus thuringiensis subspecies kurstaki (BTK); resistant to kanamycin, direct transposition technology | 763300 | 80843
Pseudomonas fluorescens isolate Ps 3732-3-7 containing .delta. endotoxin gene Bacillus thuringiensis subspecies kurstaki (BTK); sensitive to kanamycin, homologous recombination technology | 763292 | 80844
Pseudomonas fluorescens isolate Ps 3732-3-7 containing .delta. endotoxin gene from Bacillus thuringiensis subspecies kurstaki (BTK); resistant to kanamycin, homologous recombination technology | 763284 | 80845
.Delta. endotoxin of Bacillus thuringiensis subspecies san diego encapsulated in killed Pseudomonas fluorescens | 763276 | 80846
Bacillus thuringiensis subspecies kurstaki, .delta. endotoxin of, encapsulated in killed Pseudomonas fluorescens | 763268 | 80847
HD-1 protein as encoded by Bacillus thuringiensis subspecies kurstaki (BTK) gene | 763250 | 80848
Pseudomonas syringae strain 742RS, mixture with Pseudomonas fluorescens strains A506 and 1629RS | 762963 | 80849
Mixture of Bacillus cereus strains BP01and UW85 | 762856 | 80850
Trichoderma viride sensu Bisby mixture with Trichoderma polysporum Rifai | 762849 | 80851
Arthrobotrys oligospora, mixture with Arthrobotrys botryospora and Dactylaria brochopaga | 762831 | 80852
Laspyresia pomonella granulosis virus | 762740 | 80853
Borate(1-), tris(acetato-.kappa.O)hydro-, sodium (1:1), (T-4)- | 1649789 | 80854
2-Propenoic acid, 2-methyl-, 2-[(1,1-dimethylethyl)amino]ethyl ester, polymer with octadecyl 2-methyl-2-propenoate | 1649771 | 80855
Cyclopropanecarboxylic acid, 3-(2,2-dichloroethenyl)-2,2-dimethyl-, (1R,3R)- | 1649755 | 80856
D-Glucopyranoside, hexyl | 1649748 | 80857
Poly(oxy-1,2-ethanediyl), .alpha.-[2-(4-morpholinyl)ethyl]-.omega.-[2-(4-morpholinyl)ethoxy]- | 1650829 | 80858
2-Propenoic acid, telomer with 1-dodecanethiol and dodecyl 2-propenoate, potassium salt | 1651884 | 80859
2-Propenoic acid, telomer with 1-dodecanethiol and dodecyl 2-propenoate | 1651876 | 80860
Hexanedioic acid, polymer with 1,4-butanediol, 1,6-hexanediamine hexanedioate (1:1) and 2,2'-oxybis[ethanol] | 1651835 | 80861
Octadecanoic acid, 12-(benzoyloxy)-, 2-ethylhexyl ester | 1651785 | 80862
1H-Inden-1-one, 6-(2,5-dimethylbenzoyl)-3-hydroxy-2-(3-hydroxy-2-quinolinyl)- | 1651777 | 80863
Cyclopropanemethanol, 1-methyl-2-[(1,2,2-trimethylbicyclo[3.1.0]hex-3-yl)methyl]- | 1651769 | 80864
Benzenesulfonic acid, 2,2'-(1,2-ethenediyl)bis[5-[2-(2-hydroxy-5-methylphenyl)diazenyl]-, potassium salt (1:4) | 1651736 | 80865
1,2,4-Benzenetricarboxylic acid, 1,2,4-tris[4-(ethenyloxy)butyl] ester | 1651728 | 80866
7-Oxabicyclo[4.1.0]heptane-3-carboxylic acid, 1-methyl-1-(6-methyl-7-oxabicyclo[4.1.0]hept-3-yl)ethyl ester | 1651710 | 80867
Phenol, 3-pentadecyl-, 1,1',1''-phosphate | 1651702 | 80868
Carbonic acid, diphenyl ester, polymer with 1,6-diisocyanatohexane, 1,6-hexanediol and 1,1'-methylenebis[4-isocyanatocyclohexane] | 1651686 | 80869
Cellulose, acetate hydrogen (2Z)-2-butenedioate propanoate | 1651629 | 80870
Ethanesulfonamide, 1,1,2,2,2-pentafluoro-N-[(1,1,2,2,2-pentafluoroethyl)sulfonyl]-, compd. with N,N-diethylethanamine (1:1) | 1651561 | 80871
Benzenesulfonic acid, 2,4-diamino-3-[2-[4-[[2-(sulfooxy)ethyl]sulfonyl]phenyl]diazenyl]-5-[2-[2-sulfo-4-[[2-(sulfooxy)ethyl]sulfonyl]phenyl]diazenyl]-, sodium salt (1:?) | 1651496 | 80872
Phosphoric acid, triethyl ester, polymer with oxirane and phosphorus oxide (P2O5) | 1651488 | 80873
2-Propenoic acid, 2-methyl-, methyl ester, polymer with 2-ethylhexyl 2-propenoate, pentadecyl 2-methyl-2-propenoate and tetradecyl 2-methyl-2-propenoate | 1651454 | 80874
Cyclohexane, 1-(1,1-dimethylpropyl)-4-ethoxy-, cis- | 1651413 | 80875
Benzaldehyde, 4-hydroxy-, polymer with acetaldehyde and 3-methylphenol, 6-diazo-5,6-dihydro-5-oxo-1-naphthalenesulfonate | 1651405 | 80876
L-Aspartic acid, N,N'-1,2-ethanediylbis-, sodium salt (1:3) | 1651348 | 80877
Butanoic acid, 3-oxo-, 2-[(2-methyl-1-oxo-2-propen-1-yl)oxy]ethyl ester, polymer with ethenylbenzene, 2-ethylhexyl 2-propenoate and 2-oxiranylmethyl 2-methyl-2-propenoate | 1651330 | 80878
Microcystin | 963702 | 80879
Po-san A | 963694 | 80880
3-Undecene, 6-methyl-, (E)- | 963686 | 80881
Ethanol, 2-(2,4-dichlorophenoxy)-, hydrogen phosphite | 963678 | 80882
Cyclopentane, 1,1,3-trimethyl-3-(2-methyl-2-propenyl)- | 963660 | 80883
Ethane, dibromochloro- | 963652 | 80884
Acetic acid, ((4-amino-3,5-dichloro-6-fluoro-2-pyridinyl)oxy)- | 963637 | 80885
4H-1,3,5-Thiadiazin-4-one, 2-[(1,1-dimethylethyl)imino]tetrahydro-3-(1-methylethyl)-5-phenyl- | 963629 | 80886
Peroxide, bis(3-methylcyclohexyl) | 963603 | 80887
Lipids | 963595 | 80888
Propanoic acid, 2-(4-chloro-2-methylphenoxy)-, (R)-, compd. with N-methylmethanamine (1:1) | 963587 | 80889
3(2H)-Isothiazolone, 5-chloro-2-[(4-chlorophenyl)methyl]- | 963579 | 80890
Oxirane, 2-ethyl-3-[3-ethyl-5-(4-ethylphenoxy)pentyl]-2-methyl-, mixt. with 2-ethyl-3-[5-(4-ethylphenoxy)-2,3-dimethylpentyl]-2-methyloxirane | 963561 | 80891
Avermectin A1a, 5-O-demethyl-25-de(1-methylpropyl)-25-(1-methylethyl)- | 963553 | 80892
Carbamic acid, [1,2-phenylenebis(iminocarbonothioyl)]bis-, dimethyl ester, mixt. with 5-ethoxy-3-(trichloromethyl)-1,2,4-thiadiazole | 963546 | 80893
1H,10H-Pyrrolo[1,2-c]purine-10,10-diol, 2-amino-4-[[(aminocarbonyl)oxy]methyl]-3a,4,5,6,8,9-hexahydro-5-hydroxy-6-imino-, (3aS,4R,10aS)- | 963538 | 80894
Oxirane, 2-ethyl-3-[5-(4-ethylphenoxy)-2,3-dimethylpentyl]-2-methyl- | 963520 | 80895
1,3-Dioxolane, 2-ethyl-4-[(4-phenoxyphenoxy)methyl]- | 963512 | 80896
Cyclobutane, 1,1-dimethyl-2-octyl- | 963504 | 80897
Benzenemethanol, 2,3(or 3,4)-dichloro-, methylcarbamate | 963496 | 80898
Propanamide, N-(2-amino-3-nitro-5-(trifluoromethyl)phenyl)-2,2,3,3-tetrafluoro- | 963488 | 80899
3-Heptanol, 4-methyl-, mixt. with (1S,2R,4S,5R)-5-ethyl-2,4-dimethyl-6,8-dioxabicyclo[3.2.1]octane and (3aS,3bR,4S,7R,7aR)-3a,3b,4,5,6,7-hexahydro-3,7-dimethyl-4-(1-methylethyl)-1H-cyclopenta[1,3]cyclopropa[1,2]benzene | 963470 | 80900
Phosphorothioic acid, O,O-diethyl O-[6-methyl-2-(1-methylethyl)-4-pyrimidinyl] ester, mixt. with 1,1'-(2,2,2-trichloroethylidene)bis[4-methoxybenzene] | 963462 | 80901
Arsinic acid, dimethyl-, mixt. with sodium dimethylarsinate | 963454 | 80902
6,8-Dioxabicyclo[3.2.1]octane, 5-ethyl-2,4-dimethyl-, (1S,2R,4S,5R)- | 963447 | 80903
13-Octadecenal, (13Z)- | 963439 | 80904
Calcium, dichloro(2-methyl-3(2H)-isothiazolone-O)- | 963421 | 80905
Calcium, dichloro(5-chloro-2-methyl-3(2H)-isothiazolone-O)- | 963413 | 80906
Dibenzofuran, 2,3,4,6,7-pentachloro- | 963397 | 80907
Arsenic sulfide (AsS2) | 963389 | 80908
Phosphorodithioic acid, S-[(1,1-dimethylethyl)sulfonylmethyl] O,O-diethyl ester | 963363 | 80909
3(2H)-Isothiazolone, 5-chloro-2-methyl-, compd. with calcium chloride (1:1), mixt. with calcium chloride compd. with 2-methyl-3(2H)-isothiazolone (1:1) | 963355 | 80910
5-Pyrimidinemethanol, .alpha.-(4-chlorophenyl)-.alpha.-(1-methylethyl)- | 963330 | 80911
Cyclopropanecarboxylic acid, 3-(2,2-dichloroethenyl)-2,2-dimethyl-, (3-phenoxyphenyl)methyl ester, (1S,3R) | 963322 | 80912
Cyclopropanecarboxylic acid, 3-(2,2-dichloroethenyl)-2,2-dimethyl-, (3-phenoxyphenyl)methyl ester, (1S-cis)- | 963314 | 80913
Benzene, dichloromethoxy- | 963306 | 80914
[1,1'-Biphenyl]-2-ol, 3(or 5)-chloro-, compd. with 2,2'-iminobisethanol (1:1) | 963298 | 80915
Phenol, tetrachloro-, potassium salt | 963280 | 80916
Mercury, (chlorohydroxyphenyl)hydroxy- | 963272 | 80917
Polystream | 963264 | 80918
Isothan O | 963256 | 80919
Helione Orange | 963249 | 80920
Mercury, hydroxy(3-hydroxy-2-methyl-6-nitrophenol)-, sodium salt | 963231 | 80921
1H-Imidazole-1-ethanol, phosphate (salt) | 963223 | 80922
.beta.-Alanine, N-acetyl-N-butyl-, ethyl ester | 963215 | 80923
11-Tricosene | 963207 | 80924
7,11-Hexadecadien-1-ol, acetate, (Z,E)- | 963199 | 80925
Acetic acid, (2,4-dichlorophenoxy)-, compd. with methanamine (1:1) | 963165 | 80926
Adenosine, N-[(2-hydroxyphenyl)methyl]- | 963157 | 80927
Acetamide, N-[4-methyl-3-[[(trifluoromethyl)sulfonyl]amino]phenyl]- | 963140 | 80928
Cyclohexanemethanol, 2-hydroxy-.alpha.,.alpha.,4-trimethyl- | 963132 | 80929
Ethanone, 1-phenyl-, monohydroxy deriv. | 963124 | 80930
9,10-Secocholesta-5,7,10(19)-triene-1,3-diol, (1.alpha.,3.beta.,5Z,7E)- | 963116 | 80931
Phosphonic acid, bis[2-(2,4-dichlorophenoxy)ethyl] ester, mixt. with tris[2-(2,4-dichlorophenoxy)ethyl] phosphite | 963108 | 80932
4,4'-Bipyridinium, 1,1'-dimethyl-, dichloride, mixt. with 6-chloro-N,N'-diethyl-1,3,5-triazine-2,4-diamine | 963090 | 80933
Pyridine, 2,3,5-trichloro-4-(propylsulfonyl)- | 963082 | 80934
Phosphorothioic acid, O,O-dimethyl O-(6-ethoxy-2-ethyl-4-pyrimidinyl) ester | 963074 | 80935
9H-Fluorene-9-carboxylic acid, 2,7-dichloro-9-hydroxy-, methyl ester, mixt. with methyl 2-chloro-9-hydroxy-9H-fluorene-9-carboxylate and methyl 9-hydroxy-9H-fluorene-9-carboxylate | 963066 | 80936
Methanesulfonothioic acid, S-(2-hydroxypropyl) ester, mixt. with (2-benzothiazolylthio)methyl thiocyanate | 963058 | 80937
1-Propene, 1,3-dichloro-, mixt. with 1,2-dichloropropane and trichloronitromethane | 963041 | 80938
Sorbitan, dodecanoate 9-octadecenoate, poly(oxy-1,2-ethanediyl) derivs., (Z)- | 963033 | 80939
Poly(oxy-1,2-ethanediyl), .alpha.-(4-nonylphenyl)-.omega.-hydroxy-, compd. with iodine | 963025 | 80940
1H,10H-Pyrrolo[1,2-c]purine-10,10-diol, 2,6-diamino-4-[[(aminocarbonyl)oxy]methyl]-3a,4,8,9-tetrahydro-, (3aS,4R,10aS)- | 963009 | 80941
Methane, bromochloroiodo- | 962993 | 80942
Carbamic acid, (5-benzoyl-1H-benzimidazol-2-yl)-, methyl ester | 962985 | 80943
Hexanone | 962969 | 80944
Pentane, dichloro- | 962951 | 80945
Propionic acid, (2,4,5-trichlorophenoxy)- | 962944 | 80946
9-Octadecenoic acid, 12-(sulfooxy)-, monosodium salt, (9Z,12R)- | 962936 | 80947
1,2,3-Propanetriol, mono(4-aminobenzoate) | 962928 | 80948
Acetic acid, (4-chloro-2-methylphenoxy)-, 2-ethylhexyl ester | 962910 | 80949
Heliothis armigera nuclear polyhedrosis virus (NPV) A44EB | 762724 | 80950
Colletotrichum gloeosporioides f. sp. aeschynomene | 762641 | 80951
Bacteriophage from Xanthomonas campestris pv. vesicatoria | 762591 | 80952
Bacillus thuringiensis subspecies kurstaki strain EG7673, mixture of Coleopteran and Lepidopteran active toxins | 762468 | 80953
Polyhedral inclusion bodies of gypsy moth nucleopolyhedrosis virus | 762351 | 80954
Polyhedral inclusion bodies of Douglas fir tussock moth nucleopolyhedrosis virus | 762344 | 80955
Carpocapsia pomonella granulosis virus | 762260 | 80956
Bacillus popilliae, mixture with Bacillus lentimorbus | 762104 | 80957
Propanenitrile, 2,3,3,3-tetrafluoro-2-[1,1,2,2,3,3-hexafluoro-3-[(1,2,2-trifluoroethenyl)oxy]propoxy]-, polymer with 1,1,2,2-tetrafluoroethene and 1,1,2-trifluoro-2-(trifluoromethoxy)ethene | 1651272 | 80958
2-Propenamide, N-[3-(dimethylamino)propyl]-2-methyl-, polymer with 1-ethenyl-2-pyrrolidinone, sulfate | 1651256 | 80959
Phosphinic acid, P-(2-methylphenyl)-, potassium salt (1:1) | 1651249 | 80960
Phosphinic acid, P-(3-methylphenyl)-, potassium salt (1:1) | 1651231 | 80961
Phosphinic acid, P-(4-methylphenyl)-, potassium salt (1:1) | 1651223 | 80962
Propanoic acid, 2-hydroxy-, pentyl ester, (2S)- | 1651165 | 80963
1,3-Isobenzofurandione, hexahydro-, polymer with 2,2-dimethyl-1,3-propanediol, 2-ethyl-2-(hydroxymethyl)-1,3-propanediol and 2,5-furandione | 1651157 | 80964
3-Thiophenamine, N-[(1S)-2-methoxy-1-methylethyl]-2,4-dimethyl- | 1651140 | 80965
1,3-Propanediol, 2-butyl-2-ethyl-, polymer with 1,6-diisocyanatohexane | 1651132 | 80966
Carbonic dichloride, polymer with 4,4'-(9H-fluoren-9-ylidene)bis[2,6-dibromophenol] | 1651082 | 80967
Chromate(5-), bis[4-(hydroxy-.kappa.O)-7-[2-(2-hydroxy-1-naphthalenyl)diazenyl]-3-[2-[2-(hydroxy-.kappa.O)-3-nitro-5-sulfophenyl]diazenyl]-2-naphthalenesulfonato(4-)]-, sodium (1:5) | 1651066 | 80968
Decanamide, N-[2-(2-hydroxyethoxy)ethyl]- | 1651058 | 80969
2,7-Naphthalenedisulfonic acid, 4-amino-3-[2-[4-[[[4-[2-(2,4-diaminophenyl)diazenyl]phenyl]sulfonyl]amino]phenyl]diazenyl]-5-hydroxy-6-(2-phenyldiazenyl)-, sodium salt (1:2) | 1651041 | 80970
Iron(1+), (.eta.5-2,4-cyclopentadien-1-yl)[(1,2,3,4,5,6-.eta.)-1,3-dimethylbenzene]-, (OC-6-11)-hexafluoroantimonate(1-) (1:1) | 1651025 | 80971
5-Nonanol, 4-methyl- | 1651017 | 80972
Ethanesulfonamide, 1,1,2,2,2-pentafluoro-N-[(1,1,2,2,2-pentafluoroethyl)sulfonyl]- | 1651009 | 80973
Carbamo(dithioperoxo)thioic acid, N,N-bis(phenylmethyl)-, C,C'-1,6-hexanediyl ester | 1650993 | 80974
Spiro[isobenzofuran-1(3H),9'-[9H]xanthen]-3-one, 6'-(diethylamino)-3'-methyl-2'-[(3-methylphenyl)amino]- | 1650985 | 80975
Phosphonium, ethyltris(4-methylphenyl)-, acetate (1:1) | 1650910 | 80976
Poly[oxy(methyl-1,2-ethanediyl)], .alpha.-[2-hydroxy-3-[[2-(1-piperazinyl)ethyl]amino]propyl]-.omega.-[2-hydroxy-3-[[2-(1-piperazinyl)ethyl]amino]propoxy]- | 1650894 | 80977
3H-1,2,4-Triazol-3-one, 2,4-dihydro-4-methyl-5-propoxy- | 1650878 | 80978
1H-1,2,4-Triazole-1-carboxamide, 4,5-dihydro-3-methoxy-4-methyl-5-oxo-N-[[2-(trifluoromethoxy)phenyl]sulfonyl]- | 1650860 | 80979
Benzoic acid, 2-[[[(4,5-dihydro-4-methyl-5-oxo-3-propoxy-1H-1,2,4-triazol-1-yl)carbonyl]amino]sulfonyl]-, methyl ester | 1650852 | 80980
Propanoic acid, 3-mercapto-, telomer with ethenylbenzene, 2-hydroxy-3-[(2-methyl-1-oxo-2-propen-1-yl)oxy]propyl ester | 1650845 | 80981
Carbamic acid, N,N'-1,6-hexanediylbis-, C,C'-bis[2-[2-(1-ethylpentyl)-3-oxazolidinyl]ethyl] ester | 1650837 | 80982
2-Propenoic acid, 2-methyl-, polymer with butyl 2-propenoate, 2-hydroxyethyl 2-methyl-2-propenoate, 2-hydroxyethyl 2-propenoate, methyl 2-methyl-2-propenoate and 2-propenamide | 1651942 | 80983
Cyclopentene, polymer with 1-butene, (2E)-2-butene, (2Z)-2-butene, 2-methyl-1-propene and 1,3-pentadiene | 1653047 | 80984
4-Piperidinol, 1-hydroxy-2,2,6,6-tetramethyl-, 2-hydroxy-1,2,3-propanetricarboxylate (3:1) | 1653013 | 80985
Propanedioic acid, 2-(3,3,4,4,5,5,6,6,7,7,8,8,8-tridecafluorooctyl)-, 1,3-dimethyl ester | 1652965 | 80986
Formaldehyde, polymer with 2-(chloromethyl)oxirane and 4,4'-(1-methylethylidene)bis[phenol], 2-propenoate | 1652924 | 80987
Phosphonodithioic acid, methyl-, S-((N-methoxycarbonyl)-N-methylcarbamoyl) methyl O-methyl ester | 962902 | 80988
1H-Indene, methyl- | 962894 | 80989
Octanamide, N-[(4-hydroxy-3-methoxyphenyl)methyl]-7-methyl- | 962886 | 80990
2,4-Imidazolidinedione, (hydroxymethyl)-5,5-dimethyl- | 962878 | 80991
Decyne | 962860 | 80992
Imidazole, 1,2,4-dichloro-.beta.-(p-chlorobenzyl)oxyphenethyl- | 962852 | 80993
Butane, dichloro- | 962845 | 80994
3(2H)-Isothiazolone, 2-[(4-chlorophenyl)methyl]- | 962837 | 80995
Benzenamine, N-(cyclopropylmethyl)-2,6-dinitro-N-propyl-4-(trifluoromethyl)- | 962829 | 80996
Benzenamine, N,N-bis(2-chloroethyl)-4-methyl-2,6-dinitro- | 962811 | 80997
Arsenotrithioic acid, trisodium salt | 962803 | 80998
Benzoic acid, chloro- | 962795 | 80999
Stannane, tributyl[[[1,2,3,4,4a,4b,5,6,10,10a-decahydro-1,4a-dimethyl-7-(1-methylethyl)-1-phenanthrenyl]carbonyl]oxy]-, [1R-(1.alpha.,4a.beta.,4b.alpha.,10a.alpha.)]- | 962787 | 81000
Phenol, tetrachloro-, sodium salt | 962779 | 81001
Hexane, chloro- | 962761 | 81002
2H-1,2,4-Oxadiazine-3,5(4H,6H)-dione, 2-methyl-4,3-(trifluoromethyl)phenyl- | 962753 | 81003
Cyclopropanecarboxylic acid, 2,2-dimethyl-3-(2-methyl-1-propenyl)-, (1S)-3-(2Z)-2-butenyl-2-methyl-4-oxo-2-cyclopenten-1-yl ester, (1R,3R)- | 962746 | 81004
Sulfanilic acid, N,N-dichloro- | 962738 | 81005
Morpholine, 2,6-dimethyl-4-tridecyl- | 962720 | 81006
Cyclopropanecarboxylic acid, 2,2-dimethyl-3-(2-methyl-1-propenyl)-, 2-methyl-4-oxo-3-(2-propynyl)-2-cyclopenten-1-yl ester | 962712 | 81007
1,3,5-Triazine-2,4-diamine, 6-chloro-N-cyclopropyl-N'-(1-methylethyl)- | 962704 | 81008
Carbamic acid, (5-hydroxy-1H-benzimidazol-2-yl)-, methyl ester | 962696 | 81009
3H-2-Benzopyran-3-one, octahydro- | 962688 | 81010
9H-Fluorene-9-carboxylic acid, 2,7-dichloro-9-hydroxy-, methyl ester | 962670 | 81011
3,6-Methano-8H-1,5,7-trioxacyclopenta[ij]cycloprop[a]azulene-4,8(3H)-dione, hexahydro-2a-hydroxy-9-(1-hydroxy-1-methylethyl)-8b-methyl-, (1aR,2aR,3S,6R,6aS,8aS,8bR,9S)- | 962662 | 81012
Formamide, N-(2,2,2-trichloro-1-((3,4-dichlorophenyl)amino)ethyl)- | 962654 | 81013
Iron, ion (Fe3+) | 962647 | 81014
1-Phenanthrenecarboxylic acid, 1,2,3,4,4a,4b,5,6,10,10a- decahydro-1,4a-dimethyl-7-(1-methylethyl)-, anhydride, (1R-1.alpha.(1R*,4aR*,4bR*,10aR*),4a.beta.,4b.beta.,4b.alpha.,10a.alpha.¦- | 962639 | 81015
Nonanamide, N-[(4-hydroxy-3-methoxyphenyl)methyl]-8-methyl- | 962621 | 81016
D-chiro-Inositol, 3-O-(2-amino-4-((carboxyiminomethyl)amino)-2,3,4,6-tetradeoxy-alpha-D-arabino-hexopyranosyl)-, monohydrochloride | 962613 | 81017
Benzenamine, 4-methyl-3,5-dinitro- | 962605 | 81018
3,6-Methano-8H-1,5,7-trioxacyclopenta(ij)cycloprop(a)azulene-4,8(3H)-dione, hexahydro-2a-hydroxy-8b-methyl-9-(1-methylethenyl)-, (1aR,2aR,3S,6R,6aS,8aS,8bR,9R)- | 962597 | 81019
Arsenothioic acid, trisodium salt | 962589 | 81020
2-Butanesulfonic acid | 962571 | 81021
Arsenotetrathioic acid, trisodium salt | 962563 | 81022
1-Propene, 1-chloro-, (1Z)- | 962555 | 81023
(R)-N-Ethyl-2-(((phenylamino)carbonyl)oxy)propanamide | 962548 | 81024
Benzamide, 2-iodo-N-phenyl- | 962530 | 81025
Propanoic acid, 2-(2,4-dichlorophenoxy)-, (R)- | 962522 | 81026
3-Heptanol, 4-methyl- | 962506 | 81027
.beta.-D-Glucopyranoside, [(Z)-methyl-ONN-azoxy] methyl | 962498 | 81028
Perchlorate | 962480 | 81029
Benzenepropanoic acid, .alpha.,4-dichloro-, methyl ester | 962456 | 81030
2-Propenal, 3-phenyl-, (2E)- | 962431 | 81031
Azide | 962423 | 81032
Phosphonic acid, potassium salt (1:1) | 962332 | 81033
Ethane, 2-chloro-1-(difluoromethoxy)-1,1,2-trifluoro- | 962316 | 81034
Bacteriophage from Pseudomonas species | 761957 | 81035
Blood, glyoxal-denatured, dried | 487272 | 81036
Benzene, 2,4-dibromo-1-methoxy- | 5245006 | 81037
3,6,9,12-Tetraoxatetradecan-1-ol, 14-(nonylphenoxy)- | 5244991 | 81038
C.I. Solvent Black 46 | 5244843 | 81039
Kerosine (petroleum), straight-run wide-cut | 5244785 | 81040
Fiberglass | 5244777 | 81041
Lubricants | 5244769 | 81042
Silicone | 5244751 | 81043
Certain acrylates (generic) | 5244744 | 81044
Petroleum distillates | 5244736 | 81045
Certain alkylsulfonic acids, ammonium salt | 5244710 | 81046
Poly[oxy(methyl-1,2-ethanediyl)], .alpha.-hydro-.omega.-hydroxy-, ether with 2-ethyl-2-(hydroxymethyl)-1,3-propanediol (3:1), mono(dihydrogen phosphate) | 1652916 | 81047
Propanoic acid, 3-mercapto-, telomer with ethenylbenzene and 2-propenenitrile, 2-hydroxy-3-[(2-methyl-1-oxo-2-propen-1-yl)oxy]propyl ester | 1652908 | 81048
2-Propenenitrile, telomer with ethenylbenzene and 3-mercapto-1,2-propanediol | 1652890 | 81049
Oxirane, 2-phenyl-, polymer with oxirane, mono-2-propen-1-yl ether | 1652874 | 81050
Formaldehyde, polymer with 2-(chloromethyl)oxirane and methylphenol, hydrogen 4-cyclohexene-1,2-dicarboxylate 2-propenoate | 1652734 | 81051
Neodecanoic acid, compd. with 2-(2-aminoethoxy)ethanol (1:1) | 1652643 | 81052
Decanoic acid, compd. with 2-(2-aminoethoxy)ethanol (1:1) | 1652635 | 81053
Nonanoic acid, compd. with 2-(2-aminoethoxy)ethanol (1:1) | 1652619 | 81054
Octadecanoic acid, compd. with 2-(2-aminoethoxy)ethanol (1:1) | 1652601 | 81055
Poly[oxy(methyl-1,2-ethanediyl)], .alpha.-hydro-.omega.-hydroxy-, potassium salt (1:1) | 1652536 | 81056
1,5-Naphthalenedisulfonic acid, 3-[2-[2-(acetylamino)-4-[[4-chloro-6-[[4-[[2-(sulfooxy)ethyl]sulfonyl]phenyl]amino]-1,3,5-triazin-2-yl]amino]phenyl]diazenyl]-, sodium salt (1:3) | 1652528 | 81057
Phenol, 4,4'-(1-methylethylidene)bis-, polymer with 2-(chloromethyl)oxirane and ar,ar-diethyl-ar-methylbenzenediamine | 1652502 | 81058
2-Propenoic acid, 2-methyl-, polymer with butyl 2-propenoate, dodecyl 2-methyl-2-propenoate, methyl 2-methyl-2-propenoate and tetradecyl 2-methyl-2-propenoate | 1652494 | 81059
3H-1,2,4-Triazol-3-one, 1,2-dihydro-5-methoxy-, potassium salt (1:1) | 1652460 | 81060
1,5-Naphthalenedisulfonic acid, 2-[2-[6-[[4-chloro-6-[[4-[[2-(sulfooxy)ethyl]sulfonyl]phenyl]amino]-1,3,5-triazin-2-yl]amino]-1-hydroxy-3-sulfo-2-naphthalenyl]diazenyl]-, sodium salt (1:?) | 1652445 | 81061
Urea, N,N'-bis[3-(dimethylamino)propyl]-, polymer with 1-bromo-3-chloropropane | 1652437 | 81062
Propanoic acid, 3-hydroxy-2-(hydroxymethyl)-2-methyl-, polymer with 5-isocyanato-1-(isocyanatomethyl)-1,3,3-trimethylcyclohexane, 2-oxepanone and 1,2-propanediamine, compd. with N,N-diethylethanamine | 1652429 | 81063
Chromate(5-), bis[4-amino-5-(hydroxy-.kappa.O)-6-[2-[2-(hydroxy-.kappa.O)-4-nitrophenyl]diazenyl-.kappa.N1]-1,7-naphthalenedisulfonato(4-)]-, sodium (1:5) | 1652403 | 81064
3,6-Nonadien-1-ol, 1-acetate, (3E,6Z)- | 1652312 | 81065
2-Propenoic acid, 2-methyl-, methyl ester, telomer with 1,6-diisocyanatohexane, 2-ethylhexyl 2-propenoate and 2-mercaptoethanol | 1652296 | 81066
Barite (Ba(SO4)) | 962308 | 81067
Ferrate(3-), hexakis(cyano-.kappa.C)-, (OC-6-11)- | 962290 | 81068
Tin, tributyl(13-isopropylpodocarpa-7,13-dien-15-oyl)- | 962282 | 81069
Glycine, N-methyl-N-nitroso- | 962274 | 81070
Pyridine, 2,3,5-trichloro-4-(propylsulfinyl)- | 962266 | 81071
Boron zinc oxide (B6Zn2O11) | 962258 | 81072
RH 2300 | 962241 | 81073
Silicate | 962233 | 81074
1H-Imidazole, dihydro-2-pentadecyl- | 962225 | 81075
Cuprate(2-), ((N,N'-1,2-ethanediylbis(N-(carboxymethyl)glycinato))(4-)-N,N',O,O',ON,ON')-, (OC-6-21)- | 962217 | 81076
1H,7H-Naphtho[1,8-bc:4,4a-c']difuran-5,10a(8H)-dicarboxylic acid, 10-(acetyloxy)octahydro-3,5-dihydroxy-4-methyl-8-[[(2E)-2-methyl-1-oxo-2-butenyl]oxy]-4-[(1aR,2S,3aS,6aS,7S,7aS)-3a,6a,7,7a-tetrahydro-6a-hydroxy-7a-methyl-2,7-methanofuro[2,3-b]oxireno[e]oxepin-1a(2H)-yl]-, dimethyl ester, (2aR,3S,4S,4aR,5S,7aS,8S,10R,10aS,10bR)- | 962209 | 81077
Acetaldehyde, (3,3-dimethylcyclohexylidene)-, (2E)-, mixt. with (2Z)-2-(3,3-dimethylcyclohexylidene)ethanol and (1R,2S)-1-methyl-2-(1-methylethenyl)cyclobutaneethanol | 962191 | 81078
Sulfurous acid, sodium salt | 962183 | 81079
Phosphorodithioic acid, S-[((1,1-dimethylethyl)sulfinyl)methyl] O,O-diethyl ester | 962175 | 81080
Cyclohexane-d11, methyl-d3- | 962167 | 81081
Carbamothioic acid, diethyl-, S-ethyl ester, mixt. with 6-chloro-N-cyclopropyl-N'-(1-methylethyl)-1,3,5-triazine-2,4-diamine | 962159 | 81082
Acetamide, 2-chloro-N-(1-methylethyl)-N-phenyl-, mixt. with 6-chloro-N-ethyl-N'-(1-methylethyl)-1,3,5-triazine-2,4-diamine | 962142 | 81083
Piperonyl cyclonene | 962134 | 81084
Phenol, 3-(1-ethylpropyl)-, methylcarbamate, mixt. with 3-(1-methylbutyl)phenyl methylcarbamate | 962118 | 81085
1,3,2-Dioxaborinane, 2,2'-oxybis[4,4,6-trimethyl-, mixt. with 2,2'-[(1-methyl-1,3-propanediyl)bis(oxy)]bis[4-methyl-1,3,2-dioxaborinane] | 962100 | 81086
Phenol, chloro-3,4-dimethyl-, methylcarbamate | 962092 | 81087
Hydrazinecarboxamide, 2-[(5-nitro-2-furanyl)methylene]-, mixt. with 3-[[(5-nitro-2-furanyl)methylene]amino]-2-oxazolidinone | 962076 | 81088
Oils, essential, lemon | 962068 | 81089
Terpinol | 962050 | 81090
Manganese, [[2-[(dithiocarboxy)amino]ethyl]carbamodithioato(2-)-.kappa.S,.kappa.S']-, mixt. with nickel(2+) sulfate (1:1) | 962043 | 81091
Fats and Glyceridic oils, margosa | 962035 | 81092
Arsenic acid (H3AsO4), manganese(2+) salt (1:1) | 962027 | 81093
Methanone, bis(3-chlorophenyl)- | 962001 | 81094
Benzamide, 2-methyl-N-phenyl- | 961995 | 81095
Gibb-3-ene-1,10-dicarboxylic acid, 2,4a,7-trihydroxy-1-methyl-8-methylene-, 1,4a-lactone, 10-(2-butoxyethyl) ester, (1.alpha.,2.beta.,4a.alpha.,4b.beta.,10.beta.)- | 961987 | 81096
1H-Inden-1-one, 2,3-dihydro-3-methyl- | 961979 | 81097
Arsonic acid, methyl-, disodium salt, hexahydrate | 961961 | 81098
Propanoic acid, 2-methyl-, decyl ester | 961946 | 81099
Ethanone, 1-[4-(1-methylethenyl)phenyl]- | 961938 | 81100
Methanone, bis(2-chlorophenyl)- | 961920 | 81101
Bicyclo[2.2.1]hept-2-ene, 1,2,3,4,5,7,7-heptachloro- | 961904 | 81102
9-Octadecenal | 961896 | 81103
1H-Indene, 2,3-dihydro-1,1-dimethyl- | 961888 | 81104
3-Cyclohexene-1-carboxylic acid | 961870 | 81105
Cyclopropanecarboxylic acid, 2,2-dimethyl-3-(2-methyl-1-propenyl)-, (1S)-2-methyl-4-oxo-3-(2Z)-2-pentenyl-2-cyclopenten-1-yl ester, (1R,3R)- | 961854 | 81106
Carbamodithioic acid, ion(1-) | 961839 | 81107
1,3-Dioxolane, 2-ethyl-4-methyl- | 961821 | 81108
1,2-Benzisothiazol-3(2H)-one, 2-butyl- | 961813 | 81109
1H-Indene, 2,3-dihydro-1,3-dimethyl- | 961805 | 81110
4H-1,3,2-Benzodioxaphosphorin, 2-methoxy-, 2-sulfide | 961789 | 81111
2H-1,3,5-Thiadiazine-2-thione, 3,3'-(1,2-ethanediyl)bis(tetrahydro-4,6-dimethyl- | 961771 | 81112
2,4,11,13-Tetraazatetradecanediimidamide, N,N''-bis(4-chlorophenyl)-3,12-diimino-, dihydrochloride | 961763 | 81113
Propanoic acid, 2,2,3-trichloro- | 961755 | 81114
Cyclopropene, 1-methyl- | 961748 | 81115
Carbamothioic acid, diethyl-, S-ethyl ester | 961730 | 81116
Mercury, (3-mercapto-1,2-propanediolato-S)methyl- | 961706 | 81117
4,7-Methano-1H-inden-1-ol, 4,5,6,7,8,8-hexachloro-3a,4,7,7a-tetrahydro- | 961698 | 81118
Phenol, 2-(ethoxymethyl)-4,6-dinitro- | 961680 | 81119
1H-Pyrazolo[3,4-d]pyrimidine-4,6(5H,7H)-dione | 961672 | 81120
Oxiraneoctanoic acid, 3-octyl- | 961664 | 81121
Benzenemethanol, 2,3-dichloro-, methylcarbamate | 961649 | 81122
Benzene, 1,2-propadienyl- | 961631 | 81123
Phenol, 3-(1-methylbutyl)-, methylcarbamate | 961615 | 81124
Phosphorodithioic acid, S-[[(2,5-dichlorophenyl)thio]methyl] O,O-diethyl ester | 961607 | 81125
Benzene-d5, methyl-d3- | 961581 | 81126
Carbamic acid, (3-chlorophenyl)-, 1-methyl-2-propynyl ester | 961565 | 81127
Benzenemethanol, 2,4-dichloro- | 961540 | 81128
1,3,5-Triazine-2,4-diamine, 6-methoxy-N,N'-bis(3-methoxypropyl)- | 961532 | 81129
Benzenemethanol, .alpha.-(chloromethyl)- | 961524 | 81130
Cyclopropane, 1,1-dimethyl- | 961516 | 81131
1,3,5-Triazine-2,4-diamine, N-ethyl-6-methoxy-N'-(1-methylethyl)- | 961508 | 81132
Bi-2-cyclohexen-1-yl | 961490 | 81133
Trimethylolpropane esters | 5244637 | 81134
NCO-acrylate reaction product | 5244629 | 81135
Alkenyl carboxylate, metal salt (generic) (P-99-0848) | 5244595 | 81136
Thiocarbonate | 5244579 | 81138
Polyamine chloride salt | 5244561 | 81139
Polyhydroxystyrene compound | 5244553 | 81140
Phenolic resin | 5244546 | 81141
Acrylated epoxy monomer | 5244512 | 81142
Chromate, bis[hydroxy[hydroxynaphthalenyl)azo]-[(substitutedphenyl)azo]naphthalenesulfonato-, sodium salt | 5244496 | 81143
Calcuim salts of alkyl salicylate and alkyl phenate | 5244488 | 81144
Halogen-substituted oxetane | 5244462 | 81145
Acidic polyester polyamide | 5244454 | 81146
Methoxy substituted aliphatic amine | 5244447 | 81147
Mixed alkylmetalic mercapto ester sulfur | 5244439 | 81148
Silicoaluminophosphates | 5244421 | 81149
Alkoxylated acrylate monomer (generic) (P-98-0359) | 5244413 | 81150
Polyoxyalkylenealkylamine | 5244405 | 81151
Amino benzohetermonocycle | 5244397 | 81152
Alkenyl succinate (generic) (P-97-0343) | 5244363 | 81153
Polymeric aryl phosphate | 5244330 | 81154
Brominated aromatic phthalate ester | 5244314 | 81155
Poly(propylene oxide), polyester anhydride, 1,2-propanediol and 2 methyl-1,3-propanediol | 5244306 | 81156
Poly(propylene oxide), polyester with maleic anhydride, 1,2-propanediol and 2 methyl-1,3-propanediol | 5244298 | 81157
Fatty acids, C18-13 branded vinyl esters | 5244272 | 81158
Ester of alkyl ether with acid of group III B element | 5244264 | 81159
Vanadium compound | 5244256 | 81160
Titanium silicate, hydrogen, sodium, potassium mixed salt | 5244223 | 81161
Aminofluoran derivative | 5244215 | 81162
Chelated iron salt | 5244207 | 81163
Stilbene bisphenol | 5244199 | 81164
Polysubstituted alkylaloxysilane | 5244165 | 81165
Emulsifier stabilized substituted alkylhydroxysilane emulsion | 5244132 | 81166
2-Propenoic acid, reaction products with alkylene glycol | 5244116 | 81167
Fatty acids, [various], hydrogenated esters with 2-decyl-1-tetradecanol | 5244082 | 81169
[Various] acid, 2-decyltetradecyl ester | 5244074 | 81170
Fatty acids, [various], hydrogenated, esters with 2-octyl-1-dodecanol | 5244066 | 81171
[Various] acid, 2-octyldodecyl ester | 5244058 | 81172
Fatty acids, [various], hydrogenated, esters with 2-hexyl-1-dodecanol | 5244041 | 81173
Fatty acids, [various], hydrogenated, esters with 2-octyl-1-decanol | 5244033 | 81174
[Various] acid, 2-octyldecyl ester | 5244025 | 81175
Fatty acids, [various], hydrogenated, esters with 2-hexyl-1-decanol | 5244017 | 81176
[Various] acid, 2-hexyldecyl ester | 5244009 | 81177
Fatty acids, [various], hydrogenated, esters with 2-butyl-1-decanol | 5243993 | 81178
[Various] acid, 2-butyldecyl ester | 5243985 | 81179
Fatty acids, [various], hydrogenated, esters with 2-hexyl-1-octanol | 5243977 | 81180
[Various] acid, 2-hexyloctyl ester | 5243969 | 81181
Fatty acids, [various], hydrogenated, esters with 2-butyl-1-octanol | 5243951 | 81182
[Various] acid, 2-butyloctyl ester | 5243944 | 81183
Fatty acids, coco, 2-sulfoethyl ester, ammonium ammonium salt | 5243738 | 81184
2-Butanone, condensation product with formaldehyde, dehydrated, hydrogenated, distillation products | 5243712 | 81185
Pyrrolo[3,4-c]pyrrole-2,5(1H,4H)-dicarboxylic acid, 3,6-bis(4-chlorophenyl)-1,4-dioxo-, 2,5-bis(1,1-dimethylpropyl) ester | 1652122 | 81186
Hexanedioic acid, polymer with 2,2-dimethyl-1,3-propanediol and 1,2-propanediol, isononyl ester | 1652114 | 81187
Hexanedioic acid, polymer with 2,2-dimethyl-1,3-propanediol and 3-hydroxy-2,2-dimethylpropanoic acid, isononyl ester | 1652106 | 81188
[2,2'-Bi-1H-indole]-3,3'-diol, potassium sodium salt (1:?:?) | 1652072 | 81189
3-Cyclohexene-1-carboxylic acid, 1-methyl-1-(4-methyl-3-cyclohexen-1-yl)ethyl ester | 1652049 | 81190
Urea, methanesulfonate (1:1) | 1652031 | 81191
Hexanedioic acid, polymer with 2,2-dimethyl-1,3-propanediol, diphenyl carbonate, 2-ethyl-2-(hydroxymethyl)-1,3-propanediol, 1,6-hexanediol, 3-hydroxy-2-(hydroxymethyl)-2-methylpropanoic acid, 5-isocyanato-1-(isocyanatomethyl)-1,3,3-trimethylcyclohexane and 2-oxepanone | 1651991 | 81192
2,7-Naphthalenedisulfonic acid, 4-amino-3,6-bis[2-[5-[[4-chloro-6-[methyl[2-(methylamino)-2-oxoethyl]amino]-1,3,5-triazin-2-yl]amino]-2-sulfophenyl]diazenyl]-5-hydroxy-, lithium potassium sodium salt (1:?:?:?) | 1651983 | 81193
Oxirane, 2-methyl-, polymer with oxirane, mono(3,5,5-trimethylhexyl) ether | 1651975 | 81194
Alanine, N-[5-(acetylamino)-4-[2-(2-chloro-6-cyano-4-nitrophenyl)diazenyl]-2-methoxyphenyl]-N-(2-methoxy-2-oxoethyl)-, methyl ester | 1651967 | 81195
2,6-Naphthalenedicarboxylic acid, 2,6-dimethyl ester, polymer with 1,4-benzenedicarboxylic acid, 1,2-ethanediol and 2,2'-oxybis[ethanol] | 1654037 | 81196
2-Propenoic acid, 2-methyl-, 2-hydroxyethyl ester, polymer with ethene, ethenyl acetate and 2-ethylhexyl 2-propenoate | 1654029 | 81197
Poly(difluoromethylene), .alpha.-fluoro-.omega.-[2-(phosphonooxy)ethyl]-, sodium salt (1:1) | 1654003 | 81198
Poly(difluoromethylene), .alpha.,.alpha.'-[phosphinicobis(oxy-2,1-ethanediyl)]bis[.omega.-fluoro-, sodium salt (1:1) | 1653997 | 81199
Poly(difluoromethylene), .alpha.-fluoro-.omega.-[2-(phosphonooxy)ethyl]-, sodium salt (1:2) | 1653989 | 81200
1,3-Benzenedicarboxylic acid, polymer with 1,4-benzenedicarboxylic acid, 1,4-butanediol, dodecanedioic acid, hexanedioic acid, 1,6-hexanediol, 1,1'-methylenebis[isocyanatobenzene] and 2,2'-oxybis[ethanol] | 1653971 | 81201
Dodecanedioic acid, polymer with 1,4-butanediol, hexanedioic acid, 1,6-hexanediol, .alpha.-hydro-.omega.-hydroxypoly[oxy(methyl-1,2-ethanediyl)], 1,1'-methylenebis[4-isocyanatobenzene] and 2-oxepanone | 1653963 | 81202
3H-1,2,4-Triazol-3-one, 1,2-dihydro-5-propoxy-, potassium salt (1:1) | 1653930 | 81203
Phenol, 4,4'-(1-methylethylidene)bis-, polymer with .alpha.-hydro-.omega.-hydroxypoly[oxy(methyl-1,2-ethanediyl)] ether with 2-ethyl-2-(hydroxymethyl)-1,3-propanediol (3:1), 1,1'-methylenebis[4-isocyanatocyclohexane], 2-methyloxirane and 2-methyloxirane polymer with oxirane ether with 2-ethyl-2-(hydroxymethyl)-1,3-propanediol (3:1) | 1653922 | 81204
2-Propenoic acid, 2-methyl-, 2-hydroxyethyl ester, polymer with 1-ethenyl-2-pyrrolidinone, 2-methoxyethyl 2-propenoate and 2-propenoic acid, ammonium salt | 1653914 | 81205
Benzene, [2-(cyclopentyloxy)ethyl]- | 1653856 | 81206
2-Naphthalenecarboxylic acid, 4,4'-methylenebis[3-hydroxy-, strontium salt (1:?) | 1653823 | 81207
Phenol, 2(or 4)-sec-triacontyl- | 1653799 | 81208
Phenol, 2(or 4)-sec-hexacosyl- | 1653773 | 81209
Biimidazole, 2,2',4,4'-tetrakis(2-chlorophenyl)-5,5'-bis(3,4-dimethoxyphenyl)- | 1653765 | 81210
Phenol, 2(or 4)-sec-docosyl- | 1653740 | 81211
2-Oxepanone, polymer with 2,2-dimethyl-1,3-propanediol, 2-ethyl-2-(hydroxymethyl)-1,3-propanediol, 1,1'-methylenebis[4-isocyanatobenzene] and 2,2'-oxybis[ethanol] | 1653724 | 81212
2,5-Furandione, polymer with .alpha.-hydro-.omega.-hydroxypoly(oxy-1,2-ethanediyl), 2,2'-oxybis[ethanol] and 1,2-propanediol | 1653708 | 81213
Phenol, 4,4'-(1-methylethylidene)bis[2,6-dibromo-, polymer with .alpha.-(4-aminobutyl)-.omega.-(4-aminobutoxy)poly(oxy-1,4-butanediyl), 2-(chloromethyl)oxirane and 4,4'-(1-methylethylidene)bis[phenol] | 1653690 | 81214
1,3-Benzenedicarboxylic acid, polymer with 2-butyl-2-ethyl-1,3-propanediol, 1,4-cyclohexanedicarboxylic acid, 2-ethyl-2-(hydroxymethyl)-1,3-propanediol, hexanedioic acid and 1,3-isobenzofurandione, 2-hydroxy-3-[(1-oxoneodecyl)oxy]propyl ester, 3-oxobutanoate | 1653682 | 81215
4,7-Methano-1H-indene, 3a,4,7,7a-tetrahydro-, polymer with 1-butene, (2E)-2-butene, (2Z)-2-butene, cyclopentene, ethenylbenzene, ethenylmethylbenzene, 1H-indene, 2-methyl-1,3-butadiene, (1-methylethenyl)benzene, 2-methyl-1-propene, 1,3-pentadiene and 1-propen-1-ylbenzene | 1653674 | 81216
Benzene, ethenyl-, polymer with 1-butene, (2E)-2-butene, (2Z)-2-butene, cyclopentene, 2-methyl-1,3-butadiene, 2-methyl-1-propene and 1,3-pentadiene | 1653666 | 81217
2,5-Furandione, polymer with 1-butene, (2E)-2-butene, (2Z)-2-butene, cyclopentene, ethenylbenzene, 2-methyl-1-propene and 1,3-pentadiene | 1653658 | 81218
4,7-Methano-1H-indene, 3a,4,7,7a-tetrahydro-, polymer with 1-butene, (2E)-2-butene, (2Z)-2-butene, cyclopentene, ethenylbenzene, ethenylmethylbenzene, 1H-indene, (1-methylethenyl)benzene, 2-methyl-1-propene, 1,3-pentadiene and 1-propen-1-ylbenzene | 1653641 | 81219
Benzene, ethenyl-, polymer with 1-butene, (2E)-2-butene, (2Z)-2-butene, cyclopentene, 2-methyl-1-propene and 1,3-pentadiene | 1653633 | 81220
Decanedioic acid, polymer with 1,6-diisocyanatohexane and 1,6-hexanediol | 1653625 | 81221
Ethanamine, 2-[[1-(2-chlorophenyl)-2-nitroethyl]thio]-, monohydrochloride | 961482 | 81222
Gentamicin, sulfate | 961474 | 81223
Gentamicin | 961466 | 81224
Aflatoxins | 961458 | 81225
Nystatin | 961441 | 81226
Helleborein | 961433 | 81227
Copper hydroxide sulfate (Cu4(OH)6(SO4)), monohydrate | 961425 | 81228
[1,1'-Biphenyl]-2-ol, ar-chloro- | 961417 | 81229
Urea, N'-(chlorobicyclo[2.2.1]hept-2-yl)-N,N-dimethyl- | 961409 | 81230
Arsenic sulfide (As2S5) | 961391 | 81231
1-Phenanthrenecarboxylic acid,1,2,3,4,4a,9,10,10a-octahydro-1,4a-dimethyl-7-(1-methylethyl)-, methyl ester, (1R,4aS,10aR)- | 961383 | 81232
9H-Fluorene-9-carboxylic acid, 9-hydroxy-, methyl ester | 961375 | 81233
Cyclopropanecarboxylic acid, 3-[(1E)-3-methoxy-2-methyl-3-oxo-1-propenyl]-2,2-dimethyl-, (1S)-2-methyl-4-oxo-3-(2Z)-2-pentenyl-2-cyclopenten-1-yl ester, (1R,3R)- | 961367 | 81234
1H-Indene, 2,3-dihydro-1,1,4,7-tetramethyl- | 961359 | 81235
1,3,5-Triazine-2,4-diamine, N,N'-diethyl-6-(methylthio)- | 961342 | 81236
Stannane, dibutyl- | 961334 | 81237
1H-Indene, 2,3-dihydro-1,1,4,6-tetramethyl- | 961318 | 81238
Ethanol-d | 961300 | 81239
Benzene, [(1E)-1-methyl-1-propenyl]- | 961284 | 81240
Benzene, [(1Z)-1-methyl-1-propenyl]- | 961276 | 81241
1,3,5-Triazine-2,4-diamine, N,N'-diethyl-6-methoxy- | 961250 | 81242
Phenol, 3-(1-ethylpropyl)-, methylcarbamate | 961243 | 81243
Hexadecane, 2,6,10,14-tetramethyl- | 961227 | 81244
Thiophene, 2,5-dimethyl- | 961219 | 81245
Benzenamine, 3,5-dinitro- | 961193 | 81246
3-Pentanol, 2-methyl- | 961177 | 81247
Benzoic acid, 2,4,5-trimethyl- | 961169 | 81248
Benzamide, 2-hydroxy-N-(4-hydroxyphenyl)- | 961151 | 81249
1,3,5-Triazine-2,4-diamine | 961136 | 81250
4H-Pyran-4-one, 5-hydroxy-2-(hydroxymethyl)- | 961128 | 81251
Gibbane-1,10-dicarboxylic acid, 2,4a-dihydroxy-1-methyl-8-methylene-, 1,4a-lactone, (1.alpha.,2.beta.,4a.alpha.,4b.beta.,10.beta.)- | 961102 | 81252
1H-Indole-3-propanoic acid, .alpha.-oxo- | 961094 | 81253
Ethanamine, 2-chloro-N-(2-chloroethyl)-N-methyl-, N-oxide, hydrochloride | 961078 | 81254
1,2-Benzisothiazole | 961060 | 81255
Benzo[c]cinnoline | 961052 | 81256
Benzamide, 2-methyl-3,5-dinitro- | 961037 | 81257
1H-Inden-4-ol, 7-chloro-2,3-dihydro- | 961029 | 81258
Ethanamine, 2-chloro-N-(2-chloroethyl)-N-methyl-, N-oxide | 961003 | 81259
Carbamic acid, dimethyl-, 5,5-dimethyl-3-oxo-1-cyclohexen-1-yl ester | 960997 | 81260
Benzene, 1,1'-(2-nitropropylidene)bis[4-chloro- | 960971 | 81261
Phosphorodithioic acid, S-(2-(ethylamino)-2-oxoethyl) O,O-dimethyl ester | 960955 | 81262
Phosphoric acid, octyl diphenyl ester | 960948 | 81263
Guanidine, dodecyl- | 960930 | 81264
Mercury, (acetato-.kappa.O)methyl- | 960922 | 81265
Benzene, 1-chloro-4-[[(4-chlorophenyl)methyl]thio]- | 960914 | 81266
Phosphorothioic acid, O-(2,4-dichlorophenyl) O,O-diethyl ester | 960906 | 81267
Ethanol, 2-(2,4-dichlorophenoxy)-, phosphite (3:1) | 960880 | 81268
Acetic acid, (2,4,5-trichlorophenoxy)-, 1-methylethyl ester | 960864 | 81269
Naphtho(2,3-d)(1,3)dioxole-5,6-dicarboxylic acid, 5,6,7,8-tetrahydro-7-methyl-, dipropyl ester | 960856 | 81270
Cevane-3,4,12,14,16,17,20-heptol, 4,9-epoxy-, 3-(3,4-dimethoxybenzoate), (3.beta.,4.alpha.,16.beta.)- | 960831 | 81271
Cevane-3,4,12,14,16,17,20-heptol, 4,9-epoxy-, 3-[(2Z)-2-methyl-2-butenoate], (3.beta.,4.alpha.,16.beta.)- | 960823 | 81272
Benzoic acid, 3,5-dichloro- | 960807 | 81273
Benzoic acid, 2,3,5-trichloro- | 960799 | 81274
Halogenated benzyl ester acrylate | 5243639 | 81275
Poly(amino/hydroxy alkyl-amino methyl) urea | 5243423 | 81276
Methylene-bis-trisubstituted aniline derivative | 5243407 | 81277
Phthalic acid polymer of new substance | 5243282 | 81278
Methyltris(1-methylethyl)benzene | 5243241 | 81279
Isocycanic acid, polymethylenepolyphenylene ester, polymer with 1,1-methylenebis(4-isocyanatobenzene), 2-hydroxyethyl acrylate-blocked | 5243167 | 81280
Benzoic acid, 2-(3-(4-methylcyclohex-3-enyl)butylidene)amino-, methyl ester | 5243027 | 81281
Benzoic acid, 2-((3a,4,5,6,7,7a-methanoindan)methylidene)amino-, methyl ester | 5243019 | 81282
Alcohols, C1-4, ethers with polyethylene-polypropylene glycol mono(2-aminopropyl)ether, polymer with maleic anhydride and trimethylol- propane triacrylate | 5243001 | 81283
Polymer of methacrylic acid; succinic anhydride; phenol, 4,4'-(1-methylethylidene)bis-polymer with (chloromethyl)-2-methylimidazole | 5242953 | 81284
N-Dimethylthiocarbamylthio-N'-phenyl urea | 5242821 | 81285
Tricarboxylic acid | 5242789 | 81286
Modified alkyl ester | 5242748 | 81287
Acrylic polymer | 5242730 | 81288
Hexanedioic acid, polymer with 1,3-bis(1-isocyanato-1-methylethyl)benzene, 1,4-butanediol, 2,2-dimethyl-1,3-propanediol, 3-hydroxy-2-(hydroxymethyl)-2-methylpropanoic acid and 2-methyl-1,5-pentanediamine, compd. with N,N-diethylethanamine | 1653542 | 81289
Iron(1+), (.eta.5-2,4-cyclopentadien-1-yl)[(1,2,3,4,5,6-.eta.)-1,3-dimethylbenzene]-, (T-4)-tetrachloroaluminate(1-) (1:1) | 1653534 | 81290
3,8,13-Trioxa-4,7,9,12-tetrasilapentadecane, 4,12-diethoxy-4,7,7,9,9,12-hexamethyl- | 1653526 | 81291
2-Propenoic acid, 2-methyl-, polymer with 1,3-butadiene, .alpha.-[(2Z)-3-carboxy-1-oxo-2-propen-1-yl]-.omega.-(nonylphenoxy)poly(oxy-1,2-ethanediyl) and ethenylbenzene | 1653518 | 81292
Hexanedioic acid, polymer with ethene, 1-ethyl hydrogen (2Z)-2-butenedioate, 1,6-hexanediamine and methyl 2-propenoate | 1653468 | 81293
Phenol, 4,4'-(1-methylethylidene)bis-, polymer with 2-(chloromethyl)oxirane and .alpha.,.alpha.',.alpha.''-1,2,3-propanetriyltris[.omega.-(2-oxiranylmethoxy)poly[oxy(methyl-1,2-ethanediyl)]] | 1653401 | 81294
Tetradecane, naphthalenetriyltris- | 1653385 | 81295
Tetradecane, naphthalenediylbis- | 1653377 | 81296
Tetradecane, naphthalenyl- | 1653369 | 81297
Octadecanoic acid, 1,4-dioxaspiro[4.5]dec-2-ylmethyl ester | 1653328 | 81298
Dibenzo[b,k][1,4,7,10,13,16]hexaoxacyclooctadecin, 2,13(or 2,14)-bis(1,1-dimethylethyl)eicosahydro- | 1653310 | 81299
Poly[oxy(methyl-1,2-ethanediyl)], .alpha.-hydro-.omega.-hydroxy-, ether with 2-ethyl-2-(hydroxymethyl)-1,3-propanediol | 1653302 | 81300
1H-Benzimidazolium, 2-(6-methoxy-2-benzofuranyl)-1,3-dimethyl-5-(methylsulfonyl)-, acetate, acetate (1:1:1) | 1653286 | 81301
Acetic acid, 2-hydroxy-2-sulfino-, sodium salt (1:2) | 1653245 | 81302
1,5-Naphthalenedisulfonic acid, 3-[2-[4-[2-[1-hydroxy-6-(phenylamino)-3-sulfo-2-naphthalenyl]diazenyl]-5-methoxy-2-methylphenyl]diazenyl]-, potassium salt (1:3) | 1653229 | 81303
Poly(oxy-1,2-ethanediyl), .alpha.,.alpha.',.alpha.'',.alpha.'''-[1,6-hexanediylbis[(methylnitrilio)di-2,1-ethanediyl]]tetrakis[.omega.-hydroxy-, methyl sulfate (1:2) | 1653211 | 81304
Propanoic acid, 3-hydroxy-2-(hydroxymethyl)-2-methyl-, polymer with 1,6-diisocyanato-2,2,4-trimethylhexane, 1,6-diisocyanato-2,4,4-trimethylhexane, hydrazine, .alpha.-hydro-.omega.-hydroxypoly(oxy-1,4-butanediyl) and 5-isocyanato-1-(isocyanatomethyl)-1,3,3-trimethylcyclohexane, compd. with N,N-diethylethanamine | 1653203 | 81305
Alanine, N-[3-(acetylamino)-4-[2-(6-bromo-2,3-dihydro-2-methyl-1,3-dioxo-1H-isoindol-5-yl)diazenyl]phenyl]-N-ethyl-, ethyl ester | 1653195 | 81306
Carbonic acid, methyl 2-[2-(1-methylethyl)-3-oxazolidinyl]ethyl ester | 1653187 | 81307
Starch, 2-hydroxy-3-(trimethylammonio)propyl ether, chloride, polymer with butyl 2-propenoate, ethenylbenzene and methyl 2-methyl-2-propenoate | 1653161 | 81308
Hexanedioic acid, polymer with 1,6-diisocyanatohexane, 2,2-dimethyl-1,3-propanediol, diphenyl carbonate, 2-ethyl-2-(hydroxymethyl)-1,3-propanediol, 1,6-hexanediol, 3-hydroxy-2-(hydroxymethyl)-2-methylpropanoic acid, 1,3-isobenzofurandione and 2-oxepanone | 1653146 | 81309
2-Propenoic acid, polymer with 2-methyloxirane polymer with oxirane monoether with 1,2-propanediol mono(2-methyl-2-propenoate), sodium salt | 1653104 | 81310
2-Propenoic acid, polymer with 2-methyloxirane polymer with oxirane monoether with 1,2-propanediol mono(2-methyl-2-propenoate) | 1653096 | 81311
Oxirane, 2-methyl-, polymer with oxirane, monoether with 1,2-propanediol mono(2-methyl-2-propenoate) | 1653088 | 81312
1,3-Isobenzofurandione, polymer with 2-(chloromethyl)oxirane and 4,4'-(1-methylethylidene)bis[phenol], ester with 2-oxepanone homopolymer 2-[(1-oxo-2-propen-1-yl)oxy]ethyl ester | 1653070 | 81313
Propanoic acid, 3-hydroxy-2-(hydroxymethyl)-2-methyl-, polymer with 1,3-bis(1-isocyanato-1-methylethyl)benzene, 2-ethyl-2-(hydroxymethyl)-1,3-propanediol, .alpha.-hydro-.omega.-hydroxypoly(oxy-1,4-butanediyl) and 2-methyl-1,5-pentanediamine, compd. with N,N-diethylethanamine | 1654052 | 81314
2-Propen-1-aminium, N,N-dimethyl-N-2-propen-1-yl-, chloride (1:1), telomer with ethanedial, 2-mercaptoethanol and 2-propenamide | 1655026 | 81315
Fatty acids, coco, monoesters with anhydro-D-mannitol | 760678 | 81316
Siloxanes and Silicones, polyoxyalkylene- | 760652 | 81317
Poly(oxy-1,2-ethanediyl), .alpha.,.alpha.'-[[[4-[(6-methoxy-2-benzothiazolyl)azo]-3-methylphenyl]imino]di-2,1-ethanediyl]bis[.omega.-hydroxy- | 760645 | 81318
Tobacco, ext. | 760637 | 81319
Aflatoxin G1S | 760611 | 81320
Glycerides, wheat germ-oil | 760603 | 81321
1,2-Benzisothiazol-3(2H)-one, 1,1-dioxide, sodium salt, hydrate | 760595 | 81322
Propane, 1,2-bis(1,1-dimethylethoxy)- | 760587 | 81323
Panodan SD | 760579 | 81324
1,2,3-Propanetricarboxylic acid, 2-hydroxy-, compd. with N,N-diethylethanamine | 760561 | 81325
Isocyanic acid, polymethylenepolyphenylene ester, polymer with 1,6-hexanediamine | 760553 | 81326
Croscarmellose sodium | 760546 | 81327
Rubber, cyclized | 760538 | 81328
Manganate(1-), [[N,N'-1,2-ethanediylbis[N-(carboxymethyl)glycinato]](4-)-N,N',O,O',ON,ON']-, disodium, dihydrate, (OC-6-21)- | 760520 | 81329
Cuprate(2-), [[N,N'-1,2-ethanediylbis[N-(carboxymethyl)glycinato]](4-)-N,N',O,O',ON,ON']-, disodium, trihydrate, (OC-6-21)- | 760512 | 81330
Zincate(2-), [[N,N'-1,2-ethanediylbis[N-(carboxymethyl)glucinato]](4-)-N,N',O,O',ON,ON']-, disodium, dihydrate, (OC-6-21)- | 760504 | 81331
Glycine, N,N'-1,2-ethanediylbis[N-(carboxymethyl)-, compd. with N-methylmethanamine (1:1) | 760496 | 81332
Sulfuric acid, mono(2-ethylhexyl) ester | 760488 | 81333
Poly(oxy-1,2-ethanediyl), .alpha.-(dinonylphenyl)-.omega.-hydroxy-, phosphate, potassium salt | 760470 | 81334
C.I. Solvent Red 164 | 760462 | 81335
9-Octadecenoic acid (9Z)-, monoester with tetraglycerol | 760454 | 81336
Poly(oxy-1,2-ethanediyl), .alpha.-(dinonylphenyl)-.omega.-hydroxy-, phosphate, sodium salt | 760447 | 81337
2-Propenoic acid, 2-methyl-, octadecyl ester, polymer with isooctyl 2-propenoate and 2-propenoic acid | 760439 | 81338
Alkenes, .alpha.- | 760421 | 81339
Phosphoric acid, monopentyl monophenyl ester | 760413 | 81340
Siponic SK | 760405 | 81341
Coffee, bean, roasted, ext. | 760397 | 81342
Quassia, ext. | 760389 | 81343
Phenol, octyl- | 760371 | 81344
Glycine, N,N'-1,2-ethanediylbis[N-(carboxymethyl)-, tetrasodium salt, trihydrate | 760363 | 81345
Oxirane, methyl-, polymer with oxirane, mono(4-nonylphenyl) ether | 760355 | 81346
1-Hexadecanol, dihydrogen phosphate, compd. with 2,2'-iminobis[ethanol] (1:2) | 760348 | 81347
Naphthalenesulfonic acid, tributyl-, sodium salt | 760330 | 81348
Hi-Sol 10 | 760322 | 81349
2-Propenoic acid, 2-methyl-, 2-(diethylamino)ethyl ester, polymer with dodecyl 2-methyl-2-propenoate, ethenylbenzene, hexadecyl 2-methyl-2-propenoate and tetradecyl 2-methyl-2-propenoate | 760314 | 81350
Alkanes, iso- | 760306 | 81351
Calcium chloride hydroxide hypochlorite (Ca3Cl2(OH)2(ClO)2), dihydrate | 760298 | 81352
Formaldehyde, polymer with (1,1-dimethylpropyl)phenol and oxirane | 760280 | 81353
D-Glucose, 4-O-.beta.-D-galactopyranosyl-, monohydrate | 760272 | 81354
Polyamides | 760264 | 81355
2-Propenoic acid, 2-methyl-, butyl ester, polymer with ethenylbenzene, 2-hydroxyethyl 2-propenoate and methyl 2-methyl-2-propenoate | 760256 | 81356
Alkyd resins | 760249 | 81357
Poly(oxy-1,2-ethanediyl), .alpha.,.alpha.'-[[[4-[(2,5-disulfophenyl)azo]phenyl]imino]di-2,1-ethanediyl]bis[.omega.-hydroxy-, disodium salt | 760231 | 81358
Urea, N,N'-bis(hydroxymethyl)-, polymer with formaldehyde and (hydroxymethyl)urea | 760223 | 81359
Cuprate(2-), ((N,N'-1,2-ethanediylbis(N-(carboxymethyl)glycinato))(4-)-N,N',O,O',ON,ON')-, disodium, dihydrate, (OC-6-21)- | 760215 | 81360
Poly(oxy-1,2-ethanediyl), .alpha.-hydro-.omega.-hydroxy-, ether with D-glucitol (1:1), penta-9-octadecenoate, (all-Z)- | 760207 | 81361
Fatty acids, tall oil, pentaesters with sorbitol, ethoxylated | 760199 | 81362
1H-Imidazolium, 1,1-bis(carboxymethyl)-4,5-dihydro-2-undecyl-, hydroxide, disodium salt | 760181 | 81363
Poly(oxy-1,2-ethanediyl), .alpha.-[[1,2,3,4,4a,4b,5,6,7,8,10,10a(or 1,2,3,4,4a,4b,5,6,8a,9,10,10a)-dodecahydro-1,4a-dimethyl-7-(1-methylethyl)-1-phenanthrenyl]methyl]-.omega.-hydroxy-, [1R-(1.alpha.,4a.beta.,4b.alpha.,10a.alpha.)]- | 760173 | 81364
2-Propenoic acid, 2-methyl-, 1,2-ethanediyl ester, polymer with dodecyl 2-methyl-2-propenoate | 760165 | 81365
Naphthalenesulfonic acid, trimethyl-, sodium salt | 760157 | 81366
Benzenesulfonic acid, tridecyl-, compd. with 1-propanamine (1:1) | 760140 | 81367
Benzenesulfonic acid, tridecyl-, compd. with N-methylmethanamine (1:1) | 760132 | 81368
Naphthalenesulfonic acid, methylnonyl-, sodium salt | 760124 | 81369
Naphthalenesulfonic acid, (1-methylethyl)(2-methylpropyl)-, sodium salt | 760116 | 81370
Ethanesulfonic acid, 2-[[(9Z)-1-oxo-9-octadecenyl]amino]-, monosodium salt | 760108 | 81371
2-Propanamine, sulfate | 760090 | 81372
Glycine, N,N'-1,2-ethanediylbis[N-(carboxymethyl)-, compd. with N,N-diethylethanamine (1:4) | 760082 | 81373
Benzenesulfonic acid, dodecyl-, compd. with N,N-dimethyl-1,3-propanediamine (1:1) | 760074 | 81374
Benzenesulfonic acid, dodecyl-, compd. with 1,3-propanediamine | 760066 | 81375
Methanamine, N-methyl-, 2-hydroxy-1,2,3-propanetricarboxylate (3:1) | 760058 | 81376
Triton X 190 | 760041 | 81377
2H-Azepin-2-one, 1-dodecylhexahydro- | 760033 | 81378
Butanoic acid, 4-(dodecylamino)-4-oxo-3-sulfo-, disodium salt | 760025 | 81379
.beta.-D-Glucopyranoside, decyl | 760017 | 81380
Neodecanoic acid, ethenyl ester, polymer with 2-butenoic acid and ethenyl acetate | 760009 | 81381
2-Butenedioic acid (2Z)-, bis(1-methylheptyl) ester | 759993 | 81382
Acetamide, N,N-bis(chloromethyl)- | 759985 | 81383
Benzenesulfonic acid, 4-dodecyl-, compd. with N,N-dimethyl-1,3-propanediamine (1:1) | 759977 | 81384
Benzenesulfonamide, alkylphenylsubstituted phenyl substituted carbonyl- (generic) (P-00-0368) | 5242706 | 81385
Polyethoxylated alcohol (generic) (P-00-0280) | 5242698 | 81386
Diethoxylated alcohol (generic) (P-00-0278) | 5242680 | 81387
Ethoxylated alcohol | 5242672 | 81388
Polyisobutylene amine | 5242656 | 81389
Hexavalent chromium compounds | 5242631 | 81390
Copper phthalocyanine compounds | 5242623 | 81391
Alkylphenols and alkylphenol ethoxylates | 5242615 | 81392
2-Propenoic acid, 2-methyl-, butyl ester, polymer with 2-methyl-2-ethyl[(heptadecafluorooctyl)sulfonyl]amino]ethyl 2-methyl-2-propenoate, 2-[ethyl[(nonafluorobutyl)sulfonyl]amino]ethyl 2-methyl-2-propenoate, 2-[ethyl[(pentadecafluoroheptyl)sulfonyl]amino]ethyl 2-methyl-2-propenoate, 2-[ethyl[(tridecafluorohexyl)sulfonyl]amino]ethyl 2-methyl-2-propenoate, and 2-propenoic acid | 5242607 | 81393
Alkoxylated diol diacrylate (generic) (P-86-0649) | 5242573 | 81394
Nonoxynol-2 | 5242565 | 81395
Polyester resins | 5242557 | 81396
Hexane, mixed isomers | 5242540 | 81397
Triaryltin | 5242532 | 81398
Tetraaryltin | 5242508 | 81399
Substituted benzenes, halogenated | 5242474 | 81400
Substituted and disubstituted tetrafluoroalkenes | 5242466 | 81401
Silicoaluminophosphates compd. with organic amine | 5242441 | 81402
Polymethylenepolyphenylene isocyanate and bis(4-NCO-phenyl)methane reaction products with 2-ethyl-1-hexanol, 2-butanone, oxime, N-ethyl-N-(2-hydroxyethyl)-1-C4-C8 perfluoroalkanesulfonamide | 5242417 | 81403
Dialkyldialkoxysilane | 5242193 | 81404
Cerium, hydroxy oleate propionate complexes | 5242185 | 81405
C.I. Direct Orange 43 | 5242177 | 81406
C.I. Direct Brown 190 | 5242169 | 81407
C.I. Direct Brown 171 | 5242151 | 81408
Benzophenone tetracarboxylic imide copolymer (generic) (P-81-0069) | 5242144 | 81409
Benzophenone tetracarboxylic dianhydride polyimide (generic) (P-81-0125) | 5242136 | 81410
Alkali metal nitrates | 5242045 | 81411
Acrylate esters | 5242029 | 81412
Commercial hexane | 5241997 | 81413
2-Propenoic acid, telomer with phosphonic acid, sodium salt | 1654763 | 81414
Octadecanoic acid, 12-hydroxy-, polymer with 2-propen-1-amine | 1654672 | 81415
Octadecanoic acid, 12-hydroxy-, polymer with 2-oxepanone and 2-propen-1-amine | 1654664 | 81416
Urea, N,N''-[1,3-cyclohexanediylbis(methylene)]bis[N'-phenyl-N'-[3-(trimethoxysilyl)propyl]- | 1654656 | 81417
Urea, N'-[[3-(isocyanatomethyl)cyclohexyl]methyl]-N-phenyl-N-[3-(trimethoxysilyl)propyl]- | 1654649 | 81418
2-Oxepanone, homopolymer, ester with 1,3-bis[2-(2-hydroxyethoxy)ethyl] 5-sulfo-1,3-benzenedicarboxylate (2:1), monosodium salt | 1654631 | 81419
.alpha.-D-Glucopyranoside, .beta.-D-fructofuranosyl, polymer with ammonia, formaldehyde, 1,3,5-triazine-2,4,6-triamine and urea | 1654623 | 81420
Hexanedioic acid, polymer with 2,2'-[oxybis(methylene)]bis[2-(hydroxymethyl)-1,3-propanediol], octadecanoate | 1654508 | 81421
Propanoic acid, 3-[[bis(2-methylpropoxy)phosphinothioyl]thio]-2-methyl- | 1654490 | 81422
1,4-Cyclohexanedicarboxylic acid, polymer with 2-ethyl-2-(hydroxymethyl)-1,3-propanediol, 3-hydroxy-2-(hydroxymethyl)-2-methylpropanoic acid and 5-isocyanato-1-(isocyanatomethyl)-1,3,3-trimethylcyclohexane, 3,5,5-trimethylhexanoate (ester), compd. with 2-(diethylamino)ethanol | 1654441 | 81423
Zirconium, [N,N-bis[2-(hydroxy-.kappa.O)ethyl]glycinato(3-)-.kappa.N,.kappa.O]hydroxy- | 1654433 | 81424
Hexanedioic acid, polymer with 1,4-butanediol, 1,6-diisocyanatohexane, diphenyl carbonate, 1,6-hexanediol, 2-methyloxirane polymer with oxirane 2,2-bis(hydroxymethyl)butyl 3-sulfopropyl ether sodium salt, 2-oxepanone and 1,2-propanediamine | 1654342 | 81425
Benzene, ethyl[(trichlorosilyl)ethyl]- | 1654326 | 81426
Propanoic acid, 2-hydroxy-, compd. with 3,3'-[[6-[[3-(diethylamino)propyl]amino]-1,3,5-triazine-2,4-diyl]bis(imino-4,1-phenylene-2,1-diazenediyl)]bis[5-[[4,6-bis[(2-aminomethylethyl)amino]-1,3,5-triazin-2-yl]amino]-4-hydroxy-2,7-naphthalenedisulfonic acid] (1:1) | 1654268 | 81427
9-Eicosenedioic acid, (9Z)- | 1654227 | 81428
8-Heptadecenedioic acid, (8Z)- | 1654219 | 81429
2-Butenenitrile, 2-methyl- | 688614 | 81430
Mercury, (3',6'-dihydroxy-2',7'-diiodo-1,1-dioxidospiro[3H-2,1-benzoxathiole-3,9'-[9H]xanthen]-4'-yl)hydroxy-, monosodium salt | 688606 | 81431
1,2-Benzenedicarboxylic acid, mono(2-ethylhexyl) ester | 688598 | 81432
Sulfonium, triphenyl-, chloride | 688572 | 81433
Arsine, (1,1-dimethylethyl)- | 688564 | 81434
Trisulfide, bis(1,1-dimethylethyl) | 688549 | 81435
Carbamic acid, 2-ethylhexyl ester | 688531 | 81436
Acetamide, N-(butoxymethyl)-2-chloro-N-[2-(1,1-dimethylethyl)-6-methylphenyl]- | 688523 | 81437
2-Pyrrolidinone, 1-phenyl-5-thioxo- | 688507 | 81438
Stannane, [(2-methyl-1-oxo-2-propenyl)oxy]tripropyl- | 688499 | 81439
Nonanoic acid, heptadecafluoro-, ammonium salt | 688481 | 81440
1,3,2-Oxathiastannolan-5-one, 2,2-dimethyl- | 688473 | 81441
Octane, 2,4-dimethyl- | 688457 | 81442
1,3,5-Triazine, 2,4-dimethoxy-6-methyl- | 688440 | 81443
1,3-Dioxolane, 2-ethenyl- | 688432 | 81444
Phosphonic acid, [2-(diethylamino)ethyl]-, diethyl ester | 688424 | 81445
1,1'-Biphenyl, 4-cyclohexyl- | 688416 | 81446
Phosphorodithioic acid, S,S'-[thiobis(methylene)] O,O,O',O'-tetraethyl ester | 688408 | 81447
Benzenamine, N,N-dimethyl-4-[(2-methylphenyl)azo]- | 688382 | 81448
Phosphorodithioic acid, S-[(5-chloro-2-thienyl)methyl] O,O-dimethyl ester | 688374 | 81449
1-Butanamine, 4,4'-(1,1,3,3-tetramethyl-1,3-disiloxanediyl)bis- | 688366 | 81450
Stannane, ([1,1'-biphenyl]-2-yloxy)tributyl- | 688341 | 81451
Oxirane, 2,3-bis(chloromethyl)- | 688333 | 81452
4(1H)-Pyrimidinone, 2,3-dihydro-5-iodo-2-thioxo-, monosodium salt | 688325 | 81453
Acetic acid, 1-methylhydrazide | 688317 | 81454
Silane, methyltrioctyl- | 688291 | 81455
Oxirane, [(decyloxy)methyl]- | 688283 | 81456
1,2-Ethanediamine, N-(2-aminoethyl)-, dihydrochloride | 688275 | 81457
Benzoic acid, 2-hydroxy-5-((4'-((1-hydroxy-7-(phenylamino)-3-sulfo-2-naphthalenyl)azo)(1,1'-biphenyl)-4-yl)azo)-, disodium salt | 688267 | 81458
Ethane, 1,1,1,2-tetrabromo-2,2-difluoro- | 688259 | 81459
Oxirane, ((octyloxy)methyl)- | 688234 | 81460
Benzaldehyde, O-methyloxime | 688226 | 81461
Methanamine, N-(phenylmethylene)-, N-oxide | 688218 | 81462
Phosphoric acid, bis(2-bromoethyl) 2-chloroethyl ester | 688200 | 81463
Butanedinitrile, tetramethyl- | 688192 | 81464
Phosphoric acid, 1-(dimethoxyphosphinyl)ethenyl dimethyl ester | 688184 | 81465
Benzene, 1-nitro-4-(trichloromethyl)- | 688176 | 81466
Benzenemethanaminium, N,N,N-tributyl-2,4-dichloro-, chloride | 688168 | 81467
Thiocyanic acid, 4-chlorophenyl ester | 688150 | 81468
Octane, 2-methyl- | 688143 | 81469
1,4-Benzenediamine, N-(4-methoxyphenyl)-, sulfate (1:1) | 688135 | 81470
1-Hexadecanamine, hydrofluoride | 688127 | 81471
Oxirane, 2,2'-[[2,2-bis[(oxiranylmethoxy)methyl]-1,3-propanediyl]bis(oxymethylene)]bis- | 688119 | 81472
Stannane, tributyl[[(9Z)-1-oxo-9-octadecenyl]oxy]- | 688101 | 81473
Oxirane, (trichloromethyl)- | 688093 | 81474
Heptane, 2,3-dimethyl- | 688085 | 81475
Silane, trimethoxyoctyl- | 688077 | 81476
Acetic acid, triacetylhydrazide | 688069 | 81477
Carbonic acid, bis[2-(dimethylamino)ethyl] ester | 688051 | 81478
Propane, 1-bromo-2-chloro- | 688044 | 81479
Ethanesulfonic acid, 2-[2-[4-(1,1,3,3-tetramethylbutyl)phenoxy]ethoxy]-, sodium salt | 688036 | 81480
Benzenamine, N-dodecyl- | 688028 | 81481
1,1'-Biphenyl, 3,4-dichloro- | 688010 | 81482
3,6-Octanedione | 688002 | 81483
Phenol, 2,4-bis(1-methylethyl)- | 687996 | 81484
Benzene, 1-(1-isocyanato-1-methylethyl)-4-(1-methylethenyl)- | 687988 | 81485
Carbamic acid, dimethylthio-, O-(2-chloroallyl) ester | 687962 | 81486
1-Propene, 2-chloro-1,1,3,3,3-pentafluoro- | 687954 | 81487
Phenol, 2,4-dibromo-, phosphate (3:1) | 687947 | 81488
Benzene, 1,4-bis(1-isocyanato-1-methylethyl)- | 687939 | 81489
Phenol, 4-(1-methylethenyl)-, acetate | 687921 | 81490
Epi-Rez 5077 | 714279 | 81491
C.I. Direct Red 243 | 714261 | 81492
Dodecanedioic acid, diisooctyl ester | 714253 | 81493
2-Imidazolidinone, 1-[2-[[2-hydroxy-3-(2-propenyloxy)propyl]amino]ethyl]- | 714246 | 81494
Epi-Rez 5011 | 714238 | 81495
Dodecanedioic acid, sodium salt, compd. with 2,2',2''-nitrilotris[ethanol] | 714220 | 81496
Phosphonic acid, methyl-, mono[3-(trihydroxysilyl)propyl] ester, monosodium salt | 714212 | 81497
Dodecanedioic acid, diisotridecyl ester | 714196 | 81498
Benzamide, N-[[[5-(4-chlorophenyl)-4,6-dimethyl-2-pyridinyl]amino]carbonyl]-2,6-difluoro- | 714188 | 81499
Chromate(1-), bis[3-(hydroxy-.kappa.O)-4-[[2-(hydroxy-.kappa.O)-3,5-dinitrophenyl]azo-.kappa.N1]-N-phenyl-2-naphthalenecarboxamidato(2-)]-, hydrogen | 714170 | 81500
2,7-Naphthalenedisulfonic acid, 4-amino-5-hydroxy-3-[[4-[[2-(sulfooxy)ethyl]sulfonyl]phenyl]azo]-, trisodium salt | 714162 | 81501
2,7-Naphthalenedisulfonic acid, 5-[[4-chloro-6-(ethylphenylamino)-1,3,5-triazin-2-yl]amino]-4-hydroxy-3-[2-(1-sulfo-2-naphthalenyl)diazenyl]-, sodium salt (1:3) | 714154 | 81502
C.I. Disperse Red 274 | 714147 | 81503
1-Butyne, 1,4,4-trichloro- | 714139 | 81504
Ethanol, 2,2'-iminobis-, compd. with C.I. Direct Yellow 11 | 714113 | 81505
Benzenesulfonic acid, 3-(5,5-dimethyl-3-octadecyl-2-thiazolidinyl)-4-hydroxy- | 714105 | 81506
Benzenesulfonyl chloride, 3-(5,5-dimethyl-3-octadecyl-2-thiazolidinyl)-4-hydroxy- | 714097 | 81507
6-Quinolinesulfonic acid, 2-(1,3-dihydro-1,3-dioxo-5-sulfo-2H-inden-2-ylidene)-1,2-dihydro-, disodium salt | 714089 | 81508
Dibenzo[b,e][1,4]dioxin, 1,2,4,7,9-pentachloro- | 714063 | 81509
Dibenzo[b,e][1,4]dioxin, 1,2,4,6,9-pentachloro- | 714055 | 81510
Dibenzo[b,e][1,4]dioxin, 1,2,4,6,7-pentachloro- | 714048 | 81511
Dibenzo[b,e][1,4]dioxin, 1,2,3,6,9-pentachloro- | 714030 | 81512
Araldite 509 | 714022 | 81513
Hexene (2- or 3-) | 714014 | 81514
Heptene (2- or 3-) | 714006 | 81515
Fatty acids, C9-11-branched, glycidyl esters | 713990 | 81516
Cellulose, hexadecyl 2-hydroxyethyl ether | 713982 | 81517
1H-Pyrrole-2,5-dione, 1,1'-[(1-methylethylidene)bis(4,1-phenyleneoxy-4,1-phenylene)]bis- | 713974 | 81518
Santicizer 275 | 713966 | 81519
Naphthoquinoline | 713958 | 81520
Benzenamine, 5-[3-(2,5-dimethoxyphenyl)propyl]-2-methyl- | 713941 | 81521
2-Propen-1-one, 3-(2,5-dimethoxyphenyl)-1-(4-methyl-3-nitrophenyl)- | 713933 | 81522
C.I. Reactive Blue 171 | 713925 | 81523
C.I. Direct Blue 281 | 713917 | 81524
Benzenamine, 4-(9-chloro-9,10-dihydro-10-phenyl-9-acridinyl)-N,N-diethyl- | 713909 | 81525
Propanedioic acid, 2,2'-[(1-methyl-1,3-propanediyl)bis(oxy)]bis-, tetrasodium salt | 713891 | 81526
Carbamodithioic acid, cyclohexylmethyl-, sodium salt | 713883 | 81527
Phenanthrene, octyl- | 713875 | 81528
[1,1'-Biphenyl]-3-methanol, 2-methyl- | 713867 | 81529
Caradol 560 | 713859 | 81530
LTX | 713842 | 81531
Butanol, tetrachloro- | 713834 | 81532
Poly[oxy(dibromophenylene)] | 713826 | 81533
Methyldioxy, chloro- | 713818 | 81534
Benzopyrene | 713800 | 81535
Reofos 65 | 713792 | 81536
Phosphoric acid, bis(2,5-dimethylphenyl) 2,6-dimethylphenyl ester | 713784 | 81537
Phosphoric acid, 2,5-dimethylphenyl bis(2,6-dimethylphenyl) ester | 713776 | 81538
Phosphoric acid, bis(2,5-dimethylphenyl) 2,4,6-trimethylphenyl ester | 713768 | 81539
Phosphoric acid, 2,5-dimethylphenyl 2,6-dimethylphenyl 2,4,6-trimethylphenyl ester | 713750 | 81540
Phosphoric acid, 2,5-dimethylphenyl phenyl 2,4,6-trimethylphenyl ester | 713735 | 81541
Phosphoric acid, 2,5-dimethylphenyl bis(2,4,6-trimethylphenyl) ester | 713719 | 81542
Spiro[isobenzofuran-1(3H),9'-[9H]xanthen]-3-one, 6'-(diethylamino)-2'-(1,1-dimethylethyl)- | 713701 | 81543
Dibenzo[b,e][1,4]dioxin, 1,2,4,6,8-pentachloro- | 713685 | 81544
Dibenzo[b,e][1,4]dioxin, 1,2,3,7,9-pentachloro- | 713669 | 81545
Dibenzo[b,e][1,4]dioxin, 1,2,3,6,7-pentachloro- | 713644 | 81546
C.I. Direct Yellow 142 | 713636 | 81547
Benzoic acid, 2-[[[[3-[[4-chloro-6-[[4-[[4-chloro-6-[(3-sulfophenyl)amino]-1,3,5-triazin-2-yl]amino]-2,5-disulfophenyl]amino]-1,3,5-triazin-2-yl]amino]-2-hydroxy-5-sulfophenyl]azo]phenylmethyl]azo]-5-sulfo-, pentasodium salt | 713628 | 81548
C.I. Solvent Blue 98 | 713610 | 81549
Fatty acids, C9-11-branched | 713602 | 81550
Dibenzo[b,e][1,4]dioxin, 1,2,3,9-tetrachloro- | 713586 | 81551
Dibenzo[b,e][1,4]dioxin, 1,2,7,9-tetrachloro- | 713560 | 81552
Pyrimidine, 5-[(2-chlorophenyl)fluoro(4-fluorophenyl)methyl]- | 698001 | 81553
1H-Pyrazole-5-carboxylic acid, 3-(3-chlorophenyl)-1-methyl- | 697995 | 81554
2-Thia-3,5-diaza-4-phosphaheptan-7-oic acid, 3,5-dimethyl-4-[(1-methylpropyl)thio]-6-oxo-, phenyl ester, 2,2,4-trioxide | 697987 | 81555
Phosphorodiamidothioic acid, N,N'-dimethyl-N-(methylsulfonyl)-, S-(1-methylpropyl) ester | 697979 | 81556
Weston 439 | 697961 | 81557
Benzaldehyde, 4-[2-hydroxy-3,3-dimethyl-2-(1H-1,2,4-triazol-1-ylmethyl)butoxy]-, O-methyloxime | 697953 | 81558
2-Pyrrolidinone, 1-[5-(1,1-dimethylethyl)-3-isoxazolyl]-3-methyl- | 697946 | 81559
3-Furancarbonitrile, 4-(1,1-dimethylethyl)-2-(3-methyl-2-oxo-1-pyrrolidinyl)- | 697938 | 81560
1H-Indene-2-carbonitrile, 3-(1,1-dimethylethyl)-1-oxo- | 697920 | 81561
Cyclohexanol, (2-ethylbicyclo[2.2.1]hept-7-yl)- | 697912 | 81562
Cyclohexanol, (4-ethylbicyclo[2.2.1]hept-2-yl)- | 697904 | 81563
Imidazolium compounds, 4,5-dihydro-2-(hydrogenated nortallow alkyl)-1-[2-(hydrogenated tallow amido)ethyl]-1-methyl, Me sulfates | 697896 | 81564
1H-1,2,4-Triazole-1-methanamine, N,N-bis(2-ethylhexyl)- | 697888 | 81565
Alkanes, C14-17 | 697870 | 81566
Sulfurous acid, monosodium salt, reaction products with bisphenol A disodium salt and formaldehyde | 697862 | 81567
Succinic acid, methylene-, divinyl ester | 697854 | 81568
Acetamide, 2-chloro-N-(2-ethoxy-6-methylphenyl)-N-(propoxymethyl)- | 697847 | 81569
3-Pyridinemethanamine, N-(4,5-dihydro-2-thiazolyl)-N-(4-phenoxyphenyl)- | 697839 | 81570
Acetic acid, hydroxy[(1-oxo-2-propenyl)amino]-, butyl ester | 697821 | 81571
3-Pyridinemethanamine, N-(4-chlorophenyl)-N-(4,5-dihydro-2-thiazolyl)- | 697813 | 81572
3-Pyridinemethanamine, N-(2,4-dichlorophenyl)-N-(4,5-dihydro-2-thiazolyl)- | 697805 | 81573
1H-1,2,4-Triazolium, 1,2(or 1,4)-dimethyl-3(or 5)-[2-[4-[methyl(phenylmethyl)amino]phenyl]diazenyl]-, bromide (1:1) | 697797 | 81574
2-Cyclohexen-1-one, 2-[1-[[(3-chloro-2-propenyl)oxy]imino]butyl]-5-[2-(ethylthio)propyl]-3-hydroxy- | 697789 | 81575
Octanoic acid, 4-sulfophenyl ester, sodium salt | 697771 | 81576
Propanoic acid, 2-[4-[(3,5-dichloro-2-pyridinyl)oxy]phenoxy]-, (trimethylsilyl)methyl ester | 697763 | 81577
Propane, 2-methoxy-1-(2-methoxy-1-methylethoxy)- | 697755 | 81578
Santowhite 54 | 697748 | 81579
2,4-Hexadienoic acid, 2-hydroxypropyl ester, (2E,4E)- | 697730 | 81580
1,3,4-Thiadiazole-2-sulfonamide, N,N-diethyl-5-(5-hydroxy-3-methyl-2-oxo-1-imidazolidinyl)- | 697722 | 81581
Glycine, N-ethyl-N-(4-formyl-3-methylphenyl)-, 2,2,2-trifluoroethyl ester | 697714 | 81582
Glycine, N-ethyl-N-(3-methylphenyl)-, 2,2,2-trifluoroethyl ester | 697706 | 81583
M 78 | 697698 | 81584
Butanoic acid, 4-chloro-, 1-methylpropyl ester | 697680 | 81585
Atlantic Direct Blue R-NB | 697672 | 81586
1,4-Benzenediamine, dioctyl- | 697664 | 81587
Benzenamine, 4-chloro-2-methyl-, labeled with carbon-14, hydrochloride | 697656 | 81588
2-Cyclohexen-1-one, 2-[1-(ethoxyimino)propyl]-3-hydroxy-5-(2,4,6-trimethylphenyl)- | 697649 | 81589
7-Oxabicyclo[2.2.1]heptane, 1-methyl-4-(1-methylethyl)-2-[(2-methylphenyl)methoxy]-, (1R,2S,4S)-rel- | 697631 | 81590
Iodonium, (4-methoxyphenyl)phenyl-, (OC-6-11)-hexafluoroantimonate(1-) | 697623 | 81591
Iodonium, phenyl[4-(2-propenyloxy)phenyl]-, (OC-6-11)-hexafluoroantimonate(1-) | 697615 | 81592
Hexanenitrile, 4-ethyl-4-methyl-3-oxo- | 697607 | 81593
Benzenesulfonamide, N-[[[4-(difluoromethoxy)-6-methyl-2-pyrimidinyl]amino]carbonyl]-2-nitro- | 697599 | 81594
Benzoic acid, 2-[[[[[4-(difluoromethoxy)-6-methyl-2-pyrimidinyl]amino]carbonyl]amino]sulfonyl]-, methyl ester | 697581 | 81595
Butanediperoxoic acid, decyl- | 697573 | 81596
Phosphonamidodithioic acid, P-ethyl-N-(1-methylethyl)-, 1,1-dimethylethyl ester | 697565 | 81597
Hydrazine, (1,1-dimethylethyl)-, sulfate (2:1) | 697557 | 81598
Oxirane, 2,2'-(3,7,7,11-tetramethyl-2,5,9,12-tetraoxatridecane-1,13-diyl)bis- | 697540 | 81599
Carbonic acid, 1,1-dimethylethyl 4-ethenylphenyl ester | 697532 | 81600
Dobanic Acid JN/X | 697524 | 81601
1H-Indole-3-acetic acid, 1-(4-chlorobenzoyl)-5-methoxy-2-methyl-, 2-[(2-carboxyphenoxy)carbonyl]phenyl ester | 697516 | 81602
Benzoxazolium, 2-(2-ethoxy-1-propenyl)-3-(3-sulfopropyl)-, inner salt | 697508 | 81603
Mirataine BB | 697490 | 81604
Benzamide, N-[[(2,6-difluorophenyl)amino]carbonyl]-2,6-dimethoxy- | 697482 | 81605
.beta.-Alanine, N-[5-[2-chloro-4-(trifluoromethyl)phenoxy]-2-nitrophenyl]-, methyl ester | 697474 | 81606
Propanediamide, 2-(3,4-dichlorophenyl)-2-hydroxy- | 697466 | 81607
Phosphorodithioic acid, S-(1,1-dimethylethyl) O-ethyl S-(1-methylpropyl) ester | 697458 | 81608
Phosphorodithioic acid, O-ethyl S-(1-methylpropyl) S-propyl ester | 697441 | 81609
Methane, sulfonylbis[dichloro- | 697433 | 81610
Carbamothioic acid, (1,2-dimethylpropyl)ethyl-, S-(phenylmethyl) ester | 697425 | 81611
Phosphoramidodithioic acid, ethyl(thioxomethyl)-, O-ethyl S-(1-methylpropyl) ester | 697417 | 81612
Phosphoramidodithioic acid, formylmethyl-, O-ethyl S-(1-methylpropyl) ester | 697409 | 81613
Phosphoramidodithioic acid, ethylformyl-, O-ethyl S-(1-methylpropyl) ester | 697391 | 81614
1,3,5-Triazine-2,4,6-triamine, N,N'''-1,6-hexanediylbis[N',N''-di-2-propenyl-N-(2,2,6,6-tetramethyl-4-piperidinyl)- | 697383 | 81615
Cuprate(4-), [.mu.-[[7,7'-[(6-chloro-1,3,5-triazine-2,6-diyl)diimino]bis[3-[(3-chloro-2-hydroxy-5-sulfophenyl)azo]-4-hydroxy-2-naphthalenesulfonato]](8-)]]di-, tetrasodium | 697375 | 81616
Cuprate(4-), [.mu.-[7-[[4-chloro-6-[[6-[(3-chloro-2-hydroxy-5-sulfophenyl)azo]-5-hydroxy-7-sulfo-2-naphthalenyl]amino]-1,3,5-triazin-2-yl]amino]-4-hydroxy-3-[(2-hydroxy-5-sulfophenyl)azo]-2-naphthalenesulfonato(8-)]]di-, tetrasodium | 697367 | 81617
Cuprate(4-), [.mu.-[[7,7'-[(6-chloro-1,3,5-triazine-2,4-diyl)diimino]bis[4-hydroxy-3-[(2-hydroxy-5-sulfophenyl)azo]-2-naphthalenesulfonato]](8-)]]di-, tetrasodium | 697359 | 81618
1,2-Benzenedicarboxylic acid, dipentyl ester, branched and linear | 697342 | 81619
1-Propanaminium, N-ethyl-N,N-dimethyl-, bromide | 697334 | 81620
2-Pyridinamine, 5-(4-chlorophenyl)-4,6-dimethyl- | 697326 | 81621
Benzenamine, N-(2-chloro-4,6-difluorophenyl)-N-methyl-2,4-dinitro-6-(trifluoromethyl)- | 697318 | 81622
Benzenamine, N-(2,4-difluorophenyl)-N-methyl-2,4-dinitro-6-(trifluoromethyl)- | 697300 | 81623
Benzenamine, 2,4-dichloro-6-nitro- | 687905 | 81624
Phenol, 2,3,4-trichloro-6-methoxy- | 687897 | 81625
6,12-Methano-12H-dibenzo(d,g)(1,3)dioxocin-3-ol, 8-methoxy-6-(p-methoxyphenyl)-13-methyl-, acetate | 687871 | 81626
Stibine, chlorodiphenyl- | 687855 | 81627
Propanenitrile, 2,3-dichloro- | 687830 | 81628
D-Allose | 687822 | 81629
Phosphorodithioic acid, O,O-diethyl S-[(ethylsulfonyl)methyl] ester | 687806 | 81630
Phosphorodithioic acid, O,O-diethyl S-[(ethylsulfinyl)methyl] ester | 687798 | 81631
2-Naphthalenesulfonic acid, 5,5'-[[1,1'-biphenyl]-4,4'-diylbis(azo)]bis[6-amino-4-hydroxy-, disodium salt | 687780 | 81632
1-Piperidinyloxy, 2,2,6,6-tetramethyl- | 687772 | 81633
Phosphorodithioic acid, O,O,S-triethyl ester | 687756 | 81634
Acetic acid, trichloro-, 1,2-ethanediyl ester | 687731 | 81635
Benzenamine, 4,4'-(1-methylethylidene)bis- | 687715 | 81636
Benzenamine, 4,4'-[1,3-phenylenebis(oxy)]bis- | 687707 | 81637
Acetamide, N,N'-1,6-hexanediylbis[N-acetyl- | 687681 | 81638
Phenol, 4,5-dichloro-2-methoxy- | 687673 | 81639
Bicyclo[2.2.1]hept-2-ene, 1,2,3,4,5,7,7-heptachloro-, (1R,4S,5S)-rel- | 687657 | 81640
1,1'-Biphenyl, 2,2',4,4'-tetrachloro- | 687640 | 81641
Methanaminium, N-[4-[[4-(dimethylamino)phenyl]phenylmethylene]-2,5-cyclohexadien-1-ylidene]-N-methyl-, ethanedioate, ethanedioate (2:2:1) | 687632 | 81642
Oxirane, 2,2'-(1,4-butanediyl)bis- | 687624 | 81643
Benz[a]anthracene, 10-methyl- | 687608 | 81644
2-Propanol, 1,1,1,3,3,3-hexafluoro-2-(trifluoromethyl)- | 687590 | 81645
Ethene, 1-chloro-1-fluoro- | 687574 | 81646
1-Butanamine, N,N,3-trimethyl- | 687566 | 81647
1,2-Benzenedicarboxylic acid, monoethyl ester | 687558 | 81648
2-Furanmethanol, tetrahydro-, benzoate | 687533 | 81649
Heptane, 2,5-dimethyl- | 687517 | 81650
2-Pyridinecarboxaldehyde, 2-pyridinylhydrazone | 687509 | 81651
Oxirane, [(4-chlorophenoxy)methyl]- | 687483 | 81652
Phenol, 4-ethynyl- | 687475 | 81653
Oxirane, ((4-methylphenoxy)methyl)- | 687467 | 81654
2-Propenoic acid, ethenyl ester | 687442 | 81655
1H-Cyclopentapyrimidine-2,4(3H,5H)-dione, 3-cyclohexyl-6,7-dihydro- | 687434 | 81656
Spiro[1,3-dioxane-5,3'-[7]oxabicyclo[4.1.0]heptane], 2-[2-[2-(oxiranylmethoxy)ethoxy]ethyl]- | 687426 | 81657
Benzenediazonium, 4-sulfo-, tetrafluoroborate | 687400 | 81658
1-Octanaminium, N,N,N-trimethyl-, bromide | 687392 | 81659
1,1'-Biphenyl, 3-chloro- | 687376 | 81660
1,1'-Biphenyl, 2-chloro- | 687368 | 81661
1,1'-Biphenyl, 4,4'-dichloro- | 687350 | 81662
1,1'-Biphenyl, 3,3'-dichloro- | 687343 | 81663
Boron, [.mu.-(1,1-dimethylhydrazine-N:N')]hexahydrodi- | 687335 | 81664
Phosphoramidic acid, diphenyl ester | 687327 | 81665
1H-Purine, 6-methyl- | 687319 | 81666
Pregna-1,4-diene-3,20-dione, 21-(2,2-dimethyl-1-oxopropoxy)-6,9-difluoro-11,17-dihydroxy-16-methyl-, (6.alpha.,11.beta.,16.alpha.)- | 687301 | 81667
Dodecanoic acid, oxiranylmethyl ester | 687293 | 81668
1-Phenanthrenecarboxylic acid, 1,2,3,4,4a,5,6,9,10,10a-decahydro-1,4a-dimethyl-7-(1-methylethyl)-, (1R-(1a, 4ab,10aa))- | 687285 | 81669
Carbamic acid, N-methyl-, phenyl ester | 687277 | 81670
Methanesulfonic acid, butyl ester | 687269 | 81671
Stannane, (acetyloxy)triethyl- | 687251 | 81672
Trisiloxane, 3-hexyl-1,1,1,3,5,5,5-heptamethyl- | 687244 | 81673
Ethane, 1,1-dichloro-1,2-difluoro- | 687236 | 81674
Benzene, pentachloromethoxy- | 687228 | 81675
Phosphoric acid, trioctyl ester | 687210 | 81676
Thiophene, 2,3,4-trimethyl- | 687202 | 81677
1,3-Isobenzofurandione, 5,5'-(1-methylethylidene)bis- | 687194 | 81678
1,3-Dioxolane, 2,2-bis(trifluoromethyl)- | 687186 | 81679
Dibenzo[b,e][1,4]dioxin, 1,2,4,9-tetrachloro- | 713552 | 81680
Dechlorane 604 | 713537 | 81681
tert-Decanoic acid, oxiranylmethyl ester | 713529 | 81682
Isocyanate | 713511 | 81683
Benzoic acid, 4-chloro-3-[[2-[4-ethoxy-2,5-dioxo-3-(phenylmethyl)-1-imidazolidinyl]-3-(4-methoxyphenyl)-1,3-dioxopropyl]amino]-, dodecyl ester | 713503 | 81684
Fuel oil, no. 1 | 713495 | 81685
Peroxynitric acid, chlorodifluoromethyl ester | 713487 | 81686
Propane, 1-bromo-1,1,2,2-tetrafluoro- | 713461 | 81687
Methyldioxy, trichloro- | 713453 | 81688
2-Propanone, 1-[5-[(2,4-dinitrophenyl)thio]-2,4-dinitro-2,4-cyclohexadien-1-yl]-, ion(1-), potassium | 713446 | 81689
Phosphoric acid, hexylphenyl diphenyl ester | 713438 | 81690
Acetamide, 2-chloro-N-(2,2-dimethoxyethyl)-N-methyl- | 713420 | 81691
Promulgen D | 713412 | 81692
Zeolites, CaA | 713396 | 81693
Phosphoric acid, di-C8-18-alkyl esters, compds. with diethanolamine | 713388 | 81694
Tergitol | 713370 | 81695
1,2-Benzenedicarboxylic acid, di-C7-9-branched and linear alkyl esters | 713362 | 81696
2-Cyclohexene-1-octanoic acid, 5-carboxy-4-hexyl-, compd. with 2,2'-iminobis(ethanol) (1:1) | 713354 | 81697
Cyclopropanecarboxylic acid, 3-[(1Z)-2-chloro-3,3,3-trifluoro-1-propen-1-yl]-2,2-dimethyl-, (1R,3R)-rel- | 713347 | 81698
2,4-Imidazolidinedione, 5-ethyl-5-methyl-1,3-bis(oxiranylmethyl)-, homopolymer | 713339 | 81699
Epi-Rez 5071 | 713313 | 81700
Pyridine, methylpropyl- | 713305 | 81701
Propanoic acid, 3-chloro-2-(chloromethyl)-2-methyl- | 713297 | 81702
Dibenzo[b,e][1,4]dioxin, 1,2,3,4,6-pentachloro- | 713289 | 81703
Alcohols, C7-9 | 713263 | 81704
2,4-Imidazolidinedione, 5-ethoxy-1-(phenylmethyl)- | 713255 | 81705
1-Phenanthrenecarboxylic acid, 6,8-dichloro-1,2,3,4,4a,9,10,10a-octahydro-1,4a-dimethyl-7-(1-methylethyl)-, (1R,4aS,10aR)- | 713230 | 81706
Benzenesulfonic acid, 4,5-dichloro-2-[2-[4,5-dihydro-3-methyl-5-oxo-1-(3-sulfophenyl)-1H-pyrazol-4-yl]diazenyl]-, calcium salt (1:1) | 713222 | 81707
Araldite EPN 1139 | 713206 | 81708
Propanoic acid, 3,3-dichloro-2,2-dimethyl- | 713198 | 81709
Phosphoric acid, 4-hexylphenyl diphenyl ester | 713180 | 81710
Nitrogen oxide (NO), mixt. with nitrogen oxide (N2O4) | 713164 | 81711
Benzeneacetic acid, 4-(1,3-dihydro-1-oxo-2H-isoindol-2-yl)-.alpha.-ethyl- | 713149 | 81713
9,10-Anthracenedione, 1-chloro-8-phenoxy- | 713131 | 81714
Phenol, 4-(1,1-dimethylethyl)-2-ethyl- | 713123 | 81715
Benzenesulfonic acid, 3-(phenylsulfonyl)-, potassium salt (1:1) | 713115 | 81716
Propane, 2,2'-oxybis[dichloro- | 713107 | 81717
Aromatic hydrocarbons | 713099 | 81718
Siloxanes and Silicones, Et Me | 713081 | 81719
Siloxanes and Silicones | 713073 | 81720
Benz[a]anthracene, 2,10-dimethyl- | 713065 | 81721
Pyridinium, 1-(2-((2-cyano-3-(4-(dimethylamino)phenyl)-1-oxo-2-propenyl)oxy)ethyl)-, chloride | 713057 | 81722
1,1'-Biphenyl, phenoxy-, mixt. with 1,1'-oxybis[benzene] | 713040 | 81723
Poly[oxy(methyl-1,2-ethanediyl)], .alpha.-acetyl-.omega.-(acetyloxy)- | 713032 | 81724
Dibenzo[b,e][1,4]dioxin, 1,2,8,9-tetrachloro- | 713024 | 81725
Dibenzo[b,e][1,4]dioxin, 1,3,7,9-tetrachloro- | 713016 | 81726
FC 317 | 713008 | 81727
Pyralene | 712992 | 81728
C.I. Reactive Red 141 | 712984 | 81729
C.I. Acid Red 361 | 712976 | 81730
C.I. Acid Black 194 | 712968 | 81731
Gly-Cel C 200 | 712950 | 81732
Heptadecane, 2,2,4,4,6,6,8,8,10,10,12,12,14,14,16,16-hexadecamethyl- | 712943 | 81733
Phosphorous acid, (1-methylethylidene)di-4,1-phenylene tetraisodecyl ester | 712935 | 81734
Benzene, trichlorodimethoxy- | 712927 | 81735
Pentabromprop | 712919 | 81736
2-Naphthalenesulfonic acid, 1-amino-, sodium salt (1:1) | 712901 | 81737
C.I. Direct Blue 201 | 712885 | 81739
Isonox 133 | 712869 | 81740
Dobane 83 | 712851 | 81741
Dobanol 45-7, acetate | 712844 | 81742
Methanol, mixt. with nitromethane and 1,1,2-trichloro-1,2,2-trifluoroethane | 712836 | 81743
Dibenzo(b,e)(1,4)dioxin, 1,2,4,6,8,9-hexachloro- | 712810 | 81744
2-Propanone, mixt. with 1,1,2-trichloro-1,2,2-trifluoroethane | 712794 | 81745
Benzenamine, N-(2-chloro-4-fluorophenyl)-N-methyl-2,4-dinitro-6-(trifluoromethyl)- | 697292 | 81746
Benzenamine, N-(2-bromo-4,6-difluorophenyl)-N-methyl-2,4-dinitro-6-(trifluoromethyl)- | 697284 | 81747
Benzenamine, 2-bromo-6-chloro-N-[2,4-dinitro-6-(trifluoromethyl)phenyl]-4-fluoro-N-methyl- | 697276 | 81748
Benzenamine, N-(3,4-dibromophenyl)-N-methyl-2,4-dinitro-6-(trifluoromethyl)- | 697268 | 81749
Benzenamine, N-(2,4-dichlorophenyl)-N-methyl-2,4-dinitro-6-(trifluoromethyl)- | 697250 | 81750
Benzenamine, 2,6-dichloro-N-[2,4-dinitro-6-(trifluoromethyl)phenyl]-4-fluoro-N-methyl- | 697243 | 81751
Benzenamine, N-(2-bromo-4-chlorophenyl)-N-methyl-2,4-dinitro-6-(trifluoromethyl)- | 697235 | 81752
Benzenamine, 2,6-dibromo-N-[2,4-dinitro-6-(trifluoromethyl)phenyl]-4-fluoro-N-methyl- | 697227 | 81753
Benzenamine, N-(4-bromophenyl)-N-methyl-2,4-dinitro-6-(trifluoromethyl)- | 697219 | 81754
Benzenamine, N-[2,4-dinitro-6-(trifluoromethyl)phenyl]-2,3,4,5,6-pentafluoro-N-methyl- | 697201 | 81755
Benzenamine, N-(3,4-difluorophenyl)-N-methyl-2,4-dinitro-6-(trifluoromethyl)- | 697193 | 81756
Benzenamine, 2,3,4,5,6-pentachloro-N-[2,4-dinitro-6-(trifluoromethyl)phenyl]-N-methyl- | 697185 | 81757
Benzenamine, N-(2-bromo-4-fluorophenyl)-N-methyl-2,4-dinitro-6-(trifluoromethyl)- | 697177 | 81758
Benzenamine, N-[2,4-dinitro-6-(trifluoromethyl)phenyl]-2,4,6-trifluoro-N-methyl- | 697169 | 81759
Benzenepropanoic acid, 3-(2H-benzotriazol-2-yl)-5-(1,1-dimethylethyl)-4-hydroxy- | 697151 | 81760
Benzenepropanoic acid, 3-(1,1-dimethylethyl)-4-hydroxy-5-[(2-nitrophenyl)azo]- | 697144 | 81761
1,4,6-Octatrien-3-ol, 3,7-dimethyl- | 697136 | 81762
1,3,4-Thiadiazolium, 5-[bis(1-methylethyl)amino]-2-[[4-(dimethylamino)phenyl]azo]-3-methyl-, methyl sulfate | 697128 | 81763
Acetic acid, (4-dodecylphenoxy)-, sodium salt | 697110 | 81764
1H-1,2,4-Triazole-1-ethanol, .beta.-[(2,4-dichlorophenyl)methylene]-.alpha.-(1,1-dimethylethyl)-, (.beta.E)- | 697102 | 81765
1H-1,2,4-Triazole-1-ethanol, .beta.-[(2,4-dichlorophenyl)methylene]-.alpha.-(1,1-dimethylethyl)-, (.alpha.R,.beta.E)- | 697094 | 81766
Silane, didecylmethyloctyl- | 697086 | 81767
Phosphinic acid, P,P-bis(2,4,4-trimethylpentyl)- | 697078 | 81768
Hexane, dibromo- | 697060 | 81769
Phosphonothioic acid, ethyl-, S-(1,1-dimethylethyl) O-ethyl ester | 697052 | 81770
1-Azoniabicyclo[4.2.0]octane, 1-methyl-, iodide | 697045 | 81771
1-Azoniabicyclo[4.2.0]octane, 1-methyl-, chloride | 697037 | 81772
1H-Pyrazole-4-carboxylic acid, 5-amino-1-(2,4-dichlorophenyl)-, ethyl ester | 697029 | 81773
Propanoic acid, 2-chloro-, 2-methylpropyl ester, (2S)- | 697011 | 81774
2-Naphthalenesulfonic acid, 6-[(2,4-diaminophenyl)azo]-3-[[4-[[4-[[7-[(2,4-diaminophenyl)azo]-1-hydroxy-3-sulfo-2-naphthalenyl]azo]phenyl]amino]-3-sulfophenyl]azo]-4-hydroxy-, sodium salt | 697003 | 81775
3-Pyridinecarboxamide, N-(2,4-difluorophenyl)-2-[3-(trifluoromethyl)phenoxy]- | 696997 | 81776
5-Hexenoic acid, 4-(acetyloxy)- | 696989 | 81777
Silane, decylmethyldioctyl- | 696971 | 81778
Benzoic acid, 2-[(isocyanatosulfonyl)methyl]-, methyl ester | 696963 | 81779
Ethanimidothioic acid, 2,2,2-trifluoro-N-[[(methylamino)carbonyl]oxy]-, methyl ester, (E)- | 696955 | 81780
1-Hexanaminium, N-hexyl-N,N-dimethyl-, chloride | 696948 | 81781
11H-Benzo[a]carbazole, 5,5'-(phenylmethylene)bis[11-ethyl- | 696930 | 81782
1(3H)-Isobenzofuranone, 6-methoxy-3-(trichloromethyl)- | 696922 | 81783
Stannane, (acetyloxy)bis(3,4-dichlorophenyl)methyl- | 696914 | 81784
5-Isoxazolamine, 3-(1-ethyl-1-methylpropyl)- | 696906 | 81785
Benzamide, N-[6-(1-ethyl-1-methylpropyl)-3-pyridazinyl]-2,6-dimethoxy- | 696898 | 81786
Benzamide, 2,6-dimethoxy-N-(3-methyl-5-isoxazolyl)- | 696880 | 81787
Benzamide, N-[6-(1,1-dimethylethyl)-3-pyridazinyl]-2,6-dimethoxy- | 696872 | 81788
Benzamide, N-[5-(1-ethyl-1-methylpropyl)-1,3,4-thiadiazol-2-yl]-2,6-dimethoxy- | 696864 | 81789
Benzamide, N-[3-(1-ethylcycloheptyl)-5-isoxazolyl]-2,6-dimethoxy- | 696856 | 81790
Benzamide, N-[3-(1,1-dimethylbutyl)-5-isoxazolyl]-2,6-dimethoxy- | 696849 | 81791
Benzamide, 2,6-dimethoxy-N-[3-(2-methoxy-1,1-dimethylethyl)-5-isoxazolyl]- | 696831 | 81792
Acetamide, 2-chloro-N-(2-ethyl-6-methylphenyl)-N-(2-methoxy-1-methylethyl)-, stereoisomer | 696823 | 81793
Benzamide, 2,6-dichloro-N-[5-(4-fluorophenyl)-3-isoxazolyl]- | 696815 | 81794
Benzamide, 2,6-dichloro-N-[5-(4-chlorophenyl)-3-isoxazolyl]- | 696807 | 81795
Hydroxylamine, O-(3-chloro-2-propenyl)-, hydrochloride | 696799 | 81796
4(1H)-Pyridinone, 1-methyl-3-(1-oxobutyl)-5-[3-(trifluoromethyl)phenyl]- | 696781 | 81797
4(1H)-Pyridinone, 1-methyl-3-(1-oxopropyl)-5-[3-(trifluoromethyl)phenyl]- | 696773 | 81798
Benzenesulfonamide, N-[[(4,6-dimethoxy-1,3,5-triazin-2-yl)amino]carbonyl]-2-(pentafluoroethoxy)- | 696765 | 81799
Cellulose, 2-hydroxyethyl 2-[2-hydroxy-3-(trimethylammonio)propoxy]ethyl 2-hydroxy-3-(trimethylammonio)propyl ether, chloride | 696757 | 81800
Dowtherm LF | 696740 | 81801
2-Imidazolidinone, 4-(acetyloxy)-3-[3-(1,1-dimethylethyl)-5-isoxazolyl]-1-methyl- | 696732 | 81802
Tridemorph | 696724 | 81803
Urea, N-cyclopropyl-N'-(2,5-difluorophenyl)- | 696716 | 81804
3-Pyridinecarboxylic acid, 2-(4-chlorophenyl)-1-ethyl-1,4-dihydro-6-methyl-4-oxo-, potassium salt | 696708 | 81805
Bentone 500 | 696690 | 81806
SD 57706 | 696682 | 81807
1-Pentadecanol, 4,4,5,5,6,6,7,7,8,8,9,9,10,10,11,11,12,12,13,13,14,14,15,15,15-pentacosafluoro-2-iodo- | 696674 | 81808
1-Heptanol, 4,4,5,5,6,6,7,7,7-nonafluoro-2-iodo- | 696666 | 81809
Pentanedioic acid, 2-[[3,5-bis(1,1-dimethylethyl)-4-hydroxyphenyl]methyl]-, dimethyl ester | 696658 | 81810
2-Imidazolidinone, 4-(acetyloxy)-3-[5-(1,1-dimethylethyl)-3-isoxazolyl]-1-methyl- | 696633 | 81811
Poly(difluoromethylene), .alpha.-fluoro-.omega.-(2-sulfoethyl)-, ammonium salt | 696625 | 81812
1H-1,2,4-Triazole-1-ethanol, .alpha.-butyl-.alpha.-(2,4-dichlorophenyl)- | 696617 | 81813
Benzenamine, 2,4-dinitro-N-[4-(1,1,2,2-tetrafluoroethoxy)phenyl]-6-(trifluoromethyl)- | 696609 | 81814
Cyclopropanecarboxylic acid, 3-[[(2,2-dimethylpropoxy)imino]methyl]-2,2-dimethyl-, cyano(3-phenoxyphenyl)methyl ester | 696583 | 81815
Cyclopentanone, 3-methyl- | 687178 | 81816
1,3,2-Dioxathiane, 5,5-dimethyl-, 2,2-dioxide | 687160 | 81817
Benzenamine, 4-[(1,7,7-trimethylbicyclo[2.2.1]hept-2-yl)oxy]- | 687152 | 81818
2-Propenoic acid, 2-hydroxy-1,3-propanediyl ester | 687145 | 81819
1,4-Benzenediol, 2-(phenylmethyl)- | 687137 | 81820
Methane, oxybis[difluoro- | 687111 | 81821
Benzonitrile, 4-hydroxy-3,5-diiodo- | 687103 | 81822
Butanedioic acid, ((dimethoxyphosphinyl)thio)-, diethyl ester | 687087 | 81823
Ethane, 1-chloro-1-fluoro- | 687079 | 81824
Guanidine, N'-cyano-N,N-dimethyl- | 687061 | 81825
Pregna-1,4-diene-3,20-dione, 21-(acetyloxy)-6-fluoro-11,17-dihydroxy-16-methyl-, (6.alpha.,11.beta.,16.alpha.)- | 687046 | 81826
1,4-Benzenediamine, N-octyl-N'-phenyl- | 687020 | 81827
Heptadecane, 2-methyl- | 687004 | 81828
Propane, 2-(chlorodifluoromethyl)-1,1,1,3,3,3-hexafluoro- | 686998 | 81829
Ethanethioic acid, S-methyl ester | 686980 | 81830
2,4-Hexadienenitrile | 686964 | 81831
1-Dodecanesulfonic acid | 686956 | 81832
Furan, 2-ethenyl- | 686949 | 81833
1H-Pyrazole, 3-methyl- | 686923 | 81834
Benzenemethanol, .alpha.-methyl-, (.alpha.S)- | 686915 | 81835
Morpholine, 4-(chloroacetyl)- | 686907 | 81836
Oxirane, butyl- | 686899 | 81837
Propionitrile, 2-chloro-3-(phenylsulfonyl)- | 686873 | 81838
2-Propenenitrile, 3-[(4-methylphenyl)sulfonyl]- | 686865 | 81839
Propionitrile, 2-chloro-3-[(4-methylphenyl)sulfonyl]- | 686857 | 81840
3-Pentanone, 1,1,2,2,4,4,5,5-octafluoro-1,5-dimethoxy- | 686840 | 81841
Luteomycin | 686832 | 81842
Benzene, chloroethyl- | 686816 | 81843
Benzamide, 2-hydroxy-N-phenyl-, tribromo deriv. | 686808 | 81844
Benzenamine, ar-ethoxy- | 686782 | 81845
Vermiculite (Mg0.33[Mg2-3(Al0-1Fe0-1)0-1](Si2.33-3.33Al0.67-1.67)(OH)2O10.4H2O) | 686774 | 81846
Benzoic acid, 3-(acetylamino)-2,4,6-triiodo-5-[(methylamino)carbonyl]-, monosodium salt | 686766 | 81847
Benzenepropanoic acid, 3-[[(dimethylamino)methylene]amino]-2,4,6-triiodo-, sodium salt | 686758 | 81848
Benzonitrile, 4-(dimethylamino)- | 686741 | 81849
1,2,4-Oxadiazole, 3-methyl-5-(trichloromethyl)- | 686733 | 81850
Acetic acid, bromocyano-, ethyl ester | 686725 | 81851
Phosphorothioic acid, O,O,S-triethyl ester | 686717 | 81852
Propanoic acid, 2,2-dimethyl-, sodium salt | 686709 | 81853
1-Propene, 2-fluoro- | 686691 | 81854
2H-1,4-Benzodiazepin-2-one, 7-chloro-1-[2-(diethylamino)ethyl]-5-(2-fluorophenyl)-1,3-dihydro-, dihydrochloride | 686683 | 81855
Cyclohexane, 1,2-dichloro- | 686675 | 81856
Butanoic acid, 4-(methylamino)- | 686667 | 81857
Propanedinitrile, [2,2,2-trifluoro-1-(trifluoromethyl)ethylidene]- | 686659 | 81858
Phosphorothioic acid, O,O-dimethyl S-[2-(methylamino)-2-oxoethyl] ester | 686642 | 81859
Methanesulfenamide, 1,1-dichloro-N-[(dimethylamino)sulfonyl]-1-fluoro-N-phenyl- | 686634 | 81860
Benzo[b]thiophene-4-ol, methylcarbamate | 686626 | 81861
Stannane, trimethyl(2,4,6-trimethylphenyl)- | 686618 | 81862
2-Pyridinamine, 5-chloro- | 686600 | 81863
Hexane, 2,3,5-trimethyl- | 686592 | 81864
Phosphonic acid, aminomethyl- | 686584 | 81865
Propionitrile, 2-chloro-3-[(p-chlorophenyl)sulfonyl]- | 686576 | 81866
2,6,7-Trioxa-1-phosphabicyclo-[2.2.2]octane, 4-ethyl-, 1-oxide | 686568 | 81867
Borazine, 1,3,5-trimethyl- | 686550 | 81868
Phosphonothioic acid, O,O-diethyl ester | 686543 | 81869
Phosphoric acid, 4-(1,1-dimethylethyl)phenyl diphenyl ester | 686527 | 81870
Benz(3,4)anthra(1,2-b)oxirene, 1a,11b-dihydro- | 686501 | 81871
Cyclohexene, 1-ethynyl- | 686485 | 81872
Cyclohexene, 1-chloro- | 686477 | 81873
Peroxide, bis(trifluoromethyl) | 686469 | 81874
Ethane, 1,1,2-trichloro-1,2,2-trifluoro-, mixt. with trichloromethane | 712786 | 81875
1,3-Butadiene, tetrachloro- | 712778 | 81876
Dibenzo[b,e][1,4]dioxin, 1,2,3,4,6,7,9-heptachloro- | 712760 | 81877
Dibenzo(b,e)(1,4)dioxin, 1,2,3,4,6,9-hexachloro- | 712745 | 81878
Dibenzo(b,e)(1,4)dioxin, 1,2,3,4,6,7-hexachloro- | 712729 | 81879
Oxirane, 2,2'-(methylenebis(2,1-phenyleneoxymethylene))bis-, homopolymer | 712711 | 81880
Alfonic 1218-60 | 712703 | 81881
C.I. Disperse Red 135 | 712695 | 81882
Ethanol, mixt. with 1,1,2-trichloro-1,2,2-trifluoroethane | 712687 | 81883
Phenol, compd. with 2,3,4,6,7,8,9,10-octahydropyrimido[1,2-a]azepine (1:1) | 712661 | 81884
1H-1,2,4-Triazolium, 1,4-dimethyl-5-[[4-[methyl(phenylmethyl)amino]phenyl]azo]-, methyl sulfate | 712653 | 81885
ED 5662 | 712646 | 81886
Caradol 520 | 712638 | 81887
Ethanol, mixt. with nitromethane and 1,1,2-trichloro-1,2,2-trifluoroethane | 712620 | 81888
Cyclopropanecarboxylic acid, 3-(2,2-dichloroethenyl)-2,2-dimethyl-, sodium salt | 712612 | 81889
1,2-Benzenediol, 3,4,5-trichloro- | 712596 | 81890
Propane, 3-(difluoromethoxy)-1,1,1,2,2-pentafluoro- | 712588 | 81891
1-Butanamine, N-nitroso- | 712562 | 81892
Fyrquel 220 | 712554 | 81893
Epoxide 7 | 712547 | 81894
1H-1,4-Diazepine, hexahydro-1,4-dinitroso- | 712539 | 81895
4H-Pyrazino[2,1-a]isoquinolin-4-one, 2-(cyclohexylcarbonyl)-1,2,3,6,7,11b-hexahydro- | 712513 | 81896
Methanone, 1,4-phenylenebis[(4-phenoxyphenyl)- | 712497 | 81897
Pyridine, 2,3,5-trichloro-4-methyl- | 712471 | 81898
Epi-Rez 505 | 712463 | 81899
Dibenzo[b,e][1,4]dioxin, 1,2,3,8-tetrachloro- | 712455 | 81900
1,3-Butadiene, trichloro- | 712430 | 81901
9-Octadecenoic acid (Z)-, compd. with guanidine (1:1) | 712422 | 81902
Araldite 502 | 712414 | 81903
Isoeicosane | 712406 | 81904
9-Acridinamine, monohydrochloride, monohydrate | 712380 | 81905
Benzene, 1,2,4-trichloro-5-phenoxy- | 712372 | 81906
Paraplex | 712364 | 81907
Propanedioic acid, 2-(3-oxo-2-pentylcyclopentyl)-, 1,3-dimethyl ester | 712356 | 81908
1,3-Benzenedicarboxylic acid, 5-sulfo-, sodium salt, compd. with 1,6-hexanediamine (1:1:1) | 712331 | 81909
Solvesso | 712323 | 81910
Titanium, bis[(hydroxy-.kappa.O)acetato-.kappa.O][(hydroxy-.kappa.O)acetato(2-)-.kappa.O]- | 712315 | 81911
Pyrazinecarboxylic acid, 5-methyl-, 4-oxide | 712307 | 81912
ASA 3 (antistatic agent) | 712299 | 81913
Teepol CH 610 | 712281 | 81914
1,5-Naphthalenedisulfonic acid, 3,3'-[[6-[(2-hydroxyethyl)amino]-1,3,5-triazine-2,4-diyl]bis[imino(2-methyl-4,1-phenylene)-2,1-diazenediyl]]bis-, sodium salt (1:4) | 712273 | 81915
Benzenesulfonic acid, dodecyl-, sodium salt, mixt. with .alpha.-(nonylphenyl)-.omega.-hydroxypoly(oxy-1,2-ethanediyl) | 712265 | 81916
Teepol CH 31 | 712257 | 81917
Dibenzo[b,e][1,4]dioxin, 1,3,7,8-tetrachloro- | 712240 | 81918
1,4-Benzenedicarboxamide, N,N'-bis(2,4,6-tribromophenyl)- | 712232 | 81919
Pentane, methyl- | 712224 | 81920
Butanamide, 2-(hydroxyimino)-N,N-dimethyl-3-oxo- | 712216 | 81921
Zinc, bis[3,5-bis(1,1-dimethylethyl)-2-(hydroxy-.kappa.O)benzoato-.kappa.O]-, (T-4)- | 712208 | 81922
Benzene, 1,1'-oxybis-, pentachloro deriv. | 712190 | 81923
Carbamodithioic acid, dioctyl-, sodium salt | 712182 | 81924
Naphthalene, octyl- | 712174 | 81925
Propanol, 1(or 2)-phenoxy- | 712166 | 81926
Benzenamine, N-(2,4-dimethylphenyl)-4-methoxy-2-methyl- | 712158 | 81927
Benzenamine, 4-methoxy-2-methyl-N-phenyl- | 712141 | 81928
Propane, 1,1,2,2-tetrafluoro- | 712133 | 81929
Dibenzo(b,e)(1,4)dioxin, 1,4,7,8-tetrachloro- | 712125 | 81930
Dibenzo(b,e)(1,4)dioxin, 1,4,6,9-tetrachloro- | 712117 | 81931
Dibenzo(b,e)(1,4)dioxin, 1,2,6,9-tetrachloro- | 712109 | 81932
1-Propanol, 1,3-dichloro-, phosphate (3:1) | 712083 | 81933
Bondolane M | 712075 | 81934
Halowax 1099 | 712067 | 81935
Epoxide 8 | 712059 | 81936
Benzamide, 2-chloro-N-[[(5-chloro-2-pyridinyl)amino]carbonyl]-6-fluoro- | 696575 | 81937
2-Thiophenecarboxylic acid, 3-(isocyanatosulfonyl)-, methyl ester | 696559 | 81938
Propanoic acid, 2-[4-[(7-chloro-1-oxido-1,2,4-benzotriazin-3-yl)methylamino]phenoxy]-, 1-methylethyl ester | 696542 | 81939
Propanamide, N-(2,4-dichlorophenyl)-2,2-dimethyl-N-(3-pyridinylmethyl)- | 696534 | 81940
2-Imidazolidinone, 3-[3-(1,1-dimethylethyl)-5-isoxazolyl]-4-hydroxy-1-methyl- | 696526 | 81941
2-Imidazolidinone, 3-[5-(1,1-dimethylethyl)-3-isoxazolyl]-4-hydroxy-1-methyl- | 696518 | 81942
Acetamide, 2-chloro-N-methyl-N-[2-methyl-6-(1-methylethoxy)phenyl]- | 696500 | 81943
Acetamide, 2-chloro-N-(ethoxymethyl)-N-[2-methyl-6-(trifluoromethyl)phenyl]- | 696492 | 81944
Acetamide, 2-chloro-N-methyl-N-[2-methyl-6-(3-methylbutoxy)phenyl]- | 696484 | 81945
Acetamide, 2-chloro-N-(2-methoxy-3,6-dimethylphenyl)-N-[(1-methylethoxy)methyl]- | 696476 | 81946
Acetamide, 2-chloro-N-(ethoxymethyl)-N-(2-methyl-6-propoxyphenyl)- | 696468 | 81947
Acetamide, 2-chloro-N-(ethoxymethyl)-N-[2-methyl-6-(1-methylethoxy)phenyl]- | 696450 | 81948
Acetamide, 2-chloro-N-(2-methoxy-6-methylphenyl)-N-[(1-methylethoxy)methyl]- | 696443 | 81949
Acetamide, 2-chloro-N-(2,6-dimethyl-1-cyclohexen-1-yl)-N-[(2-oxo-3(2H)-benzothiazolyl)methyl]- | 696435 | 81950
1,3,5-Triazine-2,4(1H,3H)-dione, 1-amino-3-(2,2-dimethylpropyl)-6-(ethylthio)- | 696427 | 81951
Propanoic acid, 2-[4-[(7-chloro-2-quinoxalinyl)oxy]phenoxy]-, methyl ester | 696419 | 81952
Piperazine, 1,4-bis(dichloroacetyl)-2,5-dimethyl- | 696401 | 81953
Lassageene Z 100 | 696393 | 81954
D-Glucose, 3-octanoate | 696385 | 81955
Asbestos, tremolite | 696377 | 81956
Benzoic acid, 5-[2-chloro-4-(trifluoromethyl)phenoxy]-2-nitro-, 2-methoxy-1-methyl-2-oxoethyl ester | 696369 | 81957
Benzoic acid, 5-[2-chloro-4-(trifluoromethyl)phenoxy]-2-nitro-, 2-ethoxy-2-oxoethyl ester | 696351 | 81958
Acetic acid, hydroxy[(1-oxo-2-propenyl)amino]-, methyl ester | 696344 | 81959
Acetic acid, methoxy[(1-oxo-2-propenyl)amino]-, methyl ester | 696336 | 81960
Benzene, 1-chloro-2,3-difluoro-5-(trifluoromethyl)- | 696328 | 81961
Benzamide, 5-[2-chloro-6-fluoro-4-(trifluoromethyl)phenoxy]-N-(ethylsulfonyl)-2-nitro- | 696310 | 81962
Benzoic acid, 5-[2-chloro-4-(trifluoromethyl)phenoxy]-2-nitro-, ethyl ester | 696302 | 81963
Benzamide, 2,6-difluoro-N-[[[6-[3-(trifluoromethyl)phenoxy]-3-pyridinyl]amino]carbonyl]- | 696294 | 81964
Kronitex TXP | 696286 | 81965
Emphos PS 21A | 696278 | 81966
1H-1,2,4-Triazole-1-ethanol, .beta.-(cyclohexylmethylene)-.alpha.-(1,1-dimethylethyl)-, (E)- | 696252 | 81967
Phosphorodiamidothioic acid, N-formyl-N,N'-dimethyl-, S-(1-methylpropyl) ester | 696245 | 81968
Dibenzo(b,e)(1,4)dioxin, 1,3,6,8-tetrabromo- | 696237 | 81969
Benzeneethanethioamide, 4-methoxy-N,N-dimethyl- | 696229 | 81970
5,7,11,13-Octadecatetrayne-1,18-diol | 696211 | 81971
5,7,11-Dodecatriyn-1-ol | 696203 | 81972
Cyclopropanecarboxylic acid, 3-(2,2-dichloroethenyl)-2,2-dimethyl-, (pentafluorophenyl)methyl ester, (1R,3S)- | 696195 | 81973
4-Thiazolidinone, 3-(4-fluorophenyl)-5-methyl-2-(3-pyridinyl)- | 696187 | 81974
4-Thiazolidinone, 3-(2-fluorophenyl)-5-methyl-2-(3-pyridinyl)- | 696179 | 81975
1H-1,2,4-Triazole-1-ethanol, .beta.-[(2,4-dichlorophenyl)methyl]-.alpha.-(1,1-dimethylethyl)-, (.alpha.R,.beta.R)-rel- | 696161 | 81976
Phosphoric acid, butylphenyl diphenyl ester | 696153 | 81977
Oxazolidine, 3,4,4-trimethyl- | 696146 | 81978
Pentanedioic acid, 2-methylpropyl phenylmethyl ester | 696138 | 81979
7-Oxabicyclo[4.1.0]heptane-3-methanol, acetate | 696120 | 81980
Ethanimidothioic acid, N-[[[(hydroxymethyl)methylamino]carbonyl]oxy]-, methyl ester | 696112 | 81981
Dibenzofuran, 2,7-dichloro- | 696104 | 81982
Bicyclo[4.1.0]hept-3-ene, 3,7,7(or 4,7,7)-trimethyl- | 696096 | 81983
1H-Pyrrole-3-carbonitrile, 4-(2,3-dichlorophenyl)- | 696088 | 81984
1,1'-Biphenyl, 2,3,3',5,5',6-hexachloro- | 696070 | 81985
Antaron PC 37 | 696062 | 81986
Benzoic acid, 2-(isocyanatosulfonyl)-, methyl ester | 696054 | 81987
Cyclopropanecarboxylic acid, 3-[[(cyclopropylmethoxy)imino]methyl]-2,2-dimethyl-, cyano(3-phenoxyphenyl)methyl ester | 696047 | 81988
Cyclopropanecarboxylic acid, 2,2-dimethyl-3-[[(2-methylpropoxy)imino]methyl]-, (3-phenoxyphenyl)methyl ester, [1R-[1.alpha.,3.alpha.(E)]]- | 696039 | 81989
Butanoic acid, 2-ethyl-, 2-methylpropyl ester | 696021 | 81990
Benzenamine, 2-chloro-6-nitro-3-phenoxy- | 696013 | 81991
Cyclopropanecarboxamide, N-[5-(1,1-dimethylethyl)-3-isoxazolyl]- | 696005 | 81992
Sulfonium, (4-hydroxy-3,5-dimethylphenyl)dimethyl-, (OC-6-11)-hexafluoroantimonate(1-) | 695999 | 81993
Cobalt, bis(2,4-pentanedionato-O,O')(N,N,N',N'-tetramethyl-1,2-ethanediamine-N,N')-, (OC-6-21)- | 695981 | 81994
Butanenitrile, 4-(2-benzothiazolylthio)- | 695973 | 81995
Nitric acid, isooctyl ester | 695965 | 81996
Propane, bromotrichloro- | 695957 | 81997
2,5,8,11-Tetraoxatridecan-13-ol, tetramethyl- | 695940 | 81998
2-Butanone, O,O'-(ethenylmethylsilylene)dioxime, (2E,2'Z)- | 695932 | 81999
Therminol 60 | 695924 | 82000
Morpholine, 2,6-dimethyl-4-[(2-oxo-3(2H)-benzothiazolyl)acetyl]- | 695916 | 82001
Phenol, 3-(1-methylethyl)-, phosphate (3:1) | 695908 | 82002
Phosphorodiamidothioic acid, N-ethyl-N'-methyl-N-[[(4-methylphenyl)imino]methyl]-, S-(1-methylpropyl) ester | 695882 | 82003
1,2,4-Benzotriazine, 7-chloro-3-(1H-imidazol-1-yl)-, 1-oxide | 695874 | 82004
Acetonitrile, (dimethylamino)- | 686451 | 82005
2-Pentene, 3-methyl- | 686444 | 82006
1(3H)-Isobenzofuranone, 6,7-dimethoxy-3-[(5R)-5,6,7,8-tetrahydro-4-methoxy-6-methyl-1,3-dioxolo[4,5-g]isoquinolin-5-yl]-, hydrochloride, (3S)- | 686436 | 82007
Benzene, 1-chloro-4-(phenylmethyl)- | 686410 | 82008
Benzenemethanamine, N,N-diethyl- | 686402 | 82009
1-Pentene, 4,4-dimethyl- | 686386 | 82010
Ethane, 1-chloro-2-fluoro- | 686378 | 82011
Ethane, 1-bromo-2-fluoro- | 686360 | 82012
Butane, 1,1,2,2-tetrafluoro-1,4-diiodo- | 686345 | 82013
Ethane, 1,1-dibromo-1-chloro-2,2,2-trifluoro- | 686337 | 82014
Phenol, 2,6-bis(1,1-dimethylethyl)-4-nitro- | 686311 | 82015
Oxirane, 2,2-difluoro-3,3-bis(trifluoromethyl)- | 686303 | 82016
Oxirane, tetrafluoro- | 686287 | 82017
Cyclopentene, 1-methyl- | 686279 | 82018
Ethane, 1,1,2-trichloro-2-ethoxy- | 686261 | 82019
Ethenesulfonyl fluoride | 686246 | 82020
Distannane, hexamethyl- | 686238 | 82021
Phenol, 4-mercapto- | 686212 | 82022
Benzene, 1-ethenyl-4-methoxy- | 686204 | 82023
2,5-Cyclohexadiene-1,4-dione, 2,3,5-trichloro- | 686188 | 82024
2-Propen-1-amine, N-methyl- | 686170 | 82025
Carbamothioic acid, O-ethyl ester | 686162 | 82026
2-Pentene, 2-methyl- | 686154 | 82027
Acetonitrile, iodo- | 686139 | 82028
Ethane, 1,2-difluoro- | 686121 | 82029
Hydroxylamine, O-(phenylmethyl)- | 686113 | 82030
Pentane, 3-ethyl- | 686097 | 82031
Diazene, bis(4-chlorophenyl)-, 1-oxide | 686089 | 82032
Benzene, 1-ethyl-2-nitro- | 686063 | 82033
1,4-Benzenediol, 2,3,5-trichloro- | 686055 | 82034
Phosphine, ethyldiphenyl- | 686048 | 82035
Methane, dibromonitro- | 686022 | 82036
Nitric acid, methyl ester | 686006 | 82037
Butane, 2,2,3,3-tetramethyl- | 685990 | 82038
Arsine, trimethyl- | 685974 | 82039
3-Hexene | 685966 | 82040
Hexane, 2,2-dimethyl- | 685941 | 82041
Hexane, 2,4-dimethyl- | 685933 | 82042
13-Docosenoic acid, 13,14-diiodo-, ethyl ester | 685917 | 82043
Naphthalene, 2-nitro- | 685909 | 82044
3-Pentanone, 2-methyl- | 685883 | 82045
2-Pentanone, 3-methyl- | 685875 | 82046
Hexane, 3,3-dimethyl- | 685859 | 82047
Cyclopentene, 1,2,3,3,4,4,5,5-octafluoro- | 685842 | 82048
Benzoic acid, 2-(2,4,5,7-tetrabromo-6-hydroxy-3-oxo-3H-xanthen-9-yl)-, disodium salt | 685826 | 82049
1,2-Propanediol,3-phenoxy- | 685818 | 82050
1-Propene, 1-chloro-2-methyl- | 685792 | 82051
2,4-Hexadienedioic acid | 685784 | 82052
Imidazolidine | 685776 | 82053
1,3-Propanediol, 2-chloro- | 685768 | 82054
Phenol, 2,6-bis(1,1-dimethylethyl)-4-methoxy- | 685750 | 82055
1,2,3,4,4a,4b,5,6,7,9,10,10a-dodecahydro-1,4a-dimethyl-7-(1-methylethylidene)-, (1R-(1.alpha.,4a.beta.,4b.alpha.,10a.alpha.))- | 685743 | 82056
Podocarp-8(14)-en-15-oic acid, 13.beta.-methyl-13-vinyl- | 685735 | 82057
Ethane, 1,1-dichloro-2,2-difluoro- | 685727 | 82058
Propane, 1,1,1,3,3-pentafluoro- | 685719 | 82059
Propanal, 3,3,3-trifluoro- | 685701 | 82060
Propane, 1,3-dibromo-1,1-difluoro- | 685693 | 82061
Alkylamine tetrachlorophenate | 741868 | 82062
Corexit | 712042 | 82063
DER 438 | 712034 | 82064
Plurafac RA 30 | 712026 | 82065
Rhoplex AC 34 | 712018 | 82066
Dibenzo[b,e][1,4]dioxin, 1,2,3,4,7-pentachloro- | 711994 | 82067
1,3-Butadiene, 1,2,3-trichloro-, (Z)- | 711978 | 82068
1-Undecanol, 4,4,5,5,6,6,7,7,8,8,9,9,10,10,11,11,11-heptadecafluoro-2-iodo- | 711960 | 82069
Amberlite XAD 4 | 711952 | 82070
Triton DF 12 | 711945 | 82071
Polyamine H Special | 711937 | 82072
Triton CF 32 | 711929 | 82073
Dobane 055 | 711911 | 82074
Araldite 508 | 711903 | 82075
2,4(1H,3H)-Pyrimidinedione, 5-fluorodihydro-6-hydroxy- | 711895 | 82076
1,2-Benzenedicarboxylic acid, bis(oxiranylmethyl) ester, homopolymer | 711887 | 82077
1,2-Benzenedicarboxylic acid, 4,4'-carbonylbis-, ar,ar'-dimethyl ester | 711879 | 82078
1,4:5,8-Dimethano-1H-fluorene, 4,4a,4b,5,8,8a,9,9a-octahydro- | 711853 | 82079
Nitrosamide | 711838 | 82080
1,3-Propanediamine, N'-(1-iodo-9-acridinyl)-N,N-dimethyl-, dihydrochloride | 711820 | 82081
Benzene, 1-isocyanato-4-[(4-isocyanatocyclohexyl)methyl]- | 711804 | 82082
Butanol | 711796 | 82083
Ferrate(1-), [[.alpha.,.alpha.'-(1,2-ethanediyldiimino)bis[2-hydroxy-5-methylbenzeneacetato]](4-)]-, sodium | 711788 | 82084
1,4-Benzenediamine, N-octyl-N'-phenyl-, radical ion(1+) | 711770 | 82085
Phosphoric acid, diphenyl 4-(phenylmethyl)phenyl ester | 711754 | 82086
Benzoic acid, 4-chloro-3-[[3-(4-methoxyphenyl)-1,3-dioxopropyl]amino]-, dodecyl ester | 711747 | 82087
Zinc, (dithiocarbanilato)ethyl- | 711739 | 82088
1,2-Propanediol, 2(or 3)-(oxiranylmethoxy)- | 711713 | 82089
1,2-Benzenediol, 3,4,6-trichloro- | 711705 | 82090
Phenol, (1,1-dimethylethyl)-2,5-dimethyl- | 711689 | 82091
Benzene, 1,1'-oxybis-, tetrachloro deriv. | 711671 | 82092
Octadecanoic acid, dichloro- | 711655 | 82093
1,2-Benzenedicarboxylic acid, monoisooctyl ester | 711630 | 82094
Dibenzo[b,e][1,4]dioxin, 1,2,3,4-tetrachloro- | 711622 | 82095
Oxirane, 2,2'-[(1-methyl-1,2-ethanediyl)bis(oxymethylene)]bis-, homopolymer | 711614 | 82096
2-Propen-1-ol, 3-chloro- | 711598 | 82097
Propane, 1,3-dichloro-2,2-dimethyl- | 711580 | 82098
Oxirane, [[4-(1,1-dimethylethyl)phenoxy]methyl]-, homopolymer | 711572 | 82099
Benzene, 1,1'-(1,2-ethanediyl)bis[dimethyl- | 711556 | 82100
Octanol | 711531 | 82101
Benzaldehyde, hydroxy- | 711523 | 82102
Cyclopentane, dimethyl- | 711507 | 82103
Benzene, 1,1'-oxybis-, dichloro deriv. | 711499 | 82104
Phenol, dibromo- | 711481 | 82105
Phosphoric acid, sec-butylphenyl diphenyl ester | 711473 | 82106
1,2-Benzenedicarboxylic acid, bis(methylcyclohexyl) ester | 711465 | 82107
Isononanol | 711457 | 82108
Propanedioic acid, 2,2-diethyl-, 1,3-dimethyl ester | 711440 | 82109
Benzene, 1-bromo-4-methoxy-2-methyl- | 711432 | 82110
Propanol, 1,3(or 2,3)-bis(oxiranylmethoxy)- | 711424 | 82111
Phenol, diethyl- | 711416 | 82112
9H-Fluorene, methyl- | 711408 | 82113
Poly(oxy-1,2-ethanediyl), .alpha.-(oxiranylmethyl)-.omega.-(oxiranylmethoxy)- | 711390 | 82114
13-Docosen-1-amine, (13Z)- | 711382 | 82115
2-Furancarboxaldehyde, polymer with 1-(2-furanyl)-N,N'-bis(2-furanylmethylene)methanediamine | 711374 | 82116
Propane, trichloro- | 711366 | 82117
Oxirane, (butoxymethyl)-, homopolymer | 711358 | 82118
1,1'-Biphenyl, 2,3'-dichloro- | 711341 | 82119
Phenol, ethyl- | 711333 | 82120
Butane, iodo- | 711325 | 82121
7-Oxabicyclo[4.1.0]heptane, 3-oxiranyl-, homopolymer | 711317 | 82122
2H-1-Benzopyran-6-ol, 3,4-dihydro-2,2-dimethyl-4-(1-methylethyl)-7-octyl- | 711309 | 82123
2-Anthracenesulfonic acid, 1-amino-4-[(3-amino-2,4,6-trimethyl-5-sulfophenyl)amino]-9,10-dihydro-9,10-dioxo- | 711291 | 82124
Urea, N-[3-(trimethoxysilyl)propyl]- | 711283 | 82125
Propanoic acid, 2-[5-[2-chloro-4-(trifluoromethyl)phenoxy]-2-nitrophenoxy]-, 2-methoxyethyl ester | 695858 | 82126
1,3,5-Triazine-2,4,6-triamine, N,N',N''-tributyl-N,N',N''-tris(2,2,6,6-tetramethyl-4-piperidinyl)- | 695841 | 82127
C.I. Acid Yellow 219 | 695833 | 82128
Dibenzo(b,e)(1,4)dioxin, 1,2,4,8-tetrachloro- | 695825 | 82129
Dibenzo(b,e)(1,4)dioxin, 1,2,3,6-tetrachloro- | 695809 | 82130
2-Butenedioic acid (2Z)-, 1-[3-[3-[[(2Z)-3-carboxy-1-oxo-2-propen-1-yl]oxy]-2,2-dimethyl-1-oxopropoxy]-2,2-dimethylpropyl] ester | 695791 | 82131
Poly(difluoromethylene), .alpha.-fluoro-.omega.-(2-iodoethyl)- | 695775 | 82132
2-Butenedinitrile, 2-chloro-, (Z)- | 695767 | 82133
Benzenesulfonic acid, decyl-, sodium salt, mixt. with sodium dodecylbenzenesulfonate, sodium tridecylbenzenesulfonate and sodium undecylbenzenesulfonate | 695759 | 82134
1-Propanol, 2-methoxy-, acetate | 695742 | 82135
Ethanol, 2-(2,4-diaminophenoxy)- | 695726 | 82136
1,2-Benzenedicarboxamide, N,N'-bis[3-(trifluoromethyl)phenyl]- | 695718 | 82137
Cyclopropanecarboxamide, 1-methyl-N-[4-(1-methylethoxy)-3-(trifluoromethyl)phenyl]- | 695700 | 82138
Santicizer 143 | 695692 | 82139
1-Azoniabicyclo[2.2.2]octane, 1-methyl-, chloride | 695684 | 82140
1H-Imidazolium, 2-(8Z)-8-heptadecenyl-4,5-dihydro-1-methyl-1-[2-[[(9Z)-1-oxo-9-octadecenyl]amino]ethyl]-, methyl sulfate | 695676 | 82141
Acetic acid, oxo-, homopolymer, sodium salt | 695668 | 82142
Therminol 88 | 695650 | 82143
1H-1,2,4-Triazole-1-propanenitrile, .alpha.-butyl-.alpha.-phenyl- | 695643 | 82144
Flectol ODP | 695635 | 82145
1,2,4-Triazin-5(4H)-one, 4-amino-6-(2,2-dichloro-1-methylcyclopropyl)-3-(methylthio)- | 695627 | 82146
3-Buten-2-one, 1-(ethylthio)-4-(methylamino)-3-[3-(trifluoromethyl)phenyl]- | 695601 | 82147
Ethanimidothioic acid, N,N'-[1,2-ethanediylbis[thio(methylimino)carbonyloxy]]bis-, dimethyl ester | 695593 | 82148
Tricyclo[3.3.1.13,7]decane, hexadecafluoro- | 695577 | 82149
Zeolites, NaA | 695551 | 82150
Distillates (coal), solvent-refining (SRC), middle | 695544 | 82151
3-Cyclohexene-1-carboxaldehyde, 2,4(or 3,5)-dimethyl- | 695536 | 82152
1,2-Benzenedicarboxylic acid, di-C7-11-branched and linear alkyl esters | 695528 | 82153
Distillates (coal), solvent-refining (SRC), recycle | 695510 | 82154
Distillates (coal), solvent-refining (SRC), heavy | 695502 | 82155
Coal liquids, SRC | 695494 | 82156
Carbamic acid, N-[5-isocyanato-2(or 4)-methylphenyl]-, C,C'-(1-methyl-1,3-propanediyl) ester | 695486 | 82157
Urea, N-methoxy-N-methyl-N'-[4-[2-(4-methylphenyl)ethoxy]phenyl]- | 695460 | 82158
Poly(oxy-1,4-butanediyl), .alpha.-[[[4(or 6)-methyl-3-[[[[(1-methylpropylidene)amino]oxy]carbonyl]amino]phenyl]amino]carbonyl]-.omega.-[[[[4(or 6)-methyl-3-[[[[(1-methylpropylidene)amino]oxy]carbonyl]amino]phenyl]amino]carbonyl]oxy]- | 695452 | 82159
1,1'-Biphenyl, 2,2',3,4',6-pentachloro- | 695437 | 82160
Urea, N-(2-chloro-4-pyridinyl)-N'-phenyl- | 695429 | 82161
1,4-Benzenediamine, 2-methoxy-N1,N1,5-trimethyl-, sulfate (1:1) | 695411 | 82162
1,2,4-Triazolo[4,3-a]pyridin-3(2H)-one, 2-(2,4-dichloro-5-methoxyphenyl)-5,6,7,8-tetrahydro- | 695403 | 82163
Oxirane, 2,2'-[cyclohexanediylbis(methyleneoxymethylene)]bis- | 695395 | 82164
Acetamide, N-(3-chloro-2,6-dimethylphenyl)-2-methoxy-N-(tetrahydro-2-oxo-3-furanyl)- | 695387 | 82165
Dibenzofuran, 2,3,7,8-tetrabromo- | 695379 | 82166
Benzocarbazole | 695361 | 82167
Kronitex 300 | 695353 | 82168
Kronitex 50 | 695346 | 82169
Cyclopropanecarboxylic acid, 3-(2,2-dichloroethenyl)-2,2-dimethyl-, (R)-cyano(3-phenoxyphenyl)methyl ester, (1S,3S)-rel- | 695338 | 82170
Dibenzo(b,e)(1,4)dioxin, 1,2,6,8-tetrachloro- | 695320 | 82171
Piperidine, 1-[3-[4-(1,1-dimethylethyl)phenyl]-2-methylpropyl]- | 695312 | 82172
Kronitex 100 | 695304 | 82173
Benzenepropanenitrile, 4-chloro-.beta.-(1-methylethyl)-.alpha.-(3-phenoxyphenyl)- | 695296 | 82174
Pydraul 115E | 695288 | 82175
Pydraul 50E | 695270 | 82176
Varcum 29-302 | 695262 | 82177
[1,2,4]Triazolo[5,1-a]isoquinoline, 2-(4-chlorophenyl)- | 695254 | 82178
1H-1,2,4-Triazole, 1-[2-(2,4-dichlorophenyl)pentyl]- | 695247 | 82179
6-Oxa-3-thia-2,4-diazadecanoic acid, 2,4-dimethyl-5-oxo-, 2,3-dihydro-2,2-dimethyl-7-benzofuranyl ester | 695239 | 82180
Pontamine Black SP | 695221 | 82181
1,6-Hexanediol, compd. with N-butyl-N-ethyl-1-butanamine (1:2) | 695213 | 82182
1,2-Benzenedicarbonitrile, 4-fluoro- | 695205 | 82183
Benzenamine, N-methyl-2,4-dinitro-6-(trifluoromethyl)-N-[3-(trifluoromethyl)phenyl]- | 695197 | 82184
1H-Benz[f]isoindol-3-amine, 1-imino- | 695189 | 82185
Poly(difluoromethylene), .alpha.-fluoro-.omega.-(2-hydroxyethyl)- | 695171 | 82186
1,1'-Biphenyl, 2,2',3,4,4'-pentachloro- | 695163 | 82187
Glycine, N-[(hydroxyphenoxyphosphinyl)methyl]-, methyl ester | 695155 | 82188
Benzamide, 4-(trifluoromethoxy)- | 685685 | 82189
Ethanone, 1-(3-fluorophenyl)- | 685677 | 82190
Acetic acid, fluoro-, methyl ester | 685669 | 82191
Propane, 1,1,1,2,3,3-hexafluoro- | 685651 | 82192
1-Propene, 1,1,2-trichloro-3,3,3-trifluoro- | 685644 | 82193
Ethane, 1,2-dichloro-1,2-difluoro- | 685636 | 82194
Ethene, 1,1-dibromo-2,2-difluoro- | 685628 | 82195
Ethane, 1,1,2-trifluoro- | 685610 | 82196
Pregna-1,4-diene-3,20-dione, 9-fluoro-11,17-dihydroxy-6-methyl-, (6.alpha.,11.beta.)- | 685602 | 82197
Butane, 1,1,3,4-tetrachloro-1,2,2,3,4,4-hexafluoro- | 685594 | 82198
Propane, 1,1,1,2,3,3,3-heptachloro-2-fluoro- | 685586 | 82199
Carbonothioic difluoride | 685560 | 82200
Dibenzanthracene | 685552 | 82201
2-Butene, 2-chloro-1,1,1,4,4,4-hexafluoro- | 685545 | 82202
1-Propene, 1,1,3,3,3-pentafluoro-2-(trifluoromethyl)- | 685529 | 82203
Butane, 1,2,3,4-tetrabromo-1,1,2,3,4,4-hexafluoro- | 685503 | 82204
Hypofluorous acid, trifluoromethyl ester | 685495 | 82205
1,8-Octanediamine | 685487 | 82206
Disulfide, bis(trifluoromethyl) | 685479 | 82207
Benzeneamine, 3-[(trifluoromethyl)thio]- | 685461 | 82208
Benzene, 1-fluoro-2-nitro-4-(trifluoromethyl)- | 685446 | 82209
Benzamide, N-(1-methylethyl)-4-[(2-methylhydrazino)methyl]-, monohydrochloride | 685438 | 82210
Propanoic acid, 3,3,3-trifluoro-2-(trifluoromethyl)-, methyl ester | 685420 | 82211
Ethene, trifluoroiodo- | 685404 | 82212
Cyclobutane, 1,2-dichloro-1,2,3,3,4,4-hexafluoro- | 685396 | 82213
Ethane, 1,1,2,2-tetrafluoro-1,2-diiodo- | 685370 | 82214
Ethane, 2-chloro-1,1-difluoro- | 685362 | 82215
Ethane, 1-chloro-1,2-difluoro- | 685354 | 82216
Propanal, 2-oxo-, 1-oxime | 685339 | 82217
2-Butene, 2,3-dichloro-1,1,1,4,4,4-hexafluoro- | 685321 | 82218
Dibenzo[b,e][1,4]dioxin | 685305 | 82219
Benzo[b]triphenylene | 685297 | 82220
Cyclopropanamine, 2-phenyl-, (1R,2S)-rel- | 685289 | 82221
9H-Fluoren-2-amine | 685271 | 82222
(E)-2-(1-Methylheptyl)-4,6-dinitrophenyl 2-butenoate | 685248 | 82223
D-Glucitol, 1-deoxy-1-(methylamino)-, 3,5-bis(acetylamino)-2,4,6-triiodobenzoate (salt) | 685230 | 82224
Benzoic acid, 3-(acetamido)-2,4,6-triiodo-, monosodium salt | 685222 | 82225
Mercury, (2',7'-dibromo-3',6'-dihydroxy-3-oxospiro[isobenzofuran-1(3H),9'-[9H]xanthen]-4'-yl)hydroxy-, disodium salt | 685214 | 82226
1(3H)-Isobenzofuranone, 6,7-dimethoxy-3-[(5R)-5,6,7,8-tetrahydro-4-methoxy-6-methyl-1,3-dioxolo[4,5-g]isoquinolin-5-yl]-, (3S)- | 685206 | 82227
[1,1'-Biphenyl]-4,4'-diol, 3,3',5,5'-tetrakis(1,1-dimethylethyl)- | 685198 | 82228
Pregn-4-ene-3,20-dione, 9-fluoro-11,17,21-trihydroxy-, (11.beta.)- | 685180 | 82229
1-Phenanthrenecarboxylic acid, 7-ethenyl-1,2,3,4,4a,4b,5,6, 7,9,10,10a-dodecahydro-1,4a, 7-trimethyl-, (1R-(1.alpha.,4a.beta.,4b.alpha., 7.beta.,10a.alpha.))- | 685172 | 82230
2-Propanone, 1,3-dichloro-1,1,3,3-tetrafluoro- | 685164 | 82231
Urea, hydroxy- | 685156 | 82232
Pregna-1,4-diene-3,20-dione, 9-fluoro-11,16,17,21-tetrahydroxy-, (11.beta.,16.alpha.)- | 685149 | 82233
1-Pentanol, 2,2,4-trimethyl- | 685131 | 82234
Phosphoric acid, bis(4-(1,1-dimethylethyl)phenyl) phenyl ester | 685123 | 82235
Octadecanoic acid, 2-methoxyethyl ester | 685115 | 82236
Tetradecanoic acid, 2-methoxyethyl ester | 685107 | 82237
Pyridinium, 1-dodecyl-, bromide (1:1) | 685099 | 82238
Benzenamine, 4-[(4-nitrophenyl)thio]- | 685081 | 82239
2H-Pyran-2-carboxaldehyde, 3,4-dihydro- | 685073 | 82240
Benezeneamine, N-methyl-N,4-dinitroso- | 685065 | 82241
Pentanoic acid, 2-propyl- | 685057 | 82242
Benzenepropanoic acid, 3-amino-.alpha.-ethyl-2,4,6-triiodo- | 685032 | 82243
Bicyclo[2.2.1]hept-5-ene-2-carbonitrile | 685016 | 82244
Betrachotoxinin A, 20-.alpha.-(2,4-dimethyl-1H-pyrrole-3-carboxylate) | 711275 | 82254
1,2-Ethanediamine, N-[3-(dimethoxymethylsilyl)-2-methylpropyl]- | 711267 | 82255
Benzene, 1,2,3,4-tetrabromo- | 711259 | 82256
Methoxy, trifluoro- | 711242 | 82257
1,2-Benzenedicarboxylic acid, monododecyl ester | 711234 | 82258
Oxirane, 2,3-dimethyl-, (2R,3R)-rel- | 711218 | 82259
1,1'-Biphenyl, 3-(1-methylethyl)- | 711200 | 82260
Methanediamine, N,N,N',N'-tetrabutyl- | 711192 | 82261
1,3,5-Triazine-2,4,6-triamine, phosphate (1:1) | 711184 | 82262
2-Octen-4-one, 2-methyl- | 711168 | 82263
Cyclohexane, azido- | 711143 | 82264
1,9-Acridinediamine, N9-[3-(dimethylamino)propyl]-, dihydrochloride | 711135 | 82265
1-Propene, 2-methyl-, dimer | 711119 | 82266
Silane, (3-chloro-2-methylpropyl)dimethoxymethyl- | 711101 | 82267
Cyclohexane, (dimethoxymethylsilyl)- | 711093 | 82268
Acetic acid, cerium(3+) salt, hydrate (2:3) | 711085 | 82269
2,7-Naphthalenedisulfonic acid, 4,4'-[1,2-ethenediylbis[(3-sulfo-4,1-phenylene)imino[6-(4-morpholinyl)-1,3,5-triazine-4,2-diyl]imino]]bis[5-hydroxy-6-(2-phenyldiazenyl)-, sodium salt (1:6) | 711077 | 82270
1,3-Dioxolane, 2-(3-bromophenyl)- | 711069 | 82271
1-Decene, dimer | 711044 | 82272
Oxirane, trichloro- | 711028 | 82273
Cyclopentane, 1,2,4-trimethyl-, (1.alpha.,2.beta.,4.alpha.)- | 711010 | 82274
Acetaldehyde-1-d, 2,2,2-trifluoro- | 711002 | 82275
1,4-Benzenedicarboxylic acid, calcium salt | 710988 | 82276
Chrysene, 1,2-dimethyl- | 710970 | 82277
1-Heptene, 2-methyl- | 710962 | 82278
Pentanoyl chloride, 2,2-dimethyl- | 710954 | 82279
Arsenite | 710947 | 82280
Propanoic acid, 2-hydroxy-, titanium salt | 710921 | 82281
p-Phenylenediamine, N,N'-bis(cyclohexylmethyl)- | 710913 | 82282
Chromate (Cr2O7 2-) | 710905 | 82283
Benzene, 1,1'-oxybis[2-chloro-4-nitro- | 710897 | 82284
2-Propenoic acid, 2-methyl-, trimethylsilyl ester | 710889 | 82285
1,3,4-Thiadiazole, 2,5-bis(octyldithio)- | 710871 | 82286
Oxirane, [(2-butoxyethoxy)methyl]- | 710863 | 82287
Manganese chloride (MnCl2), tetrahydrate | 710855 | 82288
Calcite (Ca(CO3)) | 710848 | 82289
Gypsum (Ca(SO4).2H2O) | 710830 | 82290
Yttrium, [.mu.-[ethanedioato(2-)-O,O''':O',O'']]bis[ethanedioato(2-)-O,O']di-, nonahydrate | 710822 | 82291
1-Heptene, 4-methyl- | 710814 | 82292
Propane, 1,1,2,2-tetrachloro- | 710806 | 82293
Ethanol, 2-isocyanato-, carbonate (2:1) (ester) | 710798 | 82294
Phosphoric acid, trinonyl ester | 710780 | 82295
MA 40 (ion exchanger) | 710772 | 82296
C.I. Reactive Blue 71 | 710764 | 82297
Shellsol | 710756 | 82298
Amberlite 200 | 710749 | 82299
Erionite ((K0-1Na0-1Ca0-0.5)10(Al10Si26O72).30H2O) | 710731 | 82300
C.I. Solvent Orange 54 | 710723 | 82301
C.I. Solvent Red 115 | 710715 | 82302
C.I. Disperse Blue 73 | 710707 | 82303
C.I. Direct Red 227 | 710699 | 82304
Actinolite (Ca2((Mg0.5-0.89Fe0.11-0.5)4.5-5Al0-0.5)(Si7.5-8Al0-0.5)(OH)2O22) | 710681 | 82305
Quaternium 18-hectorite | 710673 | 82306
Aroclor 4465 | 710665 | 82307
Nonidet A 50 | 710657 | 82308
Binaphthalene | 710640 | 82309
Teepol | 710632 | 82310
Tetradecanamide, N-(2-hydroxypropyl)- | 710624 | 82311
Barium chloride (BaCl2), dihydrate | 710616 | 82312
Benzamide, N-(3,4-dichlorophenyl)- | 710608 | 82313
1H-Indole, 5-bromo- | 710590 | 82314
1-Tetradecanol, dihydrogen phosphate | 710582 | 82315
Phosphoric acid, monosodium salt, monohydrate | 710574 | 82316
Sulfuric acid magnesium salt (1:1), heptahydrate | 710566 | 82317
2-Naphthalenecarboxamide, 4-[[[4-[[3-[[(1,1-dimethylethyl)amino]sulfonyl]-4-hydroxy-8-[(methylsulfonyl)amino]-1-naphthalenyl]azo]phenyl]sulfonyl]amino]-1-hydroxy-N,N-dioctadecyl- | 695148 | 82318
Butanedioic acid, 2,2'-[(dimethylstannylene)bis(thio)]bis-, tetrabutyl ester | 695130 | 82319
Carbamic acid, N-(3-isocyanatomethylphenyl)-, C,C'-(1-methyl-1,3-propanediyl) ester | 695122 | 82320
Poly(oxy-1,4-butanediyl), .alpha.-[[[methyl-3-[[[[(1-methylpropylidene)amino]oxy]carbonyl]amino]phenyl]amino]carbonyl]-.omega.-[[[[methyl-3-[[[[(1-methylpropylidene)amino]oxy]carbonyl]amino]phenyl]amino]carbonyl]oxy]- | 695114 | 82321
Benzenesulfonyl isocyanate, 2-chloro- | 695098 | 82322
1H-Indene-2-carbonitrile, 3-(1-methylcyclopentyl)-1-oxo- | 695080 | 82323
1-Octyn-3-ol, 1-iodo- | 695072 | 82324
Ethanesulfonamide, N-[2,6-dimethyl-4-[[(methylamino)carbonyl]oxy]phenyl]- | 695064 | 82325
Phosphoric acid, 4-nonylphenyl diphenyl ester | 695056 | 82326
1,2,4-Triazin-5(4H)-one, 4-amino-6-(1,1-dimethylethyl)-3-(ethylthio)- | 695031 | 82327
5H-1,3,4-Thiadiazolo[3,2-a][1,3,5]triazine-5,7(6H)-dione, 2-(1,1-dimethylethyl)-6-methyl- | 695023 | 82328
Petroleum spirits | 695015 | 82329
Quaternary ammonium compounds, tris(hydroxyethyl)tallow alkyl, chlorides | 694992 | 82330
Amines, C11-14-tert-alkyl | 694984 | 82331
Phosflex 400 | 694976 | 82332
Phosflex 300 | 694968 | 82333
Antiblaze 78 | 694950 | 82334
2,4-Heptadecanedione | 694943 | 82335
Poly[(dimethyliminio)-1,6-hexanediyl(dimethyliminio)methylene[1,1'-biphenyl]-4,4'-diylmethylene dichloride] | 694927 | 82336
Reofos 50 | 694919 | 82337
Pyridinium, 1,2-bis(phenylmethyl)-, chloride | 694901 | 82338
Pyridine, 2,3-dihydro-2,2,4,6-tetramethyl- | 694893 | 82339
Silane, trimethyl(1-oxohexyl)- | 694885 | 82340
4H-1,3-Thiazine, 5,6-dihydro-2-(aci-nitromethyl)- | 694877 | 82341
Gold, dimethyl(1,1,1-trifluoro-2,4-pentanedionato-.kappa.O,.kappa.O')-, (SP-4-3)- | 694869 | 82342
Phosphorochloridic acid, bis(2-ethylhexyl) ester | 694851 | 82343
2H-Indazole, 2-(4-bromo-2-fluorophenyl)-3-chloro-4,5,6,7-tetrahydro- | 694844 | 82344
2H-Indazole, 3-chloro-2-(4-chloro-2-fluorophenyl)-4,5,6,7-tetrahydro- | 694836 | 82345
Quaternary ammonium compounds, tri-C8-10-alkylmethyl, chlorides | 694828 | 82346
Benzenamine, N-(2,4-dibromophenyl)-N-methyl-2,4-dinitro-6-(trifluoromethyl)- | 694810 | 82347
Benzenamine, N-methyl-2,4-dinitro-N-(2,4,6-trichlorophenyl)-6-(trifluoromethyl)- | 694802 | 82348
4(5H)-Isoxazolone, 3-[4-(diethylamino)-1,3-butadienyl]-5,5-dimethyl- | 694794 | 82349
Benzenemethanamine, 2-chloro-N-ethyl-6-fluoro- | 694786 | 82350
Benzenamine, N-[2-chloro-5-(trifluoromethyl)phenyl]-2,4-dinitro-6-(trifluoromethyl)- | 694760 | 82351
Acetic acid, 2,2'-dithiobis-, bis(2-ethylhexyl) ester | 694752 | 82352
Santowhite MK | 694737 | 82353
Acetic acid, [(trioctylstannyl)thio]-, 2-ethylhexyl ester | 694729 | 82354
Antiblaze 19 | 694711 | 82355
Benzeneacetonitrile, .alpha.-hydroxy-3-phenoxy-, (.alpha.S)- | 694703 | 82356
Epoxy resins | 694687 | 82358
C.I. Direct Black 114 | 694679 | 82359
3(2H)-Benzothiazoleacetonitrile, 2-oxo- | 694661 | 82360
8-Oxa-3,5-dithia-4-stannatridecanoic acid, 4,4-dibutyl-7-oxo-, pentyl ester | 694653 | 82361
Pyrimidine, 2-(1,1-dimethylethyl)- | 694646 | 82362
5-Isobenzofurancarboxylic acid, 1,3-dihydro-1,3-dioxo-, polymer with carbonic dichloride and 4,4'-(1-methylethylidene)bis[phenol] | 694638 | 82363
1H-Imidazole-1-propanenitrile, .alpha.-butyl-.alpha.-phenyl- | 694620 | 82364
Siarczanol R | 694612 | 82365
1,3-Dioxolane, 4,5-dichloro-4,5-difluoro-2,2-bis(trifluoromethyl)- | 694604 | 82366
Propanamide, 3-(trimethylstannyl)- | 694596 | 82367
Hydrazine, (3,4-dimethylphenyl)-, monohydrochloride | 694588 | 82368
1H-Tetrazole, 5-nitro-, mercury(2+) salt | 694570 | 82369
2-Butanone, 3-methyl-4-(2,2,6-trimethylcyclohexyl)- | 694562 | 82370
1H-1,2,4-Triazole, 1-[[2-(2,4-dichlorophenyl)-4-ethyl-1,3-dioxolan-2-yl]methyl]- | 694554 | 82371
Tricyclo[3.3.1.13,7]decane, 1,2,2,3,4,4,5,6,6,8,8,9,9,10,10-pentadecafluoro-7-(trifluoromethyl)- | 694547 | 82372
Acetamide, N-(ethoxymethyl)-N-(2-ethyl-6-methylphenyl)-2-hydroxy- | 694539 | 82373
Propanoic acid, 2-[4-[(3,5-dichloro-2-pyridinyl)oxy]phenoxy]- | 694521 | 82374
Formamide, N-[2,2,2-trichloro-1-(4-morpholinyl)ethyl]- | 694513 | 82375
Benzoic acid, 2-(aminosulfonyl)-, ethyl ester | 694505 | 82376
Phosphorothioic acid, O-ethyl O-[4-[(methylsulfonyl)oxy]phenyl] S-propyl ester | 694497 | 82377
2,4-Imidazolidinedione, 5-[(methylthio)methyl]- | 694489 | 82378
1-Piperidineacetamide, N,N'-(methylenedi-4,1-phenylene)bis- | 694471 | 82379
Carbonodithioic acid, S-(cyanomethyl) O-ethyl ester | 694463 | 82380
Benzenamine, 3-azido-N-ethyl-N-(2-methyl-2-propenyl)-2,6-dinitro-4-(trifluoromethyl)- | 694455 | 82381
Poly[oxy[(2-chloroethoxy)phosphinylidene]ethylidene], .alpha.-(2-chloroethyl)-.omega.-[[(2-chloroethoxy)(2-chloroethyl)phosphinyl]oxy]- | 694448 | 82382
Phosphorothioic acid, O-[4-[(4-chlorophenyl)thio]phenyl] O-ethyl S-propyl ester | 694430 | 82383
Acetamide, 2-chloro-N-(2,6-dimethylphenyl)-N-(tetrahydro-2-oxo-3-furanyl)- | 694422 | 82384
2-Imidazolidinone, 1,3-dimethyl- | 685008 | 82385
1-Phenanthrenecarboxylic acid, 1,2,3,4,4a,4b,5,9,10,10a-decahydro-1,4a-dimethyl-7-(1-methylethyl)-, (1R-(1.alpha.,4a.beta., 4b.alpha.,10a.alpha.))- | 684985 | 82386
2-Propanone, 1-chloro-1,1,3,3,3-pentafluoro- | 684977 | 82387
Ethene, 1,1-dichloro-2,2-difluoro- | 684951 | 82388
Ethene, 1,1'-sulfonylbis- | 684944 | 82389
Androst-4-en-3-one, 9-fluoro-11,17-dihydroxy-17-methyl-, (11.beta.,17.beta.)- | 684928 | 82390
1,4-Pentanediamine, N4-(6-chloro-2-methoxy-9-acridinyl)-N1,N1-diethyl-, dihydrochloride | 684902 | 82391
Pregna-1,4-diene-3,20-dione, 6,9-difluoro-11,21-dihydroxy-16,17-[(1-methylethylidene)bis(oxy)]-, (6.alpha.,11.beta.,16.alpha.)- | 684886 | 82392
2,4,6(1H,3H,5H)-Pyrimidinetrione, 5-ethyl-5-phenyl-, monosodium salt | 684860 | 82393
Stannane, hydroxytrimethyl- | 684845 | 82394
1,4-Butanediol, dimethanesulfonate | 684837 | 82395
Ethanamine, 2-chloro-N-(2-chloroethyl)-N-methyl-, hydrochloride | 684829 | 82396
Pregna-1,4-diene-3,20-dione, 6-fluoro-11,17,21-trihydroxy-, (6.alpha.,11.beta.)- | 684803 | 82397
1,3,5,2,4,6-Triazatriphosphorine, 2,2,4,4,6,6-hexakis(1-aziridinyl)-2,2,4,4,6,6-hexahydro- | 684787 | 82398
Benzeneethanamine, .alpha.-methyl-, (.alpha.S)-, sulfate (2:1) | 684761 | 82399
Uridine, 2'-deoxy-5-fluoro | 684738 | 82400
10H-Phenothiazine-10-propanamine, 2-chloro-N,N-dimethyl- | 684720 | 82401
8-Azabicyclo(3.2.1)octane-2-carboxylic acid, 3-(benzoyloxy)-8-methyl-, methyl ester, (1R-(exo,exo))- | 684712 | 82402
2,4,6(1H,3H,5H)-Pyrimidinetrione, 5-ethyl-5-phenyl- | 684704 | 82403
Pentane, 1,1,2,2-tetrabromo- | 651505 | 82404
Phosphoric acid, tri(alkyl/alkoxy) esters | 651489 | 82405
TRI chemicals, top released | 651471 | 82406
Gycols, polyalkylene | 651463 | 82407
Piperidinyl-based UV light stabilizers | 651455 | 82408
Paranox 52 | 651448 | 82409
Silanes, organo- | 651430 | 82410
Sovents, naphtha (petroleum) | 651422 | 82411
Epoxy/chlorohydroxypropyltrimethylammonium chloride | 651414 | 82412
Cutting fluids | 651406 | 82413
Styrenes, chlorinated | 651398 | 82414
Benzotriazol-based UV light stabilizers | 651380 | 82415
Benzene, 1,1'-oxybis-, bromo derivs. | 651372 | 82416
Phenol sulfides, alkylated | 651364 | 82417
Adipate ester plasticizers | 651356 | 82418
Plastics | 651349 | 82419
Curing agents | 651331 | 82420
Dithiocarbamates, metallic | 651323 | 82421
Dithiocarbamates, zinc | 651315 | 82422
Dithiocarbamates, piperidinium | 651307 | 82423
Dithiocarbamates, thiazole | 651299 | 82424
Dithiocarbamates, sodium | 651281 | 82425
Dyes, pyrazolone-derivative | 651273 | 82426
Dyes, monoazo-derivative | 651265 | 82427
Solvents, chlorinated | 651257 | 82428
Formaldehyde-wood uses | 651240 | 82429
Mixtures containing C11-C12 carboxylic acids | 651232 | 82430
Carboxylic acids | 651224 | 82431
Ductile iron pipe | 651216 | 82432
Polyester | 651208 | 82433
Alkanolamides | 651190 | 82434
Metal working fluids | 651182 | 82435
Mineral wool | 651174 | 82436
Fibrous glass | 651166 | 82437
Aramid fibers | 651158 | 82438
Glycol ethers | 651141 | 82439
Phenol sulfide, alkylated-, calcium salt | 651133 | 82440
Aromatic ether diamine & aromatic diester, reaction product | 651125 | 82441
Aromatic ether diamine & aromatic diester & aromatic anhydride, reaction product | 651117 | 82442
Aromatic ether diamine | 651109 | 82443
2,3-Pyridinedicarboxylic acid, 5-ethyl- | 651083 | 82445
Phosphorodithioic acid, O-ethyl S,S-bis(1-methylpropyl) ester | 651075 | 82446
Benzene, pentachloro(2-chloroethenyl)-, (E)- | 651067 | 82447
Benzene, 1,2,3,4-tetrachloro-5-(trichloroethenyl)- | 651059 | 82448
Nonanoic acid, 4-sulfophenyl ester, sodium salt | 651042 | 82449
Americium, isotope of mass 241 (241Am3+) | 651034 | 82450
Benzene, ethenyl-, pentachloro deriv. | 651026 | 82451
Araldite 507 | 710558 | 82452
Silk, powd. | 710541 | 82453
Poly[imino-1,6-hexanediylimino(1,10-dioxo-1,10-decanediyl)] | 710533 | 82454
Bagasse | 710525 | 82455
Terpene resin | 710517 | 82456
Propanoic acid, mixt. with acetic acid | 710509 | 82457
Manganese, [[2-[(dithiocarboxy)amino]ethyl]carbamodithioato(2-)-.kappa.S,.kappa.S']-, mixt. with [[2-(dithiocarboxy)amino]ethyl]carbamodithioato(2-)-.kappa.S,.kappa.S']zinc and 2(or 4)-isooctyl-4,6(or 2,6)-dinitrophenyl 2-butenoate | 710491 | 82458
Oils, grape | 710483 | 82459
Hydrocarbon oils | 710475 | 82460
C.I. Acid Brown 75 | 710467 | 82461
Perchloron | 710459 | 82462
Sulfuric acid, aluminum salt (3:2), octadecahydrate | 710434 | 82463
Phosphoric acid, disodium salt, heptahydrate | 710426 | 82464
Carbamodithioic acid, butyl-, monosodium salt | 710400 | 82465
Oxirane, 2,2'-(oxybis(methylene))bis(2-methyl- | 710392 | 82466
1,1'-Biphenyl, 4-(1-methylethyl)- | 710384 | 82467
2-Propanol, 1,3-bis(phenylmethoxy)- | 710368 | 82468
Benzene, 1,1'-oxybis[3-chloro- | 710350 | 82469
Phenol, 4,4'-(1,3-dimethylbutylidene)bis- | 710343 | 82470
9H-Carbazole, 1-methyl- | 710327 | 82471
1,2-Benzisothiazol-3(2H)-one, 1,1-dioxide, calcium salt, hydrate (4:7) | 710319 | 82472
Ethyl, 2,2,2-trifluoro-1-oxo- | 710293 | 82473
2-Propanamine, N-(1-methylethyl)-, nitrate | 710285 | 82474
Acetic acid, sodium salt, trihydrate | 710277 | 82475
Ethanol, 2-(dimethylamino)-, (2R,3R)-2,3-dihydroxybutanedioate (1:1) (salt) | 710269 | 82476
2-Propen-1-ol, 2-chloro- | 710244 | 82477
Acetic acid, zinc salt, dihydrate | 710236 | 82478
Methanedisulfonic acid, sodium salt (1:2) | 710210 | 82479
Phosphoric acid, tris(2-phenylethyl) ester | 710202 | 82480
Cyclohexanol, 2-methyl-, acetate | 710194 | 82481
4-Biphenylol, 2-chloro-, sodium salt | 710178 | 82482
Methanol, chloro-, benzoate | 710160 | 82483
Hydantoin, 3-[(1,1,2-Trichloroethylthio)]- | 710145 | 82484
1,4-Benzenediamine, N-pentyl-N'-phenyl- | 710137 | 82485
Octanoic acid, 1-naphthalenyl ester | 710111 | 82486
5,9:7,10a-Dimethano-10aH-[1,3]dioxocino[6,5-d]pyrimidine-4,7,10,11,12-pentol, octahydro-12-(hydroxymethyl)-2-imino-, (4R,4aR,5R,7S,9S,10S,10aR,11S,12S)- | 710095 | 82487
Silane, methyldiphenoxyphenyl- | 710087 | 82488
1H-Imidazole, 1-butyl- | 710061 | 82489
Benzene, 1-methoxy-4-(trimethoxymethyl)- | 710053 | 82490
Carbamic acid, dimethyl-, compd. with N-methylmethanamine (1:1) | 710046 | 82491
3-Pentanol, 2,2-dimethyl- | 710020 | 82492
Silanediol, methylphenyl- | 710012 | 82493
1,1'-Biphenyl, 4-phenoxy- | 709998 | 82494
Propane, 1-(methylthio)- | 709980 | 82495
Methane, (difluoromethoxy)trifluoro- | 709972 | 82496
9H-Carbazole, 4-methyl- | 709956 | 82497
4-Penten-2-one, 4-methyl- | 709949 | 82498
1,4-Benzenediamine, N-heptyl-N'-phenyl- | 709923 | 82499
Silane, dimethyldiphenoxy- | 709907 | 82500
1,2-Benzenediol, 4,5-dichloro- | 709899 | 82501
Cyclooctane, 1,2,5,6-tetrabromo- | 709873 | 82502
1-Naphthalenol, propanoate | 709857 | 82503
2-Propenoic acid, 2-hydroxy-1-methylethyl ester | 709840 | 82504
Piperazine, 1,4-bis(1-aziridinylcarbonyl)- | 709832 | 82505
1,3-Butadiene, 1,1,2-trichloro- | 709824 | 82506
Hexanedioic acid, bis(oxiranylmethyl) ester | 709816 | 82507
1,3,5-Triazin-2(1H)-one, 4,6-dichloro-, sodium salt (1:1) | 709808 | 82508
Cyclopentane, 1-ethyl-3-methyl-, (1R,3R)-rel- | 709790 | 82509
1-Propene, 1,1,3-trichloro- | 709782 | 82510
9H-Fluorene, 9-methyl- | 709774 | 82511
Benzenamine, 4,4'-(1,7-heptanediylbis(oxy))bis- | 709766 | 82512
Phenol, 4-(1-methylethyl)-, phosphate (3:1) | 709758 | 82513
1H-Pyrazole-4-carbonitrile, 5-amino-1-(2,4-dichlorophenyl)- | 694414 | 82514
Dibenzopyrene | 694406 | 82515
Phosphoric acid, bis(1-methylethyl)phenyl diphenyl ester | 694398 | 82516
Thiourea, 1,3,4-thiadiazol-2-yl- | 694380 | 82517
[1,1'-Biphenyl]-2,5-diol, diacetate | 694372 | 82518
Carbamic acid, [5-isocyanato-2(or 4)-methylphenyl]-, 2-ethylhexyl ester | 694364 | 82519
Acetonitrile, [[4-(trifluoromethyl)phenyl]azo][[4-(trifluoromethyl)phenyl]hydrazono]- | 694356 | 82520
L-Alanine, N-benzoyl-N-(3-chloro-4-fluorophenyl)-, 1-methylethyl ester | 694349 | 82521
2-Propanol, 2-[(1,1-dimethylethyl)azo]- | 694323 | 82522
Benzenamine, N-(2,4-difluorophenyl)-2,4-dinitro-6-(trifluoromethyl)- | 694315 | 82523
Benzenamine, 2,4-dinitro-N-(2,4,6-tribromophenyl)-6-(trifluoromethyl)- | 694307 | 82524
Tetradecanoic acid, (1aR,1bS,4aR,7aS,7bS,8R,9R,9aS)-9a-(acetyloxy)-1a,1b,4,4a,5,7a,7b,8,9,9a-decahydro-7b-hydroxy-3-(hydroxymethyl)-4a-methoxy-1,1,6,8-tetramethyl-5-oxo-1H-cyclopropa[3,4]benz[1,2-e]azulen-9-yl ester | 694299 | 82525
Nonidet LE | 694273 | 82526
Isononanoyl chloride | 694265 | 82527
1-Phenanthrenecarboxylic acid, dichloro-1,2,3,4,4a,9,10,10a-octahydro-1,4a-dimethyl-7-(1-methylethyl)-, (1R-(1.alpha.,4a.beta.,10a.alpha.))- | 694257 | 82528
Benzene, 1-(1,1-dimethylethyl)-4-[1-(4-ethoxyphenyl)-2-nitrobutyl]- | 694232 | 82529
Berol 525 | 694224 | 82530
Methanaminium, N,N,N-trimethyl-, salt with silicic acid (H8Si8O20) (8:1) | 694216 | 82531
CLD | 694208 | 82532
1,2-Butadiene, 1,1,3,4,4,4-hexachloro- | 694190 | 82533
1,6-Methano-1H-indene, 2,3,3a,4,5,8-hexachloro-3a,6,7,7a-tetrahydro-, (1R,3aR,6S,7aR,8R)-rel- | 694174 | 82534
Indane (alkane) | 694166 | 82535
1,4-Ethenopentalene, 1,2,3,5,7,8-hexachloro-1,3a,4,5,6,6a-hexahydro-, (1R,3aS,4S,5S,6aS)-rel- | 694141 | 82536
Naphthalene, hexabromo- | 694125 | 82537
Benzene, 1-bromo-4-(pentafluoroethoxy)- | 694117 | 82538
Benzeneacetic acid, 3,4-dichloro-.alpha.,.alpha.-difluoro-, ethyl ester | 694091 | 82539
9,10-Anthracenedione, 1,4,4a,9a-tetrahydro- | 694083 | 82540
Skydrol LD | 694075 | 82541
Phosphoric acid, 4-(1-methylethyl)phenyl diphenyl ester | 694059 | 82542
Urea, N'-[5-(1,1-dimethylethyl)-3-isoxazolyl]-N,N-dimethyl- | 694042 | 82543
Phosphonium, tetrakis(hydroxymethyl)-, acetate (salt), mixt. with tetrakis(hydroxymethyl)phosphonium phosphate (3:1) (salt) | 694034 | 82544
3-Isoxazolamine, 5-(1,1-dimethylethyl)- | 694018 | 82545
Thiosulfuric acid, disodium salt, monohydrate | 694000 | 82546
1,1'-Biphenyl, 2,3,6-trichloro- | 693994 | 82547
Benzene, butylchlorophenoxy- | 693978 | 82548
Benzo[b]thiophene-2-carbonitrile | 693952 | 82549
1H-1,2,4-Triazole-1-ethanol, .beta.-([1,1'-biphenyl]-4-yloxy)-.alpha.-(1,1-dimethylethyl)- | 693937 | 82550
Butanedioic acid, (ethoxymethylene)oxo-, diethyl ester, (Z)- | 693929 | 82551
1-Dodecanamine, N-methyl-N-nitroso- | 693903 | 82552
Benzenecarbodithioic acid, 4-amino-, methyl ester | 693895 | 82553
Acetic acid, [(trimethylstannyl)thio]-, isooctyl ester | 693887 | 82554
Benzene, 1,2-dichloro-3-(trifluoromethyl)- | 693879 | 82555
Therminol 66 | 693853 | 82556
Phenol, 3-methyl-, monochloro deriv. | 693846 | 82557
1H-Isoindole-1,3(2H)-dione, 2-butyl-4-nitro- | 693820 | 82558
Carbamic acid, [[[2-[(2-furanylmethylene)amino]phenyl]amino]thioxomethyl]-, methyl ester | 693812 | 82559
Benzoic acid, 5-(2,4-dichlorophenoxy)-2-nitro- | 693804 | 82560
Benzene, 1-methyl-2-nonyl- | 693796 | 82561
Alkylate 215 | 693788 | 82562
1H-Indene, 2,3-dihydrodimethyl- | 693770 | 82563
Benzenesulfonic acid, 2,4,5-trichloro-, sodium salt (1:1) | 693762 | 82564
Stannane, dicyclohexylhydroxyphenyl- | 693754 | 82565
Benzenamine, 2,6-dichloro-N-[2,6-dinitro-4-(trifluoromethyl)phenyl]-4-nitro- | 693747 | 82566
Desmodur N 100 | 693739 | 82567
2-Propan-1,1,1,3,3,3-d6-ol-d, 2-(methyl-d3)- | 693721 | 82568
Butanedioic acid, (ethoxymethylene)oxo-, diethyl ester | 693713 | 82569
Benzenamine, N-(2-methyl-2-nitropropyl)-N,4-dinitroso- | 693705 | 82570
Alanine, N-benzoyl-N-(3-chloro-4-fluorophenyl)-, methyl ester | 693697 | 82571
Iodonium, diphenyl-, (OC-6-11)-hexafluoroantimonate(1-) | 693689 | 82572
1,1'-Biphenyl, 2,2',3,3',5,6'-hexachloro- | 693671 | 82573
Acetonitrile, bromochloro- | 651018 | 82574
Acetic acid, bromodichloro- | 650994 | 82575
Pyridine, 2-chloro-5-(trichloromethyl)- | 650986 | 82576
Starch, dihydrogen phosphate, 2-(diethylamino)ethyl ether, ion(1-) | 650978 | 82577
Benzene, pentachloro(dichloroethenyl)- | 650960 | 82578
FireMaster BP 6 | 650945 | 82579
Benzenamine, N-(1-ethylpropyl)-3,4-dimethyl- | 650937 | 82580
Butanedioic acid, 2,3-dihydroxy-, sodium salt (1:2), (2R,3R)-rel- | 650929 | 82581
Dibenzo[b,e][1,4]dioxin, 1,2,3,7,8-pentachloro- | 650911 | 82582
Spiro[isobenzofuran-1(3H),9'-[9H]xanthen]-3-one, 6'-(diethylamino)-2'-[(2,4-dimethylphenyl)amino]-3'-methyl- | 650903 | 82583
Benzoic acid, 4-nitro-, compd. with N-cyclohexylcyclohexanamine (1:1) | 650895 | 82584
Benzoic acid, 3-nitro-, compd. with cyclohexanamine (1:1) | 650887 | 82585
Benzoic acid, 4-nitro-, compd. with cyclohexanamine (1:1) | 650879 | 82586
Benzoic acid, 2-nitro-, compd. with N-cyclohexylcyclohexanamine (1:1) | 650861 | 82587
Benzoic acid, 2-nitro-, compd. with cyclohexanamine (1:1) | 650853 | 82588
Benzoic acid, 3-nitro-, compd. with N-cyclohexylcyclohexanamine (1:1) | 650846 | 82589
Benzene, pentachloro[(1Z)-1,2-dichloroethenyl]- | 650838 | 82590
Benzene, pentachloro[(1E)-1,2-dichloroethenyl]- | 650820 | 82591
Benzene, pentachloro(2,2-dichloroethenyl)- | 650812 | 82592
Benzene, 1,3-dichloro-2-ethenyl- | 650804 | 82593
3-Cyclohexene-1-carboxaldehyde, dimethyl- | 650796 | 82594
Carbonic acid, compd. with N-cyclohexylcyclohexanamine | 650788 | 82595
Benzoic acid, compd. with N-cyclohexylcyclohexanamine (1:1) | 650770 | 82596
Ethanol, 2-propoxy-, acetate | 650762 | 82597
Carbonic acid, compd. with cyclohexanamine | 650754 | 82598
1-Propanol, 2-ethoxy- | 650747 | 82599
Glycine, N,N'-1,3-propanediylbis[N-(carboxymethyl)-, tetrasodium salt | 650739 | 82600
Aluminate(1-), tetrahydro-, calcium (2:1), (T-4)- | 650721 | 82601
Bromate | 650705 | 82602
Chloric acid, aluminum salt | 650697 | 82603
Benzene, pentachloroethenyl- | 650663 | 82604
Chlorate | 650655 | 82605
Tremolite (Ca2[9Mg0.9-1Fe0-0.1)4.5-5A10-0.5](Si7.5-8A10-0.5)(OH)2O22) | 650622 | 82606
Hypochlorite | 650614 | 82607
Wollastonite (Ca(SiO3)) | 650572 | 82608
Butanenitrile, 2-amino-2,3-dimethyl- | 650556 | 82609
Aluminum, tris[tetrahydroborato(1-)-.kappa.H,.kappa.H']-, (OC-6-11)- | 650549 | 82610
Aluminum carbide | 650531 | 82611
Asbestos, crocidolite | 650523 | 82612
Nitric acid, cobalt(2+) salt, hexahydrate | 650507 | 82613
Hexanedioic acid, bis(2-ethylbutyl) ester | 650499 | 82614
Tall-oil rosin | 650481 | 82615
Strobane | 650473 | 82616
Hexanedioic acid, bis[2-(2-ethylbutoxy)ethyl] ester | 650465 | 82617
Chromic acid (H2Cr2O7), disodium salt, dihydrate | 650457 | 82618
Sulfuric acid, aluminum ammonium salt (2:1:1), dodecahydrate | 650440 | 82619
Glycine, N-(carboxymethyl)-N-(phosphonomethyl)- | 650416 | 82620
Benzoic acid, 3,5-dinitro-, compd.with cyclohexanamine (1:1) | 650390 | 82621
Acetic acid, dibromochloro- | 650382 | 82622
Phenol, 2-[(2-methyl-2-propen-1-yl)oxy]- | 650374 | 82623
Propanoyl chloride, 3-chloro-2,2-dimethyl- | 650366 | 82624
Sulfuric acid, bis(1-methylethyl) ester | 650341 | 82625
1,1'-Biphenyl, 2,2',3,4,5',6-hexachloro- | 739979 | 82626
1,1'-Biphenyl, 2,2',3,4',5,6-hexachloro- | 739961 | 82627
1,1'-Biphenyl, 2,3,4',5,6-pentachloro- | 739953 | 82628
1,1'-Biphenyl, 2,3,3',5',6-pentachloro- | 739946 | 82629
1,1'-Biphenyl, 2,2',3,5,6,6'-hexachloro- | 739938 | 82630
1,1'-Biphenyl, 2,2',3,4',6,6'-hexachloro- | 739920 | 82631
1,1'-Biphenyl, 2,2',3,4',5-pentachloro- | 739912 | 82632
1,1'-Biphenyl, 2,2',4,5,6'-pentachloro- | 739904 | 82633
1,1'-Biphenyl, 2,2',4,6'-tetrachloro- | 739896 | 82634
1,1'-Biphenyl, 2,2',4,6-tetrachloro- | 739870 | 82635
1,1'-Biphenyl, 2,2',3,4',6'-pentachloro- | 739854 | 82636
1,1'-Biphenyl, 2,3',4,6-tetrachloro- | 739847 | 82637
1,1'-Biphenyl, 2,2',4,4',5,6'-hexachloro- | 739821 | 82638
1,1'-Biphenyl, 2,2',4,5',6-pentachloro- | 739813 | 82639
1,1'-Biphenyl, 2,3',4,4',5',6-hexachloro- | 739797 | 82640
1,1'-Biphenyl, 3,3',4,4',5-pentachloro- | 739771 | 82641
1,1'-Biphenyl, 2,3',4,5',6-pentachloro- | 739763 | 82642
1,1'-Biphenyl, 2,2',4,6,6'-pentachloro- | 739748 | 82643
1,1'-Biphenyl, 2,2',3,4,4',6-hexachloro- | 739730 | 82644
1,1'-Biphenyl, 2,3',4-trichloro- | 739714 | 82645
1,1'-Biphenyl, 2,3,4-trichloro- | 739706 | 82646
1,1'-Biphenyl, 2,2',3,4,6-pentachloro- | 739680 | 82647
1,1'-Biphenyl, 3,4,5-trichloro- | 739664 | 82648
1,1'-Biphenyl, 2,2',3,4,5,5',6-heptachloro- | 739656 | 82649
1,1'-Biphenyl, 2,2',3,3',5,6-hexachloro- | 739631 | 82650
1,1'-Biphenyl, 2,2',3,3',4,4',5,6,6'-nonachloro- | 739623 | 82651
1,1'-Biphenyl, 2,2',3,3',4,5,5',6,6'-nonachloro- | 739607 | 82652
1,1'-Biphenyl, 2,2',3,3',4,5,5',6'-octachloro- | 739581 | 82653
1,1'-Biphenyl, 2,2',3,3',4,5,6,6'-octachloro- | 739565 | 82654
1,1'-Biphenyl, 2,3',4,4',5,5'-hexachloro- | 739557 | 82655
1,1'-Biphenyl, 2,2',3,4,4',5',6-heptachloro- | 739532 | 82656
1,1'-Biphenyl, 2,2',3,3',4,6,6'-heptachloro- | 739516 | 82657
1,1'-Biphenyl, 2,2',3,5,5',6-hexachloro- | 739508 | 82658
1,1'-Biphenyl, 2,3,4',6-tetrachloro- | 739482 | 82659
1,1'-Biphenyl, 2,2',3,4',5,5'-hexachloro- | 739474 | 82660
1,1'-Biphenyl, 2,3,3',5'-tetrachloro- | 739458 | 82661
1,1'-Biphenyl, 2,2',3,6'-tetrachloro- | 739433 | 82662
1,1'-Biphenyl, 2,3',4',6-tetrachloro- | 739425 | 82663
1,1'-Biphenyl, 2,3',5,5'-tetrachloro- | 739409 | 82664
1,1'-Biphenyl, 2,3,3',4,4',5,6-heptachloro- | 739391 | 82665
Decanedioic acid, dioctyl ester | 709741 | 82666
1-Octanol, 7-methyl- | 709733 | 82667
Hexadecanoic acid, propyl ester | 709725 | 82668
[1,1'-Biphenyl]-4-sulfonic acid, sodium salt | 709717 | 82669
1H-Pyrrole, 2,3,5-trimethyl- | 709709 | 82670
Phosphorothioic acid, O-(4-bromo-2,5-dichlorophenyl) O,O-dimethyl ester | 709691 | 82671
Oxirane, 2,2'-[methylenebis(4,1-phenyleneoxymethylene)]bis- | 709683 | 82672
Cyclopentasiloxane, 2,4,6,8,10-pentamethyl-2,4,6,8,10-pentakis(3,3,3-trifluoropropyl)- | 709675 | 82673
1,4-Benzenedicarboxylic acid, 1,4-dibutyl ester | 709667 | 82674
Ethanesulfonic acid, ethyl ester | 709659 | 82675
Ethane, 2-(difluoromethoxy)-1,1,1-trifluoro- | 709642 | 82676
Phenol, 3-methyl-2,4-dinitro- | 709634 | 82677
Oxirane, 2,3-dimethyl-, cis- | 709626 | 82678
Cyclohexene, 1,2-dimethyl- | 709618 | 82679
1,3-Butadiene, 1,2,3,4-tetrachloro- | 709600 | 82680
Silane, dichloro(3-chloro-2-methylpropyl)methyl- | 709592 | 82681
2-Propenoic acid, 3-chloro-, (2Z)- | 709584 | 82682
1,3-Butadiene, 1,2,3-trichloro- | 709576 | 82683
Ethanone, 1-(5,6,7,8-tetrahydro-3,5,5,6,8,8-hexamethyl-2-naphthalenyl)- | 709568 | 82684
Formyl fluoride | 709550 | 82685
9H-Carbazole, 9-methyl- | 709543 | 82686
Ethanol, 2-(dodecylthio)- | 709535 | 82687
9H-Fluorene, 2-methyl- | 709527 | 82688
Phenol, 2-methyldinitro- | 709519 | 82689
Ethanol, 2-(octylphenoxy)- | 709501 | 82690
Cyclohexenecarboxaldehyde | 709493 | 82691
Amphibole-group minerals | 709485 | 82692
Kyanite (Al2O(SiO4)) | 709477 | 82693
Guanidine, (2,4-dichlorobenzyl)-, monohydrochloride | 709469 | 82694
Cyclopentene, 3-methyl- | 709451 | 82695
1-Propanol, 3-chloro-, phosphate (3:1) | 709444 | 82696
Pentane, 3,3-diethyl- | 709436 | 82697
Benzene, 1,1'-(chloroethenylidene)bis(4-chloro- | 709428 | 82698
Furan, tetrahydro-2,5-dimethyl- | 709410 | 82699
Butanal, 2-methylene- | 709394 | 82700
Benzenemethanol, 4-chloro- | 709378 | 82701
Phosphine oxide, dodecyldimethyl- | 709360 | 82702
2-Propanol, 2-methyl-, sodium salt (1:1) | 709352 | 82703
Phenanthrene, 3-methyl- | 709337 | 82704
1H-Indene, 2,3-dihydro-2-methyl- | 709311 | 82705
1H-Indene, 2,3-dihydro-4-methyl- | 709303 | 82706
2-Cyclohexen-1-ol | 709287 | 82707
Cyclopentane, 1,2-dimethyl-, (1R,2R)-rel- | 709279 | 82708
Acetaldehyde, chlorodifluoro- | 709261 | 82709
1H-Indene, 2,3-dihydro-1-methyl- | 709246 | 82710
Bicyclo[4.2.0]octa-1,3,5-triene | 709238 | 82711
2-Pentene, 4,4-dimethyl-, (E)- | 709212 | 82712
Propane, 1,1,2,2,3-pentafluoro- | 709204 | 82713
Ethane, 1,1,2-trichloro-2,2-difluoro-1-iodo- | 709196 | 82714
Benzene, 1,2,3,5-tetrabromo- | 709188 | 82715
Peroxide, diethyl | 709162 | 82716
Benzenemethanol, 4-hydroxy- | 709147 | 82717
Phenol, 5-methyl-2,4-dinitro- | 709139 | 82718
2-Naphthalenamine, N-hydroxy- | 709113 | 82719
1,1':3',1''-Terphenyl, 5'-phenyl- | 709105 | 82720
Cyclobutane, methyl- | 709089 | 82721
Phosphoric acid, bis(2-chlorophenyl) phenyl ester | 709071 | 82722
1,1'-Biphenyl, 2,2',3,3',4,4',6-heptachloro- | 693663 | 82723
1,1'-Biphenyl, 2,2',3,4',5,5',6-heptachloro- | 693655 | 82724
1,1'-Biphenyl, 2,2',3,3',4,5'-hexachloro- | 693648 | 82725
1,1'-Biphenyl, 2,2',3,3',5,6,6'-heptachloro- | 693630 | 82726
1,1'-Biphenyl, 2,2',3,5,5'-pentachloro- | 693622 | 82727
1,1'-Biphenyl, 2,2',3,3',6-pentachloro- | 693614 | 82728
1,1'-Biphenyl, 2,2',3,4-tetrachloro- | 693606 | 82729
tert-Decanoic acid | 693598 | 82730
Phosphoramidic acid, [[[2-[[[[(4-methylphenyl)sulfonyl]amino]carbonyl]amino]phenyl]amino]thioxomethyl]-, diethyl ester | 693580 | 82731
2,5-Furandione, polymer with methoxyethene, alternating | 693572 | 82732
1,3-Azaphospholidine, 1,2,3-triphenyl- | 693564 | 82733
1,3-Isobenzofurandione, polymer with 2,5-furandione and oxybis[propanol] | 693556 | 82734
Carbamothioic acid, dibutyl-, S-(phenylmethyl) ester | 693549 | 82735
Hydrochloric acid, compd. with 2-methyl-1,3-butadiene (1:1) | 693531 | 82736
1,2-Benzenedicarbonitrile, 3-nitro- | 693523 | 82737
Phenol, 2-(2-chloro-1-methoxyethoxy)-, methylcarbamate | 693507 | 82738
1,3,5-Triazine-2,4(1H,3H)-dione, 3-cyclohexyl-6-ethoxy-1-methyl- | 693499 | 82739
Phosphine oxide, dicyclohexylphenyl- | 693481 | 82740
Butene, trichloro- | 693473 | 82741
1,4-Dithiino[2,3-b]pyrazine-2,3-dicarbonitrile | 693465 | 82742
Skydrol 500B | 693457 | 82743
Calcium, dichloro(5-chloro-2-methyl-3(2H)-isothiazolone-O)-, Mixt. with dichloro(2-methyl-3(2H)-isothiazolone-O)calcium | 693440 | 82744
Metaphosphoric acid, sodium salt | 693432 | 82745
1,3-Benzenediamine, 4,6-dichloro-2-methyl- | 693416 | 82746
1,3-Benzenediamine, 2,4-dichloro-6-methyl- | 693408 | 82747
Propanoic acid, 2-[5-[2-chloro-4-(trifluoromethyl)phenoxy]-2-nitrophenoxy]-, ethyl ester | 693390 | 82748
Acetamide, 2-chloro-N-(2,6-dimethylphenyl)-N-(2-methoxy-1-methylethyl)- | 693374 | 82749
Cyclopentanol, 1-[(1,1-dimethylethyl)azo]-, (E)- | 693366 | 82750
L-Serine, (4-nitrophenyl)methyl ester | 693358 | 82751
Phosphoric acid, mono(1-methylethyl) monophenyl ester | 693341 | 82752
1-Undecanesulfonic acid | 693333 | 82753
1,3-Benzenediamine, 2-chloro-4-methyl- | 693317 | 82754
1,3-Benzenediamine, 4-chloro-6-methyl- | 693309 | 82755
2-Butenedioic acid (2E)-, bis(oxiranylmethyl) ester | 693283 | 82756
Benzenamine, 4,4'-carbonimidoylbis(N,N-diethyl-, mononitrate | 693275 | 82757
1H-Perimidine, 2-ethyl-2,3-dihydro-2-methyl- | 693267 | 82758
Benzene, 1-(4-pentynyloxy)-4-phenoxy- | 693259 | 82759
Butanenitrile, 3,3-dimethyl-2-oxo- | 693242 | 82760
Benzenamine, 4-ethyl-N-(phenylmethylene)-, N-oxide | 693234 | 82761
Propanoic acid, 2-[[4-(4-chlorophenyl)-2-thiazolyl]oxy]- | 693226 | 82762
Pyrene, 1,8-dinitro- | 693218 | 82763
2-Propenoic acid, polymer with methyl 2-propenoate, sodium salt | 693200 | 82764
Propanedioic acid, bromonitro-, dimethyl ester | 693192 | 82765
Benzenamine, 2-bromo-4,6-dimethyl- | 693176 | 82766
[1,2,4]Triazolo[4,3-a]quinolin-1(2H)-one | 693168 | 82767
1,1'-Biphenyl, 2,2',3,4',5'-pentachloro- | 693150 | 82768
1,1'-Biphenyl, 2,2',4,5'-tetrachloro- | 693135 | 82769
1,1'-Biphenyl, 2,2',3,5'-tetrachloro- | 693127 | 82770
Propane, 2,2-bis(ethenylsulfonyl)- | 693101 | 82771
1H-1,2,4-Triazole, 1-(tricyclohexylstannyl)- | 693093 | 82772
Propanamide, N-[[(chloroacetyl)(2,6-diethylphenyl)amino]methyl]- | 693085 | 82773
Cyclopropanecarboxamide, N-[[(chloroacetyl)(2-ethyl-6-methylphenyl)amino]methyl]- | 693077 | 82774
1,3,4-Metheno-1H-cyclobuta[cd]pentalene, 1,1a,2,2,3,3a,4,5,5,5a,5b-undecachlorooctahydro- | 693051 | 82775
2-Propenoic acid, (4,4-dimethyl-2,5-dioxo-1,3-imidazolidinediyl)di-2,1-ethanediyl ester | 693044 | 82776
Santicizer 711 | 693028 | 82777
Benzenamine, N-phenyl-, hexabromo deriv. | 693010 | 82778
Propanoyl fluoride, 2,3,3,3-tetrafluoro-2-[1,1,2,2-tetrafluoro-2-(trifluoromethoxy)ethoxy]- | 693002 | 82779
1-Tridecanol, 4,4,5,5,6,6,7,7,8,8,9,9,10,10,11,11,12,12,13,13,13-heneicosafluoro-2-iodo- | 692996 | 82780
1-Nonanol, 4,4,5,5,6,6,7,7,8,8,9,9,9-tridecafluoro-2-iodo- | 692988 | 82781
Phosphorothioic acid, O-ethyl S-propyl O-(2,4,6-trichlorophenyl) ester | 692970 | 82782
1,1'-Biphenyl, 2,2',3,3'-tetrachloro- | 692962 | 82783
1,1'-Biphenyl, 3,4,4'-trichloro- | 692954 | 82784
1,1'-Biphenyl, 3,3',5-trichloro- | 692947 | 82785
Benzene, 1-chloro-2-ethenyl- | 650333 | 82786
1-Propanol, 3-methoxy- | 650317 | 82787
2-Propanol, 1-ethoxy- | 650309 | 82788
Phenol, chloro derivs. | 650291 | 82789
Propanol, 1(or 2)-methoxy- | 650283 | 82790
Chromite (Cr2FeO4) | 650275 | 82791
Benzenemethanamine, N-methyl-N-nitroso- | 650259 | 82792
2-Propanone, 1,1,1-trichloro- | 650242 | 82793
2,3-Quinolinedicarboxylic acid | 650226 | 82794
Ethanol, 2-(2-methoxyethoxy)-, acetate | 650218 | 82795
Silane, ethoxytriethyl- | 650200 | 82796
Ethene, 1,1-dibromo- | 650192 | 82797
2-Propanone, 1,1-dichloro- | 650184 | 82798
Phenol, 2-nonyl- | 650168 | 82799
Butanedioic acid, 2,3-dihydroxy-, (2R,3R)-rel- | 650150 | 82800
.alpha.-D-Glucopyranoside, 6-O-acetyl-1,3,4-tris-O-(2-methyl-1-oxopropyl)-.beta.-D-fructofuranosyl, 6-acetate 2,3,4-tris(2-methylpropanoate) | 650143 | 82801
1-Propanol, 3-ethoxy- | 650135 | 82802
Hexanedioic acid, bis(2-(hexyloxy)ethyl) ester | 650127 | 82803
Phenol, 2-amino-, hydrochloride | 650119 | 82804
Benzoic acid, 2,3,6-trichloro- | 650101 | 82805
1,1'-Biphenyl, 2,3,3',4,5,6-hexachloro- | 739375 | 82809
1,1'-Biphenyl, 2,2',3,3',4,4',5,5',6-nonachloro- | 739359 | 82810
1,1'-Biphenyl, 2,2',3,3',4,5',6,6'-octachloro- | 739342 | 82811
1,1'-Biphenyl, 2,2',3,3',5,5',6,6'-octachloro- | 739060 | 82812
1,1'-Biphenyl, 2,3,3',4,5,5'-hexachloro- | 739326 | 82813
1,1'-Biphenyl, 2,3,3',4',5,5'-hexachloro- | 739318 | 82814
1,1'-Biphenyl, 3,3',4,5,5'-pentachloro- | 739300 | 82815
1,1'-Biphenyl, 2,3,3',5,5'-pentachloro- | 739292 | 82816
1,1'-Biphenyl, 2,3,3',4,4',5,5'-heptachloro- | 739284 | 82817
1,1'-Biphenyl, 3,4',5-trichloro- | 739276 | 82818
1,1'-Biphenyl, 2,3',6-trichloro- | 739268 | 82819
1,1'-Biphenyl, 2,2',6-trichloro- | 739250 | 82820
1,1'-Biphenyl, 2,2',3,3',4,5,6'-heptachloro- | 739243 | 82821
1,1'-Biphenyl, 2,2',3,3',4,6'-hexachloro- | 739235 | 82822
1,1'-Biphenyl, 2,3,3',4',6-pentachloro- | 739227 | 82823
1,1'-Biphenyl, 3,3',4-trichloro | 739219 | 82824
1,1'-Biphenyl, 2,3',5'-trichloro- | 739201 | 82825
Aroclor 1231 | 739193 | 82826
1,1'-Biphenyl, 2,2',3,4'-tetrachloro- | 739185 | 82827
1,1'-Biphenyl, 2,2',3,3',4,4',5,5'-octachloro- | 739177 | 82828
1,1'-Biphenyl, 2,2',3,4,4',5-hexachloro- | 739169 | 82829
1,1'-Biphenyl, 3,5-dichloro- | 739151 | 82830
1,1'-Biphenyl, 2,3,5,6-tetrachloro- | 739144 | 82831
1,1'-Biphenyl, 2,3,4,5-tetrachloro- | 739136 | 82832
1,1'-Biphenyl, 3,3',5,5'-tetrachloro- | 739128 | 82833
1,1'-Biphenyl, 2,2',3,3',4,4',6,6'-octachloro- | 739110 | 82834
1,1'-Biphenyl, 3,3',4,4',5,5'-hexachloro- | 739102 | 82835
1,1'-Biphenyl, 2,4,4',6-tetrachloro- | 739094 | 82836
1,1'-Biphenyl, 2,3,4,5,6-pentachloro- | 739086 | 82837
1,1'-Biphenyl, 3,4'-dichloro- | 739078 | 82838
Phosphonic acid, 4-morpholinyl-, dimethyl ester | 709055 | 82839
2-Pentanone, 4,4-dimethyl- | 709030 | 82840
4H-1,2,4-Triazol-4-amine | 709022 | 82841
Benzoic acid, allyl ester | 709006 | 82842
3H-Phenothiazin-3-one | 708990 | 82843
1-Propene, 3,3-dichloro- | 708974 | 82844
(1,1'-Biphenyl)-4,4'-diamine, sulfate (1:1) | 708958 | 82845
Ethanaminium, 2-[(diethoxyphosphinyl)thio]-N,N,N-trimethyl-, iodide | 708941 | 82846
1(4H)-Pyridinepropanoic acid, .alpha.-amino-3-hydroxy-4-oxo-, (.alpha.S)- | 708925 | 82847
Phenanthrene, 1-methyl-7-(1-methylethyl)- | 708917 | 82848
Benz[j]aceanthrylene, 1,2-dihydro- | 708891 | 82849
Propane, 1,1,1,2,3-pentafluoro- | 708883 | 82850
Propane, 1-chloro-1,1,2,2,3,3-hexafluoro- | 708867 | 82851
Propane, 1-chloro-1,1,2,2-tetrafluoro- | 708842 | 82852
Methane, trifluoromethoxy- | 708834 | 82853
Butane, 1,1,1,3,3-pentafluoro- | 708818 | 82854
Butane, 1,1,2,2,3,3,4,4-octafluoro- | 708800 | 82855
1,2-Oxazetidine, 3,3,4,4-tetrafluoro-2-(pentafluoroethyl)- | 708792 | 82856
Ethene, 2-chloro-1,1-difluoro- | 708784 | 82857
Carbonic chloride fluoride | 708776 | 82858
Methane, trifluoronitroso- | 708768 | 82859
Picene | 708750 | 82860
13H-Dibenzo[a,g]fluorene | 708743 | 82861
Benzo[c]chrysene | 708735 | 82862
Dinaphtho[2,3-d:2',3'-d']naphtho[2,1-b:7,8-b']difuran | 708727 | 82863
1,3-Propanediamine, N-(2-chloroethyl)-N'-(6-chloro-2-methoxy-9-acridinyl)-N-ethyl-, dihydrochloride | 708719 | 82864
1,3,5-Naphthalenetrisulfonic acid, 8,8'-[carbonylbis[imino-3,1-phenylenecarbonylimino(4-methyl-3,1-phenylene)carbonylimino]]bis- | 708701 | 82865
Phenol, 2,4,5-trichloro-, zinc salt | 708693 | 82866
Phosphoric acid, (1,1'-biphenyl)-2-yl diphenyl ester | 708685 | 82867
(1,1'-Biphenyl)-2-ol, phosphate (3:1) | 708677 | 82868
Phosphorothioic acid, O,O-diethyl S-(2-(ethylthio)ethyl) ester | 708669 | 82869
Oxiraneoctanoic acid, 3-octyl-, 2-propenyl ester | 708651 | 82870
Phosphoric acid, 2-chlorophenyl diphenyl ester | 708644 | 82871
Mercury, (acetato-.kappa.O)ethyl- | 708636 | 82872
Phenol, 4-(butylamino)- | 708628 | 82873
Propanoic acid, 2-methyl-, butyl ester | 708602 | 82874
Oxirane, 3-(1,1-dimethylethyl)-2,2-dimethyl- | 708594 | 82875
Acridine, 9,10-dihydro- | 708578 | 82876
Benzene, 1,3,5-trichloro-2-methoxy- | 708560 | 82877
Phenol, 3,4,6-trichloro-2-nitro- | 708545 | 82878
Propanoic acid, 2-hydroxy-2-methyl-, ethyl ester | 708537 | 82879
Ethane, 2,2-dichloro-1,1-difluoro-1-methoxy- | 708511 | 82880
Isocyanic acid | 708503 | 82881
Ethanethiol, 2-amino- | 708487 | 82882
1,4-Pentanediamine, N4-(7-chloro-4-quinolinyl)-N1,N1-diethyl- | 708479 | 82883
1,1'-Biphenyl, 2',3,4-trichloro- | 692939 | 82886
1,1'-Biphenyl, 2,3,4'-trichloro- | 692921 | 82887
1,1'-Biphenyl, 2,3,3'-trichloro- | 692913 | 82888
1,1'-Biphenyl, 2,3',5-trichloro- | 692905 | 82889
1,1'-Biphenyl, 2,2',3-trichloro- | 692897 | 82890
1,1'-Biphenyl, 2,4',6-trichloro- | 692889 | 82891
7-Benzofurandiazonium, 2,3-dihydro-2,2-dimethyl-, hydrogen sulfate | 692871 | 82892
1,1'-Biphenyl, 2,2',3,3',6,6'-hexachloro- | 692863 | 82893
1,1'-Biphenyl, 2,3,3',4,4',5-hexachloro- | 692855 | 82894
1,1'-Biphenyl, 2,2',3,3',4,4'-hexachloro- | 692848 | 82895
1,1'-Biphenyl, 2,2',3,4',5',6-hexachloro- | 692830 | 82896
1,1'-Biphenyl, 2,2',3,4,5'-pentachloro- | 692822 | 82897
1,1'-Biphenyl, 2,2',4,4',5-pentachloro- | 692814 | 82898
1,1'-Biphenyl, 2,2',3,5',6-pentachloro- | 692806 | 82899
.beta.-D-erythro-Hex-2-enopyranuronic acid, 4-[[3-amino-5-[(aminoiminomethyl)methylamino]-1-oxopentyl]amino]-1-(4-amino-2-oxo-1(2H)-pyrimidinyl)-1,2,3,4-tetradeoxy-, (S)-, mono[[(phenylmethyl)amino]benzenesulfonate] (salt) | 692798 | 82900
Iodonium, (4-chlorophenyl)-2-thienyl-, chloride | 692780 | 82901
1,3,5-Triazine-2,4,6(1H,3H,5H)-trione, 1,3,5-tris(2-mercaptoethyl)- | 692772 | 82902
2,5,7,10-Tetraoxa-6-silaundecane, 6-(2-chloroethyl)-6-(2-methoxyethoxy)- | 692764 | 82903
Benzenamine, N-[3-phenyl-4,5-bis[(trifluoromethyl)imino]-2-thiazolidinylidene]- | 692756 | 82904
1,3-Dioxole, 4,5-difluoro-2,2-bis(trifluoromethyl)- | 692749 | 82905
1,1'-Biphenyl, 2,2',4-trichloro- | 692723 | 82906
1,1'-Biphenyl, 2,2',5-trichloro- | 692715 | 82907
2-Furancarboxylic acid, tetrahydro-, methyl ester | 692707 | 82908
Cyclohexaneethanethiol, 3(or 4)-mercapto- | 692681 | 82909
Konjak mannan | 692673 | 82910
Ethane, 1,1,2,2-tetrafluoro-1-(fluoromethoxy)- | 692665 | 82911
1-Propanol, 3-[(3,3,4,4,5,5,6,6,7,7,8,8,9,9,10,10,11,11,12,12,12-heneicosafluorododecyl)thio]- | 692657 | 82912
1-Propanol, 3-[(3,3,4,4,5,5,6,6,7,7,8,8,9,9,10,10,10-heptadecafluorodecyl)thio]- | 692640 | 82913
1-Propanol, 3-[(3,3,4,4,5,5,6,6,7,7,8,8,8-tridecafluorooctyl)thio]- | 692632 | 82914
Benzene, bromophenoxy- | 692616 | 82915
Benzene, pentachloropropoxy- | 692608 | 82916
Naphthalene, hexyl- | 692590 | 82917
9-Octadecen-1-amine, hydrofluoride | 692582 | 82918
3-Azetidinecarboxylic acid | 692574 | 82919
Ethanol, 2-[2-[2-(2-phenoxyethoxy)ethoxy]ethoxy]- | 692558 | 82920
Phosphoramidothioic acid, (1-methylethyl)-, O-methyl O-(4-methyl-2-nitrophenyl) ester | 692541 | 82921
Furan, 2-(2-bromo-2-nitroethenyl)- | 692533 | 82922
1,1'-Biphenyl, 2,2',3,3',5,5'-hexachloro- | 692517 | 82923
1,1'-Biphenyl, 2,4,6-trichloro- | 692491 | 82924
Phosphorothioic acid, S-[(6-chloro-2-oxooxazolo[4,5-b]pyridin-3(2H)-yl)methyl] O,O-dimethyl ester | 692483 | 82925
1,1'-Biphenyl, 2,2',3,4,4',5,5'-heptachloro- | 692467 | 82926
1,1'-Biphenyl, 2,2',4,4',5,5'-hexachloro- | 692442 | 82927
4-Piperidinamine, 2,2,6,6-tetramethyl-N-(2,2,6,6-tetramethyl-4-piperidinyl)- | 692434 | 82928
1,1'-Biphenyl, 2,4'-dichloro- | 692426 | 82929
Carbamic acid, [(1,3,4-thiadiazol-2-ylamino)thioxomethyl]-, ethyl ester | 692400 | 82930
Dibenzo[b,e][1,4]dioxin, 1,2,7,8-tetrachloro- | 692392 | 82931
2-Propanimine, N-chloro- | 692376 | 82932
Urea, N'-[3-chloro-4-[5-(1,1-dimethylethyl)-2-oxo-1,3,4-oxadiazol-3(2H)-yl]phenyl]-N,N-dimethyl- | 692368 | 82933
1,1'-Biphenyl, 2,2',4,4',6,6'-hexachloro- | 692343 | 82934
Phosphoramidothioic acid, (1-methylethyl)-, O-ethyl O-(4-methyl-2-nitrophenyl) ester | 692327 | 82935
Cyclobutane, 1,2-dichloro-1,2-diethenyl-, cis- | 692301 | 82936
Cyclobutane, 1,2-dichloro-1,2-divinyl-, trans- | 692293 | 82937
Aurate(3-), bis[monothiosulfato(2-)-O,S]-, trisodium, dihydrate, (T-4)- | 692285 | 82938
Dibenzo[b,e][1,4]dioxin, 1,3,6,8-tetrachloro- | 692277 | 82939
Stannane, dibutylchloromethyl- | 692269 | 82940
1,1'-Biphenyl, 2,4-dichloro- | 692251 | 82941
Cyclotetrasiloxane, 2,2,4,6,6,8-hexamethyl-4,8-diphenyl-, cis- | 692244 | 82942
1,1'-Biphenyl, ar,ar'-dichloro- | 692228 | 82943
Aroclor 1250 | 740530 | 82955
Dibenzofuran, 1,2,3,4,7,8,9-heptabromo- | 740522 | 82956
Dibenzofuran, 2,3,4,6,7,8-hexabromo- | 740514 | 82957
Dibenzofuran, 1,2,3,7,8,9-hexabromo- | 740506 | 82958
Aroclor 1216 | 740498 | 82959
Aroclor 1210 | 740480 | 82960
Dibenzo[b,e][1,4]dioxin, 1,2,3,4,6,7,8-heptabromo- | 740472 | 82961
Dibenzofuran, 1,2,3,6,7,8-hexabromo- | 740464 | 82962
Aroclor 1252 | 740456 | 82963
Benzene, 1,2,3,4- (or 1,2,4,5)-tetrachloro- | 740449 | 82964
1,1'-Biphenyl, 2,2',3,4',5,6,6'-heptachloro- | 740423 | 82965
1,1'-Biphenyl, 2,3,3',4,4',5,5',6-octachloro- | 740415 | 82966
1,1'-Biphenyl, 2,3,3',4,5,5',6-heptachloro- | 740399 | 82967
1,1'-Biphenyl, 2,2',3,4,5,6,6'-heptachloro- | 740373 | 82968
1,1'-Biphenyl, 2,2',3,4,4',6,6'-heptachloro- | 740365 | 82969
1,1'-Biphenyl, 2,3,3',4',5',6-hexachloro- | 740340 | 82970
1,1'-Biphenyl, 2,3,3',4,5',6-hexachloro- | 740324 | 82971
1,1'-Biphenyl, 2,3,3',4,4',6-hexachloro- | 740316 | 82972
1,1'-Biphenyl, 2,2',3,4,5,6'-hexachloro- | 739987 | 82973
1,1'-Biphenyl, 2,2',3,4,6,6'-hexachloro- | 740290 | 82974
1,1'-Biphenyl, 2,3,4,4',6-pentachloro- | 740274 | 82975
1,1'-Biphenyl, 2,3,4,4',5-pentachloro- | 740266 | 82976
1,1'-Biphenyl, 2,3,3',4,6-pentachloro- | 740241 | 82977
1,1'-Biphenyl, 2,3,4',5-tetrachloro- | 740233 | 82978
2,7-Naphthalenedisulfonic acid, 5-(benzoylamino)-3-[[5-[[4-fluoro-6-[(1-sulfo-2-naphthalenyl)amino]-1,3,5-triazin-2-yl]amino]-2-sulfophenyl]azo]-4-hydroxy-, tetrasodium salt | 701011 | 82983
Propanoic acid, 2-(4-phenoxyphenoxy)-, methyl ester | 701003 | 82984
Furo[2,3-d]pyrimidin-4-amine, N-[2-(4-methoxyphenyl)ethyl]-5-methyl- | 700997 | 82985
1H-Imidazol-2-amine, 1-[(6-chloro-3-pyridinyl)methyl]-4,5-dihydro-N-nitro- | 700989 | 82986
2H-Imidazole-2-thione, 1,3-dihydro-1-methyl-3-propyl- | 700971 | 82987
Pyrido[2,3-d]pyrimidine, 4-[2-[4-(1,1-dimethylethyl)phenyl]ethoxy]- | 700963 | 82988
Pyrido[2,3-d]pyrimidine, 4-(2-[1,1'-biphenyl]-4-ylethoxy)- | 700955 | 82989
Pyrido[2,3-d]pyrimidine, 4-[2-(4-ethoxyphenyl)ethoxy]- | 700948 | 82990
Pyrido[2,3-d]pyrimidine, 4-[2-(4-chlorophenyl)ethoxy]- | 700930 | 82991
Phenol, 4-(1-aminoethyl)- | 700922 | 82992
Phosphorothioic acid, O-(1-cyano-2-methylpropyl) O-ethyl S-(1-methylpropyl) ester | 700914 | 82993
Benzenepropanenitrile, 3-ethyl-.alpha.,.alpha.-dimethyl- | 700906 | 82994
Benzenepropanenitrile, 2-ethyl-.alpha.,.alpha.-dimethyl- | 700898 | 82995
5-Thiazolecarboxamide, 2-chloro-N-(2,4,6-tribromophenyl)-4-(trifluoromethyl)- | 700880 | 82996
5-Thiazolecarboxamide, 2-chloro-N-(2,4,6-trichlorophenyl)-4-(trifluoromethyl)- | 700872 | 82997
5-Thiazolecarboxamide, 2-chloro-N-(2,4,6-tribromo-3-cyanophenyl)-4-(trifluoromethyl)- | 700864 | 82998
5-Thiazolecarboxamide, 2-chloro-N-(2,4,6-tribromo-3-nitrophenyl)-4-(trifluoromethyl)- | 700856 | 82999
5-Thiazolecarboxamide, N-(2-bromo-4-chloro-6-nitrophenyl)-2-chloro-4-(trifluoromethyl)- | 700849 | 83000
5-Thiazolecarboxamide, 2-chloro-N-(pentachlorophenyl)-4-(trifluoromethyl)- | 700831 | 83001
1-Propanol, 3-[1-[difluoro[(trifluoroethenyl)oxy]methyl]-1,2,2,2-tetrafluoroethoxy]-2,2,3,3-tetrafluoro- | 700823 | 83002
1H-as-Indaceno[3,2-d]oxacyclododecin-7,15-dione, 2-[(6-deoxy-2,3,4-tri-O-methyl-.alpha.-L-mannopyranosyl)oxy]-13-[[(2R,5S,6R)-5-(dimethylamino)tetrahydro-6-methyl-2H-pyran-2-yl]oxy]-9-ethyl-2,3,3a,5a,5b,6,9,10,11,12,13,14,16a,16b-tetradecahydro-14-methyl-, (2R,3aS,5aR,5bS,9S,13S,14R,16aS,16bR)- | 700815 | 83003
3-Butenamide, 4-chloro-N-(4-chlorophenyl)-2,2-dimethyl-, (E)- | 700807 | 83004
1,1'-Biphenyl, 2,3,4,4'-tetrachloro- | 692210 | 83005
Propanenitrile, 2-[[4-chloro-6-(cyclopropylamino)-1,3,5-triazin-2-yl]amino]-2-methyl- | 692202 | 83006
3-Azabicyclo[3.1.0]hexane-2,4-dione, 3-(3,5-dichlorophenyl)-1,5-dimethyl- | 692194 | 83007
Ethane, 1-(difluoromethoxy)-1,1,2,2-tetrafluoro- | 692186 | 83008
1,1'-Biphenyl, 2,4,4',5-tetrachloro- | 692178 | 83009
Phosphonic acid, [dithiobis(methylene)]bis-, tetramethyl ester | 692160 | 83010
1,1'-Biphenyl, 2,3,3'4,4'-pentachloro- | 692152 | 83011
1,1'-Biphenyl, 3,3',4,4'-tetrachloro- | 692145 | 83012
1,1'-Biphenyl, 2,3',4',5-tetrachloro- | 692137 | 83013
1,1'-Biphenyl, 2,3',4,4'-tetrachloro- | 692129 | 83014
Benzene, dibromoethenyl- | 692111 | 83015
1,2-Cyclohexanediol, 4-ethenyl- | 692103 | 83016
1H-Pyrrole-2,5-dione, 1-(2,3-dimethylphenyl)- | 692095 | 83017
1,1'-Biphenyl, 2,3',4,4',5-pentachloro- | 692087 | 83018
Benzamide, N-(1,2-dihydro-2-oxo-1-.beta.-D-ribofuranosyl-4-pyrimidinyl)-, monoacetate (ester) monobenzoate (ester), isomer | 692079 | 83019
Silane, [(1-methoxy-2-methyl-1-propenyl)oxy]trimethyl- | 692061 | 83020
Stannane, [(3,4,5,6-tetrachloro-1,2-phenylene)bis(carbonyloxy)]bis[tributyl- | 692053 | 83021
Benzo(b)thiophene, methyl- | 692046 | 83022
Phosphorodithioic acid, O,O-diethyl S-[2-(methylthio)-1-propenyl] ester | 692038 | 83023
Oxirane, 2,2',2''-(1,2,3-propanetriyltris(oxymethylene))tris-, homopolymer | 692020 | 83024
1-Heptadecanesulfonic acid | 692012 | 83025
1H-Pyrazol-3-amine, 5-methyl- | 692004 | 83026
1-Tridecanesulfonic acid | 691998 | 83027
Cyclohexane, ethylmethyl- | 691980 | 83028
Propanediamine, N-octadecyl-, diacetate | 691972 | 83029
4H-as-Triazino[4,3-f]phenanthridine, 1,13b-dihydro-3-methyl- | 691964 | 83030
1H-Benzimidazol-4-amine, N-(1-methylethyl)-5,7-dinitro-2-(trifluoromethyl)- | 691956 | 83031
Stannane, [(2-methyl-1-oxo-2-propenyl)oxy]tripropyl-, homopolymer | 691949 | 83032
1,3,5-Triazin-2-amine, N-(1-methylethyl)- | 691923 | 83033
Phenol, ethylmethyl- | 691915 | 83034
Benzenesulfonic acid, pentadecyl-, sodium salt | 691907 | 83035
Cyanamide, (methylenedi-4,1-phenylene)bis- | 691899 | 83036
Benzene, 1-chloro-2-(phenylmethyl)- | 691881 | 83037
Ethanamine, 2-(decylthio)- | 691873 | 83038
Cyclohexadiene | 691865 | 83039
2-Propenoic acid, 2-methyl-, butyl ester, polymer with 2-ethylhexyl 2-propenoate, 2-hydroxyethyl 2-propenoate, methyl 2-methyl-2-propenoate and 2-propenoic acid | 691840 | 83040
1,5-Cyclooctadiene, 1,6-dichloro- | 691832 | 83041
Benzene, sec-pentyl- | 691816 | 83042
Fumaronitrile, dibromo- | 691808 | 83043
Benzene, ethyldimethyl- | 691790 | 83044
Furan, dimethyl- | 691782 | 83045
Naphthalene, dichloro- | 691766 | 83046
1,4-Benzenediamine, N,N'-di-sec-octyl- | 691741 | 83047
Thiophene, dimethyl- | 691733 | 83048
Benzaldehyde, dimethyl- | 691717 | 83049
Quinoline, dimethyl- | 691709 | 83050
Naphthalenesulfonic acid, (1-methylethyl)-, sodium salt | 691691 | 83051
1,1'-Biphenyl, ar,ar'-dimethyl- | 691675 | 83052
Benzene, dimethoxy- | 691659 | 83053
Benzene, ethenyl-, dimethyl deriv. | 691642 | 83054
Butanal, 3-(ethylthio)- | 691626 | 83055
Pyridine, dimethyl- | 691618 | 83056
Benzenamine, chloro- | 691600 | 83057
1H-Indene, 2,3-dihydromethyl- | 691592 | 83058
1,3,5-Triazine-2(1H)-thione, tetrahydro-5-(2-hydroxyethyl)- | 691576 | 83059
Propanal, 2,2,3-tribromo- | 691568 | 83060
2-Propenoic acid, methyl ester, polymer with 1,2-ethanediamine | 691550 | 83061
Acetic acid, [(tributylstannyl)thio]-, isooctyl ester | 691535 | 83062
Phenol, 3,5-bis(1-methylethyl)- | 691527 | 83063
Octadecanol | 691519 | 83064
Phosphoric acid, diethyl ester, ester with 4-hydroxy-6-methyl-2H-pyran-2-one | 691501 | 83065
1,1'-Biphenyl, 2,3,3',4-tetrachloro- | 740217 | 83072
1,1'-Biphenyl, 2,3',5',6-tetrachloro- | 740209 | 83073
1,1'-Biphenyl, 2,2',3,5,6-pentachloro- | 740183 | 83074
1,1'-Biphenyl, 2,2',3,6,6'-pentachloro- | 740167 | 83075
1,1'-Biphenyl, 2,3',4,5-tetrachloro- | 740159 | 83076
1,1'-Biphenyl, 2,3',4',5,5'-pentachloro- | 740134 | 83077
1,1'-Biphenyl, 2,3,3',4,5-pentachloro- | 740126 | 83078
1,1'-Biphenyl, 2,3,3',4',5-pentachloro- | 740118 | 83079
1,1'-Biphenyl, 2,3,3',5-tetrachloro- | 740100 | 83080
1,1'-Biphenyl, 3,4,4',5-tetrachloro- | 740092 | 83081
1,1'-Biphenyl, 3,3',4,5-tetrachloro- | 740084 | 83082
1,1'-Biphenyl, 2,3',4',5'-tetrachloro- | 740076 | 83083
1,1'-Biphenyl, 2,2',4,5-tetrachloro- | 740068 | 83084
1,1'-Biphenyl, 2,2',3,5-tetrachloro- | 740050 | 83085
1,1'-Biphenyl, 2,2',3,6-tetrachloro- | 740043 | 83086
1,1'-Biphenyl, 2,3,3',4,5'-pentachloro- | 740035 | 83087
1,1'-Biphenyl, 2,3,3',4',5,5',6-heptachloro- | 740027 | 83088
1,1'-Biphenyl, 2,3,3',4,4',5'-hexachloro- | 740019 | 83089
1,1'-Biphenyl, 2,2',3,3',4,5,5',6-octachloro- | 740001 | 83090
1,1'-Biphenyl, 2,2',3,3',4,5,6-heptachloro- | 739995 | 83091
1H-Imidazol-2-amine, 1-[(6-chloro-3-pyridinyl)methyl]-4,5-dihydro-N-nitroso- | 700799 | 83092
Dibenzofuran, 2,3,4,7,8-pentabromo- | 700781 | 83093
Methanaminium, N,N,N-trimethyl-, salt with 3,3'-[[6-[(2-hydroxyethyl)amino]-1,3,5-triazine-2,4-diyl]bis[imino(2-methyl-4,1-phenylene)azo]]bis[1,5-naphthalenedisulfonic acid] (4:1) | 700773 | 83094
Methanaminium, N,N,N-trimethyl-, 4,5-dihydro-5-oxo-1-(4-sulfophenyl)-4-[2-(4-sulfophenyl)diazenyl]-1H-pyrazole-3-carboxylate (3:1) | 700765 | 83095
Phosphoric acid, dibutyl 2-hydroxyethyl ester | 700757 | 83096
Plurafac LF 400 | 700740 | 83097
1,2,4-Benzotriazine-6-carbonitrile, 1,2-dihydro-1-propyl-3-(trifluoromethyl)- | 700732 | 83098
1,2,4-Benzotriazine, 1,2-dihydro-1-methyl-6-(trifluoromethyl)- | 700724 | 83099
5-Thiazolecarboxamide, 2-methyl-N-(2,3,5,6-tetrachlorophenyl)-4-(trifluoromethyl)- | 700716 | 83100
5-Thiazolecarboxamide, N-[2,6-dibromo-4-(trifluoromethyl)phenyl]-2-methyl-4-(trifluoromethyl)- | 700708 | 83101
5-Thiazolecarboxamide, 2-methyl-N-(pentachlorophenyl)-4-(trifluoromethyl)- | 700690 | 83102
5-Thiazolecarboxamide, 2-methyl-N-(2,4,6-tribromo-3-nitrophenyl)-4-(trifluoromethyl)- | 700682 | 83103
Furan, 2-[(2,3,4,5-tetrachloro-2,4-cyclopentadien-1-ylidene)methyl]- | 700674 | 83104
Dibenzofuran, 1,2,3,4,7,8-hexabromo- | 700666 | 83105
Acetic acid, hydroxyphosphono-, dipotassium salt | 700658 | 83106
1,4-Benzenedicarboxaldehyde, polymer with benzenamine and 2-methylbenzenamine, maleated | 700641 | 83107
Butanedinitrile, 2,3-diethyl-2,3-dimethyl- | 700633 | 83108
2-Pyrrolidinone, 1-[5-(1,1-dimethylethyl)-1H-pyrazol-3-yl]-5-hydroxy-3-methyl- | 700625 | 83109
1H-Indene-2-carbonitrile, 3-(1,1-dimethylpropyl)-1-oxo- | 700617 | 83110
Phosphonium, tributyltetradecyl-, tetrafluoroborate(1-) | 700609 | 83111
Dibenzo[b,e][1,4]dioxin-13C12, 2,3,7,8-tetrabromo- | 700591 | 83112
Oxazole, dihydro(1-methylethenyl)- | 700583 | 83113
Benzenediazonium, 4-(dimethylamino)-, salt with 2-hydroxy-5-sulfobenzoic acid (1:1) | 700575 | 83114
Quinoline, 7-chloro-4-[1-(2-fluorophenyl)ethoxy]- | 700567 | 83115
Quinoline, 8-fluoro-4-[2-[3-(trifluoromethyl)phenyl]ethoxy]- | 700559 | 83116
Quinoline, 4-[2-(4-butoxyphenyl)ethoxy]-8-fluoro- | 700542 | 83117
Quinoline, 4-[2-[4-(1,1-dimethylethyl)phenyl]ethoxy]-8-fluoro- | 700534 | 83118
Quinoline, 8-fluoro-4-(2-phenylethoxy)- | 700526 | 83119
Quinoline, 8-fluoro-4-[2-(4-methylphenyl)ethoxy]- | 700518 | 83120
Quinoline, 4-[2-(3-chlorophenyl)ethoxy]-8-fluoro- | 700500 | 83121
Quinoline, 4-[2-(1,1'-biphenyl)-4-ylethoxy]-8-fluoro- | 700492 | 83122
Quinoline, 8-fluoro-4-[2-(4-methoxyphenyl)ethoxy]- | 700484 | 83123
Quinoline, 8-fluoro-4-[2-(3-methoxyphenyl)ethoxy]- | 700476 | 83124
4-Quinolinamine, 8-fluoro-N-[2-(2-thienyl)ethyl]- | 700468 | 83125
4-Quinolinamine, 8-fluoro-N-[2-(2-naphthalenyl)ethyl]- | 700450 | 83126
4-Quinolinamine, 8-fluoro-N-[2-(4-phenyl-2-thiazolyl)ethyl]- | 700443 | 83127
4-Quinolinamine, 8-fluoro-N-[2-[2-(trifluoromethyl)phenyl]ethyl]- | 700435 | 83128
4-Quinolinamine, N-[2-(4-chlorophenyl)ethyl]-8-fluoro- | 700427 | 83129
Acetamide, N-[2-(4-chlorophenyl)ethyl]-N-(8-fluoro-4-quinolinyl)- | 700419 | 83130
4-Quinolinamine, 8-fluoro-N-(2-phenylethyl)- | 700401 | 83131
Quinoline, 8-chloro-4-(2-chlorophenoxy)- | 700393 | 83132
Quinoline, 7-chloro-4-[(4-fluorophenyl)methyl]- | 700385 | 83133
Quinoline, 8-chloro-4-(2-methylphenoxy)- | 700377 | 83134
Quinoline, 7-chloro-4-[2-(trifluoromethyl)phenoxy]- | 700369 | 83135
Quinoline, 7-chloro-4-(2-nitrophenoxy)- | 700351 | 83136
Quinoline, 5,7-dichloro-4-(4-fluorophenoxy)- | 700344 | 83137
Quinoline, 7-chloro-4-(4-fluorophenoxy)- | 700336 | 83138
Alanine, N-(methoxyacetyl)-N-[2-methyl-6-(methylthio)phenyl]-, methyl ester | 700328 | 83139
Quinazoline, 8-fluoro-4-[2-[4-(2-fluorophenoxy)phenyl]ethoxy]- | 700310 | 83140
Quinazoline, 4-[2-(4-butoxyphenyl)ethoxy]- | 700302 | 83141
Quinazoline, 4-[2-(4-ethoxyphenyl)ethoxy]-8-fluoro- | 700294 | 83142
Quinazoline, 8-fluoro-4-[2-[3-(trifluoromethyl)phenyl]ethoxy]- | 700286 | 83143
Quinazoline, 4-[2-(3,4-dimethoxyphenyl)ethoxy]-8-fluoro- | 700278 | 83144
4-Quinazolinamine, N-[2-(1,1'-biphenyl)-4-ylethyl]- | 700260 | 83145
4-Quinazolinamine, 8-fluoro-N-[2-(4-phenoxyphenyl)ethyl]- | 700252 | 83146
Quinazoline, 4-[2-[4-(1,1-dimethylethyl)phenyl]ethoxy]-8-fluoro- | 700245 | 83147
Quinazoline, 4-[2-(1,1'-biphenyl)-4-ylethoxy]-8-fluoro- | 700237 | 83148
4-Quinazolinamine, 8-fluoro-N-(2-phenylethyl)- | 700229 | 83149
Quinazoline, 4-[2-(1,1'-biphenyl)-4-ylethoxy]- | 700211 | 83150
Quinazoline, 4-[2-(2-naphthalenyl)ethoxy]- | 700203 | 83151
Quinazoline, 4-[2-(4-phenoxyphenyl)ethoxy]- | 700195 | 83152
4-Quinazolinamine, N-[2-(2-naphthalenyl)ethyl]- | 700187 | 83153
4-Quinazolinamine, N-[2-[4-(trifluoromethyl)phenyl]ethyl]- | 700179 | 83154
4-Quinazolinamine, 8-fluoro-N-[2-[3-(trifluoromethyl)phenyl]ethyl]- | 700161 | 83155
Quinazoline, 4-[2-(4-methoxyphenyl)ethoxy]- | 700153 | 83156
4-Quinazolinamine, N-[2-(3-phenoxyphenyl)ethyl]- | 700146 | 83157
Quinazoline, 8-fluoro-4-[2-[4-(1-methylethyl)phenyl]ethoxy]- | 700138 | 83158
Quinazoline, 4-[2-(3-methoxyphenyl)ethoxy]- | 700120 | 83159
Quinazoline, 4-[2-(4-chlorophenyl)ethoxy]- | 700112 | 83160
Benzamide, 2,6-dichloro-N-[[4-(trifluoromethyl)phenyl]methyl]- | 700104 | 83161
Benzenemethanaminium, N,N-dimethyl-N-octadecyl-, 3-nitrobenzenesulfonate (1:1) | 700096 | 83162
Oxitex 70 | 700088 | 83163
1-Octadecanaminium, N,N-dimethyl-N-octadecyl-, sulfate (1:1) | 700070 | 83164
2-Pyridinesulfonamide, N-[[(4,6-dimethoxy-2-pyrimidinyl)amino]carbonyl]-3-(ethylsulfonyl)- | 700062 | 83165
Benzene, ethyl(1-methylethyl)- | 691485 | 83166
tert-Dodecanamine | 691477 | 83167
1,3-Isobenzofurandione, polymer with 2,5-furandione and 1,1'-oxybis[2-propanol] | 691469 | 83168
Ethene, bromo-, homopolymer | 691451 | 83169
Pyrimido[5,4-e]-1,2,4-triazine-5,7(6H,8H)-dione, 3,6,8-trimethyl- | 691444 | 83170
Phosphonic acid, methylenebis-, disodium salt | 691436 | 83171
Phenol, 3,5-dimethyl-, phosphate (3:1) | 691428 | 83172
Distannoxane, hexapentyl- | 691410 | 83173
Ethane, dibromo- | 691402 | 83174
Benzofuran, methyl- | 691394 | 83175
s-Triazine, 2,4-diamino-6-cyclohexenyl- | 691386 | 83176
1,4-Dioxane, dimethyl- | 691378 | 83177
2,6-Piperidinedione, 1-methyl- | 691360 | 83178
1-Penten-3-one, 2-methyl- | 691352 | 83179
Furan, tetrahydro-, homopolymer | 691345 | 83180
Poly(oxy-1,4-butanediyloxycarbonyl-1,4-phenylenecarbonyl) | 691337 | 83181
Methanesulfonamide, N-[2-(4-aminophenyl)ethyl]- | 691329 | 83182
Poly(imino-1,4-phenyleneiminocarbonyl-1,4-phenylenecarbonyl) | 691311 | 83183
Poly[oxycarbonyloxy-1,4-phenylene(1-methylethylidene)-1,4-phenylene] | 691303 | 83184
Benzenamine, N-ethoxy-2,6-dinitro- | 691295 | 83185
Benzenamine, N-methoxy-2,6-dinitro- | 691287 | 83186
1,2,4-Oxadiazole, 3-(2-phenylethenyl)-, (E)- | 691279 | 83187
Benzeneacetaldehyde, 4-hydroxy-.alpha.-oxo- | 691261 | 83188
Acetamide, 2-chloro-N-(2,6-dimethylphenyl)-N-[(2-methylpropoxy)methyl]- | 691253 | 83189
Phosphorodithioic acid, S-[2-(2-methyl-1-piperidinyl)-2-oxoethyl] O,O-dipropyl ester | 691246 | 83190
Stannane, tributyl((1-oxo-9,12-octadecadienyl)oxy)-, (Z,Z)- | 691238 | 83191
Benzoic acid, 4-ethoxy-, ethyl ester | 691220 | 83192
5H,6H-6,13a,5a,14-[1,2,3,4]Butanetetraylcycloocta[1,2-b:5,6-b']dinaphthalene-5,8,13,16(14H)-tetrone, 1,7,9,15,17,20-hexahydroxy-3,11-dimethyl-, (5aS,6R,13aS,14R,17S,18R,19R,20S)- | 691212 | 83193
1H-1,2,4-Triazole, 3-(4-chlorophenyl)- | 691204 | 83194
Benzofuran, 5-bromo- | 691196 | 83195
Propanedinitrile, (3,5,5-trimethyl-2-cyclohexen-1-ylidene)- | 691188 | 83196
Pyridazine, 3,6-dichloro-4-(1,1-dimethylethyl)- | 691170 | 83197
Phosphoric acid, 1,2-dihydro-6-methyl-2-oxo-1-(2-propenyl)-4-pyridinyl diethyl ester | 691162 | 83198
Phosphoric acid, diethyl 1-ethyl-1,2-dihydro-6-methyl-2-oxo-4-pyridinyl ester | 691154 | 83199
Phosphorothioic acid, O,O-diethyl ester, O-ester with 1-ethyl-4-hydroxy-6-methyl-2(1H)-pyridone | 691147 | 83200
Phosphoric acid, 1,2-dihydro-6-methyl-2-oxo-1-propyl-4-pyridinyl diethyl ester | 691139 | 83201
Phosphoric acid, dimethyl ester, ester with 4-hydroxy-1,6-dimethyl-2(1H)-pyridone | 691121 | 83202
Stannane, dicyclohexyloxo- | 691113 | 83203
Hydrazinecarboxamide, 2,2-dimethyl- | 691105 | 83204
2-Thiophenecarboxylic acid, 3-amino-, methyl ester | 691089 | 83205
Benzeneacetaldehyde, 4-hydroxy-.alpha.-oxo-, aldoxime | 691071 | 83206
1,2-Propanediamine, N1,N1'-1,2-ethanediylbis[2-methyl- | 691055 | 83207
1,2-Ethanediamine, N,N'-bis(2-methyl-2-nitropropyl)- | 691048 | 83208
Octane, 1,2-dichloro- | 691030 | 83209
Benzenesulfonic acid, 4-hydroxy-3,5-dimethyl- | 691022 | 83210
Ethanone, 2-chloro-1-(3-chlorophenyl)- | 691014 | 83211
Phosphonic acid, 2,2-dimethylpropyl phenyl ester | 691006 | 83212
Benzenemethanol, 3,4-dichloro-.alpha.-(trichloromethyl)-, acetate | 690982 | 83213
2,4,6,8,10-Pentaoxadodecan-12-oyl fluoride, 1,1,1,3,3,5,5,7,7,9,9,11,11-tridecafluoro- | 690974 | 83214
Ethaneselenoamide | 690958 | 83215
2,4-Pentanediamine, 2-methyl- | 690941 | 83216
Phosphorothioic acid, O-(1,2-dihydro-1,6-dimethyl-2-oxo-4-pyridinyl) O,O-diethyl ester | 690933 | 83217
Phosphorothioic acid, O-(1,2-dihydro-1,6-dimethyl-2-oxo-4-pyridinyl) O,O-dimethyl ester | 690925 | 83218
1-Propene, 1,1,2-trichloro- | 690917 | 83219
D-Glucose, 5-thio- | 690891 | 83220
1,4:5,8-Dimethanonaphthalene, 6,7-dibromo-1,2,3,4,10,10-hexachloro-1,4,4a,5,6,7,8,8a-octahydro- | 690883 | 83221
2-Pentanol, 4-methyl-, hydrogen phosphorodithioate, lead(2+) salt | 690875 | 83222
Heptane, 2,4,5-trimethyl- | 690867 | 83223
Thiocyanic acid, trichloromethyl ester | 690859 | 83224
Cyclohexanamine, 2,6-diethyl- | 690842 | 83225
Benzene, 2-chloro-1-(1,1-dimethylethyl)-3,5-dinitro- | 690834 | 83226
3-Oxa-5-thia-8-aza-4-phosphadecan-10-oic acid, 4-ethoxy-7-oxo-, ethyl ester, 4-sulfide | 690818 | 83227
Cerium chloride (CeCl3), hydrate | 690800 | 83228
Stannane, tributylethyl- | 690792 | 83229
2-Propenoic acid, 2-methyl-, polymer with ethenylbenzene, ethyl 2-propenoate and 2-hydroxyethyl 2-propenoate, compd. with 1,1'-iminobis[2-propanol] | 648816 | 83230
Poly[oxy(methyl-1,2-ethanediyl)], .alpha.,.alpha.'-[1,4-cyclohexanediylbis(methylene)]bis[.omega.-hydroxy- | 648782 | 83231
2-Naphthalenesulfonamide, N,N-bis[3-[[[3-(5,5-dimethyl-3-octadecyl-2-thiazolidinyl)-4-hydroxyphenyl]sulfonyl]amino]propyl]-1-hydroxy-4-[2-[4-methoxy-2-(4-morpholinylsulfonyl)phenyl]diazenyl]-5-[(methylsulfonyl)amino]- | 648758 | 83232
1,3-Benzenedicarboxylic acid, polymer with 1,4-benzenedicarboxylic acid, 1,4-butanediol, 1,3-diisocyanatomethylbenzene, 2-ethyl-2-(hydroxymethyl)-1,3-propanediol, hexahydro-1,3-isobenzofurandione, .alpha.-hydro-.omega.-hydroxypoly[oxy(methyl-1,2-ethanediyl)], 1,1'-methylenebis[4-isocyanatobenzene], 1,1',1''-methylidynetris[4-isocyanatobenzene] and .alpha.,.alpha.',.alpha.''-1,2,3-propanetriyltris[.omega.-hydroxypoly[oxy(methyl-1,2-ethanediyl)]] | 648741 | 83233
2-Propenoic acid, 2-methyl-, polymer with butyl 2-propenoate, ethenylbenzene and ethyl 2-propenoate, compd. with 1,1',1''-nitrilotris[2-propanol] | 648733 | 83234
2-Propenoic acid, 2-methyl-, polymer with butyl 2-propenoate, ethenylbenzene and 1,2-propanediol mono(2-methyl-2-propenoate), compd. with 2-(dimethylamino)ethanol | 648725 | 83235
2-Propenoic acid, polymer with ethenylbenzene and (1-methylethenyl)benzene, 2-(2-ethoxyethoxy)ethyl ester, compd. with 2-aminoethanol | 648709 | 83236
1,3-Benzenedicarboxylic acid, polymer with 1,3-dihydro-1,3-dioxo-5-isobenzofurancarboxylic acid, 2,2-dimethyl-1,3-propanediol, 2-ethyl-2-(hydroxymethyl)-1,3-propanediol, hexanedioic acid, 4-hydroxybenzoic acid and 2,2'-oxybis[ethanol] | 648683 | 83237
Hexanedioic acid, polymer with 1,3-diisocyanatomethylbenzene, 3-hydroxy-2-(hydroxymethyl)-2-methylpropanoic acid and 4,4'-(1-methylethylidene)bis[cyclohexanol], compd. with 1,1'-iminobis[2-propanol] | 648634 | 83238
Hexanedioic acid, polymer with .alpha.-(3-aminopropyl)-.omega.-(3-aminopropoxy)poly(oxy-1,2-ethanediyl), hexahydro-2H-azepin-2-one and 1-piperazineethanamine | 648576 | 83239
2-Propenoic acid, 2-methyl-, 2-hydroxyethyl ester, polymer with 2,2'-[1,2-ethanediylbis(oxy)]bis[ethanol], hexanedioyl dichloride, methyl 2-methyl-2-propenoate and sodium peroxide (Na2(O2)) | 648568 | 83240
2,5-Furandione, polymer with 1-hexene and 1-propene | 648550 | 83241
Glycine, N-[2-[bis(carboxymethyl)amino]ethyl]-N-(1-oxododecyl)-, sodium salt (1:?) | 648543 | 83242
1,2-Ethanediamine, N1-(2-aminoethyl)-N2-[2-[(2-aminoethyl)amino]ethyl]-, polymer with 2,2'-[methylenebis(4,1-phenyleneoxymethylene)]bis[oxirane], 2,2'-[(1-methylethylidene)bis(4,1-phenyleneoxymethylene)]bis[oxirane], 2-[(2-methylphenoxy)methyl]oxirane and .alpha.-(2-oxiranylmethyl)-.omega.-(2-oxiranylmethoxy)poly[oxy(methyl-1,2-ethanediyl)] | 648469 | 83243
Carbonic acid, diethyl ester, telomer with 1,1-difluoroethene and 1,1,2-trifluoroethene | 648436 | 83244
.beta.-Alanine, N-(2-carboxyethyl)-N-[3-(isodecyloxy)propyl]-, potassium salt (1:1) | 648428 | 83245
Thiodicarbonic diamide ([(H2N)C(S)]2S), N,N,N',N'-tetrakis(2-methylpropyl)- | 648394 | 83246
2-Oxepanone, polymer with 1,4-butanediol, 1,1'-methylenebis[isocyanatobenzene] and 2,2'-oxybis[ethanol] | 648329 | 83247
Hexanedioic acid, polymer with 1,4-butanediol, 1,4-cyclohexanedimethanol, 1,2-ethanediol, 1,1'-methylenebis[isocyanatobenzene], 2-oxepanone and 2,2'-oxybis[ethanol] | 648311 | 83248
Phosphorodithioic and phosphorothioic acid esters -- RCRA Appendix VII | 742379 | 83250
Tri-, tetra-, and pentachlorophenols and their chlorophenoxy derivative acids, esters, ethers, amine and other salts -- RCRA Appendix VII | 742361 | 83251
Pentachlorophenol and its derivatives -- RCRA Appendix VII | 742353 | 83252
Tri- and tetrachlorophenols and their chlorophenoxy derivative acids, esters, ethers, amine and other salts -- RCRA Appendix VII | 742346 | 83253
Uranium, soluble salts | 715565 | 83257
Refractory ceramic fibers | 715557 | 83258
Nickel, soluble salts | 715540 | 83259
Nickel refinery dust | 715532 | 83260
Lead and compounds (inorganic) | 715524 | 83261
Diesel engine emissions | 715516 | 83262
Chromium(III), insoluble salts | 715508 | 83263
Brominated dibenzofurans | 715490 | 83264
Boron and Borates only | 715482 | 83265
Beryllium and compounds | 715474 | 83266
Organorhodium complex -- SARA 302A | 715458 | 83268
Tricyclo[3.3.1.13,7]decan-2-ol, 4-methyl-8-methylene- | 700054 | 83269
1H-Pyrazole-3-carboxylic acid, butyl ester | 700047 | 83270
1H-Pyrrole-3-carbonitrile, 4-bromo-2-(4-chlorophenyl)-1-(ethoxymethyl)-5-(trifluoromethyl)- | 700039 | 83271
2,15-Dioxa-3,14-disilahexadecane, 3,3,14,14-tetramethoxy- | 700021 | 83272
Ethanol, 2-[methyl[4-[2-(4-nitrophenyl)ethenyl]phenyl]amino]- | 700013 | 83273
Benzo[b]thiophene, 2-(trichloroethenyl)-, 1,1-dioxide | 700005 | 83274
Quinazoline, 4-[2-[4-(1,1-dimethylethyl)phenyl]ethoxy]- | 699991 | 83275
2H-Pyrrol-2-one, 5-chloro-1-[5-(1,1-dimethylethyl)-3-isoxazolyl]-1,5-dihydro-3,4-dimethyl- | 699983 | 83276
2H-Pyrrol-2-one, 1-[5-(1,1-dimethylethyl)-3-isoxazolyl]-1,5-dihydro-5-hydroxy-3,4-dimethyl- | 699975 | 83277
Benzaldehyde, 2-hydroxy-, polymer with (chloromethyl)oxirane and phenol | 699967 | 83278
1H-Pyrazole-4-carboxamide, 5-cyano-N-methyl-1-(1-methylcyclopentyl)- | 699959 | 83279
Propanoic acid, 2-[4-[(6-chloro-2-quinoxalinyl)oxy]phenoxy]-, (tetrahydro-2-furanyl)methyl ester | 699942 | 83280
1-Butanone, 2-(dimethylamino)-1-[4-(dimethylamino)phenyl]-2-(phenylmethyl)- | 699934 | 83281
1H-Pyrazole-5-carboxamide, 4-chloro-N-[[4-(1,1-dimethylethyl)phenyl]methyl]-3-ethyl-1-methyl- | 699926 | 83282
2-Furanmethanol, .alpha.-(2,6-dichlorophenyl)- | 699918 | 83283
Oxirane, methyl-, polymer with oxirane, 2-aminomethylethyl 4-nonylphenyl ether, branched, block | 699900 | 83284
Benzoic acid, 2-[(2-hydroxy-1-naphthalenyl)azo]-, 2-(dimethylamino)ethyl ester, monohydrochloride | 699892 | 83285
Phosphine oxide, octylbis(2,4,4-trimethylpentyl)- | 699884 | 83286
2-Propenoic acid, 2-methyl-, 2-[methyl[4-[2-(4-nitrophenyl)ethenyl]phenyl]amino]ethyl ester | 699876 | 83287
Diacetamide, 2,2'-diiodo- | 699868 | 83288
2-Pyridinesulfonamide, 3-(ethylsulfonyl)- | 699850 | 83289
1H-Pyrazole-4-carboxylic acid, 1-(3-methylphenyl)-5-(methylsulfonyl)-, ethyl ester | 699843 | 83290
1H-Pyrazole-4-carboxylic acid, 1-(3-methylphenyl)-5-(methylthio)-, ethyl ester | 699835 | 83291
Propanoic acid, 2-[4-(4-bromo-2-fluorophenoxy)phenoxy]-, (R)- | 699827 | 83292
1H-Pyrazole-4-carboxylic acid, 4,5-dihydro-4-methyl-3-(4-propoxyphenyl)-1-[[[4-(trifluoromethyl)phenyl]amino]carbonyl]-, methyl ester | 699819 | 83293
Butanoic acid, 3-[[5-[2-chloro-4-(trifluoromethyl)phenoxy]-2-nitrophenyl]amino]-, methyl ester | 699801 | 83294
1H-1,2,4-Triazole-1-propanenitrile, .alpha.-(4-chlorophenyl)-.alpha.-(3-hydroxybutyl)- | 699793 | 83295
1H-1,2,4-Triazole-1-propanenitrile, .alpha.-(4-chlorophenyl)-.alpha.-(3-oxobutyl)- | 699785 | 83296
4,7-Methano-1H-isoindole-1,3(2H)-dione, 4,5,6,7-tetrachloro-3a,4,7,7a-tetrahydro- | 699777 | 83297
3-Thiophenecarbonitrile, 4-(4-chlorophenyl)-2-(methylthio)- | 699769 | 83298
1H-1,2,4-Triazole, 1-[[4-bromo-2-(2,4-dichlorophenyl)tetrahydro-2-furanyl]methyl]- | 699751 | 83299
Phosphine, 1,3-propanediylbis[bis(2-methoxyphenyl)- | 699744 | 83300
SAG 5693 | 699736 | 83301
Dibenzo[b,e][1,4]dioxin-13C12, octachloro- | 699728 | 83302
Benzenamine, 4,4'-methylenebis[N-(2-methyl-2-nitropropyl)- | 699710 | 83303
Benzenamine, 4,4'-[1,4-phenylenebis(1-methylethylidene)]bis[2-ethyl-6-methyl- | 699702 | 83304
Methanesulfonamide, N-(2,4-difluorophenyl)-N-(3-pyridinylmethyl)- | 699694 | 83305
Methanesulfonamide, N-(4-chloro-2-methylphenyl)-N-(3-pyridinylmethyl)- | 699686 | 83306
Methanesulfonamide, N-(2,4-dichlorophenyl)-N-(3-pyridinylmethyl)- | 699678 | 83307
Methanesulfonamide, N-(4-fluorophenyl)-N-[1-(3-pyridinyl)ethyl]- | 699660 | 83308
1H-Pyrazole-4-carboxylic acid, 5-(aminocarbonyl)-1-(3,5-dichlorophenyl)- | 699652 | 83309
Silica, amorphous, fumed, cryst.-free | 699645 | 83310
1,2,4-Benzenetrisulfonic acid, 5,6-dihydroxy-, trisodium salt | 699637 | 83311
Silica gel, pptd., cryst.-free | 699629 | 83312
1H-1,2,4-Triazole, 1-[[2-(2,4-dichlorophenyl)tetrahydro-5-(2,2,2-trifluoroethoxy)-2-furanyl]methyl]- | 699611 | 83313
1H-1,2,4-Triazole, 1-[[(2R,5R)-2-(2,4-dichlorophenyl)tetrahydro-5-(2,2,2-trifluoroethoxy)-2-furanyl]methyl]-, rel- | 699603 | 83314
Acetamide, 2-chloro-N-(2-methoxy-1-methylethyl)-N-(2-methoxy-3-pyridinyl)- | 699595 | 83315
Benzoic acid, 2-benzoyl-1-(1,1-dimethylethyl)hydrazide | 699587 | 83316
Methanimidamide, N,N''-[6-(diethylamino)-1,3,5-triazine-2,4-diyl]bis[N,N'-bis(2,2,6,6-tetramethyl-4-piperidinyl)- | 699579 | 83317
Propanoic acid, 2-[4-[(6-chloro-2-quinoxalinyl)oxy]phenoxy]-, 2-[[(1-methylethylidene)amino]oxy]ethyl ester, (2R)- | 699561 | 83318
Butanedioic acid, 2,3-bis(1,2-dicarboxyethoxy)-, hexasodium salt | 699553 | 83319
Butanedioic acid, 2-(1,2-dicarboxyethoxy)-3-hydroxy-, tetrasodium salt | 699546 | 83320
Benzene, 1-fluoro-4-(2-propynylsulfonyl)- | 699538 | 83321
Butanamide, N-(2-bromo-4-nitrophenyl)-2,2,3,3,4,4,4-heptafluoro- | 699520 | 83322
D-Glucose, 3-O-octyl- | 699512 | 83323
Dibenzo[b,e][1,4]dioxin, 1,2,3,7,8,9-hexabromo- | 699504 | 83324
Dibenzo[b,e][1,4]dioxin, 1,2,3,6,7,8-hexabromo- | 699496 | 83325
Dibenzo[b,e][1,4]dioxin, 1,2,3,4,7,8-hexabromo- | 699488 | 83326
Pentanenitrile, 2-[(4-chloro-2-nitrophenyl)hydroxymethylene]-4,4-dimethyl-3-oxo- | 699470 | 83327
Propanamide, 2-[[1-(3-chlorophenyl)-1H-1,2,4-triazol-3-yl]oxy]- | 699462 | 83328
Propanoic acid, 2-[[1-(3-chlorophenyl)-5-methyl-1H-1,2,4-triazol-3-yl]oxy]-, ethyl ester | 699454 | 83329
Propanoic acid, 2-[[1-(4-chlorophenyl)-1H-1,2,4-triazol-3-yl]oxy]-, ethyl ester | 699447 | 83330
Propanoic acid, 2-[[1-(3,4-dichlorophenyl)-1H-1,2,4-triazol-3-yl]oxy]-, ethyl ester | 699439 | 83331
Propanoic acid, 2-[[1-(3-chlorophenyl)-1H-1,2,4-triazol-3-yl]oxy]-, ethyl ester | 699421 | 83332
Propanoic acid, 2-[[1-[3-(trifluoromethyl)phenyl]-1H-1,2,4-triazol-3-yl]oxy]-, ethyl ester | 699413 | 83333
2-Butenedioic acid (2Z)-, dimethyl ester, reaction products with 5-amino-1,3,3-trimethylcyclohexanemethanamine | 699405 | 83334
Poly(oxy-1,2-ethanediyl), .alpha.-(1-oxononyl)-.omega.-methoxy- | 699397 | 83335
3(2H)-Pyridazinone, 6-(1,1-dimethylethyl)-, [1-(4-pyridinyl)ethylidene]hydrazone | 699389 | 83336
1,3-Dioxane-2-ethanol, 4-hydroxy-.alpha.,6-dimethyl- | 690784 | 83337
Butanenitrile, 3-hydroxy-2-methylene- | 690776 | 83338
1-Aziridineethanethiol | 690750 | 83339
Propanedinitrile, [bis(ethylthio)methylene]- | 690743 | 83340
Silane, tris(decyl)methyl- | 690735 | 83341
2,5-Furandione, 3-decyldihydro- | 690727 | 83342
Benzene, [3-[(trichloromethyl)sulfinyl]-1,2-propadienyl]- | 690719 | 83343
s-Triazine, 2-amino-4-chloro-6-ethoxy- | 690701 | 83344
Phosphorodichloridothioic acid, S-propyl ester | 690693 | 83345
Silanamine, N-(dimethoxymethylsilyl)-1,1-dimethoxy-1-methyl- | 690685 | 83346
Benzeneacetic acid, 4-bromo-.alpha.-(4-bromophenyl)-.alpha.-hydroxy-, 1-methylethyl ester | 690677 | 83347
Benzamide, 2,6-difluoro- | 690651 | 83348
Furan, 2,2'-(1-methylethylidene)bis- | 690644 | 83349
2,5-Pyrrolidinedione, 1-(cyclohexylthio)- | 690628 | 83350
Acetamide, 2-chloro-N-(2,6-dimethylphenyl)-N-[(1-methylethoxy)methyl]- | 690602 | 83351
1,2-Propanediol, 1-carbamate | 690594 | 83352
2-Butanol, 3,3,4,4-tetrafluoro- | 690586 | 83353
Acetaldehyde, bromo- | 690578 | 83354
1-Hexen-1-one, 2-ethyl- | 690560 | 83355
2-Furancarboxylic acid, tetrahydro- | 690552 | 83356
Quinoline, 1-ethyl-1,2,3,4-tetrahydro- | 690545 | 83357
Propanenitrile, 2-(methylamino)- | 690537 | 83358
1,1'-Biphenyl, 2,4',5-trichloro- | 690529 | 83359
1,1'-Biphenyl, 2,3-dichloro- | 690511 | 83360
Tetradecanoic acid, 9a-(acetyloxy)-1a,1b,4,4a,5,7a,7b,8,9, 9a-decahydro-4a,7b-dihydroxy-3-(hydroxymethyl)-1,1,6,8-tetramethyl-5-oxo-1H-cyclopropa(3,4)benz(1,2-e)azulen-9-yl ester, (1aR-(1aa,1bb,4ab,7aa,7ba, 8a,9b,9aa))- | 690503 | 83361
Benzenamine, 3-methoxy-4-methyl- | 690495 | 83362
Methanol, (methylthio)-, acetate | 690487 | 83363
Phenol, 4,4'-(1-methylethylidene)bis[2,6-bis[(dimethylamino)methyl]- | 690479 | 83364
2-Propenenitrile, 2,3,3-trichloro- | 690461 | 83365
Benzene, 1-methyl-4-(2-propynylsulfonyl)- | 690453 | 83366
Phenol, 4-ethynyl-, acetate | 690446 | 83367
1,3-Dioxan-5-ol, 2-ethenyl-, trans- | 690438 | 83368
1,3-Dioxan-5-ol, 2-ethenyl-, cis- | 690420 | 83369
1,3-Dioxolane-4-methanol, 2-ethenyl-, trans- | 690412 | 83370
1,3-Dioxolane-4-methanol, 2-ethenyl-, cis- | 690404 | 83371
1H-Pyrazole-4-carboxylic acid, 5-amino-1-phenyl-, ethyl ester | 690396 | 83372
Octane, 3,4-dimethyl- | 690388 | 83373
1,1'-Biphenyl, 2,4,5-trichloro- | 690370 | 83374
Stannane, butylchlorodimethyl- | 690362 | 83375
Sulfuric acid, cadmium salt (1:1), hydrate | 690347 | 83376
5H-Tetrazole-5-thione, 1-ethyl-1,2-dihydro- | 690339 | 83377
1H-Isoindole-1,3(2H)-dione, 2-[(4-methylphenyl)thio]- | 690321 | 83378
Cyclopentene, 3,3'-oxybis- | 690313 | 83379
Propanamide, 2,3-dibromo- | 690305 | 83380
2-Naphthol, 1-mercapto-, 2-benzoate | 690289 | 83381
1,3-Butadiene, 2-chloro-, dimer | 690271 | 83382
Ferrate(4-), hexakis(cyano-C)-, tetrasodium, decahydrate, (OC-6-11)- | 690255 | 83383
Phosphorodithioic acid, O,O-diethyl S-[(3-methyl-1,2,4-oxadiazol-5-yl)methyl] ester | 690248 | 83384
Urea, N'-[4-(4-methoxyphenoxy)phenyl]-N,N-dimethyl- | 690230 | 83385
Diazene, bis(3,4-dichlorophenyl)- | 690214 | 83386
Tin chloride (SnCl) | 690206 | 83387
Pyridine, 4,4'-azoxybis-, 1,1'-dioxide | 690180 | 83388
Urea, N,N''-methylenebis- | 690172 | 83389
Cyclohexene, 1-chloro-5-(1-chloroethenyl)- | 690164 | 83390
1,5-Dioxaspiro[5.5]undecane, 9-(1,1-dimethylethyl)-3,3-dimethyl- | 690149 | 83391
Sulfuric acid, cadmium salt (1:1), monohydrate | 690131 | 83392
2-Pentenenitrile | 690123 | 83393
Propanoic acid, 2,3,3,3-tetrafluoro-2-[1,1,2,3,3,3-hexafluoro-2-(heptafluoropropoxy)propoxy]- | 690115 | 83394
Benzaldehyde, 3,5-dibromo-4-hydroxy-, O-(2,4-dinitrophenyl)oxime | 690107 | 83395
Morpholine, 4-(2,3,4,4-tetrachloro-1-oxo-3-butenyl)- | 690099 | 83396
Benzoic acid, 5-[[4'-[[4,5-dihydro-3-methyl-5-oxo-1-(4-sulfophenyl)-1H-pyrazol-4-yl]azo][1,1'-biphenyl]-4-yl]azo]-2-hydroxy-, disodium salt | 690081 | 83397
Hexanedioic acid, polymer with 1,4-butanediol, 1,6-hexanediol, 1,1'-methylenebis[isocyanatobenzene], 2-oxepanone and 2,2'-oxybis[ethanol] | 648303 | 83398
Benzoxazolesulfonic acid, 5-(aminosulfonyl)-2-[7-(diethylamino)-2-oxo-2H-1-benzopyran-3-yl]- | 648287 | 83399
Glucitol, 1,2,3,4,5,6-hexakis[2-[2-[2-(2-hydroxy-1-oxopropoxy)-1-oxopropoxy]-1-oxopropoxy]propanoate] | 648188 | 83400
Propanoic acid, 2-[2-[2-(2-hydroxy-1-oxopropoxy)-1-oxopropoxy]-1-oxopropoxy]-, 1,1',1''-(1,2,3-propanetriyl) ester | 648170 | 83401
.beta.-Alanine, N,N-bis(carboxymethyl)-, potassium salt (1:1) | 648147 | 83402
1H-Isoindole-1,3(2H)-dione, 2,2'-(iminodi-3,1-propanediyl)bis-, hydrochloride (1:1) | 648048 | 83403
Hexanedioic acid, 1,6-dihydrazide, polymer with 2-ethyl-2-(hydroxymethyl)-1,3-propanediol, .alpha.-hydro-.omega.-hydroxypoly[oxy(methyl-1,2-ethanediyl)], 3-hydroxy-2-(hydroxymethyl)-2-methylpropanoic acid, 2,2'-iminobis[ethanol] and 1,1'-methylenebis[4-isocyanatocyclohexane] | 648030 | 83404
Carbonic acid, diphenyl ester, polymer with 1,4-butanediol, 2-butene-1,4-diol, 1,6-hexanediol, .alpha.-hydro-.omega.-hydroxypoly(oxy-1,2-ethanediyl), 1,1'-methylenebis[4-isocyanatobenzene], 2-methyloxirane, oxirane and sodium sulfite (1:1) | 648014 | 83405
2-Propanol, 1,1'-[1,4-butanediylbis(oxy)]bis[3-mercapto- | 647875 | 83406
2,4,6(1H,3H,5H)-Pyrimidinetrione, 5-[2-(1-ethylnaphtho[1,2-d]thiazol-2(1H)-ylidene)-1-[(1-ethylnaphtho[1,2-d]thiazol-2(1H)-ylidene)methyl]ethylidene]-1,3-bis(2-methoxyethyl)-, hydrochloride (1:1) | 647792 | 83407
1H-Indole-7-carboxylic acid, 3-[(8-carboxy-1-naphthalenyl)carbonyl]- | 647750 | 83408
2-Propenoic acid, 2-methyl-, methyl ester, polymer with butyl 2-propenoate, ethenylbenzene and 2-oxiranylmethyl 2-methyl-2-propenoate, 2-butenoate | 647735 | 83409
2-Butenedioic acid (2E)-, polymer with 2,2'-oxybis[ethanol], 1,2-propanediol and 3a,4,7,7a-tetrahydro-1,3-isobenzofurandione, 2,2-bis[(2-propen-1-yloxy)methyl]butyl ester | 647727 | 83410
Nonoxynol-7 | 715441 | 83411
Nonoxynol-3 | 715433 | 83412
GenBank AA538092 | 715276 | 83417
Peroxide, chlorodifluoroacetyl nitro | 715250 | 83419
Benzenesulfonic acid, di-C10-14-branched alkyl derivs. | 715243 | 83420
Benzenesulfonic acid, mono-C14-24-branched alkyl derivs. | 715235 | 83421
Benzenesulfonic acid, mono-C20-24-alkyl derivs. | 715227 | 83422
Ethyldioxy, pentafluoro- | 715219 | 83423
Ethyldioxy, 2,2,2-trifluoro- | 715201 | 83424
Ethyldioxy, 1,1,2,2-tetrafluoro- | 715193 | 83425
2,7-Naphthalenedisulfonic acid, 5-[[4-chloro-6-[(3-sulfophenyl)amino]-1,3,5-triazin-2-yl]amino]-4-hydroxy-3-[[4-[[2-(sulfooxy)ethyl]sulfonyl]phenyl]azo]-, tetrasodium salt | 715185 | 83426
Oxetane, 2,2,3,4,4-pentafluoro- | 715177 | 83427
Methyldioxy, difluoro- | 715169 | 83428
Ethoxy, 1,2,2,2-tetrafluoro- | 715151 | 83429
Ethaneperoxoic acid, chlorodifluoro- | 715144 | 83430
Phosphonic acid, polymer with (Z)-1,1'-(9-octadecenylimino)bis[2-propanol], esters with tall-oil fatty acids | 715136 | 83431
Morpholinium, 4-ethyl-4-tetradecyl- | 715128 | 83432
1-Decanamine, N-isononyl-N-methyl- | 715110 | 83433
Ethyldioxy, 2-chloro-2,2-difluoro- | 715102 | 83434
Ethyldioxy, 2,2-dichloro-2-fluoro- | 715094 | 83435
Ethyldioxy, 1,2,2,2-tetrafluoro- | 715086 | 83436
Ethyldioxy, 1,1-dichloro-2,2,2-trifluoro- | 715078 | 83437
2,4-Hexadienoic acid, 2-hydroxy-1-methylethyl ester, (2E,4E)- | 715060 | 83438
Alkenes, C15-20 .alpha.-, polymers with Bu oleate and lard oil, sulfurized | 715052 | 83439
3(2H)-Pyridazinone, 6-(1,1-dimethylethyl)-, [1-(2-thienyl)ethylidene]hydrazone | 699371 | 83440
Benzenamine, 4-(1,1-dimethylethyl)-2,6-dinitro-N-(2,4,6-trichlorophenyl)- | 699363 | 83441
Benzenamine, 2-(1,1-dimethylethyl)-4,6-dinitro-N-[4-(trifluoromethyl)phenyl]- | 699355 | 83442
Benzenamine, 2-(1,1-dimethylethyl)-4,6-dinitro-N-(2,4,6-tribromophenyl)- | 699348 | 83443
Benzenamine, 2-(1,1-dimethylethyl)-4,6-dinitro-N-(2,4,6-trichlorophenyl)- | 699330 | 83444
Benzenamine, 2-(1,1-dimethylethyl)-N-(2,4-dinitrophenyl)-4,6-dinitro- | 699322 | 83445
Dibenzo[b,e][1,4]dioxin, 1,2,3,7,8-pentabromo- | 699314 | 83446
Propanoic acid, 2-[4-(4-bromo-2-fluorophenoxy)phenoxy]- | 699306 | 83447
4-Pyridazineethanol, 3,6-dichloro-.beta.,.beta.-dimethyl- | 699298 | 83448
Pyridazine, 4-(2-bromo-1,1-dimethylethyl)-3,6-dichloro- | 699280 | 83449
Pyridazine, 3,6-dichloro-4-(2-chloro-1,1-dimethylethyl)- | 699272 | 83450
Phosphinodithioic acid, bis(2,4,4-trimethylpentyl)- | 699264 | 83451
Urea, N,N-dimethyl-N'-(3-methyl-4-propylphenyl)- | 699256 | 83452
Dibenzofuran, 1,2,3,4,6,7,8-heptabromo- | 699249 | 83453
Dibenzofuran, 1,2,3,7,8-pentabromo- | 699231 | 83454
1H-1,2,4-Triazole-1-ethanol, .alpha.-[2-(4-chlorophenyl)ethyl]-.alpha.-(1,1-dimethylethyl)- | 699223 | 83455
tert-Dodecylamine, N-sulfinyl- | 699215 | 83456
1-Propanaminium, N,N,N-tripropyl-, salt with N-(2,4-dinitrophenyl)-1,2,2,3,3,4,4,5,5,6,6-undecafluorocyclohexanecarboxamide (1:1) | 699207 | 83457
1-Butanaminium, N,N,N-tributyl-, salt with N-(2-bromo-4-nitrophenyl)-1,2,2,3,3,4,4,5,5,6,6-undecafluorocyclohexanecarboxamide (1:1) | 699199 | 83458
Cyclohexanecarboxamide, 1,2,2,3,3,4,4,5,5,6,6-undecafluoro-N-(2,3,4,5-tetrachlorophenyl)- | 699181 | 83459
Cyclohexanecarboxamide, N-(2-cyano-4-nitrophenyl)-1,2,2,3,3,4,4,5,5,6,6-undecafluoro- | 699173 | 83460
Cyclohexanecarboxamide, N-(2,4-dinitrophenyl)-1,2,2,3,3,4,4,5,5,6,6-undecafluoro- | 699165 | 83461
Cyclohexanecarboxamide, N-(2-bromo-4-nitrophenyl)-1,2,2,3,3,4,4,5,5,6,6-undecafluoro- | 699157 | 83462
Urea, N'-[4-[[6-chloro-5-(1,1-dimethylethyl)-3-pyridazinyl]oxy]phenyl]-N,N-dimethyl- | 699140 | 83463
Hydrazinecarboxaldehyde, 2-[4-(hexyloxy)phenyl]- | 699132 | 83464
Siloxanes and Silicones, 3-[(2-aminoethyl)amino]-2-methylpropyl Me, di-Me | 699124 | 83465
Oxirane, methyl-, polymer with oxirane, block | 699116 | 83466
Propanol, [2-(2-methoxymethylethoxy)methylethoxy]-, benzoate | 699108 | 83467
Propanol, (2-methoxymethylethoxy)-, benzoate | 699090 | 83468
2,7-Naphthalenedisulfonic acid, 6-amino-4-hydroxy-3-[[7-sulfo-4-[(4-sulfophenyl)azo]-1-naphthalenyl]azo]-, tetralithium salt | 699082 | 83469
Pentanamide, N-(2-bromo-4-nitrophenyl)-2,3,3,4,4,5,5,5-octafluoro-2-(trifluoromethyl)- | 699074 | 83470
1-Propanaminium, N,N,N-tripropyl-, salt with N-(2-bromo-4-nitrophenyl)-2,3,3,3-tetrafluoro-2-(trifluoromethyl)propanamide (1:1) | 699066 | 83471
Propanamide, N-(2,5-dichloro-4-nitrophenyl)-2,3,3,3-tetrafluoro-2-(trifluoromethyl)- | 699058 | 83472
Propanamide, N-(2-bromo-4-nitrophenyl)-2,3,3,3-tetrafluoro-2-(trifluoromethyl)- | 699041 | 83473
2(3H)-Benzothiazolethione, 3-[[bis(2-ethylhexyl)amino]methyl]- | 699033 | 83474
2(3H)-Benzothiazolethione, 3-[[3,5-bis(1,1-dimethylethyl)-4-hydroxyphenyl]methyl]- | 699025 | 83475
Benzamide, N-butyl-2-(4-morpholinylcarbonyl)- | 699017 | 83476
Poly(oxy-1,2-ethanediyl), .alpha.,.alpha.'-[[[4-[(3,5-dicyano-4-methyl-2-thienyl)azo]-2,5-dimethoxyphenyl]imino]di-2,1-ethanediyl]bis[.omega.-hydroxy- | 699009 | 83477
2-Imidazolidinone, 3-[4-(1,1-dimethylethyl)-2-pyridinyl]-4-hydroxy-1-methyl- | 698993 | 83478
Hexanoic acid, 6-(nonylamino)-6-oxo-, methyl ester | 698985 | 83479
1,3-Cyclohexanedione, 4,4-dimethyl-2-(2-nitrobenzoyl)- | 698977 | 83480
p-Phenylenediamine, N,N'-bis(1-ethyl-4-methylpentyl)- | 698969 | 83481
2-Pyridinesulfonamide, N-[[(4,6-dimethoxy-2-pyrimidinyl)amino]carbonyl]-3-(trifluoromethyl)- | 698951 | 83482
MO 70616 | 698944 | 83483
Benzoic acid, 4-chloro-, 3-[6-chloro-5-(1,1-dimethylethyl)-3-pyridazinyl]-1-methyl-2-oxo-4-imidazolidinyl ester | 698936 | 83484
2-Imidazolidinone, 3-[5-(1,1-dimethylethyl)-3-pyridazinyl]-4-hydroxy-1-methyl- | 698928 | 83485
2-Imidazolidinone, 3-[6-chloro-5-(1,1-dimethylethyl)-3-pyridazinyl]-4-hydroxy-1-methyl- | 698910 | 83486
Tin, dioctyldiphenyl- | 698902 | 83487
Benzamide, 3,5-dichloro-N-(3,3-dibromo-1,1-dimethyl-2-oxopropyl)- | 698894 | 83488
Thioimidodicarbonic acid ((HO)C(O)NHC(S)(OH)), O1-ethyl O3-(2-methylpropyl) ester | 698886 | 83489
1H-1,2,4-Triazole-3-carboxylic acid, 1-(2,4-dichlorophenyl)-5-(trichloromethyl)-, ethyl ester | 698878 | 83490
1H-Pyrazole-4-carboxylic acid, 5-(aminocarbonyl)-1-(3,4-dimethylphenyl)- | 698860 | 83491
1H-Pyrazole-4-carboxylic acid, 5-(aminocarbonyl)-1-(3-chlorophenyl)-, monosodium salt | 698852 | 83492
1H-Pyrazole-4-carboxylic acid, 5-(aminocarbonyl)-1-(3-chlorophenyl)-, methyl ester | 698845 | 83493
1H-Pyrazole-4-carboxylic acid, 5-(aminocarbonyl)-1-(3-methylphenyl)- | 698837 | 83494
1H-Pyrazole-4-carboxylic acid, 5-(aminocarbonyl)-1-(4-methylphenyl)- | 698829 | 83495
1H-Pyrazole-4-carboxylic acid, 5-(aminocarbonyl)-1-(3-chlorophenyl)- | 698811 | 83496
3-Pyridazinamine, 6-chloro-5-(1,1-dimethylethyl)- | 698803 | 83497
Carbamic acid, [6-chloro-5-(1,1-dimethylethyl)-3-pyridazinyl]-, phenyl ester | 698795 | 83498
1H-Pyrazole-4-carbonitrile, 5-chloro-1-(2,4,6-trichlorophenyl)- | 698787 | 83499
Benzoic acid, 4-chloro-2-[[[[(4-methoxy-6-methyl-1,3,5-triazin-2-yl)amino]carbonyl]amino]sulfonyl]-, 1-methylethyl ester | 698779 | 83500
Phosphorodithioic acid, S-[(5,5-dimethyl-2,4-dioxo-1-imidazolidinyl)methyl] O,O-diethyl ester | 698761 | 83501
p-Phenylenediamine, N,N'-bis(3-methylcyclohexyl)- | 698753 | 83502
Complete (dental material) | 698746 | 83503
Benzamide, N-[[[4-[2-chloro-4-(trifluoromethyl)phenoxy]-2-fluorophenyl]amino]carbonyl]-2,6-difluoro- | 698738 | 83504
2-Butanone, O-(triethoxysilyl)oxime | 698720 | 83505
2-Butanone, O,O',O''-(ethoxysilylidyne)trioxime | 698712 | 83506
1H-Pyrazole-4-carboxylic acid, 3-chloro-5-[[[[(4,6-dimethoxy-2-pyrimidinyl)amino]carbonyl]amino]sulfonyl]-1-methyl-, methyl ester | 698704 | 83507
Urea, N-(4-nitrophenyl)-N'-propyl- | 690073 | 83508
Stannane, tricyclohexylhydroxy- | 690065 | 83509
2-Propanone, 1,1,1,3,3,3-hexafluoro-, hydrate (2:3) | 690057 | 83510
Propanedinitrile, dichloro- | 690040 | 83511
1,1'-Biphenyl, 2,2'-dichloro- | 690032 | 83512
3-Heptanone, 2-methyl- | 690024 | 83513
Aluminum borate silicate | 690016 | 83514
Lysol | 690008 | 83515
FC 310 | 689992 | 83516
Santicizer 140 | 689984 | 83517
Armeen Z | 689976 | 83518
Potassium titanium oxide | 689968 | 83519
Curalon L | 689950 | 83520
Antimonate(2-), bis[.mu.-[(2R,3R)-2,3-di(hydroxy-.kappa.O)butanedioato(4-)-.kappa.O1:.kappa.O4]]di- | 689943 | 83521
Triborate(1-), octahydro-, potassium | 689935 | 83522
4,7-Methano-1H-indenol, 4,5,6,7,8,8-hexachloro-3a,4,7,7a-tetrahydro- | 689927 | 83523
Benzene, tetrachloro- | 689919 | 83524
Stannane, [(dodecenylsuccinoyl)dioxy]bis[tributyl- | 689901 | 83525
Antimony bromide oxide | 689893 | 83526
C.I. Disperse Blue 122 | 689885 | 83527
C.I. Reactive Blue 21 | 689877 | 83528
C.I. Solvent Yellow 81 | 689869 | 83529
C.I. Solvent Yellow 47 | 689851 | 83530
C.I. Disperse Blue 35 | 689844 | 83531
C.I. Basic Blue 22 | 689836 | 83532
Antimony iodide oxide | 689828 | 83533
Gilsonite | 689810 | 83534
Boric acid, sodium salt, pentahydrate | 689802 | 83535
Tunicamycin | 689786 | 83537
Butene, dichloro- | 689778 | 83538
Benzoperylene | 689760 | 83539
Propanoic acid, 3-methoxy-, ethyl ester | 689752 | 83540
Cinnoline, 3-phenyl- | 689745 | 83541
7-Oxabicyclo[4.1.0]heptane, 3-[(oxiranylmethoxy)methyl]- | 689737 | 83542
Acetonitrile, [(phenylsulfonyl)oxy]- | 689729 | 83543
Perboric acid (HBO(O2)), sodium salt, tetrahydrate | 689711 | 83544
1-Butene, 3,4-dibromo- | 689703 | 83545
Cyclotetrasiloxane, heptamethylphenyl- | 689695 | 83546
1,3-Propanediol, 2-[(acetyloxy)methyl]-2-ethyl-, diacetate | 689687 | 83547
Silicic acid (H2SiO3), disodium salt, pentahydrate | 689679 | 83548
Thiosulfuric acid (H2S2O3), disodium salt, pentahydrate | 689661 | 83549
Stannane, chlorotriethenyl- | 689653 | 83550
Poly(oxy-1,2-ethanediyl), .alpha.,.alpha.',.alpha.'',.alpha.'''-[[(2-sulfophenyl)methyliumylidene]bis(4,1-phenylenenitrilodi-2,1-ethanediyl)]tetrakis[.omega.-hydroxy-, chloride, sodium salt (1:1:1) | 689646 | 83551
Urea, N'-(3,4-dichlorophenyl)-N,N-dimethyl-, mixt. with 5-bromo-6-methyl-3-(1-methylpropyl)-2,4(1H,3H)-pyrimidinedione | 689638 | 83552
Santowax R | 689612 | 83553
Flexol 426 | 689604 | 83554
1,1'-Biphenyl, mixt. with 1,1'-oxybis[benzene] | 689596 | 83555
Hydrazine, monohydrate | 689570 | 83556
Selenium fluoride (SeF6), (OC-6-11)- | 689554 | 83557
Propane, 1,2-dimethoxy- | 689539 | 83558
Phosphorochloridothioic acid, O-ethyl S-propyl ester | 689521 | 83559
Phosphine, tris(phenylmethyl)- | 689513 | 83560
Ethanol, 2-(1,1-dimethylethoxy)- | 689497 | 83561
Ethyne, dichloro- | 689489 | 83562
Stannane, dichlorodiethenyl- | 689471 | 83563
Phosphorodiamidic acid, phenyl ester | 689455 | 83564
1,3-Propanediaminium, N,N,N,N',N'-pentamethyl-N'-octadecyl-, dichloride | 689430 | 83565
3-Hexanone, 2-methyl- | 689422 | 83566
9-Octadecen-1-amine, hydrofluoride, (9Z)- | 689414 | 83567
1-Tetradecanesulfonic acid | 689406 | 83568
3H-1,2,4-Triazole-3-thione, 5-heptyl-1,2-dihydro- | 689398 | 83569
Benzenamine, 4-chloro-3-methyl- | 689372 | 83570
Octane, 2,3-dimethyl- | 689364 | 83571
1-Naphthalenesulfonic acid, 3-((7-((4'-((1,8-dihydroxy-4-sulfo-2-naphthalenyl)azo)-3,3'-dimethyl (1,1'-biphenyl)-4-yl)azo)-8-hydroxy-6-sulfo-2-naphthalenyl)azo)-4,5-dihydroxy-, trisodium salt | 689356 | 83572
Poly(oxy-1,2-ethanediyl), .alpha.-hydro-.omega.-hydroxy-, ether with D-glucitol (6:1), dodecanoate (9Z)-9-octadecenoate | 759969 | 83573
2-Propenoic acid, 2-methyl-, 2-(dimethylamino)ethyl ester, polymer with 1-ethenyl-2-pyrrolidinone, compd. with dimethyl sulfate | 759951 | 83574
Sorbitan, poly(oxy-1,2-ethanediyl) derivs., hepta-9-octadecenoate, (all-Z)- | 759944 | 83575
Isocyanic acid, polymethylenepolyphenylene ester, polymer with N-(2-aminoethyl)-1,2-ethanediamine, decanedioyl dichloride and 1,2-ethanediamine | 759936 | 83576
Poly(oxy-1,2-ethanediyl), .alpha.-(3-carboxy-1-oxosulfopropyl)-.omega.-(nonylphenoxy)- | 759928 | 83577
D-Glucopyranoside, decyl | 759910 | 83578
D-Glucoside, octyl | 759902 | 83579
Poly(oxy-1,2-ethanediyl), .alpha.-(carboxymethyl)-.omega.-(nonylphenoxy)- | 759894 | 83580
Ethanol, 2-amino-, hydrogen phosphate (ester), monosodium salt | 759886 | 83581
Phosphoric acid, disodium salt, compd. with 2-aminoethanol (1:1) | 759878 | 83582
9-Octadecenoic acid, 12-(sulfooxy)-, dipotassium salt | 759860 | 83583
Methanamine, N-methyl-, 2-hydroxy-1,2,3-propanetricarboxylate | 759852 | 83584
Poly(oxy-1,2-ethanediyl), .alpha.-(octadecylphenyl)-.omega.-hydroxy- | 759845 | 83585
Poly(oxy-1,2-ethanediyl), .alpha.,.alpha.'-[[[[(1R,4aS,4bR,10aR)-1,2,3,4,4a,4b,5,6,10,10a-decahydro-1,4a-dimethyl-7-(1-methylethyl)-1-phenanthrenyl]methyl]imino]di-2,1-ethanediyl]bis[.omega.-hydroxy- | 759837 | 83586
Bactopeptone | 759829 | 83587
Poly(oxy-1,2-ethanediyl), .alpha.-hexadecyl-.omega.-hydroxy-, phosphate | 759811 | 83588
Arsonic acid, [4-[(aminoacetyl)amino]phenyl]-, bismuth salt, mixt. with N4-(7-chloro-4-quinolinyl)-N1,N1-diethyl-1,4-pentanediamine phosphate, 5,7-diiodo-8-quinolinol and 3-pyridinecarboxamide | 759803 | 83589
Poly[oxy[methyl(3,3,3-trifluoropropyl)silylene]], .alpha.-(trimethylsilyl)-.omega.-[(trimethylsilyl)oxy]- | 759795 | 83590
D-Glucopyranoside, octyl | 759787 | 83591
Naphthalenesulfonic acid, dodecyl-, sodium salt | 759779 | 83592
Propanol, (2-butoxyethoxy)- | 759761 | 83593
Acetamide, 2,2-dichloro-N-(1-methylethyl)-N-phenyl- | 759753 | 83594
L-Aspartic acid, N-(3-carboxy-1-oxosulfopropyl)-N-octadecyl-, tetrasodium salt | 759746 | 83595
Xanthylium, 9-(2,4-dicarboxyphenyl)-3,6-bis(diethylamino)-, chloride, disodium salt | 759738 | 83596
Triton H 66 | 759720 | 83597
Nepheline syenite | 759712 | 83598
Potassium peroxymonosulfate sulfate (K5[HSO3(O2)]2(HSO4)(SO4)) | 759704 | 83599
Benzenesulfonic acid, dimethyl-, zinc salt | 759696 | 83600
Benzenesulfonic acid, dimethyl-, magnesium salt | 759688 | 83601
9,12-Octadecadienoic acid (9Z,12Z)-, (2R)-3,4-dihydro-2,5,7,8-tetramethyl-2-[(4R,8R)-4,8,12-trimethyltridecyl]-2H-1-benzopyran-6-yl ester, rel- | 759670 | 83602
Pyrimidine, 5-[4-(pentyloxy)phenyl]-2-(4-pentylphenyl)- | 759662 | 83603
Cyclohexene, 1-methyl-4-(1-methylethyl)-, dimer | 759654 | 83604
2,2'-Stilbenedisulfonic acid, 4,4'-bis[(4-anilino-6-morpholino-s-triazin-2-yl)amino]-, (E)- | 759647 | 83605
Phosphorothioic acid, O,O-diethyl O-phenyl ester | 759639 | 83606
1,2,3-Propanetriol, (methylamino)- | 759621 | 83607
D-Glucitol, polymer with oxirane | 759613 | 83608
1-Phenanthrenecarboxylic acid, dodecahydro-1,4a-dimethyl-7-(1-methylethyl)-, methyl ester | 759605 | 83609
2-Propenoic acid, polymer with butyl 2-propenoate, chloroethene and ethenyl acetate | 759597 | 83610
Benzenesulfonic acid, dodecyl(sulfophenoxy)- | 759589 | 83611
Propanol, 1(or 2)-propoxy- | 759571 | 83612
.beta.-D-Glucopyranoside, octyl | 759563 | 83613
.alpha.-D-Glucopyranoside, decyl | 759555 | 83614
.alpha.-D-Glucopyranoside, octyl | 759548 | 83615
Propanol, 1(or 2)-(1-methylethoxy)- | 759530 | 83616
Octadecanoic acid, hydroxy-, 2-ethylhexyl ester | 759522 | 83617
Ethanesulfonic acid, 2-(9-octadecenylamino)-, monosodium salt, (Z)- | 759514 | 83618
Sorbitan, di-(9Z)-9-octadecenoate | 759506 | 83619
Benzenesulfonic acid, dodecyl-, compd. with N-(1-methylethyl)-2-propanamine (1:1) | 759498 | 83620
Decanedioic acid, polymer with (2Z)-2-butenedioic acid and 2,2'-oxybis[ethanol] | 759480 | 83621
Benzenesulfonic acid, dimethyl-, calcium salt (2:1) | 759472 | 83622
Phenol, bis(1-methylethyl)- | 759464 | 83623
2-Propenoic acid, 2-methyl-, octadecyl ester, polymer with 2-propenoic acid | 759456 | 83624
Naphthalenesulfonic acid, dimethyl-, sodium salt | 759449 | 83625
Poly(oxy-1,2-ethanediyl), .alpha.-phosphono-.omega.-(tridecyloxy)- | 759431 | 83626
Ethanesulfonic acid, 2-[methyl(1-oxoeicosyl)amino]-, sodium salt | 759423 | 83627
Oxiranemethanol, homopolymer | 759415 | 83628
1,3-Dioxane, 2-butyl-2-methyl- | 759407 | 83629
Silane, (chloropropyl)trimethoxy- | 759399 | 83630
Silver peroxide (Ag2(O2)) | 759381 | 83631
Ethenethiol, homopolymer | 759373 | 83632
2-Butenoic acid, polymer with ethenyl acetate and ethenyl propanoate | 759365 | 83633
1,3,5,7-Tetraazatricyclo[3.3.1.13,7]decane, monohydrochloride | 759357 | 83634
Cobalt, [N,N-bis(carboxymethyl)glycinato(3-)-N,O,O',O'']- | 759340 | 83635
3-Cyclohexene-1-methanol, .alpha.,4-dimethyl-.alpha.-(4-methyl-3-pentenyl)-, (.alpha.S,1S)- | 759332 | 83636
Nickel, [N,N-bis[(carboxy-.kappa.O)methyl]glycinato(3-)-.kappa.N,.kappa.O]- | 759324 | 83637
[1,1'-Biphenyl]-4-carboxylic acid, 3'-nitro-4'-(octadecyloxy)- | 759316 | 83638
Benzene-d5, ethyl- | 759308 | 83639
Beryllate(1-), [N,N-bis(carboxymethyl)glycinato(3-)-N,O,O',O'']-, potassium, (T-4)- | 759290 | 83640
Ethanol, 2,2'-(hexadecylimino)bis- | 759282 | 83641
Ethanol, 2,2'-(tetradecylimino)bis- | 759274 | 83642
Cadmate(1-), [N,N-bis[(carboxy-.kappa.O)methyl]glycinato(3-)-.kappa.N,.kappa.O]-, (T-4)- | 759266 | 83643
Glycine, N,N-bis(carboxymethyl)-, mercury(2+) salt (2:3) | 759258 | 83644
Octadecanoic acid, calcium zinc salt | 759241 | 83645
1H-Imidazole-1-ethanol, 4,5-dihydro-2-(9Z)-9-octadecenyl- | 759233 | 83646
2,4-Imidazolidinedione, 1,3,5,5-tetramethyl- | 759225 | 83647
Benzenesulfonic acid, 4-dodecyl-, compd. with 1-butanamine (1:1) | 759217 | 83648
Cyclopropanecarboxylic acid, 2,2-dimethyl-3-(2-methyl-1-propenyl)-, anhydride | 759209 | 83649
Phosphoric acid, decyl diphenyl ester | 759191 | 83650
Chloric acid, lithium salt | 759183 | 83651
1-Pentadecanol, hydrogen sulfate, sodium salt | 759175 | 83652
Phosphoric acid, butyl ester | 759167 | 83653
Armeen SZ | 759159 | 83654
Pharmamedia | 759142 | 83655
C.I. Solvent Yellow 85 | 759134 | 83656
Pyrophyllite (AlH(SiO3)2) | 759126 | 83657
Iron oxide (Fe2O3), hydrate | 759118 | 83658
C.I. Direct Blue 199 | 759100 | 83659
Hectorite ((Mg2.67Li0.33)Si4Na0.33[F0.5-1(OH)0-0.5]2O10) | 759092 | 83660
Benzene, dodecylphenoxy-, disulfo deriv., sodium salt | 759084 | 83661
Benzenesulfonic acid, dodecyl-, zinc salt | 759076 | 83662
Benzenesulfonic acid, dodecyl-, strontium salt | 759068 | 83663
Benzenesulfonic acid, dodecyl-, compd. with dodecylamine (1:1) | 759050 | 83664
Benzenesulfonic acid, dodecyl-, compd. with 1-butanamine (1:1) | 759043 | 83665
Benzenesulfonic acid, dodecyl-, compd. with 1,2-propanediamine (2:1) | 759035 | 83666
Naphthalenesulfonic acid, methyl-, compd. with isopropylamine (1:1) | 759027 | 83667
Tincalconite (B4Na2O7.5H2O) | 759019 | 83668
Boron potassium oxide (B4K2O7), tetrahydrate | 759001 | 83669
Vitamin B | 758995 | 83670
Silica, hydrate | 758987 | 83671
Chloric acid, calcium salt | 758979 | 83672
Chromate(2-), [2-[2-[4,5-dihydro-3-methyl-1-(2-methyl-4-sulfophenyl)-5-(oxo-.kappa.O)-1H-pyrazol-4-yl]diazenyl-.kappa.N1]-4-sulfobenzoato(4-)-.kappa.O]hydroxy-, sodium (1:2), (T-4)- | 758961 | 83673
Sulfuric acid, calcium salt (1:1), dihydrate | 758953 | 83674
D-glycero-D-gulo-Heptonic acid, monosodium salt, dihydrate | 758946 | 83675
Sulfuric acid, calcium salt, hydrate (2:2:1) | 758938 | 83676
Poly(oxy-1,2-ethanediyl), .alpha.,.alpha.',.alpha.'',.alpha.'''-[[(2-sulfophenyl)methyliumylidene]bis[(3-methyl-4,1-phenylene)nitrilodi-2,1-ethanediyl]]tetrakis[.omega.-hydroxy-, chloride, monosodium salt | 758920 | 83677
1,2,3-Propanetriol, homopolymer, octadecanoate | 758912 | 83678
Carbomer | 758904 | 83679
Rubber, natural | 758896 | 83680
Simethicone | 758888 | 83681
Olibanum | 758870 | 83682
Fertilizers, sewage sludge | 758862 | 83683
Beer | 758854 | 83684
Honey | 758847 | 83685
Oils, mink | 758839 | 83686
Belladonna | 758821 | 83687
Pharmaceutical natural products, aloe | 758813 | 83688
2-Propanol, 1-amino-, nitrite (salt) | 758805 | 83689
1H-Imidazole, 4,5-dihydro-2-(9Z)-9-octadecenyl- | 758797 | 83690
2,4,6,8,10,12,14,16,18-Eicosanonaenedioic acid, 4,8,13,17-tetramethyl-, diethyl ester, stereoisomer | 758789 | 83691
L-Glucitol | 758771 | 83692
Sulfamic acid, dimethyl- | 758763 | 83693
1,2,3-Propanetricarboxylic acid, 2-hydroxy-, tripotassium salt, monohydrate | 758755 | 83694
1-Heptadecanol, hydrogen sulfate, sodium salt | 758748 | 83695
Propanoic acid, 2-hydroxy-, iron(2+) salt (2:1) | 758730 | 83696
Acetic acid, calcium salt, monohydrate | 758722 | 83697
1H-Isoindol-1-one, 3,3'-[(2-methyl-1,3-phenylene]diimino]bis[4,5,6,7-tetrachloro- | 758714 | 83698
Phosphonium, (2-carboxyethyl)triphenyl-, inner salt | 758706 | 83699
Benzenamine, N,N-bis(1-methylethyl)- | 758698 | 83700
Methanol, [1,2-ethanediylbis(oxy)]bis- | 758680 | 83701
Phenol, 2,4,6-tris(1-methylethyl)- | 758672 | 83702
Ethanol, 2-butoxy-, phosphite (3:1) | 758664 | 83703
Benzene-1,2,3,4-d4, 5,6-dichloro- | 758656 | 83704
C.I. Pigment Green 23 | 758649 | 83705
Silicic acid, magnesium salt, hydrate | 758631 | 83706
.beta.-Alanine, N-(2,4-dihydroxy-3,3-dimethyl-1-oxobutyl)-, (R)- | 758540 | 83707
Montmorillonite ((Al1.33-1.67Mg0.33-0.67)(Ca0-1Na0-1)0.33Si4(OH)2O10.xH2O) | 758623 | 83708
9(10H)-Anthracenone, 1,8-dihydroxy- | 758615 | 83709
1,1,2-Cyclopropanetricarboxylic acid, 3-methyl-, trans- | 758607 | 83710
Acetamide, 2-chloro-N-phenyl- | 758599 | 83711
Bicyclo[2.2.1]heptan-2-ol, 1,3,3-trimethyl-, (1S,2R,4R)- | 758581 | 83712
Propane, 1,1,1,2,2,3,3-heptachloro-3-fluoro- | 758573 | 83713
Ethane, 2-bromo-1-chloro-1,1-difluoro- | 758565 | 83714
9H-Pyrido(3,4-b)indole, 7-methoxy-1-methyl-, monohydrochloride | 758557 | 83715
Chlorofluorocarbons | 761411 | 83716
Barium compounds | 761403 | 83717
Aromatics | 761395 | 83718
Aluminum compounds | 761387 | 83719
Aldehydes | 761379 | 83720
Acetylenes (alkynes) | 761361 | 83721
Volatile organic compounds | 761346 | 83723
Sulfates | 761320 | 83725
Reduced silver compounds | 761304 | 83726
Reactive organic compounds | 761296 | 83727
1,1'-Biphenyl, bromo derivs. | 761288 | 83728
Paraffins (alkanes) | 761270 | 83729
Organic acids | 761262 | 83730
Olefins | 761254 | 83731
Non-volatile organic compounds | 761247 | 83732
Flammable Mixture | 761239 | 83733
CBI Selenium and Sulfur Compounds | 761221 | 83734
CBI Oxiranes and Azirdines | 761213 | 83735
CBI Organic Silanes | 761205 | 83736
CBI Nitrogen Oxides and Organic Nitro Compounds | 761197 | 83737
CBI Isocyanates and Isothiocyanates | 761189 | 83738
CBI Halogens and Halogen Oxides | 761171 | 83739
CBI Halogenated Organic Compounds | 761163 | 83740
CBI Flammable Substance | 761155 | 83741
CBI Esters, Alcohols, Aldehydes, and Furans | 761148 | 83742
CBI Cyanides and Nitriles | 761130 | 83743
CBI Carbonyl Compounds | 761122 | 83744
CBI Boron Compounds | 761114 | 83745
CBI Arsenic and Phosphorus Compounds | 761106 | 83746
Fatty acids, tall-oil, esters with propylene glycol | 760686 | 83747
CBI Amines, Ammonia, and Hydrazines | 761098 | 83748
CBI Acids | 761080 | 83749
Poly(oxy-1,2-ethanediyl), .alpha.-hydro-.omega.-hydroxy-, ether with methyl .alpha.-D-glucopyranoside 2,6-di-9-octadecenoate (2:1), (Z,Z)- | 761072 | 83750
2-Butenedioic acid (2Z)-, polymer with ethenol and ethenyl acetate, sodium salt | 761064 | 83751
Alkenes, C>10 .alpha.-, polymers with vinylpyrrolidone | 761056 | 83752
Proteins, oat | 761049 | 83753
Perlite | 761031 | 83754
Poly[oxy-1,2-ethanediyl(dimethyliminio)-1,3-propanediyliminocarbonylimino-1,3-propanediyl(dimethyliminio)-1,2-ethanediyl dichloride] | 761023 | 83755
Wheat flour | 761015 | 83756
L-Alanine, N-coco alkyl derivs. | 761007 | 83757
Mirapon FBS | 760991 | 83758
Poly(oxy-1,2-ethanediyl), .alpha.-hydro-.omega.-hydroxy-, ether with methyl .beta.-D-glucopyranoside 2,6-di-9-octadecenoate (2:1), (Z,Z)- | 760983 | 83759
Benzenesulfonic acid, dodecyl-, compd. with 1,3-propanediamine (1:1) | 760975 | 83760
Glycerides, C8-12 | 760967 | 83761
Benzenesulfonic acid, 4-amino-, polymer with formaldehyde and 3-methylphenol | 760959 | 83762
Oxazolidine, 3-(dichloroacetyl)-5-(2-furanyl)-2,2-dimethyl- | 760942 | 83763
2-Propenoic acid, 2-methyl-, cyclohexyl ester, polymer with 2-hydroxyethyl 2-methyl-2-propenoate, isodecyl 2-methyl-2-propenoate and 2-(4-morpholinyl)ethyl 2-methyl-2-propenoate | 760934 | 83764
Oxirane, methyl-, polymer with oxirane, monobutyl ether, block | 760926 | 83765
Phenol, 4,4'-(1-methylethylidene)bis-, polymer with 5-amino-1,3,3-trimethylcyclohexanemethanamine, (chloromethyl)oxirane and C,C,C-trimethyl-1,6-hexanediamine | 760918 | 83766
Benzenesulfonic acid, dodecyl-, compd. with 1,2-propanediamine | 760900 | 83767
Oxirane, methyl-, polymer with oxirane, mono(4-nonylphenyl) ether, block | 760892 | 83768
Formaldehyde, polymer with methyloxirane, oxirane and (1,1,3,3-tetramethylbutyl)phenol, graft | 760884 | 83769
Naphtha, thermal-cracked, residues, naphthalene cut, sulfonated, polymer with formaldehyde, sodium salts | 760876 | 83770
Oxirane, methyl-, polymer with oxirane, mono(nonylphenyl) ether, block | 760868 | 83771
Poly(oxy-1,2-ethanediyl), .alpha.-phosphono-.omega.-(4-nonylphenoxy)-, dipotassium salt | 760850 | 83772
Castor oil, epoxidized | 760843 | 83773
Methanamine, N-methyl-, 2-hydroxy-1,2,3-propanetricarboxylate (2:1) | 760835 | 83774
Poly(oxy-1,2-ethanediyl), .alpha.-(dodecylphenyl)-.omega.-hydroxy-, phosphate, sodium salt | 760827 | 83775
Poly(oxy-1,2-ethanediyl), .alpha.-[tris(1-phenylethyl)phenyl]-.omega.-hydroxy- | 760819 | 83776
Cheese, Cheddar, ext. | 760801 | 83777
Fish, meal | 760793 | 83778
Cod-liver oil, oxidized, sulfated and sulfonated | 760785 | 83779
Formolene | 760777 | 83780
2-Butenedioic acid, bis(1-methylheptyl) ester | 760769 | 83781
Rhamsan gum | 760751 | 83782
Butanedioic acid, sulfo-, 1,4-didecyl ester, ammonium salt | 760744 | 83783
Neononanoic acid, manganese(2+) salt | 760736 | 83784
Benzenesulfonic acid, dodecyl-, compd. with 3-methoxy-1-propanamine (1:1) | 760728 | 83785
Perlite, expanded | 760710 | 83786
3,6,9,12-Tetraoxaoctacosan-1-ol, 11-methyl-, acetate | 760702 | 83787
Alcohols, lanolin, sterol-low, acetylated | 760694 | 83788
Copper compounds | 761429 | 83789
Ketones | 761437 | 83793
Dibenzofuran, chloro- | 729046 | 83794
3,6,9,12,16-Pentaoxanonadec-18-ene-1,14-diol, bis(4-methylbenzenesulfonate) | 749978 | 83795
2-Propenenitrile, polymer with 1,3-butadiene, 3-carboxy-1-cyano-1-methylpropyl-terminated, polymers with epichlorohydrin, formaldehyde, 4,4'-(1-methylethylidene)bis[2,6-dibromophenol], dimethacrylate | 749911 | 83796
2-Oxepanone, polymer with 4,4'-(1-methylethylidene)bisphenol and 2,2-[(1-methylethylidene)bis(4,1-phenyleneoxymethylene)]bis[oxirane, graft | 749903 | 83797
2-Imino-1,3-thiazin-4-one-5,6-dihydromonohydrochloride | 749879 | 83798
2-Buten-1-ol, 3-methyl-, zirconium (4+) salt | 749846 | 83799
2-Buten-1-ol, 3-methyl-, titanium (4+) salt | 749838 | 83800
1,2,4,5-Benzenetetracarboxylic acid, 1,4-diethyl ester, compound with 4,4'-[[1,1'-biphenyl]-2,5-diylbis(oxy)]bis[benzenamine] (1:1), polymer with 4,4'-[[1,1'-biphenyl]-2,5-diylbis(oxy)]bis[benzenamine]-1,5-diethyl-1,2,4,5-benzenetetracarboxylate (1:1), reaction products with phthalic anhydride | 749754 | 83802
Phenol, 5-amino-2,4-dichloro-, hydrochloride | 749606 | 83803
1-Octanol, 2-butyl-, benzoate | 749598 | 83804
Benzenesulfonic acid, 2,2'-(1E)-1,2-ethenediylbis[5-[[4-(methylamino)-6-[[4-[(methylamino)carbonyl]phenyl]amino]-1,3,5-triazin-2-yl]amino]-, sodium salt (1:2) | 749580 | 83805
Siloxanes and Silicones, di-Me, 3-[4-[[[3-(dimethylamino)propyl]amino]carbonyl]-2-oxo-1-pyrrolidinyl]propyl Me | 749572 | 83806
Octadecanoic acid, ester with 1,2-propanediol, phosphate, anhydride with silicic acid (H4SiO4) | 749564 | 83807
1-Decanol, 2-hexyl-, benzoate | 749556 | 83808
Methanone, [5-[[3-(2H-benzotriazol-2-yl)-2-hydroxy-5-(1,1,3,3-tetramethylbutyl)phenyl]methyl]-2-hydroxy-4-(octyloxy)phenyl]phenyl- | 749549 | 83809
L-Aspartic acid, homopolymer, ammonium salt | 749531 | 83810
1,2,4,5-Benzenetetracarboxylic acid, diethyl ester, comp. with 4,4'-[[1,1'-biphenyl]-2,5-diylbis(oxy)]bis[benzenamine] (1:1) | 749523 | 83811
3,6,9,12-Tetraoxatetradecane-1,14-diol, 7-[(2-propenyloxy)methyl]-, bis(4-methylbenzenesulfonate) | 749515 | 83812
1H-Benzotriazole, 5-(pentyloxy)-, potassium salt | 749507 | 83813
2-Pyrrolidinone, 1-ethenyl-3-ethylidene-, (3E)- | 749499 | 83814
2-Pyrrolidinone, 1,1'-(2-methyl-1,5-pentanediyl)bis- | 749481 | 83815
2-Propanol, 1-amino-, reaction products with melamine, polymers with 5-isocyanato-1-(isocyanatomethyl)-1,3,3-trimethylcyclohexane, 2-hydroxyethyl acrylate-blocked | 749473 | 83816
1H-Benzotriazole, 5-(pentyloxy)- | 749465 | 83817
Poly[oxy(methyl-1,2-ethanediyl)], .alpha.,.alpha.'-(2,2-dimethyl-1,3-propanediyl)bis[.omega.-(oxiranylmethoxy)- | 749457 | 83818
2-Propanol, 1-[2-[[(4-methylphenyl)sulfonyl]oxy]ethoxy]-3-(2-propenyloxy)-, 4-methylbenzenesulfonate | 749440 | 83819
Ethanol, 2-[1-[[2-[2-[[(4-methylphenyl)sulfonyl]oxy]ethoxy]ethoxy]methyl]-2-(2-propenyloxy)ethoxy]-, 4-methylbenzenesulfonate | 749432 | 83820
2-Propanol, 1-[2-[2-[[(4-methylphenyl)sulfonyl]oxy]ethoxy]ethoxy]-3-(2-propenyloxy)-, 4-methylbenzenesulfonate | 749424 | 83821
2-Propenoic acid, 2-[[(1-methylethoxy)carbonyl]amino]ethyl ester | 749416 | 83822
2-Propenoic acid, 2-(2-oxo-3-oxazolidinyl)ethyl ester | 749408 | 83823
1,2-Propanediol, 3-(2-propenyloxy)-, bis(4-methylbenzenesulfonate) | 749390 | 83824
Ethanol, 2,2'-[[1-[(2-propenyloxy)methyl]-1,2-ethanediyl]bis(oxy)]bis-, bis(4-methylbenzenesulfonate) | 749382 | 83825
1-Propanol, 3,3'-oxybis[2,2-bis(bromomethyl)- | 749374 | 83826
Ethanol, 2,2',2''-nitrilotris-, compd. with .alpha.-[2,4,6-tris(1-phenylethyl)phenyl]-.omega.-hydroxypoly(oxy-1,2-ethanediyl) phosphate | 749366 | 83827
Oxirane, 2,2'-[methylenebis[(2,6-dimethyl-4,1-phenylene)oxymethylene]]bis- | 749358 | 83828
Poly[[6-(4-morpholinyl)-1,3,5-triazine-2,4-diyl]-1,4-piperazinediyl] | 749341 | 83829
2-Piperidinone, 1,5-dimethyl- | 749333 | 83830
Hydrazinecarboxamide, N,N'-(methylenedi-4,1-phenylene)bis[2,2-dimethyl- | 749325 | 83831
1,4,7,10,13,16-Hexaoxacyclooctadecane, 2-[(2-propenyloxy)methyl]- | 749317 | 83832
2-Propenoic acid, 2-methyl-, 7-oxabicyclo[4.1.0]hept-3-ylmethyl ester | 749309 | 83833
Propanenitrile, 3-[[4-[2-[5,6(or 6,7)-dichloro-2-benzothiazolyl]diazenyl]-3-methylphenyl]ethylamino]- | 749291 | 83834
Phenol, (1,1,3,3-tetramethylbutyl)-, polymer with ethenylbenzene and (1-methylethenyl)benzene | 749283 | 83835
Benzene, (1-methylethyl)(2-phenylethyl)- | 749275 | 83836
2-Propenoic acid, 7-oxabicyclo[4.1.0]hept-3-ylmethyl ester | 749267 | 83837
Naphthalene, 1,2,3,4-tetrahydro(1-phenylethyl)- | 749259 | 83838
Poly[oxy(methyl-1,2-ethanediyl)], .alpha.-[2-[(1-oxo-2-propenyl)oxy]ethyl]-.omega.-hydroxy- | 749242 | 83839
Phenol, 3,4,6-trichloro-2-methoxy- | 749234 | 83840
Tox | 749226 | 83841
Poly(oxy-1,2-ethanediyl), .alpha.,.alpha.'-[(1-methylethylidene)di-4,1-phenylene]bis[.omega.-(oxiranylmethoxy)- | 749218 | 83842
Butanoic acid, antimony(3+) salt | 749200 | 83843
Neodecaneperoxoic acid, 1,1,3,3-tetramethylbutyl ester | 749192 | 83844
Benzoic acid, 2-[(1-naphthalenylamino)carbonyl]- | 748921 | 83845
7-Oxabicyclo[4.1.0]heptane-3-carboxylic acid, methyl ester | 749184 | 83846
3,6,9,12-Tetraoxatetradecane-1,14-diol, bis(4-methylbenzenesulfonate) | 749176 | 83847
Phosphorothioic acid, O-ethyl O-[4-(methylthio)phenyl] S-propyl ester | 749168 | 83848
Ethanol, 2,2'-[oxybis(2,1-ethanediyloxy)]bis-, bis(4-methylbenzenesulfonate) | 749150 | 83849
Methanol, 1,1,1-trichloro-, 1,1'-carbonate | 749143 | 83850
3-Buten-2-ol, 4-(2,6,6-trimethyl-2-cyclohexen-1-yl)-, (3E)- | 749135 | 83851
Methanone, [1,4-butanediylbis[oxy(2-hydroxy-4,1-phenylene)]]bis[phenyl- | 749127 | 83852
Ethanol, 2,2'-[1,2-ethanediylbis(oxy)]bis-, bis(4-methylbenzenesulfonate) | 749119 | 83853
Urea, N,N-dimethyl-N'-[(3aR,4S,5R,7S,7aR)-octahydro-4,7-methano-1H-inden-5-yl]-, rel- | 749101 | 83854
Benzenemethanaminium, N,N-dimethyl-N-[2-[2-[3-methyl-4-(1,1,3,3-tetramethylbutyl)phenoxy]ethoxy]ethyl]-, chloride | 749093 | 83855
Phosphoric acid, disodium salt, dihydrate | 749085 | 83856
1H,3H,5H-Oxazolo[3,4-c]oxazole, dihydro-7a-methyl- | 749077 | 83857
Ethanol, 2,2'-oxybis-, bis(4-methylbenzenesulfonate) | 749069 | 83858
1,2-Ethanediol, bis(4-methylbenzenesulfonate) | 749051 | 83859
1H-Isoindole-1,3(2H)-dione, 2-(1-naphthalenyl)- | 749044 | 83860
Carbamic acid, (1,1-dimethylethyl)-, 3-[[(dimethylamino)carbonyl]amino]phenyl ester | 749036 | 83861
Hexanedioic acid, diethenyl ester | 749028 | 83862
2-Propenamide, N-[3-(dimethylamino)propyl]- | 749010 | 83863
Phenol, 3,4,5-trichloro-2,6-dimethoxy- | 749002 | 83864
Phenol, 2,2'-methylenebis[4,6-dichloro- | 748996 | 83865
Carbamic acid, (3,4-dichlorophenyl)-, methyl ester | 748988 | 83866
2-Piperidinone, 1,3-dimethyl- | 748970 | 83867
Urea, N-butyl-N'-(3,4-dichlorophenyl)-N-methyl- | 748962 | 83868
1H-Imidazole, 1,2-dimethyl-5-nitro- | 748954 | 83869
3-Buten-2-ol, 4-(2,6,6-trimethyl-2-cyclohexen-1-yl)- | 748947 | 83870
Phosphorothioic acid, O,O-diethyl O-[2-(ethylthio)ethyl] ester | 748939 | 83871
3,6,9,13-Tetraoxahexadec-15-ene-1,11-diol, bis(4-methylbenzenesulfonate) | 749986 | 83872
Aryloxyarene | 751032 | 83873
Ammonium benzophenonecarboxylate | 750927 | 83874
Amines, N-[(C14-18 and C16-18 unsaturated alkyl)]tripropylenetetra- | 750869 | 83875
Amines, N-[(C14-18 and C16-18 unsaturated alkyl)]dipropylenetri- | 750851 | 83876
Amines, N-[(C14-18 and C16-18 unsaturated alkyl)]tetrapropylenepenta- | 750844 | 83877
7-Oxabicyclo[4.1.0]heptane, 3-ethenyl, homopolymer, ether with 2-ethyl-2-(hydroxymethyl)-1,3-propanediol (3:1), epoxidized | 750026 | 83878
Formaldehyde, polymer with (chloromethyl)oxirane, 4,4'-(1-methylethylidene)bis[2,6-dibromophenol] and phenol, 2-methyl-2-propenoate | 752014 | 83879
Fatty acids, C(14-18)- unsaturated, branched and linear, methyl and butyl esters | 751941 | 83880
Butyl acrylate, polymer with substituted methyl styrene, methyl methacrylate, and substituted silane (generic) (P-91-0272) | 751263 | 83881
Reaction products of formalin (37%) with amine C12 | 753749 | 83882
Propanenitrile, 3-[amino, N-tallowalkyl]tripropylenetri- | 753582 | 83883
Propanenitrile, 3-[amino, N-tallowalkyl]dipropylenetri- | 753574 | 83884
Propanenitrile, 3-[amino, (C14-18 and C16-18 unsaturated alkyl)]tripropylenetetra- | 753566 | 83885
Propanenitrile, 3-[amino, (C14-18 and C16-18 unsaturated alkyl)]trimethylenedi- | 753558 | 83886
Propanenitrile, 3-[amino, (C14-18 and C16-18 unsaturated alkyl)]dipropylenetri- | 753541 | 83887
Polypiperidinol-acrylate methacrylate | 753442 | 83888
Polyglycerin mono(4-nonylphenyl) ether | 753194 | 83889
Polyamine adducts | 753079 | 83890
Triethanolamine salt of a substituted organic acid | 754986 | 83891
Alkanedioic acid, reaction product with alkanolamines (generic) (P-84-0529) | 754978 | 83892
Vinyl ether substituted alkyd (generic) (P-97-0077) | 754937 | 83893
Silane, (1,1-dimethylethoxy)dimethoxy(2-methyl propyl)- | 753830 | 83894
C.I. Reactive Yellow 160 | 715045 | 83895
2,5-Furandione, homopolymer, hydrolyzed, potassium salts | 715037 | 83896
Tin, Bu 2-ethylhexanoate laurate oxo complexes | 715029 | 83897
Poly[oxy(methyl-1,2-ethanediyl)], .alpha.-hydro-.omega.-[2-[(dithiocarboxy)amino]methylethyl]-, ether with 2-ethyl-2-(hydroxymethyl)-1,3-propanediol (3:1), trisodium salt | 715011 | 83898
Natural gas, methane fraction | 715003 | 83899
C.I. Reactive Blue 198 | 714998 | 83900
Formic acid, compd. with 2,2'-oxybis[N,N-dimethylethanamine] (1:1) | 714980 | 83901
Phosphonic acid, di-9-octadecenyl ester, polymers with boric acid and diisopropanolamine N-tallow alkyl derivs. | 714972 | 83902
Phenol, tetrapropylene-, sulfurized, carbonates, calcium salts | 714964 | 83903
1-Naphthalenesulfonic acid, 6-diazo-5,6-dihydro-5-oxo-, ester with 2,2',3,3'-tetrahydro-3,3,3',3'-tetramethyl-1,1'-spirobi[1H-indene]-5,5',6,6',7,7'-hexol | 714956 | 83904
Phenol, 2,4-dichloro-3-ethyl- | 714949 | 83905
Butanoic acid, 4-[[1-(7-chloro-6-methyl-1H-pyrazolo[5,1-c]-1,2,4-triazol-3-yl)tridecyl]octylamino]-4-oxo- | 714931 | 83906
Butane, 2,3-dichloro-1,1,1,2,3,4,4,4-octafluoro-, (R*,R*)- | 714923 | 83907
Methyldioxy, fluoro- | 714915 | 83908
Methyldioxy, bromo- | 714907 | 83909
Tetraoxide, bis(trifluoromethyl) | 714899 | 83910
Decanoic acid, mixed esters with heptanoic acid, isononanoic acid, octanoic acid and pentaerythritol | 714881 | 83911
Alkaterge C | 714873 | 83912
2,7-Naphthalenedisulfonic acid, 4-amino-5-hydroxy-6-[2-[3-[[[2-[[2-(sulfooxy)ethyl]sulfonyl]ethyl]amino]carbonyl]phenyl]diazenyl]-3-[2-[4-[[2-(sulfooxy)ethyl]sulfonyl]phenyl]diazenyl]-, sodium salt (1:4) | 714865 | 83913
1H-Indene-1,3(2H)-dione, 2-benzo[f]quinolin-3-yl-, disulfo deriv., compd. with 2-(diethylamino)ethanol | 714857 | 83914
Phosphorous acid, 2-[2-[[bis(isodecyloxy)phosphino]oxy]propoxy]-1-methylethyl isodecyl phenyl ester | 714840 | 83915
Sodium, 1,2-dimethoxyethane naphthalenyl complexes | 714832 | 83916
8-Quinolinol, 3-ethyl- | 714824 | 83917
2-Propenoic acid, 2-methyl-, polymer with butyl 2-methyl-2-propenoate, butyl 2-propenoate, ethenylbenzene and octadecyl 2-methyl-2-propenoate | 714816 | 83918
1-Naphthalenesulfonic acid, 7-amino-3-[[2-(sulfooxy)ethyl]sulfonyl]- | 714808 | 83919
Dibenzo[b,e][1,4]dioxin, 1,3,7,9-tetrabromo- | 714790 | 83920
Chromate(1-), bis[3-(hydroxy-.kappa.O)-4-[2-[2-(hydroxy-.kappa.O)-3,5-dinitrophenyl]diazenyl-.kappa.N1]-N-phenyl-2-naphthalenecarboxamidato(2-)]-, ammonium (1:1) | 714782 | 83921
Benzenesulfonic acid, 2-[2-(2-hydroxy-1-naphthalenyl)diazenyl]-5-methyl-, barium salt (2:1) | 714774 | 83922
Methyldioxy, tribromo- | 714766 | 83923
1,3-Benzenediamine, 2(or 4)-methyl-4,6(or 2,6)-bis(methylthio)- | 714758 | 83924
Naphthalenesulfonic acid, C6-9-alkyl Me derivs., sodium salts | 714741 | 83925
Cottonseed oil, mixed with Bu oleate, sulfurized | 714733 | 83926
2-Propenoic acid, 2-methyl-, 2-aminoethyl ester, hydrochloride, polymer with butyl 2-propenoate, ethenylbenzene and methyl 2-methyl-2-propenoate, hydrobromide | 714725 | 83927
2-Imidazolidinone, 4,5-dihydroxy-1,3-bis(hydroxymethyl)-, reaction products with diethylene glycol | 714717 | 83928
Siderite, magnesian ((Fe0.5-0.9Mg0.1-0.5)(CO3)) | 714709 | 83929
2,7-Naphthalenedisulfonic acid, 5-[[4-chloro-6-[[2-[2-(ethenylsulfonyl)ethoxy]ethyl]amino]-1,3,5-triazin-2-yl]amino]-3-[[4-(ethenylsulfonyl)phenyl]azo]-4-hydroxy-, potassium sodium salt | 714691 | 83930
2,7-Naphthalenedisulfonic acid, 4-amino-6-[[4-[[[4-[(2,4-diaminophenyl)azo]phenyl]amino]sulfonyl]phenyl]azo]-5-hydroxy-3-[(4-nitrophenyl)azo]-, dipotassium salt | 714683 | 83931
3'-Cytidylic acid, guanylyl-(3'.fwdarw.5')-cytidylyl-(3'.fwdarw.5')-guanylyl-(3'.fwdarw.5')-cytidylyl-(3'.fwdarw.5')-guanylyl-(3'.fwdarw.5')- | 714675 | 83932
Cellulose, ether with .alpha.-[3-(dodecyldimethylammonio)-2-hydroxypropyl]-.omega.-hydroxypoly(oxy-1,2-ethanediyl) chloride | 714667 | 83933
2,7-Naphthalenedisulfonic acid, 5-(benzoylamino)-4-hydroxy-3-[[1-sulfo-6-[[2-(sulfooxy)ethyl]sulfonyl]-2-naphthalenyl]azo]-, tetrasodium salt | 714659 | 83934
Protein hydrolyzates, silk | 714642 | 83935
Propanoic acid, 2-(4-hydroxyphenoxy)-, methyl ester, (2R)- | 714634 | 83936
Skydrol | 714626 | 83937
TM (herbicide) | 714618 | 83938
Cuprate(1-), [4-[[dihydroxy[(2-hydroxy-3,5-dinitrophenyl)azo]phenyl]azo]benzenesulfonato(3-)]-, sodium | 714600 | 83939
Propane, trifluoro- | 714592 | 83940
.beta.-Alanine, N-(2-carboxyethyl)-N-(2-ethylhexyl)-, sodium salt (1:1) | 714584 | 83941
Phosphorous acid, oxybis(1-methyl-2,1-ethanediyl) tetradodecyl ester | 714576 | 83942
1H-Indole-5-sulfonic acid, 2-phenyl-3-[2-[2-(phenylsulfonyl)phenyl]diazenyl]- | 714568 | 83943
2,7-Naphthalenedisulfonic acid, 4-amino-5-hydroxy-6-[2-[2-methoxy-5-[[2-(sulfooxy)ethyl]sulfonyl]phenyl]diazenyl]-3-[2-[4-[[2-(sulfooxy)ethyl]sulfonyl]phenyl]diazenyl]-, sodium salt (1:4) | 714550 | 83944
Octene, branched, hydroformylation products, distn. lights | 714535 | 83945
2,7-Naphthalenedisulfonic acid, 4-amino-5-hydroxy-, coupled with 3-aminophenol, diazotized 5-amino-2-[(4-aminophenyl)amino]benzenesulfonic acid and diazotized benzenamine, sodium salts | 714527 | 83946
Cyclopropane, dichloro- | 714519 | 83947
C.I. Reactive Yellow 145 | 714501 | 83948
Phosphorous acid, mixed 2-(2-butoxyethoxy)ethyl and nonylphenyl esters | 714493 | 83949
Benzenesulfonic acid, 3-(2H-benzotriazol-2-yl)-4-hydroxy-5-(1-methylpropyl)-, sodium salt (1:1) | 714485 | 83950
Phosphorous acid, C13-15-alkyl nonylphenyl triesters | 714477 | 83951
2-Naphthalenol, 1-[2-[4-(2-phenyldiazenyl)phenyl]diazenyl]-, ar-heptyl ar',ar''-Me derivs. | 714469 | 83952
Tar bases, coal, picoline fraction | 714451 | 83953
2,5-Pyrrolidinedione, 3-C18-24-alkenyl derivs. | 714444 | 83954
Chromate(3-), bis[3-[2-[1-(3-chlorophenyl)-4,5-dihydro-3-methyl-5-(oxo-.kappa.O)-1H-pyrazol-4-yl]diazenyl-.kappa.N1]-4-(hydroxy-.kappa.O)-5-nitrobenzenesulfonato(3-)]-, potassium sodium | 714436 | 83955
1H-Indole-5-sulfonic acid, 2-phenyl-3-[2-[2-(phenylsulfonyl)phenyl]diazenyl]-, sodium salt (1:1) | 714428 | 83956
1-Naphthalenesulfonic acid, 4-amino-, diazotized, coupled with diazotized 5(or 8)-amino-2-naphthalenesulfonic acid, diazotized 4-nitrobenzenamine and resorcinol | 714410 | 83957
Naphthalenesulfonic acid, tripropylene-, methylated, sodium salts | 714402 | 83958
2,7-Naphthalenedisulfonic acid, 4-amino-5-hydroxy-, diazotized, coupled with resorcinol, coupled with diazotized 5-amino-2-(phenylamino)benzenesulfonic acid and diazotized 4-nitrobenzenamine | 714394 | 83959
Formaldehyde, reaction products with N,N-dimethylbenzenamine and N-ethyl-2-methylbenzenamine, oxidized, molybdatephosphates | 714386 | 83960
Chromate(5-), bis[4-hydroxy-3-[(2-hydroxy-3,5-dinitrophenyl)azo]-6-[(sulfomethyl)amino]-2-naphthalenesulfonato(4-)]-, sodium | 714378 | 83961
Benzenesulfonic acid, 4-amino-, diazotized, coupled with diazotized 4-nitrobenzenamine and resorcinol | 714360 | 83962
Furan, 2,2'-(1-methylethylidene)bis[tetrahydro- | 714352 | 83963
Phosflex 71B | 714345 | 83964
Spiro[isobenzofuran-1(3H),9'-[9H]xanthen]-3-one, 6'-(dibutylamino)-3'-methyl-2'-(phenylamino)- | 714337 | 83965
Isooctadecanoic acid, compd. with 2,2',2''-nitrilotris[ethanol] (1:1) | 714311 | 83966
Molybdate (Mo8O264-), hydrogen, compd. with N,N-didodecyl-1-dodecanamine (1:4:4) | 714303 | 83967
1,4-Benzenediamine, N4-ethyl-N4-(2-methoxyethyl)-2-methyl-, 4-methylbenzenesulfonate | 714295 | 83968
RDX 58456 | 714287 | 83969
Carbamic acid, [[(1-methylethyl)amino]thioxomethyl]-, ethyl ester | 698696 | 83970
Phosphoric acid, bis(1,1-dimethylethyl)phenyl diphenyl ester, mixt. with (1,1-dimethylethyl)phenyl diphenyl phosphate and triphenyl phosphate | 698688 | 83971
Glycerides, palm-oil, reaction products with sucrose | 698670 | 83972
Phosflex Z | 698662 | 83973
1H-Pyrazole-4-carboxylic acid, 3-(4-chlorophenyl)-4,5-dihydro-4-methyl-1-[[[4-(trifluoromethyl)phenyl]amino]carbonyl]-, methyl ester | 698654 | 83974
1H-Pyrazole-4-carboxylic acid, 3-(4-chlorophenyl)-1-[[(4-chlorophenyl)amino]carbonyl]-4,5-dihydro-4-methyl-, methyl ester | 698647 | 83975
1,3-Propanediamine, N-[3-(triethoxysilyl)propyl]- | 698639 | 83976
1H-Pyrazol-5-amine, 1-[2,6-dichloro-4-(trifluoromethyl)phenyl]-4-nitro- | 698621 | 83977
FMC 45801 | 698605 | 83978
1,3-Cyclohexanedione, 2-[2-chloro-4-(methylsulfonyl)benzoyl]- | 698597 | 83979
Ethanone, 2,2-dichloro-1-(2,3-dihydro-3-methyl-4H-1,4-benzoxazin-4-yl)- | 698589 | 83980
Phosphonic acid, [[[2-[methyl(methylsulfonyl)amino]-2-oxoethyl]amino]methyl]- | 698571 | 83981
1H-Pyrazole-4-carboxamide, 1-(4-chlorophenyl)-N-methyl-5-(trifluoromethyl)- | 698563 | 83982
1H-Pyrazole-4-carboxamide, 1-(2,4-dichlorophenyl)-N-methyl-5-(trifluoromethyl)- | 698555 | 83983
1H-Pyrazole-4-carboxamide, 5-chloro-1-(1,1-dimethylethyl)-N-methyl- | 698548 | 83984
1H-Pyrazole-4-carboxamide, 1-(4-bromophenyl)-5-chloro-N-methyl- | 698530 | 83985
1H-Pyrazole-4-carboxamide, 5-chloro-1-(4-fluorophenyl)-N-methyl- | 698522 | 83986
1H-Pyrazole-4-carboxamide, 5-bromo-1-(3-fluorophenyl)-N-methyl- | 698514 | 83987
1H-Pyrazole-4-carboxamide, 5-chloro-1-(3-chlorophenyl)-N-methyl- | 698506 | 83988
1H-Pyrazole-4-carboxylic acid, 5-cyano-1-(1,1-dimethylethyl)-, ethyl ester | 698498 | 83989
1H-Pyrazole-4-carboxamide, 5-cyano-1-(1,1-dimethylethyl)-N-methyl- | 698480 | 83990
1H-Pyrazole-4-carboxamide, 5-bromo-N-methyl-1-phenyl- | 698472 | 83991
1H-Pyrazole-4-carboxamide, 5-cyano-N-methyl-1-phenyl- | 698464 | 83992
1H-Pyrazole-4-carboxamide, 5-cyano-N-methoxy-N-methyl-1-(2-pyridinyl)- | 698456 | 83993
1H-Pyrazole-4-carboxamide, 5-cyano-N-cyclopropyl-1-(2-pyridinyl)- | 698449 | 83994
1H-Pyrazole-4-carboxamide, 1-(4-chlorophenyl)-5-cyano-N-ethyl-N-methyl- | 698431 | 83995
1H-Pyrazole-4-carboxylic acid, 5-cyano-1-(3-methylphenyl)-, ethyl ester | 698423 | 83996
1H-Pyrazole-4-carboxamide, 1-(4-chlorophenyl)-5-cyano-N-methyl- | 698415 | 83997
1H-Pyrazole-4-carboxamide, 5-cyano-1-(2,4-dichlorophenyl)-N-methyl- | 698407 | 83998
1H-Pyrazole-4-carboxamide, 5-cyano-N-methyl-1-(2-pyridinyl)- | 698399 | 83999
Thiocyanic acid, 3-nitro-4-pyridinyl ester | 698381 | 84000
3,5-Pyridinedicarboxylic acid, 2-(difluoromethyl)-4-(2-methylpropyl)-6-(trifluoromethyl)-, dimethyl ester | 698373 | 84001
Benzoic acid, 2-[[[[[4-ethoxy-6-(methylamino)-1,3,5-triazin-2-yl]amino]carbonyl]amino]sulfonyl]-, methyl ester | 698365 | 84002
Propanamide, N-(2-chlorophenyl)-2,2-dimethyl-N-(3-pyridinylmethyl)- | 698357 | 84003
3-Hexene, dimethyl-, (E)- | 698340 | 84004
Butanoic acid, 2-ethyl-2-methyl-, 2-methylpropyl ester | 698332 | 84005
3(2H)-Furanone, 5-(methylamino)-2-phenyl-4-[3-(trifluoromethyl)phenyl]- | 698324 | 84006
Phosphoric acid, 2-(1-methylethyl)phenyl diphenyl ester, Mixt. with triphenyl phosphate | 698316 | 84007
Phosphoric acid, 4-(1,1-dimethylethyl)phenyl diphenyl ester, mixt. with triphenyl phosphate | 698308 | 84008
Phosphoric acid, isodecyl diphenyl ester, mixt. with triphenyl phosphate | 698290 | 84009
Urea, N'-[3-(4-chlorophenyl)-5-isothiazolyl]-N-methoxy-N-methyl- | 698282 | 84010
Urea, N-ethyl-N'-[3-(4-fluorophenyl)-5-isothiazolyl]-N-methyl- | 698274 | 84011
Urea, N,N-dimethyl-N'-(3-phenyl-5-isothiazolyl)- | 698266 | 84012
Urea, N'-[3-(4-chlorophenyl)-5-isothiazolyl]-N-methyl-N-(1-methylpropyl)-, monohydrochloride | 698258 | 84013
Urea, N-ethyl-N-[3-(4-fluorophenyl)-5-isothiazolyl]-N'-methyl-N'-(1-methylethyl)- | 698241 | 84014
Urea, N'-[3-(4-fluorophenyl)-5-isothiazolyl]-N-methoxy-N-methyl- | 698233 | 84015
Urea, N-methoxy-N-methyl-N'-[3-(4-methylphenyl)-5-isothiazolyl]- | 698225 | 84016
2H-Isoxazolo[2,3-a]-1,3,5-triazine-2,4(3H)-dione, 7-(1,1-dimethylethyl)-3-methyl- | 698217 | 84017
Urea, N-methoxy-N-methyl-N'-[3-(2-methylpropyl)-5-isothiazolyl]- | 698209 | 84018
Urea, N-methyl-N-(1-methylethyl)-N'-[3-(2-methylpropyl)-5-isothiazolyl]- | 698191 | 84019
Urea, N-methoxy-N-methyl-N'-[3-(1-methylpropyl)-5-isothiazolyl]- | 698183 | 84020
Urea, N'-[3-(1,1-dimethylethyl)-5-isothiazolyl]-N-methoxy-N-methyl- | 698175 | 84021
Urea, N'-[3-(1,1-dimethylethyl)-5-isothiazolyl]-N-methyl-N-(1-methylethyl)- | 698167 | 84022
Urea, N'-[3-(1,1-dimethylethyl)-5-isothiazolyl]-N,N-diethyl- | 698159 | 84023
Urea, N'-[3-(1,1-dimethylethyl)-5-isothiazolyl]-N-ethyl-N-methyl- | 698142 | 84024
Urea, N-methoxy-N-methyl-N'-[3-(1-methylethyl)-5-isothiazolyl]- | 698134 | 84025
Urea, N,N-dimethyl-N'-[3-(1-methylethyl)-5-isothiazolyl]- | 698126 | 84026
Urea, N-methoxy-N-methyl-N'-(3-propyl-5-isothiazolyl)- | 698118 | 84027
1H-Imidazolium, 1-ethenyl-3-methyl-, chloride, polymer with 1-ethenyl-2-pyrrolidinone | 698100 | 84028
Acetamide, 2-chloro-N-(2,6-dimethylphenyl)-N-(3-pyridinylmethyl)- | 698092 | 84029
Nonanoic acid, 2-chloro-, 4-sulfophenyl ester, sodium salt | 698084 | 84030
Hexanoic acid, 3,5,5-trimethyl-, 4-sulfophenyl ester, sodium salt | 698076 | 84031
Benzenesulfonamide, N-[[(4,6-dimethoxy-1,3,5-triazin-2-yl)amino]carbonyl]-2-(2-methoxyethoxy)- | 698068 | 84032
1,4-Benzenediamine, N,N-dioctyl- | 698050 | 84033
2-Propenoic acid, 2-methyl-, 1-methylethenyl ester | 698043 | 84034
2-Butanone, O,O'-(diethoxysilylene)dioxime | 698035 | 84035
Thiophenium, tetrahydro-1-[3-methyl-4-(2-propenyloxy)phenyl]-, chloride | 698027 | 84036
Benzenamine, 4-chloro-, sulfate (1:1) | 698019 | 84037
2-Hexadecanol, hydrogen sulfate, sodium salt | 689349 | 84038
Phenol, 2-(1,3-dioxolan-2-yl)-, methylcarbamate | 689323 | 84039
Butane, 1,4-diiodo-2,3-dimethoxy- | 689307 | 84040
2-Butenedinitrile, 2-chloro-, (E)- | 689299 | 84041
2-Octadecanol, hydrogen sulfate, sodium salt | 689281 | 84042
Androstan-17-one-19-d, 3-(acetyloxy)-6-hydroxy-, (3.beta.,5.alpha.,6.beta.)- | 689273 | 84043
1,1'-Biphenyl, 2-phenoxy- | 689265 | 84044
2-Butenedinitrile, 2,3-dichloro-, (E)- | 689240 | 84045
1,3-Dioxolane, 2,2'-(1,3-propanediyl)bis- | 689232 | 84046
Pyridine, 2,3,6-trichloro- | 689224 | 84047
Piperazine, 1,4-diethyl- | 689216 | 84048
2-Tetradecanol, hydrogen sulfate, sodium salt | 689208 | 84049
Phosphine, dicyclohexylphenyl- | 689190 | 84050
1,3,6-Naphthalenetrisulfonic acid, 8-hydroxy-7-((4'-((2-hydroxy-1-naphthalenyl)azo)-(1,1'-biphenyl)-4-yl)-azo)-, trisodium salt | 689174 | 84051
Benzenepropanoic acid, 3-(1,1-dimethylethyl)-4-hydroxy-5-methyl-, methyl ester | 689166 | 84052
1H-Perimidine, 2,3-dihydro-2,2-dimethyl- | 689158 | 84053
Phenol, 5-amino-2-chloro- | 689141 | 84054
Octadecane, 1,1'-oxybis- | 689133 | 84055
2-Benzothiazolamine, 5,6-dimethoxy- | 689125 | 84056
1,2-Benzenedicarboxylic acid, bis(2-chloroethyl) ester | 689117 | 84057
Methanesulfonic acid, trifluoro-, 2,2,2-trifluoroethyl ester | 689091 | 84058
1,3,6,8,2,7-Tetroxadiphosphecane, 2,7-dioxide | 689083 | 84059
Phosphonic acid, methylenebis-, tetrasodium salt | 689075 | 84060
Bicyclo[2.2.1]hept-5-en-2-ol, acetate | 689067 | 84061
1-Hexadecanesulfonic acid | 689042 | 84062
1-Octadecanesulfonic acid | 689034 | 84063
Carbamic acid, [(butylamino)thioxomethyl]-, ethyl ester | 689026 | 84064
Dodecane, 4-methyl- | 689018 | 84065
2,5-Methano-2H-indeno[1,2-b]oxirene, 2,3,4,5,7,7-hexachloro-1a,1b,5,5a,6,6a-hexahydro- | 689000 | 84066
Thiophene, tetrachloro- | 688994 | 84067
Propanedinitrile, 1,3-dithietan-2-ylidene- | 688986 | 84068
4(1H)-Pyrimidinone, 2,3-dihydro-5-iodo-2-thioxo- | 688978 | 84069
Oxirane, ((hexyloxy)methyl)- | 688960 | 84070
1H-Azepin-1-amine, hexahydro- | 688952 | 84071
2-Pyrimidinamine, 4-chloro-6-methoxy- | 688945 | 84072
Sulfur fluoride (S2F10) | 688937 | 84073
1,1'-Biphenyl, 4-ethyl- | 688929 | 84074
Benzene, 1,3-dimethoxy-2-methyl- | 688911 | 84075
Acetic acid, trifluoro-, 4-bromophenyl ester | 688903 | 84076
1,1'-Biphenyl, 3-ethyl- | 688895 | 84077
Ethanimidic acid, N-cyano-, methyl ester | 688887 | 84078
1,3-Dioxolane-4-methanol, 2-(1-iodoethyl)- | 688879 | 84079
Aziridine, 1-ethenyl- | 688861 | 84080
Pregna-1,4-diene-3,20-dione, 21-(3,3-dimethyl-1-oxobutoxy)-9-fluoro-11-hydroxy-16,17-[(1-methylethylidene)bis(oxy)]-, (11.beta.,16.alpha.)- | 688853 | 84081
Benzenamine, 2,6-difluoro- | 688846 | 84082
1(4H)-Naphthalenone, 2-amino-4-imino-, monohydrochloride | 688838 | 84083
9-Octadecenoic acid (9Z)-, oxiranylmethyl ester | 688820 | 84084
Benzoic acid, 5-((4'-((8-amino-1-hydroxy-7-((4-nitrophenyl)azo)-3,6-disulfo-2-naphthalenyl)azo)(1,1'-biphenyl)-4-yl)azo)-2-hydroxy-, trisodium salt | 688812 | 84085
Ethanol, 2-[2-(1-methylethoxy)ethoxy]- | 688804 | 84086
Dibenzofuran, 2,8-dichloro- | 688796 | 84087
3,6-Pyridazinedione, 4-chloro-1,2-dihydro- | 688788 | 84088
Benzoic acid, 2-bromo-3-nitro-, methyl ester | 688770 | 84089
2-Butenedioic acid, 2-chloro-, dimethyl ester, (Z)- | 688762 | 84090
Piperazine, 1-ethyl- | 688754 | 84091
1,3,5-Triazin-2-amine, 4-methoxy-N,6-dimethyl- | 688747 | 84092
Propanedinitrile, [bis(methylthio)methylene]- | 688721 | 84093
Oxirane, 3-cyclohexen-1-yl- | 688713 | 84094
Oxirane, trimethyl- | 688705 | 84095
Benzene, 3-cyclohexen-1-yl- | 688697 | 84096
Benzeneacetonitrile, 4-amino-2-chloro-.alpha.-phenyl- | 688671 | 84097
Acetic acid, (3-oxo-1(3H)-isobenzofuranylidene)- | 688663 | 84098
1,3,5-Triazin-2-amine, 4-azido-N-(1-methylethyl)-6-(methylthio)- | 688648 | 84099
Stannane, hydroxytripropyl- | 688630 | 84100
1,3-Benzenedicarboxylic acid, polymer with 2,2-bis(hydroxymethyl)-1,3-propanediol, 1,3-dihydro-1,3-dioxo-5-isobenzofurancarboxylic acid and (9Z,12Z)-9,12-octadecadienoic acid, benzoate | 636316 | 84101
Octadecadienoic acid, polymer with 2,2-dimethyl-1,3-propanediol, 2-ethyl-2-(hydroxymethyl)-1,3-propanediol, 2,5-furandione, 1,3-isobenzofurandione and (9Z,12Z)-9,12-octadecadienoic acid | 636282 | 84102
Octadecadienoic acid, polymer with 2-(chloromethyl)oxirane, ethenylbenzene, 4,4'-(1-methylethylidene)bis[phenol] and (9Z,12Z)-9,12-octadecadienoic acid | 636274 | 84103
1,2,4-Benzenetricarboxylic acid, polymer with 1,4-benzenedicarboxylic acid, decanedioic acid, 1,2-ethanediol and 1,2-propanediol | 636266 | 84104
Octadecadienoic acid, polymer with 2,2-bis(hydroxymethyl)-1,3-propanediol, 1,2-ethanediol, 1,3-isobenzofurandione, (9Z,12Z)-9,12-octadecadienoic acid and (9Z,12Z)-9,12-octadecadienoic acid dimer, benzoate | 636258 | 84105
9,12-Octadecadienoic acid (9Z,12Z)-, polymer with 2,2-bis(hydroxymethyl)-1,3-propanediol, 2-(hydroxymethyl)-2-methyl-1,3-propanediol and 1,3-isobenzofurandione, benzoate | 636241 | 84106
1,3-Benzenedicarboxylic acid, polymer with 2,2-bis(hydroxymethyl)-1,3-propanediol, 1,3-isobenzofurandione and (9Z,12Z)-9,12-octadecadienoic acid, benzoate | 636233 | 84107
1,3-Benzenedicarboxylic acid, polymer with 1,3-dihydro-1,3-dioxo-5-isobenzofurancarboxylic acid, 2-ethyl-2-(hydroxymethyl)-1,3-propanediol, octadecadienoic acid and (9Z,12Z)-9,12-octadecadienoic acid, benzoate | 636225 | 84108
1,3-Benzenedicarboxylic acid, polymer with 1,4-benzenedicarboxylic acid, 2-(hydroxymethyl)-2-methyl-1,3-propanediol and (9Z,12Z)-9,12-octadecadienoic acid | 636217 | 84109
1,3-Benzenedicarboxylic acid, polymer with 1,3-dihydro-1,3-dioxo-5-isobenzofurancarboxylic acid, 2-ethyl-2-(hydroxymethyl)-1,3-propanediol and (9Z,12Z)-9,12-octadecadienoic acid | 636209 | 84110
1,3-Benzenedicarboxylic acid, polymer with 1,3-dihydro-1,3-dioxo-5-isobenzofurancarboxylic acid, 1,3-diisocyanatomethylbenzene, 2-(hydroxymethyl)-2-methyl-1,3-propanediol and (9Z,12Z)-9,12-octadecadienoic acid | 636191 | 84111
1,4-Benzenedicarboxylic acid, 1,4-dimethyl ester, polymer with 1,2-ethanediol, 2,2'-oxybis[ethanol] and oxybis[propanol] | 636019 | 84112
2-Propenoic acid, 2-methyl-, cyclohexyl ester, polymer with 2-(diethylamino)ethyl 2-methyl-2-propenoate and 2-methylpropyl 2-methyl-2-propenoate | 635987 | 84113
Hexanedioic acid, polymer with 1,2-propanediol and 2,2,4-trimethyl-1,3-pentanediol, 2-ethylhexyl ester | 635979 | 84114
2-Propenoic acid, 2-methyl-, telomer with ethenylbenzene and methyl 3-mercaptopropanoate | 635961 | 84115
D-arabino-2-Hexulosonic acid, compd. with 2-(diethylamino)ethanol (1:1) | 635953 | 84116
Benzenesulfonic acid, 4-[[4-[2-(4-hydroxy-2-methylphenyl)diazenyl]phenyl]amino]-3-nitro-, sodium salt (1:2) | 635946 | 84117
Nonanedioic acid, polymer with 1,4-butanediol, 1,4-cyclohexanedimethanol, hexanedioic acid, 1,1'-methylenebis[isocyanatobenzene] and 2,2'-oxybis[1-propanol] | 635904 | 84118
Furan, tetrahydro-, polymer with 1,3-diisocyanatomethylbenzene, 1,1'-methylenebis[isocyanatobenzene] and oxirane | 635896 | 84119
1,3-Propanediol, 2,2-dimethyl-, polymer with .alpha.-hydro-.omega.-hydroxypoly[oxy(methyl-1,2-ethanediyl)] and 1,1'-methylenebis[isocyanatobenzene] | 635888 | 84120
1,3-Benzenedicarboxylic acid, polymer with 1,4-butanediol, 1,4-cyclohexanedimethanol, hexanedioic acid, 1,1'-methylenebis[isocyanatobenzene] and 2,2'-oxybis[1-propanol] | 635870 | 84121
1,3-Benzenedicarboxylic acid, polymer with 1,4-cyclohexanedimethanol, hexanedioic acid, 1,6-hexanediol, 1,1'-methylenebis[isocyanatobenzene] and 2,2'-oxybis[1-propanol] | 635862 | 84122
2-Propenoic acid, 2-hydroxyethyl ester, polymer with .alpha.-hydro-.omega.-hydroxypoly[oxy(methyl-1,2-ethanediyl)], 1,1'-methylenebis[isocyanatobenzene] and 2-methyloxirane | 635854 | 84123
1,3-Butanediol, polymer with 1,1'-methylenebis[isocyanatobenzene], [(1-methyl-1,2-ethanediyl)bis(oxy)]bis[propanol] and 1,2-propanediol | 635847 | 84124
1,3-Benzenedicarboxylic acid, polymer with 1,4-butanediol, 1,4-cyclohexanedimethanol, hexanedioic acid and 1,1'-methylenebis[isocyanatobenzene] | 635839 | 84125
1,3-Propanediol, 2-ethyl-2-(hydroxymethyl)-, polymer with .alpha.-hydro-.omega.-hydroxypoly[oxy(methyl-1,2-ethanediyl)], 1,1'-methylenebis[isocyanatobenzene], 2-methyloxirane and oxirane | 635821 | 84126
Ethanol, 2,2'-[1,4-phenylenebis(oxy)]bis-, polymer with .alpha.-hydro-.omega.-hydroxypoly[oxy(methyl-1,2-ethanediyl)] and 1,1'-methylenebis[isocyanatobenzene] | 635813 | 84127
2-Propanol, 1,1',1''-nitrilotris-, polymer with .alpha.-hydro-.omega.-hydroxypoly[oxy(methyl-1,2-ethanediyl)] and 1,1'-methylenebis[isocyanatobenzene] | 635805 | 84128
Poly[oxy(methyl-1,2-ethanediyl)], .alpha.-hydro-.omega.-hydroxy-, polymer with 1,3-diisocyanatomethylbenzene and .alpha.,.alpha.',.alpha.''-1,2,6-hexanetriyltris[.omega.-hydroxypoly[oxy(methyl-1,2-ethanediyl)]] | 635797 | 84129
2-Oxepanone, polymer with .alpha.-hydro-.omega.-hydroxypoly(oxy-1,2-ethanediyl), 1,1'-methylenebis[isocyanatobenzene] and 2,2'-[1,4-phenylenebis(oxy)]bis[ethanol] | 635789 | 84130
Propanamide, N-[[3-(aminomethyl)phenyl]methyl]-3-[[[3-(aminomethyl)phenyl]methyl]amino]- | 629147 | 84131
Cellulose, hexadecyl ether, ether with .alpha.-hexadecyl-.omega.-hydroxypoly(oxy-1,2-ethanediyl) and .alpha.-hydro-.omega.-hydroxypoly(oxy-1,2-ethanediyl) | 629089 | 84132
Naphthalene, (1-methylnonadecyl)- | 629071 | 84133
D-Glucose, polymer with glucitol and 2-hydroxy-1,2,3-propanetricarboxylic acid | 629048 | 84134
1,3-Benzenedicarboxylic acid, polymer with 1,4-dimethyl 1,4-benzenedicarboxylate, 2,2-dimethyl-1,3-propanediol, 1,2-ethanediol, hexanedioic acid and 2,2'-oxybis[ethanol] | 629030 | 84135
2-Butenedioic acid (2Z)-, 1,4-bis[2-(2-methoxyethoxy)ethyl] ester, polymer with 1-hexadecene and 1-tetradecene | 629022 | 84136
1,3-Benzenedicarboxylic acid, polymer with 1,4-dimethyl 1,4-cyclohexanedicarboxylate, 2-ethyl-2-(hydroxymethyl)-1,3-propanediol, hexanedioic acid and 2,2,4-trimethyl-1,3-pentanediol, 3-oxobutanoate | 628974 | 84137
2-Propen-1-aminium, N,N-dimethyl-N-2-propen-1-yl-, chloride (1:1), polymer with sodium 2-methyl-2-[(1-oxo-2-propen-1-yl)amino]-1-propanesulfonate (1:1) | 628966 | 84138
1,3-Benzenediamine, N3,4-bis(1,1-dimethylethyl)-2-methyl- | 628925 | 84139
1,3-Benzenedicarboxylic acid, polymer with 2,5-furandione and 2-methyl-1,3-propanediol | 628917 | 84140
Hexanoic acid, 6,6',6''-(1,3,5-triazine-2,4,6-triyltriimino)tris-, potassium salt (1:3) | 628834 | 84141
Hexanoic acid, 6,6',6''-(1,3,5-triazine-2,4,6-triyltriimino)tris-, sodium salt (1:3) | 628826 | 84142
Phenol, 3-[(2-ethyl-6-methylphenyl)amino]- | 628818 | 84143
Formic acid, compd. with N1,N1-dimethyl-1,3-propanediamine (2:1) | 628784 | 84144
1,3-Propanediamine, N1-[3-(isodecyloxy)propyl]-, acetate (1:2) | 628768 | 84145
1,3-Dioxolane, 2-[(2S)-2,6-dimethyl-5-hepten-1-yl]- | 628750 | 84146
2,12-Tridecadienenitrile | 628743 | 84147
2-Propenoic acid, 2-methyl-, telomer with 1-dodecanethiol and 2-ethylhexyl 2-propenoate | 628719 | 84148
3,12-Tridecadienenitrile | 628701 | 84149
3,6,9,12-Tetraoxaeicosan-1-ol, 1-methanesulfonate | 628693 | 84150
1,2-Propanediol, polymer with 2-ethyloxirane and oxirane, potassium salt | 628685 | 84151
Phenol, 2,4-dimethyl-6-(1-methylpentadecyl)- | 628644 | 84152
3-Pyridinemethanesulfonic acid, 5-[2-[5-[(5-chloro-6-fluoro-4-pyrimidinyl)amino]-2-sulfophenyl]diazenyl]-1,2-dihydro-6-hydroxy-1,4-dimethyl-2-oxo-, lithium sodium salt (1:?:?) | 628636 | 84153
Quaternary ammonium compounds, C14-18-alkylethyldimethyl | 628628 | 84154
Hexanedioic acid, polymer with 5-amino-1,3,3-trimethylcyclohexanemethanamine, 1,6-diisocyanatohexane, 2,2-dimethyl-1,3-propanediol, 1,6-hexanediol, 1,1'-methylenebis[4-isocyanatocyclohexane], 2-methyloxirane, oxirane and sodium sulfite (1:1) | 628586 | 84155
1-Naphthalenesulfonic acid, 4-[2-(2-hydroxy-1-naphthalenyl)diazenyl]-, barium salt (2:1) | 622142 | 84156
1-Naphthalenesulfonic acid, 2-[2-(2-hydroxy-6-sulfo-1-naphthalenyl)diazenyl]-, barium salt (1:1) | 622134 | 84157
1,4-Benzenedicarboxylic acid, polymer with dimethylphenol, 1,2-ethanediol, formaldehyde, methylphenol and 1,3,5-triazine-2,4,6(1H,3H,5H)-trione | 622126 | 84158
Carbonic dichloride, polymer with 4,4'-(1-methylethylidene)bis[phenol], diphenyl ester | 622092 | 84159
Hexanedioic acid, polymer with 2-[(2-aminoethyl)amino]ethanol, 1,4-butanediol, 1,6-diisocyanatohexane, 1,2-ethanediol, 5-isocyanato-1-(isocyanatomethyl)-1,3,3-trimethylcyclohexane, 4,4'-(1-methylethylidene)bis[phenol], 2-methyloxirane and oxirane | 622019 | 84160
1,4-Benzenedicarboxylic acid, 1,4-dimethyl ester, polymer with 1,5-dimethyl pentanedioate, 1,2-propanediol and 1,2,3-propanetriol | 621995 | 84161
Xanthylium, 3,6-bis(diethylamino)-9-[2-(methoxycarbonyl)phenyl]-, 1,1,1-trifluoromethanesulfonate (1:1) | 621987 | 84162
Phosphoric acid, mono(2-ethylhexyl) ester, compds. with diethanolamine N-coco alkyl derivs. (1:1) | 621979 | 84163
Hexanedioic acid, polymer with 1,2,3-propanetriol, isononanoate | 621946 | 84164
Carbonic dichloride, polymer with 4,4'-(1-phenylethylidene)bis[phenol], 4-(1,1-dimethylethyl)phenyl ester | 621938 | 84165
Oxirane, 2-methyl-, polymer with oxirane, 2-naphthalenyl 3-sulfopropyl ether, potassium salt | 621870 | 84166
Benzothiazolium, 2-[2-[4-[(3-aminopropyl)ethylamino]phenyl]diazenyl]-6-methoxy-3-methyl-, thiocyanate, thiocyanate (1:1:1) | 621862 | 84167
3H-Indolium, 2,2'-[1,2-ethanediylbis(oxy-2,1-phenyleneimino-2,1-ethenediyl)]bis[1,3,3-trimethyl-, thiocyanate (1:2) | 621854 | 84168
1,2-Propanediol, polymer with 2-ethyloxirane, potassium salt | 621839 | 84169
1,4-Butanediamine, N1,N1,N4,N4-tetrakis(3-aminopropyl)- | 621813 | 84170
Formic acid, polymer with N1-(2-aminoethyl)-1,2-ethanediamine, 2-(chloromethyl)oxirane and .alpha.-hydro-.omega.-hydroxypoly(oxy-1,2-ethanediyl) | 621805 | 84171
Ethanaminium, N,N,N-trimethyl-2-[(1-oxo-2-propen-1-yl)oxy]-, chloride (1:1), polymer with N-(1,1-dimethyl-3-oxobutyl)-2-propenamide, ethyl 2-propenoate and methyl 2-methyl-2-propenoate | 621797 | 84172
2,7-Naphthalenedisulfonic acid, 4-amino-5-hydroxy-3-[2-(4-nitrophenyl)diazenyl]-6-(2-phenyldiazenyl)-, compd. with 3-[(2-ethylhexyl)oxy]-1-propanamine (1:2) | 621789 | 84173
Benzenesulfonic acid, 2,2'-(1,2-ethenediyl)bis[5-[1-oxido-2-[4-[2-(4-sulfophenyl)diazenyl]phenyl]diazenyl]-, potassium sodium salt (1:?:?) | 621771 | 84174
Benzenesulfonic acid, 2,2'-(1,2-ethenediyl)bis[5-[2-[4-[2-(4-sulfophenyl)diazenyl]phenyl]diazenyl]-, potassium sodium salt (1:?:?) | 621763 | 84175
Benzenesulfonic acid, 2-[2-[4-[1-oxido-2-[4-[2-(4-sulfophenyl)diazenyl]phenyl]diazenyl]-2-sulfophenyl]ethenyl]-5-[2-[4-[2-(4-sulfophenyl)diazenyl]phenyl]diazenyl]-, potassium sodium salt (1:?:?) | 621755 | 84176
1,2,3-Propanetricarboxylic acid, 2-hydroxy-, polymer with 2,6-dimethylphenol, 1,6-hexanediamine and hexanedioic acid | 621730 | 84177
1H-Pyrazole-3-carbonitrile, 5-amino-1-[2,6-dichloro-4-(trifluoromethyl)phenyl]-4-[(trifluoromethyl)sulfinyl]- | 621722 | 84178
2-Naphthalenesulfonic acid, 7-[[4,6-bis[[3-(diethylamino)propyl]amino]-1,3,5-triazin-2-yl]amino]-4-hydroxy-3-[2-[4-[2-(4-sulfophenyl)diazenyl]phenyl]diazenyl]-, sodium salt (1:2) | 621714 | 84179
1,3-Benzenedicarboxylic acid, polymer with 1,4-benzenedicarboxylic acid, 1,3-dihydro-1,3-dioxo-5-isobenzofurancarboxylic acid, 1,2-ethanediol and 1,1'-[(1-methylethylidene)bis(4,1-phenyleneoxy)]bis[2-propanol] | 621698 | 84180
Hexanedioic acid, polymer with 2,2-dimethyl-1,3-propanediol, 1,6-hexanediol, 1,1'-methylenebis[4-isocyanatobenzene] and oxybis[propanol] | 621680 | 84181
Chromate(3-), bis[3-[2-[5-(aminosulfonyl)-2-(hydroxy-.kappa.O)phenyl]diazenyl-.kappa.N1]-4-(hydroxy-.kappa.O)-7-[2-[2-oxo-1-[(phenylamino)carbonyl]propyl]diazenyl]-2-naphthalenesulfonato(3-)]-, sodium (1:3) | 621672 | 84182
.beta.-Alanine, N-(2,2,6,6-tetramethyl-4-piperidinyl)-, tetradecyl ester | 621664 | 84183
.beta.-Alanine, N-(2,2,6,6-tetramethyl-4-piperidinyl)-, dodecyl ester | 621656 | 84184
Phenol, polymer with 1,3-cyclopentadiene, 2-methyl-1,3-butadiene and 3a,4,7,7a-tetrahydro-4,7-methano-1H-indene | 621649 | 84185
1,4-Benzenedicarboxylic acid, 1,4-dimethyl ester, polymer with 2,2-dimethyl-1,3-propanediol, hexanedioic acid, 2,2'-oxybis[ethanol] and 1,2-propanediol | 621631 | 84186
2-Propenoic acid, 2-methyl-, 2-(dimethylamino)ethyl ester, polymer with ethenylbenzene, 2-ethylhexyl 2-methyl-2-propenoate and 2-hydroxyethyl 2-propenoate | 621623 | 84187
Poly(oxy-1,2-ethanediyl), .alpha.-(carboxymethyl)-.omega.-(undecyloxy)- | 643023 | 84188
1,6-Hexanediol, polymer with 1,1'-methylenebis[isocyanatobenzene] and 2-methyloxirane polymer with oxirane ether with 1,2,3-propanetriol (3:1) | 642967 | 84189
1,2,3-Propanetricarboxylic acid, 2-hydroxy-, ethyl ester | 642942 | 84190
1,3-Benzenedicarboxylic acid, polymer with 1,4-cyclohexanedicarboxylic acid, 2-ethyl-2-(hydroxymethyl)-1,3-propanediol, hexanedioic acid, 1,6-hexanediol and 1,3-isobenzofurandione | 642926 | 84191
2-Propenoic acid, 2-methyl-, 1,1'-(1,2-ethanediyl) ester, polymer with 1-(1,1-dimethylethyl)-4-ethenylbenzene, 1-ethenyl-4-methylbenzene, 2-ethylhexyl 2-propenoate and 2-methylpropyl 2-methyl-2-propenoate | 642892 | 84192
2-Propenoic acid, 2-methyl-, 2-methylpropyl ester, polymer with 1-(1,1-dimethylethyl)-4-ethenylbenzene, 1-ethenyl-4-methylbenzene and 2-ethylhexyl 2-propenoate | 642884 | 84193
3-Quinolinecarboxylic acid, 5,7-dichloro-4-hydroxy- | 642835 | 84194
1,4-Benzenedimethanol, 2,6-dinitro- | 642827 | 84195
Poly(oxy-1,2-ethanediyl), .alpha.-phosphono-.omega.-(hexyloxy)-, ammonium salt (1:2) | 642801 | 84196
Poly(oxy-1,2-ethanediyl), .alpha.,.alpha.'-phosphinicobis[.omega.-(hexyloxy)-, ammonium salt (1:1) | 642793 | 84197
Butanedioic acid, 2-(dodecen-1-yl)-, 4,4',4''-(1,2,3-propanetriyl) ester | 642744 | 84198
1,3-Benzenedicarboxylic acid, 5-sulfo-, 1,3-bis(2-hydroxyethyl) ester, lithium salt (1:1), polymer with 1,4-benzenedicarboxylic acid and 1,2-ethanediol | 642736 | 84199
Benzenebutanoic acid, 4-methyl-.gamma.-oxo-, compd. with 4-ethylmorpholine (2:1) | 642678 | 84200
Formic acid, compd. with N1-(2-aminoethyl)-N2-[2-[(2-aminoethyl)amino]ethyl]-1,2-ethanediamine polymer with 2-(chloromethyl)oxirane, N-methyl-N-2-propen-1-yl-2-propen-1-amine and N-2-propen-1-yl-2-propen-1-amine, hydrochloride sulfate (salt) | 642645 | 84201
1,3-Dioxepane, telomer with 1,1'-[methylenebis(oxy)]bis[butane] | 642595 | 84202
1,4-Benzenedicarboxylic acid, 1,4-dimethyl ester, polymer with 1,3-dihydro-1,3-dioxo-5-isobenzofurancarboxylic acid, 1,2-ethanediol, 2-ethyl-2-(hydroxymethyl)-1,3-propanediol, 4,4'-methylenebis[benzenamine] and 1,2,3-propanetriol | 642579 | 84203
.beta.-Alanine, N-[4-[2-(2-cyano-4-nitrophenyl)diazenyl]phenyl]-N-methyl-, 2-(1,3-dihydro-1,3-dioxo-2H-isoindol-2-yl)ethyl ester | 642546 | 84204
L-Aspartic acid, homopolymer, phosphate | 642520 | 84205
Hexanedioic acid, polymer with .alpha.-hydro-.omega.-hydroxypoly(oxy-1,4-butanediyl), .alpha.-hydro-.omega.-hydroxypoly(oxy-1,2-ethanediyl) and 5-isocyanato-1-(isocyanatomethyl)-1,3,3-trimethylcyclohexane | 642512 | 84206
2-Oxepanone, polymer with 1,4-butanediol, .alpha.-hydro-.omega.-hydroxypoly(oxy-1,2-ethanediyl), 1,1'-methylenebis[isocyanatobenzene], 2-methyloxirane and oxirane | 635771 | 84207
2-Oxepanone, polymer with 1,4-butanediol, .alpha.-hydro-.omega.-hydroxypoly(oxy-1,2-ethanediyl) and 1,1'-methylenebis[isocyanatobenzene] | 635763 | 84208
2-Oxepanone, polymer with 1,4-butanediol, 1,1'-methylenebis[isocyanatobenzene] and 2,2'-[1,4-phenylenebis(oxy)]bis[ethanol] | 635755 | 84209
1,3-Benzenedicarboxylic acid, polymer with hexanedioic acid, 1,1'-methylenebis[isocyanatobenzene] and 2,2'-oxybis[ethanol] | 635748 | 84210
1,3-Benzenedicarboxylic acid, polymer with 1,4-butanediol, hexanedioic acid and 1,1'-methylenebis[isocyanatobenzene] | 635730 | 84211
Ethanethiol, 2,2'-thiobis-, polymer with ethenyldiethoxymethylsilane, .alpha.-hydro-.omega.-hydroxypoly[oxy(methyl-1,2-ethanediyl)], 1,1'-methylenebis[isocyanatobenzene], .alpha.,.alpha.',.alpha.''-1,2,3-propanetriyltris[.omega.-hydroxypoly[oxy(methyl-1,2-ethanediyl)]] and 2-propen-1-ol | 635722 | 84212
Ethanethiol, 2,2'-oxybis-, polymer with ethenylethoxydimethylsilane, .alpha.-hydro-.omega.-hydroxypoly[oxy(methyl-1,2-ethanediyl)], 1,1'-methylenebis[isocyanatobenzene], .alpha.,.alpha.',.alpha.''-1,2,3-propanetriyltris[.omega.-hydroxypoly[oxy(methyl-1,2-ethanediyl)]] and 2-propen-1-ol | 635714 | 84213
2-Propen-1-ol, polymer with ethoxydimethylsilane, .alpha.-hydro-.omega.-hydroxypoly[oxy(methyl-1,2-ethanediyl)], 1,1'-methylenebis[isocyanatobenzene] and .alpha.,.alpha.',.alpha.''-1,2,3-propanetriyltris[.omega.-hydroxypoly[oxy(methyl-1,2-ethanediyl)]] | 635706 | 84214
2-Propen-1-ol, polymer with 2,2'-[1,2-ethanediylbis(oxy)]bis[ethanethiol], ethenyldiethoxymethylsilane, .alpha.-hydro-.omega.-hydroxypoly(oxy-1,4-butanediyl) and 1,1'-methylenebis[isocyanatobenzene] | 635698 | 84215
2-Propen-1-ol, polymer with 2,2'-[1,2-ethanediylbis(oxy)]bis[ethanethiol], ethenylethoxydimethylsilane, .alpha.-hydro-.omega.-hydroxypoly(oxy-1,4-butanediyl) and 1,1'-methylenebis[isocyanatobenzene] | 635680 | 84216
2-Propen-1-ol, polymer with ethenyldiethoxymethylsilane, .alpha.-hydro-.omega.-hydroxypoly(oxy-1,4-butanediyl), 1,1'-methylenebis[isocyanatobenzene] and 2,2'-oxybis[ethanethiol] | 635672 | 84217
2-Propen-1-ol, polymer with 2,2'-[1,2-ethanediylbis(oxy)]bis[ethanethiol], .alpha.-hydro-.omega.-hydroxypoly(oxy-1,4-butanediyl) and 1,1'-methylenebis[isocyanatobenzene] | 635664 | 84218
Hexanedioic acid, polymer with 1,4-butanediol, 4,4'-diisocyanato-3,3'-dimethyl-1,1'-biphenyl, 1,3-diisocyanatomethylbenzene and 1,2-ethanediol | 635656 | 84219
2-Propen-1-ol, polymer with ethoxydimethylsilane, .alpha.-hydro-.omega.-hydroxypoly(oxy-1,4-butanediyl) and 1,1'-methylenebis[isocyanatobenzene] | 635649 | 84220
Ethanethiol, 2,2'-[1,2-ethanediylbis(oxy)]bis-, polymer with ethenyldiethoxymethylsilane, .alpha.-hydro-.omega.-hydroxypoly[oxy(methyl-1,2-ethanediyl)], 1,1'-methylenebis[isocyanatobenzene], .alpha.,.alpha.',.alpha.''-1,2,3-propanetriyltris[.omega.-hydroxypoly[oxy(methyl-1,2-ethanediyl)]] and 2-propen-1-ol | 635631 | 84221
Ethanethiol, 2,2'-[1,2-ethanediylbis(oxy)]bis-, polymer with ethenylethoxydimethylsilane, .alpha.-hydro-.omega.-hydroxypoly[oxy(methyl-1,2-ethanediyl)], 1,1'-methylenebis[isocyanatobenzene], .alpha.,.alpha.',.alpha.''-1,2,3-propanetriyltris[.omega.-hydroxypoly[oxy(methyl-1,2-ethanediyl)]] and 2-propen-1-ol | 635623 | 84222
Ethanethiol, 2,2'-oxybis-, polymer with ethenyldiethoxymethylsilane, .alpha.-hydro-.omega.-hydroxypoly[oxy(methyl-1,2-ethanediyl)], 1,1'-methylenebis[isocyanatobenzene], .alpha.,.alpha.',.alpha.''-1,2,3-propanetriyltris[.omega.-hydroxypoly[oxy(methyl-1,2-ethanediyl)]] and 2-propen-1-ol | 635615 | 84223
2-Propen-1-ol, polymer with dimethoxymethylsilane, .alpha.-hydro-.omega.-hydroxypoly[oxy(methyl-1,2-ethanediyl)], 1,1'-methylenebis[isocyanatobenzene] and .alpha.,.alpha.',.alpha.''-1,2,3-propanetriyltris[.omega.-hydroxypoly[oxy(methyl-1,2-ethanediyl)]] | 635607 | 84224
2-Propen-1-ol, polymer with 2,2'-[1,2-ethanediylbis(oxy)]bis[ethanethiol], .alpha.-hydro-.omega.-hydroxypoly[oxy(methyl-1,2-ethanediyl)], 1,1'-methylenebis[isocyanatobenzene] and .alpha.,.alpha.',.alpha.''-1,2,3-propanetriyltris[.omega.-hydroxypoly[oxy(methyl-1,2-ethanediyl)]] | 635599 | 84225
2-Propen-1-ol, polymer with .alpha.-hydro-.omega.-hydroxypoly[oxy(methyl-1,2-ethanediyl)], 1,1'-methylenebis[isocyanatobenzene], 2,2'-oxybis[ethanethiol] and .alpha.,.alpha.',.alpha.''-1,2,3-propanetriyltris[.omega.-hydroxypoly[oxy(methyl-1,2-ethanediyl)]] | 635581 | 84226
2-Propen-1-ol, polymer with .alpha.-hydro-.omega.-hydroxypoly[oxy(methyl-1,2-ethanediyl)], 1,1'-methylenebis[isocyanatobenzene], .alpha.,.alpha.',.alpha.''-1,2,3-propanetriyltris[.omega.-hydroxypoly[oxy(methyl-1,2-ethanediyl)]] and 2,2'-thiobis[ethanethiol] | 635573 | 84227
Ethanethiol, 2,2'-thiobis-, polymer with ethenylethoxydimethylsilane, .alpha.-hydro-.omega.-hydroxypoly[oxy(methyl-1,2-ethanediyl)], 1,1'-methylenebis[isocyanatobenzene], .alpha.,.alpha.',.alpha.''-1,2,3-propanetriyltris[.omega.-hydroxypoly[oxy(methyl-1,2-ethanediyl)]] and 2-propen-1-ol | 635565 | 84228
2-Propen-1-ol, polymer with ethenyldiethoxymethylsilane, .alpha.-hydro-.omega.-hydroxypoly(oxy-1,4-butanediyl), 1,1'-methylenebis[isocyanatobenzene] and 2,2'-thiobis[ethanethiol] | 635557 | 84229
2-Propen-1-ol, polymer with dimethoxymethylsilane, .alpha.-hydro-.omega.-hydroxypoly(oxy-1,4-butanediyl) and 1,1'-methylenebis[isocyanatobenzene] | 635540 | 84230
2-Propen-1-ol, polymer with .alpha.-hydro-.omega.-hydroxypoly(oxy-1,4-butanediyl), 1,1'-methylenebis[isocyanatobenzene] and 2,2'-thiobis[ethanethiol] | 635532 | 84231
2-Propen-1-ol, polymer with .alpha.-hydro-.omega.-hydroxypoly(oxy-1,4-butanediyl), 1,1'-methylenebis[isocyanatobenzene] and 2,2'-oxybis[ethanethiol] | 635524 | 84232
2-Propen-1-ol, polymer with ethenylethoxydimethylsilane, .alpha.-hydro-.omega.-hydroxypoly(oxy-1,4-butanediyl), 1,1'-methylenebis[isocyanatobenzene] and 2,2'-thiobis[ethanethiol] | 635516 | 84233
2-Propen-1-ol, polymer with ethenylethoxydimethylsilane, .alpha.-hydro-.omega.-hydroxypoly(oxy-1,4-butanediyl), 1,1'-methylenebis[isocyanatobenzene] and 2,2'-oxybis[ethanethiol] | 635508 | 84234
2-Propen-1-ol, polymer with .alpha.-hydro-.omega.-hydroxypoly[oxy(methyl-1,2-ethanediyl)], 1,1'-methylenebis[isocyanatobenzene] and .alpha.,.alpha.',.alpha.''-1,2,3-propanetriyltris[.omega.-hydroxypoly[oxy(methyl-1,2-ethanediyl)]] | 635490 | 84235
Poly[oxy(methyl-1,2-ethanediyl)], .alpha.,.alpha.',.alpha.''-1,2,3-propanetriyltris[.omega.-hydroxy-, polymer with .alpha.-hydro-.omega.-hydroxypoly[oxy(methyl-1,2-ethanediyl)] and 1,1'-methylenebis[isocyanatobenzene] | 635482 | 84236
2-Propen-1-ol, polymer with .alpha.-hydro-.omega.-hydroxypoly(oxy-1,4-butanediyl) and 1,1'-methylenebis[isocyanatobenzene] | 635474 | 84237
Hexanedioic acid, polymer with 1,3-diisocyanatomethylbenzene, 2,2-dimethyl-1,3-propanediol, .alpha.-hydro-.omega.-hydroxypoly[oxy(methyl-1,2-ethanediyl)], 1,1'-methylenebis[4-isocyanatobenzene] and oxybis[propanol] | 635466 | 84238
2H-Azepin-2-one, hexahydro-, polymer with 1,3-diisocyanatomethylbenzene, 2-(2-ethoxyethoxy)ethanol, 2-ethyl-2-(hydroxymethyl)-1,3-propanediol and 1,1'-methylenebis[4-isocyanatobenzene] | 635458 | 84239
2H-Azepin-2-one, hexahydro-, polymer with 1,3-diisocyanatomethylbenzene and 2,2'-oxybis[ethanol] | 635441 | 84240
1,4-Benzenedicarboxylic acid, polymer with 1,2-ethanediol, ethene and 2-oxiranylmethyl 2-methyl-2-propenoate | 635409 | 84241
1,3-Benzenedicarboxylic acid, polymer with 2,2-dimethyl-1,3-propanediol, hexanedioic acid and 3-hydroxy-2-(hydroxymethyl)-2-methylpropanoic acid | 635318 | 84242
2,5-Furandione, polymer with 2,2'-oxybis[ethanol], butyl ester | 635268 | 84243
Benzenepropanoic acid, 3-(1,1-dimethylethyl)-4-hydroxy-5-[2-(2-nitrophenyl)diazenyl]-, methyl ester | 628560 | 84244
Benzoic acid, 2-[4-(dipentylamino)-2-hydroxybenzoyl]- | 628552 | 84245
Benzene, diethyldiisocyanato- | 628537 | 84246
Oxirane, 2-methyl-, polymer with oxirane, mono[3-[1,3,3,3-tetramethyl-1-[(trimethylsilyl)oxy]-1-disiloxanyl]propyl] ether | 628529 | 84247
Benzenepropanenitrile, 4-ethyl-.alpha.,.alpha.-dimethyl- | 628479 | 84248
1H,3H-Benzo[1,2-c:4,5-c']difuran-1,3,5,7-tetrone, polymer with 5,5'-carbonylbis[1,3-isobenzofurandione] and 1,3-diisocyanatomethylbenzene | 628461 | 84249
Phenol, 4,4'-(1-methylethylidene)bis-, polymer with 4-amino-.alpha.,.alpha.,4-trimethylcyclohexanemethanamine, 5-amino-1,3,3-trimethylcyclohexanemethanamine, 2-(chloromethyl)oxirane, 2,2,4-trimethyl-1,6-hexanediamine and 2,4,4-trimethyl-1,6-hexanediamine | 628453 | 84250
Octadecanoic acid, compd. with 3-dodecyl-1-(2,2,6,6-tetramethyl-4-piperidinyl)-2,5-pyrrolidinedione (1:1) | 628446 | 84251
Formaldehyde, polymer with 2-(chloromethyl)oxirane, 4,4'-(1-methylethylidene)bis[2,6-dibromophenol] and phenol, 2-methyl-2-propenoate | 628438 | 84252
Poly[oxy[trifluoro(trifluoromethyl)-1,2-ethanediyl]], .alpha.-[1,2,2,2-tetrafluoro-1-(methoxycarbonyl)ethyl]-.omega.-[tetrafluoro(trifluoromethyl)ethoxy]- | 628420 | 84253
Ethanesulfonic acid, 2,2'-(hydroxyimino)bis-, sodium salt (1:2) | 628412 | 84254
Hexanedioic acid, polymer with 1,4-cyclohexanedimethanol, 2,2-dimethyl-1,3-propanediol, hexahydro-1,3-isobenzofurandione and 2-(hydroxymethyl)-2-methyl-1,3-propanediol | 628404 | 84255
3,6,9,12,15-Pentaoxahentriacontan-1-ol, 1-(dihydrogen phosphate), sodium salt (1:1) | 628396 | 84256
1,3-Benzenedicarboxylic acid, 5-sulfo-, sodium salt, compd. with 1,6-hexanediamine (1:1:?) | 628388 | 84257
Phenol, 6-amino-2,4-dichloro-3-ethyl-, sulfate (2:1) | 628289 | 84258
Benzenediazonium, 4-(phenylamino)-, chloride (1:1), polymer with formaldehyde, compd. with 1,3-benzenedicarboxylic acid polymer with decanedioic acid, 5-(1,1-dimethylethyl)-1,3-benzenedicarboxylic acid, 2,2-dimethyl-1,3-propanediol, 1,2-ethanediol and sodium 5-sulfo-1,3-benzenedicarboxylate (1:1), and zinc chloride (ZnCl2) | 628271 | 84259
2-Propenoic acid, 2-methyl-, 2-oxiranylmethyl ester, polymer with ethene, ethenylbenzene and 2-propenenitrile | 628248 | 84260
Isotridecanoic acid, potassium salt (1:1) | 628230 | 84261
Poly(oxy-1,2-ethanediyl), .alpha.-hydro-.omega.-hydroxy-, ether with 2-ethyl-2-(hydroxymethyl)-1,3-propanediol (3:1), monomethyl ether | 628222 | 84262
Aluminum, [ethyl 3-(oxo-.kappa.O)butanoato-.kappa.O']oxo- | 628107 | 84263
Carbonic acid, diphenyl ester, polymer with 1,4-butanediol, 2-ethyl-2-(hydroxymethyl)-1,3-propanediol, 1,6-hexanediol, 1,1'-methylenebis[4-isocyanatobenzene] and 2-methyloxirane | 628099 | 84264
Propanedioic acid, 1,3-diethyl ester, polymer with 2-ethyl-2-(hydroxymethyl)-1,3-propanediol and 5-isocyanato-1-(isocyanatomethyl)-1,3,3-trimethylcyclohexane | 628081 | 84265
Hexanedioic acid, polymer with 1,4-butanediol, 2-ethyl-2-(hydroxymethyl)-1,3-propanediol, 1,1'-methylenebis[isocyanatobenzene], 2-methyloxirane and 1,2-propanediol | 628073 | 84266
Formic acid, compd. with 2-[[4-[3-(4-chlorophenyl)-4,5-dihydro-1H-pyrazol-1-yl]phenyl]sulfonyl]-N,N-dimethylethanamine (1:1) | 628057 | 84267
Poly(oxy-1,2-ethanediyl), .alpha.-(1-oxoisooctadecyl)-.omega.-(nonylphenoxy)- | 628040 | 84268
Poly(oxy-1,2-ethanediyl), .omega.-hydroxy-.omega.'-(nonylphenoxy)-.alpha.,.alpha.'-phosphinicobis- | 628032 | 84269
Phenol, polymer with 3a,4,7,7a-tetrahydro-4,7-methano-1H-indene, cyanate | 621615 | 84270
Phenol, polymer with 1,3-cyclopentadiene, 2-methyl-1,3-butadiene and 3a,4,7,7a-tetrahydro-4,7-methano-1H-indene, cyanate | 621607 | 84271
1,2-Benzenedicarboxylic acid, 4,4'-carbonylbis-, ar,ar'-dimethyl ester, polymer with 4,4'-[[2,2,2-trifluoro-1-(trifluoromethyl)ethylidene]bis(4,1-phenyleneoxy)]bis[benzenamine] | 621524 | 84272
1H-Pyrrole-2,5-dione, 1,1'-[1,3-phenylenebis(methylene)]bis[3-methyl- | 621516 | 84273
1H-1,2,4-Triazole, 1-[[2-[2-chloro-4-(4-chlorophenoxy)phenyl]-4-methyl-1,3-dioxolan-2-yl]methyl]- | 621508 | 84274
1,4-Benzenedicarboxylic acid, 1,4-dimethyl ester, polymer with 2,2-dimethyl-1,3-propanediol, hexanedioic acid and 1,2-propanediol | 621482 | 84275
Ethanol, 2-[(2-aminoethyl)amino]-, polymer with 1,3-diisocyanatomethylbenzene, .alpha.-hydro-.omega.-hydroxypoly[oxy(methyl-1,2-ethanediyl)] and 2,2'-[(1-methylethylidene)bis(4,1-phenyleneoxymethylene)]bis[oxirane] | 621474 | 84276
2-Propenenitrile, polymer with (chloromethyl)ethenylbenzene, diethenylbenzene and ethenylethylbenzene, compd. with 2-(dimethylamino)ethanol | 621458 | 84277
2-Propenoic acid, 2-methyl-, methyl ester, polymer with ethyl 2-propenoate, methyl 2-propenoate and 2-propenoic acid, compd. with 2-aminoethanol | 621375 | 84278
2-Propenoic acid, 2-methyl-, methyl ester, polymer with ethyl 2-propenoate, methyl 2-propenoate and 2-propenoic acid, compd. with 2-amino-2-methyl-1-propanol | 621367 | 84279
1-Butanone, 2-(dimethylamino)-1-[4-(4-morpholinyl)phenyl]-2-(phenylmethyl)- | 621359 | 84280
D-Glucopyranoside, methyl, polymer with formaldehyde, ar-methylbenzenesulfonamide, 1,3,5-triazine-2,4,6-triamine and 1,3,5-tris(2-hydroxyethyl)-1,3,5-triazine-2,4,6(1H,3H,5H)-trione | 621342 | 84281
Hexanedioic acid, polymer with 2,2-dimethyl-1,3-propanediol, 2-ethyl-2-(hydroxymethyl)-1,3-propanediol, 2-hydroxyethyl 2-propenoate and 5-isocyanato-1-(isocyanatomethyl)-1,3,3-trimethylcyclohexane | 621292 | 84282
1H-Indole-5-sulfonic acid, 2-phenyl-, sodium salt (1:1) | 621284 | 84283
2-Propanol, 1,1',1''-nitrilotris-, polymer with 1,3-diisocyanatomethylbenzene, .alpha.-hydro-.omega.-hydroxypoly[oxy(methyl-1,2-ethanediyl)] and 1,1'-methylenebis[4-isocyanatobenzene] | 621276 | 84284
2-Propenoic acid, 2-methyl-, 2-hydroxyethyl ester, polymer with ethenylbenzene, methyl 2-methyl-2-propenoate, 2-methylpropyl 2-propenoate and 2-oxiranylmethyl 2-methyl-2-propenoate | 621268 | 84285
Oxirane, 2-methyl-, polymer with .alpha.-hydro-.omega.-hydroxypoly(oxy-1,4-butanediyl), 5-isocyanato-1-(isocyanatomethyl)-1,3,3-trimethylcyclohexane, 1,1'-methylenebis[4-isocyanatocyclohexane] and oxirane | 621250 | 84286
2-Propen-1-ol, polymer with 1,3-diisocyanatomethylbenzene, 2,2'-[1,2-ethanediylbis(oxy)]bis[ethanethiol], .alpha.-hydro-.omega.-hydroxypoly[oxy(methyl-1,2-ethanediyl)] and 2-methyloxirane polymer with oxirane ether with 2-ethyl-2-(hydroxymethyl)-1,3-propanediol (3:1) | 621219 | 84287
2-Propen-1-ol, polymer with 1,3-diisocyanatomethylbenzene, .alpha.-hydro-.omega.-hydroxypoly[oxy(methyl-1,2-ethanediyl)], 2-methyloxirane polymer with oxirane ether with 2-ethyl-2-(hydroxymethyl)-1,3-propanediol (3:1), and 2,2'-thiobis[ethanethiol] | 621201 | 84288
2-Propenamide, N-[3-(dimethylamino)propyl]-, polymer with diethenylbenzene and 1,1'-[oxybis(2,1-ethanediyloxy)]bis[ethene], compd. with chloromethane | 621193 | 84289
Cyclohexanol, 2-methyl(trimethylbicyclo[2.2.1]hept-2-yl)- | 621185 | 84290
Ferrate(1-), bis[4-[2-[5-chloro-2-(hydroxy-.kappa.O)phenyl]diazenyl-.kappa.N1]-3-(hydroxy-.kappa.O)-N-phenyl-2-naphthalenecarboxamidato(2-)]-, hydrogen (1:1) | 621151 | 84291
10H-Phenoxazine-3,7-diamine, N3,N3,N7,N7-tetraethyl-, hydrochloride (1:3) | 621144 | 84292
2-Propenoic acid, 2-methyl-, 2-methylpropyl ester, polymer with 1-ethenyl-4-methylbenzene and 2-ethylhexyl 2-propenoate | 621136 | 84293
2-Propenoic acid, 2-methyl-, 1,1'-(1,2-ethanediyl) ester, polymer with 1-ethenyl-4-methylbenzene, 2-ethylhexyl 2-propenoate and 2-methylpropyl 2-methyl-2-propenoate | 621128 | 84294
1,3-Benzenedicarboxylic acid, polymer with 1,6-diisocyanatohexane, 2,2-dimethyl-1,3-propanediol, 2-ethyl-2-(hydroxymethyl)-1,3-propanediol, hexanedioic acid, 3-hydroxy-2-(hydroxymethyl)-2-methylpropanoic acid and 1,2-propanediol | 642421 | 84295
[1,2,4]Triazolo[1,5-a]pyridine-6-carbonitrile, 8-[[2-(dibutylamino)-4-phenyl-5-thiazolyl]imino]-2-(1-ethylpentyl)-5,8-dihydro-7-methyl-5-oxo- | 642389 | 84296
Aluminum magnesium zinc carbonate hydroxide | 642371 | 84297
2(3H)-Benzofuranone, 5,7-bis(1,1-dimethylethyl)-3-(2,3-dimethylphenyl)- | 642363 | 84298
Hexanedioic acid, polymer with 2,2-dimethyl-1,3-propanediol, 2-ethyl-2-(hydroxymethyl)-1,3-propanediol, 2,5-furandione and 1,6-hexanediol | 642322 | 84299
2-Propenoic acid, 2-methyl-, 2-ethylhexyl ester, polymer with ethenylbenzene, 2-hydroxyethyl 2-methyl-2-propenoate, 2-methylpropyl 2-methyl-2-propenoate, 2-methylpropyl 2-propenoate, 1,2-propanediol mono(2-methyl-2-propenoate) and 2-propenoic acid, 2-hydroxy-3-[(1-oxoneodecyl)oxy]propyl ester | 642264 | 84300
Octadecadienoic acid, polymer with 2,2-bis(hydroxymethyl)-1,3-propanediol, 2-(hydroxymethyl)-2-methyl-1,3-propanediol, 1,3-isobenzofurandione and (9Z,12Z)-9,12-octadecadienoic acid | 642249 | 84301
Octadecadienoic acid, polymer with 1,3-isobenzofurandione, (9Z,12Z)-9,12-octadecadienoic acid and 1,2,3-propanetriol | 642231 | 84302
2-Butenedioic acid (2Z)-, 1-(2-butoxyethyl) ester, polymer with 1-octadecene and 2-propenoic acid, sodium salt | 642223 | 84303
Potassium silicon sodium titanium hydroxide oxide | 642215 | 84304
Formic acid, methyl ester, polymer with N1-[3-(dimethoxymethylsilyl)propyl]-1,2-ethanediamine and 2,2,4,4,6,6,8,8-octamethylcyclotetrasiloxane | 642207 | 84305
Quino[2,3-b]acridinedisulfonamide, N,N'-bis[3-(diethylamino)propyl]-5,7,12,14-tetrahydro-7,14-dioxo- | 642199 | 84306
Isocyanic acid, polymethylenepolyphenylene ester, polymer with 2,2,4-trimethyl-1,3-pentanediol | 642181 | 84307
Butanoic acid, 3-oxo-, 2,2-bis(hydroxymethyl)butyl ester | 642140 | 84308
1,4-Benzenedicarboxylic acid, polymer with 1,1'-[(1-methylethylidene)bis(4,1-phenyleneoxy)]bis[2-propanol] | 642116 | 84309
Phenol, 4,4'-(1-methylethylidene)bis-, polymer with 2-(chloromethyl)oxirane, N1,N1-dimethyl-1,3-propanediamine, 2-ethyl-1-hexanamine, .alpha.-hydro-.omega.-hydroxypoly[oxy(methyl-1,2-ethanediyl)] and 2,2'-iminobis[ethanol] | 642108 | 84310
2-Propenoic acid, homopolymer, compd. with 1-(dimethylamino)-2-propanol | 642090 | 84311
Aspartic acid, N,N'-(2-methyl-1,5-pentanediyl)bis-, 1,1',4,4'-tetraethyl ester | 642066 | 84312
2-Propenoic acid, polymer with N-(hydroxymethyl)-2-propenamide and methyl 2-propenoate, sodium salt | 642017 | 84313
1,3-Benzenedicarboxylic acid, polymer with 1,4-butanediol, 1,4-dimethyl 1,4-benzenedicarboxylate, 2,2-dimethyl-1,3-propanediol, 1,2-ethanediol, hexanedioic acid, 1,6-hexanediol, .alpha.-hydro-.omega.-hydroxypoly[oxy(methyl-1,2-ethanediyl)], 3-hydroxy-2,2-dimethylpropyl 3-hydroxy-2,2-dimethylpropanoate, 1,3-isobenzofurandione and 1,1'-methylenebis[isocyanatobenzene] | 642009 | 84314
1,5-Naphthalenedisulfonic acid, 2-[2-(8-amino-1-hydroxy-3,6-disulfo-2-naphthalenyl)diazenyl]-, sodium salt (1:?) | 641944 | 84315
Oxirane, 2-methyl-, polymer with .alpha.-hydro-.omega.-hydroxypoly[oxy(methyl-1,2-ethanediyl)] and 1,1'-methylenebis[isocyanatobenzene] | 641936 | 84316
Hexanedioic acid, polymer with 1,4-butanediol, .alpha.-hydro-.omega.-hydroxypoly(oxy-1,4-butanediyl), .alpha.-hydro-.omega.-hydroxypoly(oxy-1,2-ethanediyl) and 1,1'-methylenebis[4-isocyanatocyclohexane] | 641928 | 84317
2-Propenenitrile, polymer with 2-methyloxirane polymer with oxirane ether with 1,2,3-propanetriol (3:1), 3-oxobutanoate | 635250 | 84318
Poly[oxy(methyl-1,2-ethanediyl)], .alpha.-hydro-.omega.-hydroxy-, 3-oxobutanoate | 635243 | 84319
Eicosasiloxane, dotetracontamethyl- | 635193 | 84320
Nonadecasiloxane, tetracontamethyl- | 635185 | 84321
Cycloeicosasiloxane, tetracontamethyl- | 635177 | 84322
Cyclononadecasiloxane, octatriacontamethyl- | 635169 | 84323
Cycloheptadecasiloxane, tetratriacontamethyl- | 635151 | 84324
Cyclohexadecasiloxane, dotriacontamethyl- | 635144 | 84325
Cyclopentanol, 2-(2-hexen-1-yl)-, 1-acetate | 635136 | 84326
Propanoic acid, 2-hydroxy-, compd. with N,N'-(1-methyl-1,2-ethanediyl)bis[4-[2-[1-[3-(dimethylamino)propyl]-1,6-dihydro-2-hydroxy-4-methyl-6-oxo-3-pyridinyl]diazenyl]benzamide] acetate (1:?:?) | 635128 | 84327
2-Propenoic acid, 2-methyl-, 1,1'-[2-ethyl-2-[[(2-methyl-1-oxo-2-propen-1-yl)oxy]methyl]-1,3-propanediyl] ester, polymer with 2-methyl-2-propenenitrile, 2-propenenitrile and rel-(1R,2R,4R)-1,7,7-trimethylbicyclo[2.2.1]hept-2-yl 2-methyl-2-propenoate | 635110 | 84328
1,4-Benzenedicarboxylic acid, polymer with 1,1'-(1,4-phenylene) diacetate and 1,1'-[2-(1-phenylethyl)-1,4-phenylene] diacetate | 635102 | 84329
2-Propenoic acid, 2-methyl-, polymer with .alpha.-(3-carboxymethylene-1-oxopropyl)-.omega.-(hexadecyloxy)poly(oxy-1,2-ethanediyl), ethyl 2-propenoate and methyl 2-methyl-2-propenoate, compd. with 1-amino-2-propanol | 635094 | 84330
2-Propenoic acid, 2-methyl-, polymer with .alpha.-(3-carboxymethylene-1-oxopropyl)-.omega.-(hexadecyloxy)poly(oxy-1,2-ethanediyl), ethyl 2-propenoate and methyl 2-methyl-2-propenoate, compd. with ethanamine | 635086 | 84331
2-Propenoic acid, 2-methyl-, polymer with .alpha.-(3-carboxymethylene-1-oxopropyl)-.omega.-(hexadecyloxy)poly(oxy-1,2-ethanediyl), ethyl 2-propenoate and methyl 2-methyl-2-propenoate, compd. with methanamine | 635078 | 84332
Butanedioic acid, 2-(tetrapropenyl)-, 1-methyl ester, strontium salt (2:1) | 635029 | 84333
2-Propenoic acid, 2-methyl-, dodecyl ester, polymer with ethenylbenzene, hexadecyl 2-methyl-2-propenoate, methyl 2-methyl-2-propenoate, 2-(4-morpholinyl)ethyl 2-methyl-2-propenoate, octadecyl 2-methyl-2-propenoate, pentadecyl 2-methyl-2-propenoate, tetradecyl 2-methyl-2-propenoate and tridecyl 2-methyl-2-propenoate | 635011 | 84334
2-Propenoic acid, 2-methyl-, hexadecyl ester, polymer with octadecyl 2-methyl-2-propenoate, pentadecyl 2-methyl-2-propenoate, tridecyl 2-methyl-2-propenoate and undecyl 2-methyl-2-propenoate | 635003 | 84335
Ethanaminium, N,N,N-trimethyl-2-[(1-oxo-2-propen-1-yl)oxy]-, chloride (1:1), polymer with 2-ethylhexyl 2-propenoate and 2-propenamide | 634998 | 84336
2-Propenoic acid, 2-methyl-, 2-(dimethylamino)ethyl ester, polymer with ethyl 2-propenoate, methyl 2-methyl-2-propenoate and rel-(1R,2R,4R)-1,7,7-trimethylbicyclo[2.2.1]hept-2-yl 2-propenoate | 634980 | 84337
3-Pyridinemethanesulfonic acid, 5-(aminocarbonyl)-1-ethyl-1,6-dihydro-2-hydroxy-4-methyl-6-oxo-, sodium salt (1:1) | 634972 | 84338
3-Pyridinemethanesulfonic acid, 5-(aminocarbonyl)-1-ethyl-1,2-dihydro-6-hydroxy-4-methyl-2-oxo-, sodium salt (1:1) | 634964 | 84339
2,5-Furandione, polymer with 1,2-ethanediol, 2-methyl-1,3-propanediol and 2,2'-oxybis[ethanol] | 634956 | 84340
2-Propenoic acid, 2-methyl-, polymer with .alpha.-(3-carboxymethylene-1-oxopropyl)-.omega.-(hexadecyloxy)poly(oxy-1,2-ethanediyl), ethyl 2-propenoate and methyl 2-methyl-2-propenoate, magnesium salt | 634949 | 84341
2-Propenoic acid, 2-methyl-, polymer with .alpha.-(3-carboxymethylene-1-oxopropyl)-.omega.-(hexadecyloxy)poly(oxy-1,2-ethanediyl), ethyl 2-propenoate and methyl 2-methyl-2-propenoate, lithium salt | 634931 | 84342
2-Propenoic acid, 2-methyl-, polymer with .alpha.-(3-carboxymethylene-1-oxopropyl)-.omega.-(hexadecyloxy)poly(oxy-1,2-ethanediyl), ethyl 2-propenoate and methyl 2-methyl-2-propenoate, compd. with N,N-dimethylmethanamine | 634923 | 84343
2-Propenoic acid, 2-methyl-, polymer with .alpha.-(3-carboxymethylene-1-oxopropyl)-.omega.-(hexadecyloxy)poly(oxy-1,2-ethanediyl), ethyl 2-propenoate and methyl 2-methyl-2-propenoate, compd. with N-ethylethanamine | 634915 | 84344
2-Propenoic acid, 2-methyl-, polymer with .alpha.-(3-carboxymethylene-1-oxopropyl)-.omega.-(hexadecyloxy)poly(oxy-1,2-ethanediyl), ethyl 2-propenoate and methyl 2-methyl-2-propenoate, compd. with 2-aminoethanol | 634907 | 84345
2-Propenoic acid, 2-methyl-, polymer with .alpha.-(3-carboxymethylene-1-oxopropyl)-.omega.-(hexadecyloxy)poly(oxy-1,2-ethanediyl), ethyl 2-propenoate and methyl 2-methyl-2-propenoate, compd. with 2,2'-iminobis[ethanol] | 634899 | 84346
Chromate(2-), [4-[2-[5-chloro-2-(hydroxy-.kappa.O)phenyl]diazenyl-.kappa.N1]-2,4-dihydro-5-methyl-3H-pyrazol-3-onato(2-)-.kappa.O3][3-[2-[4,5-dihydro-3-methyl-1-(4-methylphenyl)-5-(oxo-.kappa.O)-1H-pyrazol-4-yl]diazenyl-.kappa.N1]-4-(hydroxy-.kappa.O)-5-nitrobenzenesulfonato(3-)]-, lithium sodium (1:1:1) | 634881 | 84347
Chromate(3-), bis[4-[2-[4-(diethylamino)-2-(hydroxy-.kappa.O)phenyl]diazenyl-.kappa.N1]-3-(hydroxy-.kappa.O)-1-naphthalenesulfonato(3-)]-, lithium (1:3) | 634873 | 84348
2-Anthracenesulfonic acid, 1-amino-4-[[2-[[(5-chloro-6-fluoro-4-pyrimidinyl)amino]methyl]-4-methyl-6-sulfophenyl]amino]-9,10-dihydro-9,10-dioxo-, sodium salt (1:2) | 634857 | 84349
1H-Pyrazole-3-carboxylic acid, 4-[2-(2,4-dimethyl-6-sulfophenyl)diazenyl]-4,5-dihydro-5-oxo-1-(4-sulfophenyl)- | 634840 | 84350
1H-Pyrazole-3-carboxylic acid, 4-[2-(2,4-dimethyl-6-sulfophenyl)diazenyl]-4,5-dihydro-5-oxo-1-(4-sulfophenyl)-, sodium salt (1:?) | 634832 | 84351
2-Propenoic acid, 2-methyl-, methyl ester, polymer with 2-propenoic acid, compd. with 2-aminoethanol | 634808 | 84352
Poly[oxy(methyl-1,2-ethanediyl)], .alpha.-(1-oxo-2-propen-1-yl)-.omega.-[(tetrahydro-2-furanyl)methoxy]- | 634741 | 84353
2-Oxepanone, polymer with 5-amino-1,3,3-trimethylcyclohexanemethanamine, 2-ethyl-2-(hydroxymethyl)-1,3-propanediol and 1,1'-methylenebis[4-isocyanatocyclohexane] | 634717 | 84354
1,4-Benzenedicarboxylic acid, polymer with dimethylphenol, 1,2-ethanediol, formaldehyde, methylphenol, phenol, 1,2-propanediol and 1,2,3-propanetriol | 628016 | 84355
2-Propenoic acid, 2-methyl-, polymer with butyl 2-propenoate, ethenylbenzene and 1,2-propanediol mono-2-propenoate, compd. with 2-(dimethylamino)ethanol | 628008 | 84356
2-Propenoic acid, polymer with butyl 2-propenoate, ethenylbenzene and 1,2-propanediol mono-2-propenoate, compd. with 2-(dimethylamino)ethanol | 627992 | 84357
2-Propenoic acid, polymer with 2-(chloromethyl)oxirane, 2-hydroxybenzaldehyde and phenol, hydrogen 4-cyclohexene-1,2-dicarboxylate | 627984 | 84358
1H-Benzotriazole-5-carboxylic acid, [2-[[2-chloro-5-[[2-(dodecyloxy)-1-methyl-2-oxoethoxy]carbonyl]phenyl]amino]-1-[[[2-chloro-5-[[2-(dodecyloxy)-1-methyl-2-oxoethoxy]carbonyl]phenyl]amino]carbonyl]-2-oxoethyl]-, phenyl ester | 627976 | 84359
Benzenesulfonic acid, 4-[(1,3-dioxobutyl)amino]-5-methoxy-2-methyl-, sodium salt (1:1) | 627968 | 84360
2-Propenoic acid, 2-methyl-, eicosyl ester, polymer with hexadecyl 2-methyl-2-propenoate, isooctyl 2-propenoate, octadecyl 2-methyl-2-propenoate and 2-propenoic acid | 627950 | 84361
1,4-Benzenedicarboxylic acid, polymer with 1,4-cyclohexanedicarboxylic acid and 1,6-hexanediol | 627943 | 84362
Phosphinothioic acid, P,P-bis(2,4,4-trimethylpentyl)- | 627802 | 84363
2-Propanol, titanium(4+) salt (4:1), polymer with ethenyltriethoxysilane | 627745 | 84364
Propanol, [2-(1,1-dimethylethoxy)methylethoxy]- | 627737 | 84365
1,4-Benzenedicarboxylic acid, polymer with [1,1'-biphenyl]-4,4'-diol, 4-hydroxybenzoic acid and 6-hydroxy-2-naphthalenecarboxylic acid, acetate, potassium salt | 627729 | 84366
1,3-Benzenedicarboxylic acid, polymer with 1,4-benzenedicarboxylic acid and 4,4'-(1-methylethylidene)bis[phenol], acetate | 627711 | 84367
Benzenesulfonic acid, oxybis[sec-dodecyl-, sodium salt (1:2) | 627695 | 84368
Cyanic acid, C,C'-[1,3-phenylenebis[(1-methylethylidene)-4,1-phenylene]] ester, homopolymer | 627687 | 84369
1,3-Benzenedicarboxylic acid, polymer with 1,4-benzenedicarboxylic acid, 1,3-dihydro-1,3-dioxo-5-isobenzofurancarboxylic acid, 2,2-dimethyl-1,3-propanediol, hexanedioic acid, 1,6-hexanediol and 2-methyl-1,3-propanediol | 627679 | 84370
1,3-Benzenedicarboxylic acid, polymer with 1,4-benzenedicarboxylic acid, hexanedioic acid and 2-methyl-1,3-propanediol | 627661 | 84371
1,3-Benzenedicarboxylic acid, polymer with 1,4-benzenedicarboxylic acid, 2,2-dimethyl-1,3-propanediol, hexanedioic acid and 2-(hydroxymethyl)-2-methyl-1,3-propanediol | 627653 | 84372
1,3-Benzenedicarboxylic acid, polymer with 1,4-cyclohexanedicarboxylic acid, hexanedioic acid and 2,2,4-trimethyl-1,3-pentanediol | 627646 | 84373
Oxirane, polymer with 1,3-diisocyanatomethylbenzene, .alpha.-hydro-.omega.-hydroxypoly(oxy-1,4-butanediyl) and .alpha.-hydro-.omega.-hydroxypoly[oxy(methyl-1,2-ethanediyl)] | 627596 | 84374
2-Propenoic acid, 2-methyl-, polymer with N-(1,1-dimethylethyl)-2-propenamide and 2-propenoic acid, sodium salt | 627588 | 84375
Poly(oxy-1,2-ethanediyl), .alpha.-[3-methyl-1-(2-methylpropyl)butyl]-.omega.-hydroxy- | 627570 | 84376
2-Propanamine, N-hydroxy-, acetate (1:1) | 627505 | 84377
Phosphoric acid, monopentyl ester, compd. with 1,3,5-triazine-2,4,6-triamine (1:1) | 627497 | 84378
Benzamide, N-[2-[4,5-dihydro-2-(2-hydroxyphenyl)-1H-imidazol-1-yl]ethyl]-2-hydroxy- | 627489 | 84379
2H-Pyran-2,6(3H)-dione, dihydro-, polymer with 2,2'-thiobis[ethanol] | 627455 | 84380
1,2-Propanediamine, N2-[2-(3-methyl-1-piperazinyl)ethyl]- | 627448 | 84381
Benzeneacetic acid, 2-[[6-(2-cyanophenoxy)-4-pyrimidinyl]oxy]-.alpha.-(methoxymethylene)-, methyl ester, (.alpha.E)- | 627422 | 84382
Chromate(3-), bis[7-[2-(aminohydroxyphenyl)diazenyl]-3-[2-[5-(aminosulfonyl)-2-(hydroxy-.kappa.O)phenyl]diazenyl-.kappa.N1]-4-(hydroxy-.kappa.O)-2-naphthalenesulfonato(3-)]-, sodium (1:3) | 621052 | 84383
Chromate(3-), [7-[2-(aminohydroxyphenyl)diazenyl]-3-[2-[5-(aminosulfonyl)-2-(hydroxy-.kappa.O)phenyl]diazenyl-.kappa.N1]-4-(hydroxy-.kappa.O)-2-naphthalenesulfonato(3-)][3-[2-[5-(aminosulfonyl)-2-(hydroxy-.kappa.O)phenyl]diazenyl-.kappa.N1]-4-(hydroxy-.kappa.O)-7-[2-[2-hydroxy-1-[(phenylamino)carbonyl]-1-propen-1-yl]diazenyl]-2-naphthalenesulfonato(3-)]-, sodium (1:3) | 621045 | 84384
Cyclododecaneethanol, .beta.-methyl- | 621029 | 84385
1,3-Benzenedicarboxylic acid, polymer with 2,2-dimethyl-1,3-propanediol, 2-ethyl-2-(hydroxymethyl)-1,3-propanediol, 5-isocyanato-1-(isocyanatomethyl)-1,3,3-trimethylcyclohexane and 1,1'-[(1-methylethylidene)bis(4,1-phenyleneoxy)]bis[2-propanol] | 621003 | 84386
1,4-Benzenedicarboxylic acid, 1,4-dimethyl ester, polymer with butanedioic acid, 1,2-ethanediol, hexanedioic acid, 2,2'-oxybis[ethanol] and pentanedioic acid | 620963 | 84387
1,3-Benzenedicarboxylic acid, polymer with 1,4-dimethyl 1,4-benzenedicarboxylate, 2,2-dimethyl-1,3-propanediol, 1,2-ethanediol and hexanedioic acid | 620955 | 84388
Silane, tris(1-methylethoxy)(2-methylpropyl)- | 620914 | 84389
Silane, methoxybis(1-methylethoxy)(2-methylpropyl)- | 620906 | 84390
12H-Dibenzo[d,g][1,3,2]dioxaphosphocin, 2,4,8,10-tetrakis(1,1-dimethylethyl)-6-fluoro-12-methyl- | 620880 | 84391
1-Naphthalenesulfonic acid, 6-diazo-5,6-dihydro-5-oxo-, ester with 2,2'-thiobis[1-naphthalenol] | 620872 | 84392
2-Propenoic acid, 2-methyl-, methyl ester, polymer with butyl 2-propenoate and 2-hydroxyethyl 2-propenoate, 6-hydroxyhexanoate | 620864 | 84393
Phenol, 4-ethenyl-, homopolymer, compd. with N,N-dimethylbenzenemethanamine | 620823 | 84394
Poly(oxy-1,2-ethanediyl), .alpha.,.alpha.'-[(1-methylethylidene)di-4,1-phenylene]bis[.omega.-[(bicyclo[2.2.1]hept-5-en-2-ylcarbonyl)oxy]- | 620799 | 84395
Benzenesulfonic acid, 4-amino-, lithium salt (1:1) | 620781 | 84396
2-Oxepanone, homopolymer, ester with 2,2'-oxybis[ethanol] (2:1), bis(hydrogen 1,2-benzenedicarboxylate) | 620773 | 84397
Poly[oxy(methyl-1,2-ethanediyl)], .alpha.,.alpha.'-1,6-hexanediylbis[.omega.-hydroxy- | 620765 | 84398
1,3-Dioxane, 2-(2,4-dimethyl-3-cyclohexen-1-yl)-5-methyl-5-(1-methylpropyl)- | 620757 | 84399
Zirconate(2-), tetrakis[2,2-bis[(2-propen-1-yloxy)methyl]-1-butanolato-.kappa.O]bis(ditridecyl phosphito-.kappa.O'')-, hydrogen (1:2) | 620716 | 84400
3-Pyridinecarboxylic acid, 2-(difluoromethyl)-5-(4,5-dihydro-2-thiazolyl)-4-(2-methylpropyl)-6-(trifluoromethyl)-, methyl ester | 620708 | 84401
2,7-Naphthalenedisulfonic acid, 4-hydroxy-3-[2-[1-sulfo-6-[[2-(sulfooxy)ethyl]sulfonyl]-2-naphthalenyl]diazenyl]-, sodium salt (1:?) | 620690 | 84402
1,3-Benzenedicarbonyl dichloride, polymer with 1,4-benzenedicarbonyl dichloride, carbonic dichloride and 4,4'-(1-methylethylidene)bis[phenol], 4-(1,1,3,3-tetramethylbutyl)phenyl ester | 620682 | 84403
Poly[oxy(methyl-1,2-ethanediyl)], .alpha.-[2-[[[[1-[3-(1-isocyanato-1-methylethyl)phenyl]-1-methylethyl]amino]carbonyl]amino]methylethyl]-.omega.-[2-[[[[1-[3-(1-isocyanato-1-methylethyl)phenyl]-1-methylethyl]amino]carbonyl]amino]methylethoxy]- | 620674 | 84404
Iron(1+), (.eta.5-2,4-cyclopentadien-1-yl)[(1,2,3,4,5,6-.eta.)-(1-methylethyl)benzene]-, 2,2,2-trifluoromethanesulfonate (1:1) | 620633 | 84405
3H-Indolium, 1-heptyl-2-[3-(1-heptyl-1,3-dihydro-3,3-dimethyl-2H-indol-2-ylidene)-1-propen-1-yl]-3,3-dimethyl-, (T-4)-butyltriphenylborate(1-) (1:1) | 620617 | 84406
Methanaminium, N,N,N-trimethyl-, (T-4)-butyltriphenylborate(1-) (1:1) | 620609 | 84407
Formaldehyde, polymer with dimethylphenol, 3-methylphenol and 4-methylphenol | 620591 | 84408
3,6-Nonadien-1-ol, (6Z)- | 641845 | 84409
1,3-Benzenedicarboxylic acid, polymer with 1,4-benzenedicarboxylic acid, 2-methyl-1,3-propanediol and 2-oxepanone | 641837 | 84410
Benzenesulfonic acid, (1,3,5,7-tetramethyloctyl)-, compd. with N-methylcyclohexanamine (1:1) | 641787 | 84411
Cuprate(1-), [C,C,C-tris[[[3-[(2-hydroxyethyl)methylamino]propyl]amino]sulfonyl]-29H,31H-phthalocyanine-C-sulfonato(3-)-.kappa.N29,.kappa.N30,.kappa.N31,.kappa.N32]-, sodium (1:1) | 641779 | 84412
Xanthylium, 3,6-bis(diethylamino)-9-[2-(ethoxycarbonyl)phenyl]-, copper(2+) (OC-6-11)-hexakis(cyano-.kappa.C)ferrate(4-) (2:1:1) | 641761 | 84413
2-Propenoic acid, 2-methyl-, octadecyl ester, polymer with 2-propenoic acid, ammonium salt | 641753 | 84414
Formic acid, ethyl ester, polymer with 2,2'-[1,2-ethanediylbis(oxy)]bis[ethanethiol] | 641746 | 84415
Benzenesulfonic acid, 2-amino-4-[(4-aminobenzoyl)amino]-, sodium salt (1:1) | 641738 | 84416
Hydrazinecarboxamide, N-(3,5-difluorophenyl)- | 641704 | 84417
.beta.-Alanine, N-(2-aminoethyl)-N-[[[2-(trimethoxysilyl)ethyl]phenyl]methyl]-, 3-(trimethoxysilyl)propyl ester | 641639 | 84418
2-Propenoic acid, telomer with ammonium sulfite (1:1) and ethyl 2-propenoate, ammonium salt | 641621 | 84419
1,3-Benzenedicarboxylic acid, polymer with 1,4-cyclohexanedicarboxylic acid, 2,2-dimethyl-1,3-propanediol and 1,6-hexanediol | 641613 | 84420
2-Propenoic acid, 2-methyl-, polymer with methyl 2-methyl-2-propenoate, 2-methylpropyl 2-methyl-2-propenoate and 2-methylpropyl 2-propenoate | 641597 | 84421
Glycine, N-(hydroxymethyl)-, sodium salt (1:1), compd. with octadecyl 2-methyl-2-propenoate polymer with 2-propenoic acid | 641563 | 84422
2-Propenoic acid, 2-methyl-, octadecyl ester, polymer with 2-propenoic acid, compd. with (9Z)-9-octadecen-1-amine | 641555 | 84423
2-Propenoic acid, 2-methyl-, octadecyl ester, polymer with 2-propenoic acid, compd. with 2,2',2''-nitrilotris[ethanol] | 641548 | 84424
2-Propenoic acid, 2-methyl-, octadecyl ester, polymer with 2-propenoic acid, compd. with 1,1'-iminobis[2-propanol] | 641530 | 84425
2-Propenoic acid, 2-methyl-, octadecyl ester, polymer with 2-propenoic acid, compd. with 2-amino-2-(hydroxymethyl)-1,3-propanediol | 641522 | 84426
2-Propenoic acid, 2-methyl-, octadecyl ester, polymer with 2-propenoic acid, compd. with 2-(dimethylamino)-2-methyl-1-propanol | 641514 | 84427
2-Propenoic acid, 2-methyl-, octadecyl ester, polymer with 2-propenoic acid, compd. with 2,2'-iminobis[ethanol] | 641506 | 84428
2-Propenoic acid, 2-methyl-, octadecyl ester, polymer with 2-propenoic acid, compd. with N,N-diethylethanamine | 641498 | 84429
2-Propenoic acid, 2-methyl-, octadecyl ester, polymer with 2-propenoic acid, compd. with 2-amino-2-methyl-1-propanol | 641480 | 84430
2-Propenoic acid, 2-methyl-, octadecyl ester, polymer with 2-propenoic acid, compd. with 2-aminoethanol | 641472 | 84431
2-Propenoic acid, 2-methyl-, octadecyl ester, polymer with 2-propenoic acid, potassium salt | 641464 | 84432
2-Propenoic acid, homopolymer, compd. with 2-amino-2-(hydroxymethyl)-1,3-propanediol | 641456 | 84433
2-Propenoic acid, homopolymer, compd. with 2-(dimethylamino)-2-methyl-1-propanol | 641449 | 84434
2-Propenoic acid, homopolymer, compd. with N-(1-methylethyl)-2-propanamine | 641431 | 84435
Phosphinic acid, P-[3-(acetyloxy)-3-cyanopropyl]-P-methyl-, butyl ester | 641381 | 84436
2-Propenoic acid, monoester with 1,2-propanediol, polymer with chloroethene, ethenyl acetate, ethenylbenzene and 2,5-furandione, 2-butoxyethyl ester, compd. with N,N-diethylethanamine and 2-(dimethylamino)ethanol | 641365 | 84437
2-Butenedioic acid (2E)-, polymer with 1,4-cyclohexanedimethanol, 1,3-dihydro-1,3-dioxo-5-isobenzofurancarboxylic acid and [(1-methyl-1,2-ethanediyl)bis(oxy)]bis[propanol] | 641357 | 84438
Hexanedioic acid, polymer with butyl 2-propenoate, 2-ethyl-2-(hydroxymethyl)-1,3-propanediol, 2,5-furandione, 1,6-hexanediol, 2-hydroxyethyl 2-methyl-2-propenoate, 1,3-isobenzofurandione, methyl 2-methyl-2-propenoate and 2-propenoic acid | 641332 | 84439
Cyclotetradecasiloxane, octacosamethyl- | 634667 | 84440
1,3-Benzenedicarboxylic acid, polymer with 1,4-benzenedicarboxylic acid, 2,2-dimethyl-1,3-propanediol, 1,2-ethanediol and 2,2'-[(1-methylethylidene)bis(4,1-phenyleneoxy)]bis[ethanol] | 634659 | 84441
Formaldehyde, polymer with 1,3-benzenediol, sodium salt | 634634 | 84442
2,5-Furandione, polymer with 1,4-cyclohexanedimethanol, 2-methyl-1,3-propanediol and 3a,4,7,7a-tetrahydro-4,7-methano-1H-indene | 634584 | 84443
Hexanedioic acid, polymer with 1,3-diisocyanatomethylbenzene, .alpha.-hydro-.omega.-hydroxypoly[oxy(methyl-1,2-ethanediyl)] and 2,2'-oxybis[ethanol] | 634576 | 84444
2-Propenoic acid, telomer with 2-propanol, potassium salt | 634568 | 84445
2-Propenoic acid, 2-methyl-, sodium salt (1:1), polymer with N,N-dimethyl-2-propenamide | 634394 | 84446
1,4-Benzenedicarboxylic acid, polymer with 1,2-ethanediol, 2,2'-[(1-methylethylidene)bis(4,1-phenyleneoxy)]bis[ethanol] and 1,1'-[(1-methylethylidene)bis(4,1-phenyleneoxy)]bis[2-propanol] | 634386 | 84447
2-Propanol, 1-methoxy-, 2-propanoate | 634329 | 84448
3-Oxazolidineethanamine, .alpha.,.alpha.,4,4-tetramethyl-2-(1-methylethyl)-N-(2-methylpropylidene)- | 634287 | 84449
2-Propenoic acid, butyl ester, telomer with ethenyl acetate, ethyl 2-propenoate, 2-hydroxypropyl 2-propenoate and 2-mercaptoethanol | 634139 | 84450
Propanoic acid, 3-hydroxy-2-(hydroxymethyl)-2-methyl-, polymer with 2-[(2-aminoethyl)amino]ethanol, 1,3-bis(1-isocyanato-1-methylethyl)benzene and .alpha.-hydro-.omega.-hydroxypoly[oxy(methyl-1,2-ethanediyl)] | 634121 | 84451
Glycine, N-[2-[bis(carboxymethyl)amino]ethyl]-N-(1-oxododecyl)- | 634113 | 84452
Formaldehyde, polymer with 1,3-benzenediol and phenol, sodium salt | 634105 | 84453
Formaldehyde, polymer with phenol, calcium salt | 634097 | 84454
1,3-Dioxolane, 2,4-dimethyl-2-(5,6,7,8-tetrahydro-5,5,8,8-tetramethyl-2-naphthalenyl)- | 627414 | 84455
Naphthalene, 7-(diethoxymethyl)-1,2,3,4-tetrahydro-1,1,2,4,4-pentamethyl- | 627406 | 84456
1,3-Dioxolane, 2,4-dimethyl-2-(5,6,7,8-tetrahydro-3,5,5,6,8,8-hexamethyl-2-naphthalenyl)- | 627398 | 84457
2,5-Furandione, polymer with 1,2-ethanediol, oxybis[propanol] and 1,2-propanediol | 627380 | 84458
1,2-Ethanediol, polymer with .alpha.-hydro-.omega.-hydroxypoly(oxy-1,2-ethanediyl), 5-isocyanato-1-(isocyanatomethyl)-1,3,3-trimethylcyclohexane and 2-[(4-nonylphenoxy)methyl]oxirane | 627372 | 84459
1,4-Benzenedicarboxylic acid, polymer with 2,2-dimethyl-1,3-propanediol and 2,2'-[1,4-phenylenebis(oxy)]bis[ethanol] | 627356 | 84460
Oxirane, 2-methyl-, polymer with oxirane, 2,2-bis(hydroxymethyl)butyl 3-sulfopropyl ether, sodium salt | 627349 | 84461
2-Propenoic acid, polymer with ethenylbenzene, 2-methyloxirane and 1,2-propanediol mono(2-methyl-2-propenoate) | 627331 | 84462
2-Propenoic acid, 2-methyl-, 2-hydroxyethyl ester, polymer with butyl 2-propenoate, methyl 2-methyl-2-propenoate and 2-oxepanone homopolymer 2-[(1-oxo-2-propen-1-yl)oxy]ethyl ester | 627323 | 84463
Hexanedioic acid, polymer with 2,2-dimethyl-1,3-propanediol, 1,2-ethanediol and 1,3-isobenzofurandione, 2-ethylhexyl ester | 627307 | 84464
1,2-Propanediol, polymer with .alpha.-hydro-.omega.-hydroxypoly[oxy(methyl-1,2-ethanediyl)] ether with 2-ethyl-2-(hydroxymethyl)-1,3-propanediol (3:1), 1,1'-methylenebis[isocyanatobenzene] and 2-methyloxirane | 627299 | 84465
1H-Pyrrole-3-carbonitrile, 4-(2,2-difluoro-1,3-benzodioxol-4-yl)- | 627281 | 84466
2,5-Furandione, polymer with 2,2'-oxybis[ethanol], 2-(2-butoxyethoxy)ethyl ester | 627208 | 84467
2-Propenoic acid, 1,1'-(1,6-hexanediyl) ester, polymer with .alpha.,.alpha.'-[(1-methylethylidene)di-4,1-phenylene]bis[.omega.-[(1-oxo-2-propen-1-yl)oxy]poly(oxy-1,2-ethanediyl)] | 627190 | 84468
Butanedioic acid, 2-(octadecen-1-yl)-, ester with 2,2'-oxybis[ethanol] | 627182 | 84469
2-Propenoic acid, 2-methyl-, polymer with .alpha.-(3-carboxymethylene-1-oxopropyl)-.omega.-(hexadecyloxy)poly(oxy-1,2-ethanediyl), ethyl 2-propenoate and methyl 2-methyl-2-propenoate | 627158 | 84470
Ethanethiol, 2,2'-thiobis-, polymer with 1,3-diisocyanatomethylbenzene, .alpha.-hydro-.omega.-hydroxypoly[oxy(methyl-1,2-ethanediyl)], 2,2'-[(1-methylethylidene)bis(4,1-phenyleneoxymethylene)]bis[oxirane], .alpha.,.alpha.',.alpha.''-1,2,3-propanetriyltris[.omega.-hydroxypoly[oxy(methyl-1,2-ethanediyl)]] and 2-propen-1-ol | 627141 | 84471
Pentanedioic acid, 1,5-bis[[4-[(ethenyloxy)methyl]cyclohexyl]methyl] ester | 627133 | 84472
2-Propenoic acid, telomer with 2-propanol and sodium 2-methyl-2-[(1-oxo-2-propen-1-yl)amino]-1-propanesulfonate (1:1), sodium salt | 627083 | 84473
2-Oxiranemethanamine, N,N'-[methylenebis(2-ethyl-4,1-phenylene)]bis[N-(2-oxiranylmethyl)- | 627075 | 84474
Chromate(2-), [3-[2-[4,5-dihydro-3-methyl-5-(oxo-.kappa.O)-1-phenyl-1H-pyrazol-4-yl]diazenyl-.kappa.N1]-4-(hydroxy-.kappa.O)-5-nitrobenzenesulfonato(3-)][2-[2-[2-(hydroxy-.kappa.O)-5-methoxyphenyl]diazenyl-.kappa.N1]-4,6-dinitrophenolato(2-)-.kappa.O]-, sodium (1:2) | 627067 | 84475
Polycyclic aromatic hydrocarbons | 627059 | 84476
Butanamide, 2-[2,4-bis(1,1-dimethylpropyl)phenoxy]-N-[4-[4,5-dihydro-5-oxo-3-(1-pyrrolidinyl)-1H-pyrazol-1-yl]phenyl]-, hydrochloride (1:1) | 627026 | 84477
Cellulose, 3-(dodecyldimethylammonio)-2-hydroxypropyl 2-hydroxyethyl ether, chloride | 627018 | 84478
Benzenesulfonic acid, 2-amino-5-[[(2,3-dichloro-6-quinoxalinyl)carbonyl]amino]-, sodium salt (1:1) | 626945 | 84479
L-Aspartic acid, ammonium salt (1:1) | 626929 | 84480
Phosphoric acid, mono(2-ethylhexyl) ester, compd. with (9Z)-9-octadecen-1-amine (1:1) | 626911 | 84481
1,3-Benzenedicarboxylic acid, 5-(1,1-dimethylethyl)-, polymer with 1,3-benzenedicarboxylic acid, decanedioic acid, 2,2-dimethyl-1,3-propanediol, 1,2-ethanediol and sodium 5-sulfo-1,3-benzenedicarboxylate (1:1) | 626903 | 84482
1-Tetradecanaminium, N,N-dimethyl-N-tetradecyl-, hexa-.mu.-oxotetra-.mu.3-oxodi-.mu.5-oxotetradecaoxooctamolybdate(4-) (4:1) | 620534 | 84483
1-Propanone, 1-(4-hydroxy-3,5-dimethoxyphenyl)-, 2-[1-(4-hydroxy-3,5-dimethoxyphenyl)propylidene]hydrazone | 620526 | 84484
Tridecanoic acid, 1,1'-[(1-methylethylidene)bis(4,1-phenyleneoxy-2,1-ethanediyl)] ester | 620518 | 84485
3,6,9,12-Tetraoxapentacosanoic acid, sodium salt (1:1) | 620500 | 84486
Cyanic acid, C,C'-[methylenebis(2,6-dimethyl-4,1-phenylene)] ester, polymer with C,C'-[(1-methylethylidene)di-4,1-phenylene] dicyanate | 620484 | 84487
1,3-Benzenedicarboxylic acid, polymer with 2,2-dimethyl-1,3-propanediol, 1,2-ethanediol, 1,6-hexanediol and 1,3-isobenzofurandione | 620476 | 84488
3-Thiazolidineacetic acid, 5-(3-methyl-2(3H)-benzothiazolylidene)-4-oxo-2-thioxo-, compd. with N,N-diethylethanamine (1:1) | 620443 | 84489
2-Butenedioic acid (2E)-, polymer with 1,3-dihydro-1,3-dioxo-5-isobenzofurancarboxylic acid, .alpha.,.alpha.'-[(1-methylethylidene)di-4,1-phenylene]bis[.omega.-hydroxypoly(oxy-1,2-ethanediyl)] and .alpha.,.alpha.'-[(1-methylethylidene)di-4,1-phenylene]bis[.omega.-hydroxypoly[oxy(methyl-1,2-ethanediyl)]] | 620419 | 84490
Hexanedioic acid, polymer with 2-(chloromethyl)oxirane, 2,5-furandione, 4,4'-(1-methylethylidene)bis[phenol], 1,1'-[(1-methylethylidene)bis(4,1-phenyleneoxy)]bis[2-propanol], 2-methyloxirane and oxirane | 620385 | 84491
2,5-Furandione, polymer with 1,2-ethanediol and 1,1'-[(1-methylethylidene)bis(4,1-phenyleneoxy)]bis[2-propanol] | 620377 | 84492
2-Oxepanone, polymer with 2-ethyl-2-(hydroxymethyl)-1,3-propanediol, .alpha.-hydro-.omega.-hydroxypoly(oxy-1,2-ethanediyl) and 1,1'-methylenebis[4-isocyanatocyclohexane] | 620369 | 84493
Hexanedioic acid, polymer with 1,4-cyclohexanedimethanol, 2,2-dimethyl-1,3-propanediol, 2-ethyl-2-(hydroxymethyl)-1,3-propanediol and hexahydro-1,3-isobenzofurandione | 620351 | 84494
3H-Naphtho[1,2,3-de]quinoline-1-carbonitrile, 6-bromo-2,7-dihydro-3-methyl-2,7-dioxo- | 620278 | 84495
Benzene, 1,4-bis(decyloxy)-2,5-dimethoxy- | 620252 | 84496
2-Naphthalenesulfonic acid, 7,7'-(carbonyldiimino)bis[4-hydroxy-3-[2-(6-sulfo-2-naphthalenyl)diazenyl]-, compd. with 2,2'-iminobis[ethanol] (1:4) | 620245 | 84497
Poly(oxy-1,2-ethanediyl), .alpha.-hydro-.omega.-hydroxy-, ester ether with 4-[bis(2-hydroxyethyl)amino]benzoic acid (3:1) | 620153 | 84498
Ethanol, 2-[2-(2-azabicyclo[2.2.1]hept-2-yl)ethoxy]- | 620146 | 84499
3H-Naphtho[1,2,3-de]quinoline-1-carbonitrile, 2,7-dihydro-6-[[4-(2-hydroxyethyl)phenyl]amino]-3-methyl-2,7-dioxo- | 620138 | 84500
Chromate(3-), [4-amino-5-hydroxy-6-[2-(2-hydroxy-5-nitrophenyl)diazenyl]-1,7-naphthalenedisulfonato(4-)][2-[2-[5-(aminosulfonyl)-2-hydroxyphenyl]diazenyl]-3-oxo-N-phenylbutanamidato(2-)]-, sodium (1:3) | 620112 | 84501
2-Naphthalenediazonium, 1-sulfo-6-[[2-(sulfooxy)ethyl]sulfonyl]-, sulfate (1:1) | 620104 | 84502
Imidodicarbonic diamide, N,N',2-tris(6-isocyanatohexyl)-, polymer with N1-(2-aminoethyl)-1,2-ethanediamine | 620070 | 84503
Xanthylium, 9-(2-carboxyphenyl)-3,6-bis(diethylamino)-, dodecyl(sulfophenoxy)benzenesulfonate (2:1) | 620013 | 84504
1,6-Hexanediol, polymer with 2-ethyl-2-(hydroxymethyl)-1,3-propanediol and 1,1'-methylenebis[isocyanatobenzene] | 641282 | 84505
2-Propenoic acid, 2-methyl-, butyl ester, polymer with ethenylbenzene, 2-ethylhexyl 2-propenoate, 1,3-isobenzofurandione, methyl 2-methyl-2-propenoate, 1,2-propanediol mono(2-methyl-2-propenoate) and 2-propenoic acid | 641274 | 84506
2,6-Naphthalenedicarboxylic acid, 2,6-dimethyl ester, polymer with 1,3-benzenedicarboxylic acid, 1,4-benzenedicarboxylic acid and 1,2-ethanediol | 641266 | 84507
1,3-Benzenedicarboxylic acid, polymer with 2-butyl-2-ethyl-1,3-propanediol, 2,2-dimethyl-1,3-propanediol, 1,2-ethanediol, 2-ethyl-2-(hydroxymethyl)-1,3-propanediol and 1,3-isobenzofurandione | 641258 | 84508
Formaldehyde, polymer with 2-(chloromethyl)oxirane, 2,2'-[1,2-ethanediylbis(oxy)]bis[ethanethiol], 4,4'-(1-methylethylidene)bis[phenol], phenol and 2,4,6-tris[(dimethylamino)methyl]phenol | 641241 | 84509
Methanone, 1,1'-[4,6-dihydroxy-5-[3-(triethoxysilyl)propyl]-1,3-phenylene]bis[1-phenyl- | 641191 | 84510
Benzenemethanol, 4-hydroxy-.alpha.-methyl-, homopolymer | 641175 | 84511
1,4-Benzenedicarboxylic acid, polymer with 1,4-benzenediol, 4-hydroxybenzoic acid and 6-hydroxy-2-naphthalenecarboxylic acid, acetate | 641134 | 84512
1,3-Benzenedicarboxylic acid, polymer with 2,2-dimethyl-1,3-propanediol, hexanedioic acid, 1,6-hexanediol, 3-hydroxy-2-(hydroxymethyl)-2-methylpropanoic acid, 2,2'-iminobis[ethanol] and 5-isocyanato-1-(isocyanatomethyl)-1,3,3-trimethylcyclohexane, compd. with 2-(dimethylamino)ethanol | 641126 | 84513
Urea, N-[4-[[4-[[(cyclohexylamino)carbonyl]amino]phenyl]methyl]phenyl]-N'-(4-dodecylphenyl)- | 641068 | 84514
Urea, N-[4-[[4-[[(cyclohexylamino)carbonyl]amino]phenyl]methyl]phenyl]-N'-docosyl- | 641043 | 84515
Ethanaminium, N-[4-[[4-(diethylamino)phenyl][4-(ethylamino)-1-naphthalenyl]methylene]-2,5-cyclohexadien-1-ylidene]-N-ethyl-, copper(2+) (OC-6-11)-hexakis(cyano-.kappa.C)ferrate(4-) (2:1:1) | 641001 | 84516
1,3-Isobenzofurandione, polymer with 2,2-bis(hydroxymethyl)-1,3-propanediol and 1,2,3-propanetriol, benzoate (9Z,12Z)-9,12-octadecadienoate | 640995 | 84517
Propane, 1,1,1,2,2,3,3-heptafluoro-3-[(1,2,2-trifluoroethenyl)oxy]-, polymer with 1,1,2,2-tetrafluoroethene and 1,1,2-trifluoro-2-(trifluoromethoxy)ethene | 640987 | 84518
2-Propenoic acid, polymer with .alpha.-(2-methyl-1-oxo-2-propen-1-yl)-.omega.-methoxypoly(oxy-1,2-ethanediyl) and sodium 2-methyl-2-propene-1-sulfonate (1:1), sodium salt | 640979 | 84519
Oxazolidine, 3-butyl-2-(1-ethylpentyl)- | 640961 | 84520
Acetic acid, 2-[2-(2-methoxymethylethoxy)methylethoxy]-, sodium salt (1:1) | 640953 | 84521
1,3-Benzenedicarboxylic acid, 5-sulfo-, 1,3-dimethyl ester, sodium salt (1:1), polymer with 1,3-dimethyl 1,3-benzenedicarboxylate, 1,4-dimethyl 1,4-benzenedicarboxylate, 1,2-ethanediol, 2-oxepanone and 2,2'-oxybis[ethanol] | 640946 | 84522
Acetic acid, 2-[1-methyl-2-(1-methyl-2-propoxyethoxy)ethoxy]-, sodium salt (1:1) | 640938 | 84523
Acetic acid, 2-(2-methoxy-1-methylethoxy)-, sodium salt (1:1) | 640920 | 84524
2-Anthracenesulfonic acid, 1-amino-4-[(3-amino-2,4,6-trimethyl-5-sulfophenyl)amino]-9,10-dihydro-9,10-dioxo-, sodium salt (1:?) | 640821 | 84525
Hexanedioic acid, polymer with 2,2-bis(hydroxymethyl)-1,3-propanediol, 1,2-ethanediol, 2-ethyl-2-(hydroxymethyl)-1,3-propanediol and 1,3-isobenzofurandione | 633966 | 84526
Propanedioic acid, 2-[(4-methoxyphenyl)methylene]-, 1,3-bis(1,2,2,6,6-pentamethyl-4-piperidinyl) ester | 633958 | 84527
Benzenesulfonic acid, 3-[2-[2-(acetylamino)-4-[2-[4-(2-hydroxybutoxy)phenyl]diazenyl]phenyl]diazenyl]-, sodium salt (1:1) | 633883 | 84528
1-Butanesulfonamide, 1,1,2,2,3,3,4,4,4-nonafluoro-N-(2-hydroxyethyl)-N-methyl-, phosphate (ester) | 633867 | 84529
2-Propenoic acid, 2-methyl-, polymer with 1,1-dichloroethene, 2-ethylhexyl 2-propenoate, methyl 2-methyl-2-propenoate and 2-propenoic acid | 633842 | 84530
2-Propenoic acid, 2-methyl-, polymer with .alpha.-(3-carboxymethylene-1-oxopropyl)-.omega.-(hexadecyloxy)poly(oxy-1,2-ethanediyl), ethyl 2-propenoate and methyl 2-methyl-2-propenoate, compd. with 2-amino-2-methyl-1-propanol | 633800 | 84531
2-Propenoic acid, 2-methyl-, polymer with .alpha.-(3-carboxymethylene-1-oxopropyl)-.omega.-(hexadecyloxy)poly(oxy-1,2-ethanediyl), ethyl 2-propenoate and methyl 2-methyl-2-propenoate, compd. with morpholine | 633792 | 84532
2-Propenoic acid, 2-methyl-, polymer with .alpha.-(3-carboxymethylene-1-oxopropyl)-.omega.-(hexadecyloxy)poly(oxy-1,2-ethanediyl), ethyl 2-propenoate and methyl 2-methyl-2-propenoate, compd. with 2,2',2''-nitrilotris[ethanol] | 633784 | 84533
2-Propenoic acid, 2-methyl-, polymer with .alpha.-(3-carboxymethylene-1-oxopropyl)-.omega.-(hexadecyloxy)poly(oxy-1,2-ethanediyl), ethyl 2-propenoate and methyl 2-methyl-2-propenoate, compd. with N,N-diethylethanamine | 633776 | 84534
2-Propenoic acid, 2-methyl-, polymer with .alpha.-(3-carboxymethylene-1-oxopropyl)-.omega.-(hexadecyloxy)poly(oxy-1,2-ethanediyl), ethyl 2-propenoate and methyl 2-methyl-2-propenoate, compd. with 1,2-ethanediamine | 633768 | 84535
2-Propenoic acid, 2-methyl-, polymer with .alpha.-(3-carboxymethylene-1-oxopropyl)-.omega.-(hexadecyloxy)poly(oxy-1,2-ethanediyl), ethyl 2-propenoate and methyl 2-methyl-2-propenoate, compd. with N-methylmethanamine | 633750 | 84536
2-Propenoic acid, 2-methyl-, polymer with .alpha.-(3-carboxymethylene-1-oxopropyl)-.omega.-(hexadecyloxy)poly(oxy-1,2-ethanediyl), ethyl 2-propenoate and methyl 2-methyl-2-propenoate, calcium salt | 633743 | 84537
2-Propenoic acid, 2-methyl-, polymer with .alpha.-(3-carboxymethylene-1-oxopropyl)-.omega.-(hexadecyloxy)poly(oxy-1,2-ethanediyl), ethyl 2-propenoate and methyl 2-methyl-2-propenoate, sodium salt | 633735 | 84538
2-Propenoic acid, 2-methyl-, polymer with .alpha.-(3-carboxymethylene-1-oxopropyl)-.omega.-(hexadecyloxy)poly(oxy-1,2-ethanediyl), ethyl 2-propenoate and methyl 2-methyl-2-propenoate, potassium salt | 633727 | 84539
2-Propenoic acid, 2-methyl-, polymer with .alpha.-(3-carboxymethylene-1-oxopropyl)-.omega.-(hexadecyloxy)poly(oxy-1,2-ethanediyl), ethyl 2-propenoate and methyl 2-methyl-2-propenoate, ammonium salt | 633719 | 84540
1-Naphthalenesulfonic acid, 5-[(1,3-dioxobutyl)amino]-, ammonium salt (1:1) | 633636 | 84541
1-Naphthalenesulfonic acid, 5-[(1,3-dioxobutyl)amino]-, potassium salt (1:1) | 633628 | 84542
Zirconium, [P,P'-dioctyl diphosphato(2-)-.kappa.O',.kappa.O''']bis(octyloxy)-, (T-4)- | 633594 | 84543
Hexanedioic acid, polymer with 1,6-diisocyanato-2,2,4-trimethylhexane, 1,6-diisocyanato-2,4,4-trimethylhexane, oxybis[propanol] and .alpha.,.alpha.',.alpha.''-1,2,3-propanetriyltris[.omega.-hydroxypoly[oxy(methyl-1,2-ethanediyl)]] | 633586 | 84544
2,7-Naphthalenedisulfonic acid, 5-[(4,6-dichloro-1,3,5-triazin-2-yl)amino]-4-hydroxy-3-[2-[4-[[2-(sulfooxy)ethyl]sulfonyl]phenyl]diazenyl]-, potassium sodium salt (1:?:?) | 633529 | 84545
Benzenamine, 2,5-diethoxy-4-(4-morpholinyl)-, sulfate (1:?) | 626879 | 84546
Benzenamine, 2,5-dibutoxy-4-(4-morpholinyl)-, sulfate (1:?) | 626861 | 84547
Neoheptaneperoxoic acid, 1-methyl-1-phenylethyl ester | 626853 | 84548
D-Glucose, 4-O-.beta.-D-galactopyranosyl-, polymer with .alpha.-hydro-.omega.-hydroxypoly[oxy(methyl-1,2-ethanediyl)] ether with .beta.-D-fructofuranosyl .alpha.-D-glucopyranoside, 2-methyloxirane, oxirane and urea | 626846 | 84549
2-Propenoic acid, 2-methyl-, ammonium salt (1:1), polymer with ammonium 2-propenoate (1:1) | 626838 | 84550
2-Propenoic acid, polymer with sodium phosphinate (1:1), sodium salt | 626754 | 84551
1,3-Propanediol, 2,2-bis(hydroxymethyl)-, homopolymer, dodecanoate tetradecanoate | 626721 | 84552
2-Naphthalenecarboxamide, N-(4-chlorophenyl)-4-[2-[2,5-dichloro-4-[(methylamino)sulfonyl]phenyl]diazenyl]-3-hydroxy- | 626705 | 84553
Benzenediazonium, 4-(6-methyl-7-sulfo-2-benzothiazolyl)-2-sulfo-, inner salt | 626697 | 84554
2-Propenoic acid, polymer with 4-(1,1-dimethylethyl)phenol, formaldehyde, 2,5-furandione, 2-methyloxirane, 4-nonylphenol and oxirane | 626689 | 84555
1,1'-Spirobi[1H-indene]-4,5,5',6,6',7'-hexol, 2,2',3,3'-tetrahydro-3,3,3',3'-tetramethyl- | 626671 | 84556
2-Propenoic acid, polymer with ethenylbenzene and (1-methylethenyl)benzene, sodium salt | 626515 | 84557
Hexanedioic acid, polymer with 2-ethyl-2-(hydroxymethyl)-1,3-propanediol and hexahydro-1,3-isobenzofurandione, 2-ethylhexanoate | 626507 | 84558
Benzenesulfonamide, 4-amino-, polymer with 2-(chloromethyl)oxirane, 4,4'-(1-methylethylidene)bis[2,6-dibromophenol] and 2,2'-[(1-methylethylidene)bis(4,1-phenyleneoxymethylene)]bis[oxirane] | 626499 | 84559
2-Oxepanone, polymer with 1,6-diisocyanatohexane and 2-ethyl-2-(hydroxymethyl)-1,3-propanediol | 626473 | 84560
1,3-Benzenedicarboxylic acid, polymer with 1,4-cyclohexanedimethanol, 2,2-dimethyl-1,3-propanediol, 2-ethyl-2-(hydroxymethyl)-1,3-propanediol and 1,6-hexanediol | 626457 | 84561
Hexanedioic acid, polymer with 5-amino-1,3,3-trimethylcyclohexanemethanamine, 1,6-diisocyanatohexane, 2,2-dimethyl-1,3-propanediol, 1,6-hexanediol, 5-isocyanato-1-(isocyanatomethyl)-1,3,3-trimethylcyclohexane, 2-methyloxirane, oxirane and sodium sulfite (1:1) | 626424 | 84562
2-Propenoic acid, 2-methyl-, 2-(diethylamino)ethyl ester, polymer with 2-methylpropyl 2-methyl-2-propenoate | 626416 | 84563
2-Propanol, 1,1'-iminobis-, 4-methylbenzenesulfonate (1:1) | 626408 | 84564
3H-Indolium, 2-[[2-(4-chlorophenyl)-2-methylhydrazinylidene]methyl]-1-ethyl-3,3-dimethyl-, dodecyl(sulfophenoxy)benzenesulfonate (2:1) | 620005 | 84565
Cyclohexanol, 2-(1,1-dimethylethyl)-4-methyl-, 1-acetate | 619999 | 84566
Poly[oxy(methyl-1,2-ethanediyl)], .alpha.,.alpha.'-[2,2-dimethyl-1-(1-methylethyl)-1,3-propanediyl]bis[.omega.-hydroxy- | 619981 | 84567
Poly(oxy-1,2-ethanediyl), .alpha.-[2-[bis[2-[[(9Z)-1-oxo-9-octadecen-1-yl]amino]ethyl]amino]ethyl]-.omega.-hydroxy- | 619957 | 84568
2-Propenoic acid, 2-methyl-, butyl ester, telomer with 2-[(1,1-dimethylethyl)amino]ethyl 2-methyl-2-propenoate, 1-dodecanethiol, methyl 2-methyl-2-propenoate and rel-(1R,2R,4R)-1,7,7-trimethylbicyclo[2.2.1]hept-2-yl 2-methyl-2-propenoate | 619940 | 84569
Benzenesulfonamide, N-(4-dodecylphenyl)-4-methyl- | 619890 | 84570
Spiro[12H-benzo[a]xanthene-12,1'(3'H)-isobenzofuran]-3'-one, 9-[ethyl(3-methylbutyl)amino]- | 619874 | 84571
1,3-Benzenedicarboxylic acid, polymer with 1,3-diethyl propanedioate, 2-ethyl-2-(hydroxymethyl)-1,3-propanediol, hexanedioic acid, 1,6-hexanediol, 1,3-isobenzofurandione, 1,1'-methylenebis[4-isocyanatobenzene] and .alpha.,.alpha.'-[(1-methylethylidene)di-4,1-phenylene]bis[.omega.-hydroxypoly[oxy(methyl-1,2-ethanediyl)]] | 619866 | 84572
Octadecanoic acid, 2-(7-hexadecen-1-yl)-11-eicosen-1-yl ester | 619858 | 84573
Hexadecanoic acid, 2-(7-hexadecen-1-yl)-11-eicosen-1-yl ester | 619841 | 84574
2-Propenenitrile, polymer with 1,3-butadiene, ethenylbenzene and methyl hydrogen 2-methylenebutanedioate | 619825 | 84575
Poly[oxy(methyl-1,2-ethanediyl)], .alpha.-(tetrahydro-2H-pyran-2-yl)-.omega.-[(tetrahydro-2H-pyran-2-yl)oxy]- | 619817 | 84576
9,10-Anthracenedione, 1,8-dihydroxy-4-[[(2-hydroxyethyl)phenyl]amino]-5-nitro- | 619809 | 84577
Benzeneethanol, ar-amino- | 619791 | 84578
2-Propenoic acid, 2-methyl-, dodecyl ester, polymer with N-[3-(dimethylamino)propyl]-2-methyl-2-propenamide, pentadecyl 2-methyl-2-propenoate, tetradecyl 2-methyl-2-propenoate and tridecyl 2-methyl-2-propenoate | 619767 | 84579
Hexanedioic acid, polymer with 1,4-butanediol, 1,6-diisocyanatohexane, 1,2-ethanediamine and sodium 2-[(2-aminoethyl)amino]ethanesulfonate (1:1) | 619692 | 84580
2,7-Naphthalenedisulfonic acid, 4,5-dihydroxy-3-[2-(2-methoxy-4-nitrophenyl)diazenyl]-, sodium salt (1:?) | 619684 | 84581
Butanoic acid, 3-oxo-, ethyl ester, polymer with 2,2-dimethyl-1,3-propanediol and 2-propanol aluminum salt | 619668 | 84582
2-Propenoic acid, 2-methyl-, telomer with butyl 2-propenoate, 1-dodecanethiol and methyl 2-methyl-2-propenoate, calcium sodium salt | 619650 | 84583
Poly(oxy-1,2-ethanediyl), .alpha.-(carboxymethyl)-.omega.-(isooctadecyloxy)- | 619643 | 84584
Acetamide, 2-[2,4-bis(1,1-dimethylpropyl)phenoxy]-N,N-diethyl- | 619627 | 84585
2-Propenoic acid, isooctyl ester, polymer with 1-ethenyl-2-pyrrolidinone and 2-propenamide | 619619 | 84586
3-Pyridinecarboxylic acid, 2-[4,5-dihydro-4-methyl-4-(1-methylethyl)-5-oxo-1H-imidazol-2-yl]-5-methyl-, monoammonium salt | 619601 | 84587
1,3-Isobenzofurandione, polymer with 2,2-dimethyl-1,3-propanediol, 2,5-furandione, 2,2'-oxybis[ethanol] and 1,2-propanediol | 619502 | 84588
1(3H)-Isobenzofuranone, 3-[4-[ethyl(4-methylphenyl)amino]-2-hydroxyphenyl]-3-[2-methoxy-4-methyl-5-(phenylamino)phenyl]-, sulfate (1:2) | 640789 | 84589
1,3-Naphthalenedisulfonic acid, 7-[2-[4-[[4-[2-[2-(cyanoamino)-1,6-dihydro-4-hydroxy-6-oxo-5-pyrimidinyl]diazenyl]benzoyl]amino]-3-methoxyphenyl]diazenyl]-, sodium salt, compd. with 2,2',2''-nitrilotris[ethanol] (1:?:?) | 640771 | 84590
1,4-Benzenedicarboxylic acid, 1,4-dimethyl ester, polymer with 2-methyl-1,3-propanediol and 2,2'-oxybis[ethanol] | 640763 | 84591
1,3,4-Thiadiazole-2(3H)-thione, 5-(tert-nonyldithio)-, compd. with 3-(isodecyloxy)-1-propanamine (1:1) | 640755 | 84592
1,4-Benzenedicarboxylic acid, polymer with 1,2-ethanediol, hydrogen 1,3-dihydro-1,3-dioxo-5,6-isobenzofurandicarboxylate | 640730 | 84593
Carbonic acid, compd. with guanidine (1:2), polymer with 1,6-diisocyanatohexane | 640722 | 84594
2(3H)-Benzofuranone, 5,7-bis(1,1-dimethylethyl)-3-(3,4-dimethylphenyl)- | 640714 | 84595
Cyclohexanamine, N,N-dimethyl-, compd. with .alpha.-isotridecyl-.omega.-hydroxypoly(oxy-1,2-ethanediyl) phosphate | 640631 | 84596
2-Oxepanone, polymer with 1,6-diisocyanatohexane and 1,6-hexanediol | 640607 | 84597
2-Propenoic acid, 2-methyl-, polymer with 2-(2-ethoxyethoxy)ethyl 2-propenoate, 2-propenamide and 2-propenoic acid, potassium salt | 640581 | 84598
1,5-Pentanediamine, 2-methyl-N1,N5-bis(2-methylpropylidene)- | 640573 | 84599
Neodecanoic acid, ethenyl ester, polymer with butyl 2-methyl-2-propenoate, cyclohexyl 2-methyl-2-propenoate, 1,1-dimethylethyl 2-propenoate, 2-hydroxyethyl 2-methyl-2-propenoate, 2-methylpropyl 2-methyl-2-propenoate, 1,2-propanediol mono(2-methyl-2-propenoate) and 2-propenoic acid | 640565 | 84600
2-Propenoic acid, 2-methyl-, polymer with 2-(2-ethoxyethoxy)ethyl 2-propenoate, 2-propenamide and 2-propenoic acid, sodium salt | 640557 | 84601
Benzenamine, N,N-bis(2-methylpropyl)-4-[2-[5-[(2-methylpropyl)sulfonyl]-1,3,4-thiadiazol-2-yl]diazenyl]- | 640540 | 84602
1,4-Benzenedicarboxylic acid, polymer with 2,2-dimethyl-1,3-propanediol, 2,5-furandione and 1,2,3-propanetriol | 640516 | 84603
Hexanedioic acid, polymer with 1,3-diisocyanatomethylbenzene, 2,5-furandione and 2,2'-oxybis[ethanol] | 640508 | 84604
Butanenitrile, 4-[(dimethylamino)bis(1-methylethyl)silyl]- | 640474 | 84605
1,3-Benzenedicarboxylic acid, 5-sulfo-, sodium salt (1:1), polymer with hexanedioic acid and 1,6-hexanediol | 640466 | 84606
Propane, 2-(difluoromethoxymethyl)-1,1,1,2,3,3,3-heptafluoro- | 640441 | 84607
Butane, 1,1,1,2,2,3,3,4,4-nonafluoro-4-methoxy- | 640433 | 84608
Propane, 2-(ethoxydifluoromethyl)-1,1,1,2,3,3,3-heptafluoro- | 640425 | 84609
Butane, 1-ethoxy-1,1,2,2,3,3,4,4,4-nonafluoro- | 640417 | 84610
1,3-Benzenedicarboxylic acid, 5-sulfo-, sodium salt (1:1), polymer with 1,3-benzenedicarboxylic acid, 1,4-cyclohexanedimethanol, 2,2-dimethyl-1,3-propanediol, 1,2-ethanediol, 1,3-isobenzofurandione and 1,1'-methylenebis[4-isocyanatobenzene] | 640367 | 84611
1,4-Benzenedicarboxylic acid, polymer with 1,2-ethanediol, 2-ethyl-2-(hydroxymethyl)-1,3-propanediol and 1,2-propanediol | 640359 | 84612
Poly(oxy-1,2-ethanediyl), .alpha.-[2,4,6-tris(1-phenylethyl)phenyl]-.omega.-hydroxy-, phosphate, potassium salt | 640284 | 84613
Phenol, 4,4'-(1-methylethylidene)bis-, polymer with .alpha.-(2-aminomethylethyl)-.omega.-(2-aminomethylethoxy)poly[oxy(methyl-1,2-ethanediyl)], 2-(chloromethyl)oxirane and 2,2'-[(1-methylethylidene)bis(4,1-phenyleneoxymethylene)]bis[oxirane] | 640276 | 84614
2,7-Naphthalenedisulfonic acid, 5-[[4-chloro-6-[[2-[2-[(2-chloroethyl)sulfonyl]ethoxy]ethyl]amino]-1,3,5-triazin-2-yl]amino]-4-hydroxy-3-[2-[4-[[2-(sulfooxy)ethyl]sulfonyl]phenyl]diazenyl]-, potassium sodium salt (1:?:?) | 633511 | 84615
2-Propenoic acid, 2-methyl-, 2-hydroxyethyl ester, polymer with ammonium 2-propenoate (1:1), 1-ethenyl-2-pyrrolidinone and 2-methoxyethyl 2-propenoate | 633503 | 84616
Starch, hydrogen butanedioate, 2-hydroxy-3-(trimethylammonio)propyl ether, chloride, calcium salt | 633495 | 84617
Benzenesulfonic acid, hydroxy-, polymer with formaldehyde and urea, ammonium sodium salt | 633446 | 84618
Benzenesulfonic acid, hydroxy-, polymer with formaldehyde, phenol and urea, ammonium sodium salt | 633438 | 84619
Zirconium, [2,2-bis[(2-propen-1-yloxy-.kappa.O)methyl]-1-butanolato-.kappa.O]tris(2-propenoato-.kappa.O)- | 633420 | 84620
2-Propenoic acid, 2-methyl-, 2-hydroxyethyl ester, polymer with butyl 2-propenoate, ethyl 2-propenoate, methyl methoxy[(1-oxo-2-propen-1-yl)amino]acetate and 2-propenenitrile | 633404 | 84621
Nonanedioic acid, polymer with N1,N2-bis(2-aminoethyl)-1,2-ethanediamine and .alpha.-(2-oxiranylmethyl)-.omega.-(2-oxiranylmethoxy)poly[oxy(methyl-1,2-ethanediyl)] | 633396 | 84622
1,3,5-Triazine-2,4,6(1H,3H,5H)-trithione, silver(1+) salt (1:?) | 633370 | 84623
2,5-Furandione, polymer with 2,2'-oxybis[ethanol], isononanoate | 633305 | 84624
Propanol, [(1-methyl-1,2-ethanediyl)bis(oxy)]bis-, polymer with 1,1'-methylenebis[4-isocyanatobenzene] and oxybis[propanol] | 633222 | 84625
Poly(oxy-1,2-ethanediyl), .alpha.-(3-carboxy-1-oxopropyl)-.omega.-(pentadecyloxy)- | 633206 | 84626
1,3-Benzenedicarboxylic acid, 5-sulfo-, 1,3-dimethyl ester, sodium salt (1:1), polymer with 1,4-dimethyl 1,4-benzenedicarboxylate, 1,5-dimethyl pentanedioate, 1,2-ethanediol and hexanedioic acid | 633180 | 84627
1,3-Butadiene, polymer with 1-butene, ethene and 1-propene | 633172 | 84628
.beta.-D-Allofuranuronic acid, 5-[[2-amino-5-O-(aminocarbonyl)-2-deoxy-l-xylonoyl]amino]-1-(5-carboxy-3,4-dihydro-2,4-dioxo-1(2H)-pyrimidinyl)-1,5-dideoxy-, zinc salt (1:1) | 633149 | 84629
2-Propenoic acid, 2-methyl-, telomer with butyl 2-propenoate, ethyl 2-propenoate, methyl 2-methyl-2-propenoate and 2-propanol, ammonium salt | 633131 | 84630
1,3-Benzenedicarboxylic acid, 5-sulfo-, sodium salt (1:1), polymer with 1,3-benzenedicarboxylic acid, 1,4-benzenedicarboxylic acid, 2,2-dimethyl-1,3-propanediol, 1,2-ethanediol, 1,1'-methylenebis[4-isocyanatobenzene] and 2-oxepanone | 633123 | 84631
1,5-Naphthalenedisulfonic acid, 2-[2-[8-[[4-chloro-6-[[8-hydroxy-4,6-disulfo-7-[2-[4-[[2-(sulfooxy)ethyl]sulfonyl]phenyl]diazenyl]-1-naphthalenyl]amino]-1,3,5-triazin-2-yl]amino]-1-hydroxy-3,6-disulfo-2-naphthalenyl]diazenyl]-, potassium sodium salt (1:?:?) | 633115 | 84632
Hexanedioic acid, polymer with 1,3-diisocyanatomethylbenzene, 1,2-ethanediol, 2-ethyl-2-(hydroxymethyl)-1,3-propanediol, 1,6-hexanediol, 1,3-isobenzofurandione, 2,2'-oxybis[ethanol] and 1,2-propanediol | 633099 | 84633
2-Propanol, 1,1',1'',1'''-[sulfonylbis(4,1-phenylenenitrilo)]tetrakis[3-[4-[1-methyl-1-[4-(2-oxiranylmethoxy)phenyl]ethyl]phenoxy]- | 633040 | 84634
1,3-Isobenzofurandione, tetrahydro-, polymer with 2,2'-[1,2-ethanediylbis(oxy)]bis[ethanol] and 2,5-furandione | 633032 | 84635
5-Pyrimidinol, 2-(1,1-dimethylethyl)-, sodium salt (1:1) | 632984 | 84636
Carbonic dichloride, polymer with 4,4'-(1-methylethylidene)bis[phenol] and 4,4'-(3,3,5-trimethylcyclohexylidene)bis[phenol] | 626358 | 84637
Spiro[isobenzofuran-1(3H),9'-[9H]xanthen]-3-one, 6'-(dipentylamino)-3'-methyl-2'-(phenylamino)- | 626341 | 84638
2-Propenoic acid, 2-cyano-3,3-diphenyl-, 3-hydroxy-2,2-dimethylpropyl ester | 626333 | 84639
Ethanol, 2,2'-iminobis-, compd. with .alpha.-tridecyl-.omega.-hydroxypoly(oxy-1,2-ethanediyl) phosphate | 626317 | 84640
Xanthylium, 3,6-bis(diethylamino)-9-[2-(methoxycarbonyl)phenyl]-, acetate (1:1) | 626309 | 84641
Phenol, 4,4'-(3,3,5-trimethylcyclohexylidene)bis- | 626291 | 84642
1,3-Benzenediol, polymer with 2,2'-[1,3-phenylenebis(oxymethylene)]bis[oxirane] and 4,4'-sulfonylbis[phenol] | 626283 | 84643
Magnesium, [2-[2-(2-butoxyethoxy-.kappa.O)ethoxy-.kappa.O]ethanolato-.kappa.O][mono[2-[2-(2-butoxyethoxy)ethoxy]ethyl] carbonato-.kappa.O']-, (T-4)- | 626275 | 84644
.beta.-Alanine, N,N-bis(carboxymethyl)-, sodium salt (1:3) | 626267 | 84645
Propane, 2,2-dichloro-1,1,1,3,3-pentafluoro- | 626226 | 84646
Hydrazine, polymer with 1,3-diisocyanatomethylbenzene, .alpha.-hydro-.omega.-hydroxypoly(oxy-1,2-ethanediyl) and 2-methyloxirane polymer with oxirane ether with 1,2,3-propanetriol (3:1) | 626218 | 84647
1-Dodecanesulfonic acid, hydroxy-, sodium salt (1:?) | 626200 | 84648
2-Propenoic acid, 2-methyl-, 2-methylpropyl ester, polymer with butyl 2-propenoate, (9Z,12Z)-N-(2-hydroxyethyl)-N-methyl-9,12-octadecadienamide and 2-propenoic acid, ammonium salt | 626184 | 84649
Carbonic dichloride, polymer with 4,4'-(1-methylethylidene)bis[phenol] and 4,4'-(3,3,5-trimethylcyclohexylidene)bis[phenol], 4-(1,1,3,3-tetramethylbutyl)phenyl ester | 626176 | 84650
1,3-Benzenedicarboxylic acid, polymer with 2-(chloromethyl)oxirane, 1,3-dihydro-1,3-dioxo-5-isobenzofurancarboxylic acid, 2-ethyl-2-(hydroxymethyl)-1,3-propanediol and 4,4'-(1-methylethylidene)bis[phenol], (9Z,12Z)-9,12-octadecadienoate, compd. with 2-amino-2-methyl-1-propanol | 626168 | 84651
1,3-Benzenedicarboxylic acid, polymer with 2-(chloromethyl)oxirane, 1,3-dihydro-1,3-dioxo-5-isobenzofurancarboxylic acid, 2-ethyl-2-(hydroxymethyl)-1,3-propanediol and 4,4'-(1-methylethylidene)bis[phenol], (9Z,12Z)-9,12-octadecadienoate | 626150 | 84652
5-Isobenzofurancarboxylic acid, 1,3-dihydro-1,3-dioxo-, polymer with 1,2-ethanediol, 2,5-furandione, 1,3-isobenzofurandione, 1,2-propanediol and 3a,4,7,7a-tetrahydro-4,7-methano-1H-indene | 626119 | 84653
2-Propenoic acid, 2-methyl-, polymer with ethenylbenzene, 2-ethylhexyl 2-propenoate, methyl 2-methyl-2-propenoate, 2-methylpropyl 2-methyl-2-propenoate and 2-propenenitrile | 626101 | 84654
1(3H)-Isobenzofuranone, 3,3-bis(4-hydroxyphenyl)-, potassium salt (1:?) | 626093 | 84655
2,7-Naphthalenedisulfonic acid, 4-amino-3,6-bis[2-[4-[2-(2,4-diaminophenyl)diazenyl]phenyl]diazenyl]-5-hydroxy-, sulfate (1:?) | 626085 | 84656
5-Isobenzofurancarboxylic acid, 1,3-dihydro-1,3-dioxo-, polymer with 2-oxiranylmethyl neodecanoate | 626028 | 84657
Phenol, 3-methyl-4-(methylamino)-, sulfate (2:1) | 626002 | 84658
Hydropolysulfide, carbonothioylbis-, disodium salt | 625996 | 84659
2-Propenoic acid, polymer with ethyl 2-propenoate, methyl 2-propenoate and 2-propenenitrile, ammonium salt | 625988 | 84660
3H-Indolium, 2-[2-[2-chloro-3-[2-(1,3-dihydro-1,3,3-trimethyl-2H-indol-2-ylidene)ethylidene]-1-cyclopenten-1-yl]ethenyl]-1,3,3-trimethyl-, 1,1,1-trifluoromethanesulfonate (1:1) | 625954 | 84661
Acetic acid, 2-hydroxy-2-phosphono-, sodium salt (1:2) | 625921 | 84662
Silane, triethoxy[2-(tributylstannyl)ethyl]- | 625905 | 84663
Formic acid, compd. with N,N-dimethyl-1-hexadecanamine (1:1) | 625897 | 84664
Formic acid, compd. with N1,N1,N2,N2-tetramethyl-1,2-ethanediamine (2:1) | 625889 | 84665
1,2-Hexadecanediol, polymer with .alpha.-hydro-.omega.-hydroxypoly(oxy-1,2-ethanediyl) and 5-isocyanato-1-(isocyanatomethyl)-1,3,3-trimethylcyclohexane | 625863 | 84666
2-Propanol, 1,1'-iminobis-, compd. with C.I. Direct Yellow 11 | 619452 | 84667
Decanedioic acid, polymer with hexanedioic acid and 1,2-propanediol | 619445 | 84668
2-Propenoic acid, telomer with N-(1,1-dimethylethyl)-2-propenamide, sodium 2-methyl-2-[(1-oxo-2-propen-1-yl)amino]-1-propanesulfonate (1:1) and sodium sulfite (1:1), sodium salt | 619437 | 84669
2-Propenoic acid, ethyl ester, polymer with 1,2-ethanediamine, compd. with chloromethane | 619353 | 84670
Methylium, bis[4-(dimethylamino)phenyl][4-(ethylamino)-3-methylphenyl]-, molybdatephosphate | 619320 | 84671
Chromate(5-), bis[4-amino-5-(hydroxy-.kappa.O)-6-[2-[2-(hydroxy-.kappa.O)-5-nitrophenyl]diazenyl-.kappa.N1]-1,7-naphthalenedisulfonato(4-)]-, sodium (1:5) | 619312 | 84672
Methylium, [4-(dimethylamino)phenyl]bis[4-(ethylamino)-3-methylphenyl]-, molybdatephosphate | 619189 | 84673
2,7-Naphthalenedisulfonic acid, 4-[2-[2,4-dihydroxy(hydroxymethyl)-5-[2-[4-[(4-nitro-2-sulfophenyl)amino]phenyl]diazenyl]phenyl]diazenyl]-5-hydroxy-, sodium salt (1:?) | 619171 | 84674
1-Decanol, 9,10-dibromo- | 619163 | 84675
2,7-Naphthalenedisulfonic acid, 4-[2-[2,4-dihydroxy-5-[2-[4-[(4-nitro-2-sulfophenyl)amino]phenyl]diazenyl]phenyl]diazenyl]-5-hydroxy-, sodium salt (1:?) | 619155 | 84676
Methanone, [3,7-bis(diethylamino)-10H-phenoxazin-10-yl][3,5-bis(1,1-dimethylethyl)-4-hydroxyphenyl]- | 619122 | 84677
Spiro[2H-indole-2,3'-[3H]naphth[2,1-b][1,4]oxazine], 1,3-dihydro-1,3,3-trimethyl-6'-(1-piperidinyl)- | 619106 | 84678
1-Imidazolidineacetamide, N-[2-chloro-5-[[3-(dodecylsulfonyl)-2-methyl-1-oxopropyl]amino]phenyl]-.alpha.-(2,2-dimethyl-1-oxopropyl)-2,5-dioxo-3-(phenylmethyl)- | 619080 | 84679
Manganate(1-), [4-[2-(2,5-dichloro-4-sulfophenyl)diazenyl-.kappa.N1]-4,5-dihydro-5-(oxo-.kappa.O)-1-phenyl-1H-pyrazole-3-carboxylato(3-)]-, hydrogen (1:1) | 619056 | 84680
Ethanediamide, N1-(1-acetyl-2,2,6,6-tetramethyl-4-piperidinyl)-N2-dodecyl- | 619049 | 84681
Cyclohexanemethanol, 4-[(ethenyloxy)methyl]- | 619031 | 84682
Acetic acid ethenyl ester, polymer with 1-ethenylhexahydro-2H-azepin-2-one and 1-ethenyl-2-pyrrolidinone | 619023 | 84683
2-Propenoic acid, 2-methyl-, polymer with ethene, ethenyl acetate and 1-propene | 619015 | 84684
Phenol, 2,6-dimethyl-, homopolymer, 1,3-dihydro-1,3-dioxo-5-isobenzofurancarboxylate | 619007 | 84685
1,3-Isobenzofurandione, 3a,4,7,7a-tetrahydro-, polymer with 1,2-ethanediol, 2,5-furandione and 2,2'-oxybis[ethanol], phenylmethyl ester | 618991 | 84686
1,3-Benzenedicarboxylic acid, 1,3-diphenyl ester, polymer with 1,3-benzenedimethanamine and 1,6-hexanediamine | 618934 | 84687
1,3-Benzenedicarboxylic acid, 1,3-diphenyl ester, polymer with N1-(2-aminoethyl)-1,2-ethanediamine and 1,6-hexanediamine | 618926 | 84688
1,3-Isobenzofurandione, polymer with 2-methyloxirane, oxirane and 2,2'-oxybis[ethanol] | 618918 | 84689
Benzenediazonium, 2-methoxy-4-(phenylamino)-, sulfate (1:1), polymer with formaldehyde, compd. with zinc chloride (ZnCl2) | 618900 | 84690
Poly(oxy-1,2-ethanediyl), .alpha.-phosphono-.omega.-[2,4,6-tris(1-phenylethyl)phenoxy]- | 618892 | 84691
2-Propenoic acid, 2-methyl-, methyl ester, polymer with N-[3-(dimethylamino)propyl]-2-methyl-2-propenamide and ethyl 2-propenoate | 618884 | 84692
Propanedioic acid, 1,3-diethyl ester, polymer with 1,3-diisocyanatomethylbenzene, 2-ethyl-2-(hydroxymethyl)-1,3-propanediol, 2-methyloxirane, 2,2'-oxybis[ethanol] and 1,2-propanediol | 618876 | 84693
1H-Pyrazole-3-carboxylic acid, 1-[4-[[4-[bis[2-[(2-chloroethyl)sulfonyl]ethyl]amino]-6-chloro-1,3,5-triazin-2-yl]amino]-2-sulfophenyl]-4,5-dihydro-5-oxo-4-[2-(2-sulfophenyl)diazenyl]-, sodium salt (1:?) | 618850 | 84694
Phosphoric acid, bis(2-chloroethyl) 2,3-dibromopropyl ester | 618843 | 84695
Dodecanedioic acid, polymer with 2,5-furandione, hexanedioic acid, oxybis[propanol] and 1,2-propanediol | 640268 | 84696
Tin, dibutyl(1,2-ethanediamine-.kappa.N1,.kappa.N2)bis(1-isooctyl 2-butenedioato-.kappa.O4)- | 640185 | 84697
2-Propenoic acid, 2-methyl-, 2,3-dihydroxypropyl ester, polymer with 1,3-bis(1-isocyanato-1-methylethyl)benzene, 1,4-butanediol, butyl 2-propenoate, dimethyl carbonate, 1,6-hexanediol, 3-hydroxy-2-(hydroxymethyl)-2-methylpropanoic acid, 2,2'-iminobis[ethanol] and rel-(1R,2R,4R)-1,7,7-trimethylbicyclo[2.2.1]hept-2-yl 2-methyl-2-propenoate, compd. with 2-(dimethylamino)ethanol | 640177 | 84698
2-Naphthalenesulfonic acid, 7-[[4,6-bis[4-(2-aminoethyl)-1-piperazinyl]-1,3,5-triazin-2-yl]amino]-3-[2-[4-[[4-[2-[6-[[4,6-bis[4-(2-aminoethyl)-1-piperazinyl]-1,3,5-triazin-2-yl]amino]-1-hydroxy-3-sulfo-2-naphthalenyl]diazenyl]benzoyl]amino]phenyl]diazenyl]-4-hydroxy-, sodium salt (1:2) | 640144 | 84699
1,3-Benzenedicarboxylic acid, polymer with 1,4-benzenedicarboxylic acid, hexanedioic acid, 1,6-hexanediol, 3-hydroxy-2-(hydroxymethyl)-2-methylpropanoic acid and 5-isocyanato-1-(isocyanatomethyl)-1,3,3-trimethylcyclohexane, compd. with 1-(dimethylamino)-2-propanol | 640136 | 84700
2-Propenoic acid, butyl ester, telomer with 1-dodecanethiol, ethenylbenzene and 2-hydroxyethyl 2-propenoate | 640128 | 84701
Methanone, 1,1'-(phenylphosphinylidene)bis[1-(2,4,6-trimethylphenyl)- | 640078 | 84702
2,5-Furandione, polymer with ethenylbenzene, propyl ester, compd. with 2-amino-2-methyl-1-propanol | 640060 | 84703
Cyclohexanamine, 4,4'-methylenebis[N-(2-methylpropylidene)- | 640052 | 84704
1,3-Benzenedicarboxylic acid, polymer with 2,2-bis(hydroxymethyl)-1,3-propanediol and (9Z,12Z)-9,12-octadecadienoic acid, benzoate | 640003 | 84705
1,4-Cyclohexanedicarboxylic acid, polymer with 2,2-bis(hydroxymethyl)-1,3-propanediol and (9Z,12Z)-9,12-octadecadienoic acid, benzoate | 639997 | 84706
1,4-Cyclohexanedicarboxylic acid, polymer with 2,2-bis(hydroxymethyl)-1,3-propanediol, 2-(dimethylamino)ethyl 2-methyl-2-propenoate, ethenylbenzene, methyl 2-methyl-2-propenoate, (9Z,12Z)-9,12-octadecadienoic acid and 2-propenoic acid, benzoate (ester), graft | 639989 | 84707
1,3-Benzenedicarboxylic acid, polymer with 2,2-bis(hydroxymethyl)-1,3-propanediol, 2,2-dimethyl-1,3-propanediol, hexanedioic acid, 1,3-isobenzofurandione and (9Z,12Z)-9,12-octadecadienoic acid | 639971 | 84708
Benzenesulfonamide, 4-amino-, polymer with 4,4'-(1-methylethylidene)bis[2,6-dibromophenol] and 2,2'-[(1-methylethylidene)bis(4,1-phenyleneoxymethylene)]bis[oxirane] | 639963 | 84709
2-Propenoic acid, 2-methyl-, 2-[(1,1-dimethylethyl)amino]ethyl ester, telomer with 2-ethylhexyl 2-mercaptoacetate, methyl 2-methyl-2-propenoate, 2-methylpropyl 2-methyl-2-propenoate and rel-(1R,2R,4R)-1,7,7-trimethylbicyclo[2.2.1]hept-2-yl 2-methyl-2-propenoate | 639955 | 84710
2-Propenoic acid, 2-methyl-, telomer with 2-ethylhexyl 2-mercaptoacetate, methyl 2-methyl-2-propenoate, 2-methylpropyl 2-methyl-2-propenoate and rel-(1R,2R,4R)-1,7,7-trimethylbicyclo[2.2.1]hept-2-yl 2-methyl-2-propenoate | 639948 | 84711
1,3,2-Dioxaphosphorinane, 5-butyl-5-ethyl-2-[2,4,6-tris(1,1-dimethylethyl)phenoxy]- | 639930 | 84712
1,3-Dioxole, 2,2,4-trifluoro-5-(trifluoromethoxy)- | 639922 | 84713
1,3-Benzenedicarboxylic acid, polymer with 2,2-bis(hydroxymethyl)-1,3-propanediol and 1,3-isobenzofurandione, benzoate 4-(1,1-dimethylethyl)benzoate | 639914 | 84714
1,3-Benzenedicarboxylic acid, polymer with 2,2-dimethyl-1,3-propanediol, 2-(hydroxymethyl)-2-methyl-1,3-propanediol and (9Z,12Z)-9,12-octadecadienoic acid, benzoate | 639898 | 84715
1,3-Benzenedicarboxylic acid, polymer with 1,4-cyclohexanedimethanol, 1,3-dihydro-1,3-dioxo-5-isobenzofurancarboxylic acid, 2-(hydroxymethyl)-2-methyl-1,3-propanediol and (9Z,12Z)-9,12-octadecadienoic acid, benzoate | 639880 | 84716
1,3-Benzenedicarboxylic acid, polymer with 1,3-dihydro-1,3-dioxo-5-isobenzofurancarboxylic acid, 2-(hydroxymethyl)-2-methyl-1,3-propanediol and (9Z,12Z)-9,12-octadecadienoic acid | 639872 | 84717
Naphthalenemethanaminium, N,N-dimethyl-N-tetradecyl-, chloride | 639849 | 84718
1,4-Benzenedicarboxylic acid, polymer with (2E)-2-butenedioic acid, hexanedioic acid and .alpha.,.alpha.'-[(1-methylethylidene)di-4,1-phenylene]bis[.omega.-hydroxypoly[oxy(methyl-1,2-ethanediyl)]] | 639831 | 84719
1,3-Benzenedicarboxylic acid, polymer with 1,3-dihydro-1,3-dioxo-5-isobenzofurancarboxylic acid, 2-ethyl-2-(hydroxymethyl)-1,3-propanediol, 4,4'-(1-methylethylidene)bis[cyclohexanol] and (9Z,12Z)-9,12-octadecadienoic acid, benzoate | 639815 | 84720
Hexanedioic acid, polymer with 1,3-bis(1-isocyanato-1-methylethyl)benzene, 2-ethyl-2-(hydroxymethyl)-1,3-propanediol, 1,6-hexanediol, 3-hydroxy-2-(hydroxymethyl)-2-methylpropanoic acid and 2-methyl-1,5-pentanediamine, compd. with N,N-diethylethanamine | 639807 | 84721
5-Benzoxazolesulfonic acid, 2-[2-[1,5-dihydro-3-methyl-5-oxo-1-(4-sulfophenyl)-4H-pyrazol-4-ylidene]ethylidene]-3-ethyl-2,3-dihydro-, compd. with N,N-diethylethanamine (1:?) | 639740 | 84722
Benzenesulfonic acid, 4-chloro-3-[4-[[4-(dimethylamino)phenyl]methylene]-4,5-dihydro-3-methyl-5-oxo-1H-pyrazol-1-yl]-, compd. with pyridine (1:1) | 639732 | 84723
Aluminate(1-), [2-[2-[2-(hydroxy-.kappa.O)-3,6-disulfo-1-naphthalenyl]diazenyl-.kappa.N1]benzoato(4-)-.kappa.O]-, sodium (1:1) | 639724 | 84724
Aluminum, [.mu.-[ethanedioato(2-)-.kappa.O1,.kappa.O2':.kappa.O2,.kappa.O1']]tetrahydroxydi- | 632976 | 84725
2,5-Furandione, polymer with 2,2-dimethyl-1,3-propanediol and 1,2-ethanediol | 632950 | 84726
Hexanedioic acid, 1,6-dimethyl ester, polymer with 1,4-butanediol, 1,5-dimethyl pentanedioate and 2-ethyl-2-(hydroxymethyl)-1,3-propanediol | 632943 | 84727
L-Ascorbic acid, compd. with morpholine (1:1) | 632935 | 84728
2-Oxepanone, polymer with 5-amino-1,3,3-trimethylcyclohexanemethanamine, 2,4-diisocyanato-1-methylbenzene, 5-isocyanato-1-(isocyanatomethyl)-1,3,3-trimethylcyclohexane and 2,2'-oxybis[ethanol] | 632927 | 84729
3-Oxazolidineethanol, 2-(1-methylethyl)-, 3,3'-carbonate | 632885 | 84730
2-Naphthalenesulfonic acid, 7-[[4-chloro-6-(dodecylamino)-1,3,5-triazin-2-yl]amino]-4-hydroxy-3-[2-[4-[2-(4-sulfophenyl)diazenyl]phenyl]diazenyl]-, sodium salt (1:2) | 632851 | 84731
Phosphorous acid, bis[2,4-bis(1,1-dimethylethyl)-6-methylphenyl] ethyl ester | 632844 | 84732
Poly[oxy(methyl-1,2-ethanediyl)], .alpha.-hydro-.omega.-hydroxy-, ether with 2,2-bis(hydroxymethyl)-1,3-propanediol (4:1), tri-2-propenoate | 632836 | 84733
3-Pentanone, 1,2,4-trichloro-2-methyl- | 632802 | 84734
Dodecanedioic acid, polymer with 2-ethyl-2-(hydroxymethyl)-1,3-propanediol and 1,6-hexanediol | 632794 | 84735
1,4-Cyclohexanedicarboxylic acid, polymer with 2,2-dimethyl-1,3-propanediol, 2,5-furandione and 1,2-propanediol | 632687 | 84736
Hexanedioic acid, polymer with 2-ethyl-2-(hydroxymethyl)-1,3-propanediol, 1,6-hexanediol, 1,1'-methylenebis[4-isocyanatocyclohexane] and 2-oxepanone | 632679 | 84737
2-Propenoic acid, 2-methyl-, polymer with methyl 2-methyl-2-propenoate, octadecyl 2-methyl-2-propenoate and 2-propenoic acid | 632661 | 84738
7-Oxabicyclo[4.1.0]heptane-3-carboxylic acid, 7-oxabicyclo[4.1.0]hept-3-ylmethyl ester, polymer with ethenylbenzene and 2-propenenitrile | 632653 | 84739
1,5-Naphthalenedisulfonic acid, 2-[2-[1-hydroxy-6-(methylamino)-3-sulfo-2-naphthalenyl]diazenyl]-, sodium salt (1:?) | 632646 | 84740
Octadecanoic acid, 12-hydroxy-, iron(3+) salt (3:1) | 632638 | 84741
Hexanedioic acid, polymer with 2,2-dimethyl-1,3-propanediol, 2-ethyl-2-(hydroxymethyl)-1,3-propanediol, 2,5-furandione and 1,2-propanediol | 632620 | 84742
Methanone, 1,1'-[(2,4,4-trimethylpentyl)phosphinylidene]bis[1-(2,6-dimethoxyphenyl)- | 632612 | 84743
Hexanedioic acid, polymer with 1,3-diisocyanatomethylbenzene, 2,2-dimethyl-1,3-propanediol, 1,6-hexanediol, .alpha.-hydro-.omega.-hydroxypoly[oxy(methyl-1,2-ethanediyl)] ether with 2-ethyl-2-(hydroxymethyl)-1,3-propanediol (3:1), and 2,2'-oxybis[ethanol] | 632562 | 84744
.beta.-Alanine, N-[2-[[[[2-(trimethoxysilyl)ethyl]phenyl]methyl]amino]ethyl]-, 3-(trimethoxysilyl)propyl ester | 632554 | 84745
Propanenitrile, 3,3'-[phenylenebis(methyleneimino)]bis-, polymer with 2-(chloromethyl)oxirane, 3-[[3-[[(2-cyanoethyl)amino]methyl]-3,5,5-trimethylcyclohexyl]amino]propanenitrile, 1,2-ethanediol, 4,4'-(1-methylethylidene)bis[phenol] and oxirane | 632547 | 84746
Benzoic acid, 2-[(3-phenylbutylidene)amino]-, methyl ester | 632539 | 84747
2-Propenoic acid, 2-methyl-, methyl ester, polymer with diethenylbenzene, ethenylbenzene, ethenylethylbenzene and 2-methyl-2-propenamide | 632513 | 84748
1,3-Benzenedicarboxylic acid, polymer with 1,6-diisocyanatohexane, 2-ethyl-2-(hydroxymethyl)-1,3-propanediol, hexanedioic acid, 1,6-hexanediol, 3-hydroxy-2-(hydroxymethyl)-2-methylpropanoic acid and 1,3-isobenzofurandione | 632505 | 84749
Aspartic acid, N-(1,2-dicarboxyethyl)-, sodium salt (1:4) | 632448 | 84750
Morpholine, 4-methyl-, acetate (1:1) | 632430 | 84751
2-Propenoic acid, 2-methyl-, telomer with butyl 2-propenoate, ethenylbenzene, 3-mercaptopropanoic acid and methyl 2-methyl-2-propenoate | 625848 | 84752
1,2,3-Propanetriol, polymer with 2,4-diisocyanato-1-methylbenzene, 2-ethyl-2-(hydroxymethyl)-1,3-propanediol, 2-methyloxirane and oxirane | 625830 | 84753
4-Aza-1-azoniabicyclo[2.2.2]octane, 1-[2-(carboxyoxy)propyl]-, inner salt | 625814 | 84754
Cyanic acid, C,C'-[1,3-phenylenebis[(1-methylethylidene)-4,1-phenylene]] ester | 625806 | 84755
1,3-Benzenedicarboxylic acid, polymer with 2,2-dimethyl-1,3-propanediol, 2-ethyl-2-(hydroxymethyl)-1,3-propanediol and hexanedioic acid, dodecanoate | 625772 | 84756
Propane, dichloropentafluoro- | 625764 | 84757
Ethanone, 1-(2,3-dihydrotrimethyl-1H-indenyl)- | 625731 | 84758
Carbonic dichloride, polymer with 4,4'-(1-methylethylidene)bis[phenol], 4-(1,1,3,3-tetramethylbutyl)phenyl ester | 625715 | 84759
2-Propenoic acid, 2-methyl-, butyl ester, polymer with ethene, methyl 2-methyl-2-propenoate and 1-propene | 625699 | 84760
2-Propenoic acid, 2-methyl-, telomer with ethyl 2-propenoate and isooctyl 3-mercaptopropanoate, ammonium salt | 625665 | 84761
2-Oxepanone, homopolymer, ester with 2,2'-[oxybis(methylene)]bis[2-(hydroxymethyl)-1,3-propanediol] (6:1) | 625632 | 84762
3,6,9,12-Tetraoxaoctadecanoic acid, sodium salt (1:1) | 625590 | 84763
3,6,9,12,15,18,21,24,27-Nonaoxapentatriacontanoic acid, sodium salt (1:1) | 625582 | 84764
Acetamide, N-ethyl-N-[4-[(methylsulfonyl)amino]phenyl]- | 625574 | 84765
1,2-Ethanediamine, N1-(2-aminoethyl)-, polymer with 2-(chloromethyl)oxirane, 1,3-diisocyanatomethylbenzene and .alpha.-hydro-.omega.-hydroxypoly(oxy-1,2-ethanediyl) | 625558 | 84766
2,4,8,10-Tetraoxa-3,9-diphosphaspiro[5.5]undecane, 3,9-bis[2,4,6-tris(1,1-dimethylethyl)phenoxy]- | 625541 | 84767
Thieno[3,4-b]-1,4-dioxin, 2,3-dihydro- | 625525 | 84768
2-Propenoic acid, 2-methyl-, dodecyl ester, polymer with eicosyl 2-methyl-2-propenoate, 1-ethenyl-2-pyrrolidinone, hexadecyl 2-methyl-2-propenoate, 2-methylpropyl 2-methyl-2-propenoate, octadecyl 2-methyl-2-propenoate and tetradecyl 2-methyl-2-propenoate | 625509 | 84769
Poly[oxy[trifluoro(trifluoromethyl)-1,2-ethanediyl]], .alpha.-[1,2,2,2-tetrafluoro-1-(hydroxymethyl)ethyl]-.omega.-[tetrafluoro(trifluoromethyl)ethoxy]- | 625491 | 84770
12H-Dibenzo[d,g][1,3,2]dioxaphosphocin, 2,4,8,10-tetrakis(1,1-dimethylethyl)-6-[(2-ethylhexyl)oxy]- | 625483 | 84771
2-Propenoic acid, 2-ethylhexyl ester, polymer with 1-ethenyl-3-methylbenzene and 1-ethenyl-4-methylbenzene | 625475 | 84772
Phosphoric trichloride, polymer with 1,3-benzenediol, phenyl ester | 625442 | 84773
Benzene, 1,4-dibutoxy-2,5-bis(1,1-dimethylethyl)- | 625418 | 84774
1,3-Isobenzofurandione, 5,5'-[[1,1'-biphenyl]-4,4'-diylbis(oxy)]bis-, polymer with 1,3-isobenzofurandione and 4,4'-sulfonylbis[benzenamine] | 625327 | 84775
1,4-Benzenedicarboxylic acid, 1,4-dimethyl ester, polymer with butanedioic acid, 1,4-cyclohexanedimethanol, 1,2-ethanediol, 2,2'-[1,2-ethanediylbis(oxy)]bis[ethanol], hexanedioic acid, oxirane, 2,2'-oxybis[ethanol] and pentanedioic acid | 625319 | 84776
1,4-Benzenedicarboxylic acid, polymer with butanedioic acid, 1,4-cyclohexanedimethanol, 1,2-ethanediol, 2,2'-[1,2-ethanediylbis(oxy)]bis[ethanol], hexanedioic acid, oxirane, 2,2'-oxybis[ethanol] and pentanedioic acid | 625301 | 84777
Phosphoric acid, bis(2-chloropropyl) 2,3-dibromopropyl ester | 618835 | 84778
Octanedioic acid, 2-butyl-, ammonium salt (1:?) | 618827 | 84779
Cyclohexanone, 2,6-bis[(4-azidophenyl)methylene]-4-ethyl- | 618819 | 84780
Glycine, N-(phosphonomethyl)-, ammonium salt | 618801 | 84781
1H-1,2,4-Triazole-1-propanenitrile, .alpha.-[2-(4-chlorophenyl)ethyl]-.alpha.-phenyl- | 618793 | 84782
3-Pyridinecarboxylic acid, 2-[4,5-dihydro-4-methyl-4-(1-methylethyl)-5-oxo-1H-imidazol-2-yl]-5-(methoxymethyl)- | 618777 | 84783
2-Propenoic acid, 2-methyl-, 1,1'-(1-methyl-1,3-propanediyl) ester, polymer with ethyl 2-propenoate, methyl 2-methyl-2-propenoate, 2-propenenitrile and 2-propenoic acid | 618769 | 84784
.beta.-D-Glucopyranosiduronic acid, 5-bromo-4-chloro-1H-indol-3-yl, compd. with cyclohexanamine (1:1) | 618751 | 84785
1,6-Hexanediamine, N1,N6-bis(2-methyl-2-nitropropyl)- | 618744 | 84786
Hexanedioic acid, polymer with N1-(2-aminoethyl)-1,3-propanediamine, aziridine, 2-(chloromethyl)oxirane, 1,2-ethanediamine, N1,N1'-1,2-ethanediylbis[1,3-propanediamine], formic acid and .alpha.-hydro-.omega.-hydroxypoly(oxy-1,2-ethanediyl) | 618736 | 84787
Octanal, 2,5,7,7-tetramethyl- | 618728 | 84788
1,3-Benzenedicarbonyl dichloride, polymer with 1,4-benzenedicarbonyl dichloride, carbonic dichloride and 4,4'-(1-methylethylidene)bis[phenol], bis[4-(1-methyl-1-phenylethyl)phenyl] ester | 618710 | 84789
1,3-Benzenedicarbonyl dichloride, polymer with 1,4-benzenedicarbonyl dichloride, carbonic dichloride, and 4,4'-(1-methylethylidene)bis[phenol], diphenyl ester | 618702 | 84790
1,3-Benzenedicarbonyl dichloride, polymer with 1,4-benzenedicarbonyl dichloride, carbonic dichloride and 4,4'-(1-methylethylidene)bis[phenol], bis[4-(1,1-dimethylethyl)phenyl] ester | 618694 | 84791
1,3-Benzenedicarbonyl dichloride, polymer with 1,4-benzenedicarbonyl dichloride, carbonic dichloride and 4,4'-(1-methylethylidene)bis[phenol], bis[4-(3,4-dihydro-2,2,4-trimethyl-2H-1-benzopyran-4-yl)phenyl] ester | 618686 | 84792
2-Propenoic acid, 2-methyl-, telomer with 1-dodecanethiol and methyl 2-methyl-2-propenoate | 618611 | 84793
.alpha.-D-Glucopyranoside, methyl, polymer with 1,4-benzenedicarboxylic acid, 1,2-ethanediol, [(1-methyl-1,2-ethanediyl)bis(oxy)]bis[propanol], oxirane, 2,2'-oxybis[ethanol] and oxybis[propanol] | 618603 | 84794
1(3H)-Isobenzofuranone, 4,5,6,7-tetrachloro-3,3-bis[2-[4-(dimethylamino)phenyl]-2-(4-methoxyphenyl)ethenyl]- | 618587 | 84795
Amylopectin, phosphate, 2-hydroxypropyl ether | 618579 | 84796
Amylopectin, acetate phosphate | 618561 | 84797
Methanaminium, N-[4-[[4-(dimethylamino)phenyl][4-[(2-hydroxyethyl)amino]phenyl]methylene]-2,5-cyclohexadien-1-ylidene]-N-methyl-, chloride (1:1) | 618496 | 84798
1-Naphthalenesulfonic acid, 4-hydroxy-3-[2-[4-[[[3-[[2-(sulfooxy)ethyl]sulfonyl]phenyl]amino]carbonyl]phenyl]diazenyl]-, sodium salt (1:2) | 618488 | 84799
Molybdenum, bis[O,O-bis(1,3-dimethylbutyl) phosphorodithioato-.kappa.S,.kappa.S']dioxodi-.mu.-thioxodi- | 618454 | 84800
2-Propenoic acid, polymer with butyl 2-propenoate and 2-hydroxyethyl 2-propenoate, 2-butoxyethyl ester, compd. with 2-(dimethylamino)ethanol | 618447 | 84801
Carbamic acid, N-[3-[[[[[bis(phenylmethyl)amino]oxy]carbonyl]amino]methyl]-3,5,5-trimethylcyclohexyl]-, bis(phenylmethyl)azanyl ester | 618397 | 84802
Octadecanoic acid, 9(or 10)-(sulfooxy)-, potassium sodium salt (1:1:1) | 618363 | 84803
Poly(oxy-1,2-ethanediyl), .alpha.,.alpha.'-[(butylimino)di-2,1-ethanediyl]bis[.omega.-hydroxy-, acetate (1:1) | 618348 | 84804
2-Propenoic acid, 2-methyl-, 1,1'-(1-methyl-1,3-propanediyl) ester, polymer with butyl 2-propenoate, 2-propenenitrile and 2-propenoic acid | 618298 | 84805
Oxirane, 2-methyl-, polymer with oxirane, 1-ethoxyethyl 4-(tripropylene)phenyl ether | 639716 | 84806
2,5-Furandione, telomer with ethenylbenzene and (1-methylethyl)benzene, cyclohexyl 1-methylethyl ester | 639690 | 84807
2,5-Furandione, telomer with ethenylbenzene and (1-methylethyl)benzene, 2-butoxyethyl ester | 639682 | 84808
2,5-Furandione, telomer with ethenylbenzene and (1-methylethyl)benzene, 2-butoxyethyl ester, ammonium salt | 639674 | 84809
2,5-Furandione, telomer with ethenylbenzene and (1-methylethyl)benzene, propyl ester | 639666 | 84810
Butanedioic acid, 2,3-dibutyl-, ammonium salt (1:?) | 639641 | 84811
1H-Imidazolium, 1,3-bis[(dimethylamino)carbonyl]-2-methyl-, chloride (1:1) | 639625 | 84812
2-Propenoic acid, telomer with sodium sulfite (1:1), compd. with 2,2',2''-nitrilotris[ethanol] | 639559 | 84813
Lithium, [2,2-dimethyl-3-[(trimethylsilyl)oxy-.kappa.O]propyl-.kappa.C]- | 639492 | 84814
1,3-Isobenzofurandione, polymer with 1,2-ethanediol, 2,5-furandione and 2-methyl-1,3-propanediol, 2-hydroxy-3-[(2-methyl-1-oxo-2-propen-1-yl)oxy]propyl ester | 639484 | 84815
Ferrate(1-), (acetato-.kappa.O)[2-(hydroxy-.kappa.O)-5-[2-[4-[(4-nitro-2-sulfophenyl)amino]phenyl]diazenyl]benzoato(3-)-.kappa.O]-, sodium (1:1) | 639443 | 84816
2-Propenoic acid, 2-methyl-, telomer with butyl 2-methyl-2-propenoate and methyl 3-mercaptopropanoate | 639435 | 84817
Cuprate(4-), [2-[2-[[4-[(2-chloroethyl)sulfonyl]phenyl][2-[2-(hydroxy-.kappa.O)-5-sulfo-3-[[[[2-[[2-(sulfooxy)ethyl]sulfonyl]ethyl]amino]carbonyl]amino]phenyl]diazenyl-.kappa.N2]methyl]diazenyl-.kappa.N1]-4-sulfobenzoato(6-)-.kappa.O]-, sodium (1:4) | 639377 | 84818
1-Dodecene, polymer with 1-decene and 1-octene | 639369 | 84819
Dodecanedioic acid, polymer with 1,3-butanediol, diethyl carbonate, .alpha.,.alpha.'-[[[3-(dimethylamino)propyl]imino]bis(methyl-2,1-ethanediyl)]bis[.omega.-hydroxypoly[oxy(methyl-1,2-ethanediyl)]], 1,6-hexanediol, 1,1'-methylenebis[4-isocyanatobenzene] and 3-methyl-1,5-pentanediol | 639336 | 84820
2-Propenoic acid, 2-methyl-, 2-methylpropyl ester, polymer with butyl 2-propenoate, 2-propen-1-yl 2-methyl-2-propenoate and rel-(1R,2R,4R)-1,7,7-trimethylbicyclo[2.2.1]hept-2-yl 2-methyl-2-propenoate | 639302 | 84821
2-Propenoic acid, 2-methyl-, polymer with butyl 2-propenoate, ethenylbenzene, 2-oxiranylmethyl 2-methyl-2-propenoate and 2-propen-1-yl 2-methyl-2-propenoate, compd. with N,N-dibutyl-1-butanamine | 639294 | 84822
Oxirane, 2-methyl-, polymer with oxirane, ether with 2-ethyl-2-(hydroxymethyl)-1,3-propanediol (3:1), polymer with .alpha.-hydro-.omega.-hydroxypoly[oxy(methyl-1,2-ethanediyl)] and 1,1'-methylenebis[isocyanatobenzene] | 639286 | 84823
1,4-Butanediol, polymer with .alpha.-hydro-.omega.-hydroxypoly(oxy-1,4-butanediyl), .alpha.-hydro-.omega.-hydroxypoly[oxy(methyl-1,2-ethanediyl)] and 1,1'-methylenebis[isocyanatobenzene] | 639278 | 84824
1,5-Pentanediamine, 2-methyl-, polymer with .alpha.-hydro-.omega.-hydroxypoly(oxy-1,4-butanediyl), .alpha.-hydro-.omega.-hydroxypoly(oxy-1,2-ethanediyl) and 1,1'-methylenebis[4-isocyanatocyclohexane] | 639260 | 84825
Chromate(1-), diaquabis[ethanedioato(2-)-.kappa.O1,.kappa.O2]-, ammonium (1:1) | 639252 | 84826
Hexanedioic acid, polymer with .alpha.-(2-aminomethylethyl)-.omega.-(2-aminomethylethoxy)poly[oxy(methyl-1,2-ethanediyl)], 2,2-dimethyl-1,3-propanediol, 1,6-hexanediol, 3-hydroxy-2-(hydroxymethyl)-2-methylpropanoic acid and 5-isocyanato-1-(isocyanatomethyl)-1,3,3-trimethylcyclohexane, compd. with N,N-diethylethanamine | 639245 | 84827
Benzenesulfonic acid, (tetrapropenyl)-, compd. with 2-propanamine (1:1) | 639187 | 84828
2-Butenedioic acid (2Z)-, 1-methyl ester, polymer with ethenylbenzene, 2,5-furandione and 1-(2-methylpropyl) hydrogen (2Z)-2-butenedioate, sodium salt | 639179 | 84829
Oxirane, 2-ethyl-, homopolymer, mono(2-butoxy-1-methylethyl) ether | 632406 | 84830
2-Propenoic acid, polymer with butyl 2-propenoate, compd. with 2,2'-iminobis[ethanol] | 632398 | 84831
1,4-Benzenedicarboxylic acid, polymer with 2,2-dimethyl-1,3-propanediol, 1,2-ethanediol and 1,1'-[(1-methylethylidene)bis(4,1-phenyleneoxy)]bis[2-propanol] | 632380 | 84832
1,4-Benzenedicarboxylic acid, polymer with 1,3-dihydro-1,3-dioxo-5-isobenzofurancarboxylic acid, 1,2-ethanediol and 1,1'-[(1-methylethylidene)bis(4,1-phenyleneoxy)]bis[2-propanol] | 632372 | 84833
Cobalt titanium tungsten oxide ((Co,Ti,W)O2) | 632364 | 84834
Manganese titanium tungsten oxide ((Mn,Ti,W)O2) | 632356 | 84835
Phenol, 4,4'-(1-methylethylidene)bis-, polymer with 2-(chloromethyl)oxirane, 2-methyloxirane, 2-methyloxirane polymer with oxirane ether with 1,2,3-propanetriol (3:1), and oxirane | 632299 | 84836
1,3-Benzenedicarboxylic acid, polymer with 2,2-dimethyl-1,3-propanediol, 2-hydroxy-2-(hydroxymethyl)-2-methylpropanoic acid and nonanedioic acid, compd. with 2-(dimethylamino)ethanol | 632273 | 84837
2-Propenoic acid, 2-methyl-, telomer with ethyl 2-propenoate, methyl 2-methyl-2-propenoate and 2-propanol, ammonium salt | 632240 | 84838
Oxirane, 2-ethyl-, polymer with oxirane, mono(2-butoxy-1-methylethyl) ether | 632232 | 84839
Hexanedioic acid, polymer with 1,2-ethanediamine, 1,6-hexanediol, 3-hydroxy-2-(hydroxymethyl)-2-methylpropanoic acid, 1,3-isobenzofurandione and 1,1'-methylenebis[4-isocyanatocyclohexane], compd. with N,N-diethylethanamine | 632216 | 84840
Poly[oxy(methyl-1,2-ethanediyl)], .alpha.-(2-aminomethylethyl)-.omega.-(2-aminomethylethoxy)-, polymer with 1,6-diisocyanato-2,2,4-trimethylhexane, 1,6-diisocyanato-2,4,4-trimethylhexane and .alpha.-hydro-.omega.-hydroxypoly[oxy(methyl-1,2-ethanediyl)] | 632208 | 84841
Oxazolidine, 3-ethyl-2-methyl-2-(3-methylbutyl)- | 632174 | 84842
.beta.-Alanine, N,N-bis(carboxymethyl)-, potassium salt (1:3) | 632166 | 84843
Poly(oxy-1,2-ethanediyl), .alpha.-hydro-.omega.-hydroxy-, monoether with (hydroxymethyl)decane | 632158 | 84844
Decane, hydroxymethyl deriv. | 632141 | 84845
Hexanedioic acid, polymer with 1,4-butanediol, 1,2-ethanediol, 1,6-hexanediol and 1,1'-methylenebis[isocyanatobenzene] | 632133 | 84846
Poly[oxy(methyl-1,2-ethanediyl)], .omega.-hydroxy-.omega.'-methoxy-.alpha.,.alpha.'-(2,2-dimethyl-1,3-propanediyl)bis- | 632125 | 84847
Starch, dihydrogen phosphate, 2-(diethylamino)ethyl ether, sodium salt, hydrochloride | 632117 | 84848
Amylopectin, 2-(diethylamino)ethyl ether, hydrochloride | 632109 | 84849
Amylopectin, dihydrogen phosphate, 2-(diethylamino)ethyl ether, sodium salt, hydrochloride | 632091 | 84850
Cyclohexanemethanamine, 5-amino-1,3,3-trimethyl-, polymer with .alpha.-hydro-.omega.-hydroxypoly(oxy-1,4-butanediyl), .alpha.-hydro-.omega.-hydroxypoly(oxy-1,2-ethanediyl), .alpha.-hydro-.omega.-hydroxypoly[oxy(methyl-1,2-ethanediyl)] and 5-isocyanato-1-(isocyanatomethyl)-1,3,3-trimethylcyclohexane | 632034 | 84851
Oxirane, 2-ethyl-, polymer with oxirane, mono[2-(2-methoxyethoxy)ethyl] ether | 632026 | 84852
2-Propenoic acid, 2-methyl-, butyl ester, telomer with butyl 2-propenoate, ethenylbenzene, 1-octanethiol and 1,2-propanediol mono(2-methyl-2-propenoate) | 631994 | 84853
Propanol, oxybis-, polymer with 2,5-furandione and 2,2'-oxybis[ethanol] | 631986 | 84854
1,5-Naphthalenedisulfonic acid, 2-[2-[8-[[4-chloro-6-[[4-[[2-(sulfooxy)ethyl]sulfonyl]phenyl]amino]-1,3,5-triazin-2-yl]amino]-1-hydroxy-3,6-disulfo-2-naphthalenyl]diazenyl]-, potassium salt (1:5) | 625293 | 84855
2,7-Naphthalenedisulfonic acid, 5-[[4-chloro-6-[[4-[[2-(sulfooxy)ethyl]sulfonyl]phenyl]amino]-1,3,5-triazin-2-yl]amino]-4-hydroxy-3-[2-(2-sulfo-1-naphthalenyl)diazenyl]-, sodium salt (1:4) | 625285 | 84856
Poly[oxy(methyl-1,2-ethanediyl)], .alpha.-[2-[[[(1R,4aR,4bR,10aR)-1,2,3,4,4a,4b,5,6,10,10a-decahydro-1,4a-dimethyl-7-(1-methylethyl)-1-phenanthrenyl]carbonyl]amino]methylethyl]-.omega.-[2-[[[(1R,4aR,4bR,10aR)-1,2,3,4,4a,4b,5,6,10,10a-decahydro-1,4a-dimethyl-7-(1-methylethyl)-1-phenanthrenyl]carbonyl]amino]methylethoxy]- | 625277 | 84857
Pyridinium, 5-ethenyl-1,2-dimethyl-, chloride (1:1), polymer with 5-ethenyl-2-methylpyridine | 625236 | 84858
1,4-Benzenedicarboxylic acid, 1,4-dimethyl ester, polymer with (2E)-2-butenedioic acid, 1,2-ethanediol, [(1-methyl-1,2-ethanediyl)bis(oxy)]bis[propanol], 2,2'-oxybis[ethanol] and oxybis[propanol] | 625210 | 84859
1,4-Benzenedicarboxylic acid, polymer with 1,2-ethanediol, 2,5-furandione, 2-(hydroxymethyl)-2-methyl-1,3-propanediol, oxybis[propanol] and 1,2-propanediol | 625202 | 84860
1,3-Benzenedicarboxylic acid, 5-sulfo-, sodium salt (1:1), polymer with 1,3-benzenedicarboxylic acid, 1,4-benzenedicarboxylic acid, 2,2-dimethyl-1,3-propanediol, 1,2-ethanediol and 1,1'-methylenebis[4-isocyanatobenzene] | 625145 | 84861
Carbamic acid, N-[5-chloro-3-[[4-(diethylamino)-2-methylphenyl]imino]-4-methyl-6-oxo-1,4-cyclohexadien-1-yl]-, ethyl ester | 625137 | 84862
1,4-Benzenedicarboxylic acid, polymer with (2E)-2-butenedioic acid, 1,2-ethanediol, [(1-methyl-1,2-ethanediyl)bis(oxy)]bis[propanol], 2,2'-oxybis[ethanol] and oxybis[propanol] | 625129 | 84863
1,4-Benzenedicarboxylic acid, 1,4-dimethyl ester, polymer with 1,2-ethanediol, 2,5-furandione, 2-(hydroxymethyl)-2-methyl-1,3-propanediol, oxybis[propanol] and 1,2-propanediol | 625111 | 84864
1,3-Isobenzofurandione, polymer with 2-ethyl-2-(hydroxymethyl)-1,3-propanediol, 2,2'-oxybis[ethanol] and 2,2,4-trimethyl-1,3-pentanediol, 2-ethylhexyl ester | 625103 | 84865
2-Propenoic acid, 2-methyl-, dodecyl ester, polymer with 4-ethenylpyridine and tetradecyl 2-methyl-2-propenoate | 625053 | 84866
1,3-Benzenedicarboxylic acid, polymer with 1,4-benzenedicarboxylic acid, 2,2-dimethyl-1,3-propanediol, hexanedioic acid, 1,3-isobenzofurandione and 2,2,4-trimethyl-1,3-pentanediol | 625046 | 84867
Propanoic acid, 3-hydroxy-2-(hydroxymethyl)-2-methyl-, polymer with 1,6-diisocyanato-2,2,4-trimethylhexane, 1,6-diisocyanato-2,4,4-trimethylhexane, hydrazine, .alpha.-hydro-.omega.-hydroxypoly[oxy(methyl-1,2-ethanediyl)] and 5-isocyanato-1-(isocyanatomethyl)-1,3,3-trimethylcyclohexane, compd. with N,N-diethylethanamine | 625038 | 84868
1,3-Benzenedicarboxylic acid, polymer with 1,4-dimethyl 1,4-benzenedicarboxylate, 2,2-dimethyl-1,3-propanediol, 5-isocyanato-1-(isocyanatomethyl)-1,3,3-trimethylcyclohexane and 1,1'-[(1-methylethylidene)bis(4,1-phenyleneoxy)]bis[2-propanol] | 625020 | 84869
2-Propenoic acid, 2-methyl-, telomer with butyl 2-propenoate, methyl 3-mercaptopropanoate and methyl 2-methyl-2-propenoate | 625012 | 84870
2-Propenoic acid, 2-methyl-, polymer with butyl 2-propenoate, (1-methylethenyl)benzene and methyl 2-methyl-2-propenoate, compd. with 2-amino-2-methyl-1-propanol | 625004 | 84871
2-Propenoic acid, 2-methyl-, polymer with butyl 2-propenoate, (1-methylethenyl)benzene and methyl 2-methyl-2-propenoate, compd. with 2,2',2''-nitrilotris[ethanol] | 624999 | 84872
Cyclopentanone, 2,5-bis[(2,3,6,7-tetrahydro-1H,5H-benzo[ij]quinolizin-9-yl)methylene]- | 624981 | 84873
Benzenemethanaminium, N,N-bis(2-hydroxyethyl)-N-phenyl-, chloride (1:1) | 624973 | 84874
1,3-Benzenedicarboxylic acid, polymer with 1,3-diisocyanatomethylbenzene, 2,2-dimethyl-1,3-propanediol and 1,1'-[(1-methylethylidene)bis(4,1-phenyleneoxy)]bis[2-propanol] | 624965 | 84875
2-Propenoic acid, telomer with ethyl 2-propenoate and 2-propanol, sodium salt | 624957 | 84876
2-Propenoic acid, polymer with ethenylbenzene and (1-methylethenyl)benzene, 2-(2-ethoxyethoxy)ethyl ester, ammonium salt | 624940 | 84877
1,4-Benzenedicarboxylic acid, polymer with 1,3-dihydro-1,3-dioxo-5-isobenzofurancarboxylic acid, 1,2-ethanediol, hexanedioic acid and oxybis[propanol] | 624932 | 84878
2-Butanol, 4-[1,3a,4,6,7,7a(or 3,3a,4,6,7,7a)-hexahydro-4,7-methano-5H-inden-5-ylidene]- | 624924 | 84879
Ethanedioyl dichloride, polymer with 1,2-ethanediamine | 624916 | 84880
1,4-Benzenedicarboxylic acid, 1,4-dimethyl ester, polymer with 1,4-butanediol, carbonic dichloride and 4,4'-(1-methylethylidene)bis[phenol] | 624908 | 84881
1,4-Benzenedicarboxylic acid, polymer with 1,5-dimethyl pentanedioate, 1,2-ethanediol, 2,5-furandione and 2,2'-oxybis[ethanol] | 624890 | 84882
Silane, (5,5-dimethylhexyl)trimethoxy- | 624882 | 84883
Benzoic acid, 2-hydroxy-, homopolymer, acetate | 624874 | 84884
1,3,5-Triazine, 1,3,5-trihexylhexahydro- | 618272 | 84885
2-Pyridinecarboxylic acid, 3,4,5,6-tetrachloro-, sodium salt (1:1) | 618264 | 84886
2-Propenoic acid, homopolymer, compd. with 1,1',1''-nitrilotris[2-propanol] | 618256 | 84887
Zirconate(3-), [2,2-bis[(2-propen-1-yloxy)methyl]-1-butanolato-.kappa.O][P,P-diisooctyl diphosphato(2-)-.kappa.O'']bis[P,P-diisooctyl diphosphato(2-)-.kappa.O'',.kappa.O'''']-, hydrogen (1:3) | 618249 | 84888
Benzenesulfonic acid, methyloctadecyl-, sodium salt (1:1) | 618231 | 84889
.alpha.-D-Glucopyranoside, methyl, polymer with 1,4-benzenedicarboxylic acid, butanedioic acid, 1,2-ethanediol, hexanedioic acid, [(1-methyl-1,2-ethanediyl)bis(oxy)]bis[propanol], 2,2'-oxybis[ethanol], oxybis[propanol] and pentanedioic acid | 618223 | 84890
Butanedioic acid, 2-hydroxy-, polymer with 1,4-cyclohexanedimethanol, 1,3-dihydro-1,3-dioxo-5-isobenzofurancarboxylic acid, 2,5-furandione and 1,1'-[(1-methyl-1,2-ethanediyl)bis(oxy)]bis[2-propanol] | 618215 | 84891
Dodecanedioic acid, polymer with 1,4-butanediol, hexanedioic acid and 1,1'-methylenebis[4-isocyanatocyclohexane] | 618207 | 84892
D-Glucopyranoside, butyl, homopolymer | 618199 | 84893
Hexanedioic acid, polymer with 5-amino-1,3,3-trimethylcyclohexanemethanamine, 1,3-butanediol, 1,4-butanediol, 1,6-hexanediol, 1,1'-methylenebis[4-isocyanatocyclohexane], 2-methyloxirane and oxirane | 618181 | 84894
1H-Tetrazole-1-acetic acid, 2,5-dihydro-5-thioxo-, sodium salt (1:1) | 618173 | 84895
2-Naphthalenecarboxaldehyde, 5,6,7,8-tetrahydro-5,5,7,8,8-pentamethyl- | 618165 | 84896
Chromic acid (H2Cr2O7), dilithium salt | 776062 | 84897
Selenium oxide (SeO3) | 776054 | 84898
Nitric acid, beryllium salt, tetrahydrate | 776047 | 84899
Copper, bis(glycinato-.kappa.N,.kappa.O)- | 776039 | 84900
Nitric acid, calcium salt, tetrahydrate | 776021 | 84901
Lead tungsten oxide | 776013 | 84902
Arsino, thioxo- | 776005 | 84903
Aluminum sodium oxide | 775999 | 84904
Arsonic acid, copper(2+) salt (1:1) | 775981 | 84905
Permanganic acid (HMnO4), barium salt | 775940 | 84906
Nitric acid, iron(3+) salt, nonahydrate | 775932 | 84907
1-Propene, 1,2-dichloro-, (1E)- | 775924 | 84908
Carbamodithioic acid, methyl-, monosodium salt, dihydrate | 775916 | 84909
1,3,5-Triazine-2,4-diamine, 6-chloro-N-(1-methylethyl)- | 775908 | 84910
Iron, diaqua[ethanedioato(2-)-.kappa.O1,.kappa.O2]-, (T-4)- | 775890 | 84911
Arsenic acid (H3AsO4), lead(2+) salt (2:3) | 775874 | 84912
Benzene, 1-chloro-2-[2,2-dichloro-1-(4-chlorophenyl)ethenyl]- | 775866 | 84913
Carbonochloridothioic acid, O-ethyl ester | 775858 | 84914
1,4-Benzenedicarboxylic acid, 2,3,5,6-tetrachloro- | 775841 | 84915
Benzene, 1-butyl-2-methyl- | 775833 | 84916
Benzene, 1-butyl-4-methyl- | 775825 | 84917
Benzene, 1-butyl-3-methyl- | 775817 | 84918
Ethanol, 2-[4-[4-(p-tert-butylphenyl)-6-[2-hydroxy-4-[2-(2-hydroxyethoxy)ethoxy]phenyl]-s-triazin-2-yl]-3-hydroxyphenoxy]- | 775809 | 84919
Cryptohalite ((NH4)2(SiF6)) | 775791 | 84920
Zinc arsenenate oxide (Zn5(AsO3)4O3), tetrahydrate | 775783 | 84921
L-Alanine, N-[5-(acetylamino)-2-chloro-4-[2-(2-cyano-4-nitrophenyl)diazenyl]phenyl]-, methyl ester | 639104 | 84922
2-Naphthalenesulfonic acid, 7,7'-[1,4-phenylenebis[imino(6-chloro-1,3,5-triazine-4,2-diyl)imino]]bis[4-hydroxy-3-[2-[2-sulfo-4-[2-(4-sulfophenyl)diazenyl]phenyl]diazenyl]-, sodium salt (1:6) | 639096 | 84923
3-Pyridinemethanesulfonic acid, 5-[2-[5-[[4-[(5-chloro-2,6-difluoro-4-pyrimidinyl)amino]benzoyl]amino]-2-sulfophenyl]diazenyl]-1-ethyl-1,2-dihydro-6-hydroxy-4-methyl-2-oxo-, sodium salt (1:2) | 639088 | 84924
Isocyanic acid, polymethylenepolyphenylene ester, polymer with 1,3-butanediol, 2,2'-oxybis[ethanol] and 1,2-propanediol | 639054 | 84925
2-Propenoic acid, 2-methyl-, butyl ester, polymer with methyl 2-methyl-2-propenoate and 2-propenoic acid, compd. with 2,2',2''-nitrilotris[ethanol] | 639021 | 84926
2-Propenoic acid, 2-methyl-, polymer with ethenylbenzene, 2-ethylhexyl 2-propenoate, methyl 2-methyl-2-propenoate, 2-(2-oxo-1-imidazolidinyl)ethyl 2-methyl-2-propenoate and 2-propenenitrile, compd. with .alpha.,.alpha.'-[(octadecylimino)di-2,1-ethanediyl]bis[.omega.-hydroxypoly(oxy-1,2-ethanediyl)] | 638999 | 84927
2-Propenoic acid, 2-methyl-, telomer with sodium sulfite (1:1), sodium salt | 638932 | 84928
2-Propenoic acid, 2-methyl-, telomer with sodium sulfite (1:1) | 638890 | 84929
Butanoic acid, 3-oxo-, 2-[(2-methyl-1-oxo-2-propen-1-yl)oxy]ethyl ester, polymer with butyl 2-propenoate, 2-ethylhexyl 2-propenoate, methyl 2-methyl-2-propenoate, 2-methyl-2-propenoic acid and 2-propen-1-yl 2-methyl-2-propenoate | 638841 | 84930
Carbonic dichloride, polymer with 4,4'-(1-methylethylidene)bis[2,6-dibromophenol] and 4,4'-(1-methylethylidene)bis[phenol], 4-(1-methyl-1-phenylethyl)phenyl ester | 638833 | 84931
2-Propenoic acid, 2-methyl-, polymer with ethenylbenzene, 2,5-furandione and methyl 2-methyl-2-propenoate, 2-(2-ethoxyethoxy)ethyl ester | 638825 | 84932
1,3-Butanediol, polymer with 1,1'-methylenebis[isocyanatobenzene], 2,2'-oxybis[ethanol] and 1,2-propanediol | 638817 | 84933
Silver oxide (Ag4O4) | 638783 | 84934
2,7-Naphthalenedisulfonic acid, 5-[[4-[(3-amino-4-sulfophenyl)amino]-6-chloro-1,3,5-triazin-2-yl]amino]-4-hydroxy-3-[2-(1-sulfo-2-naphthalenyl)diazenyl]-, sodium salt (1:?) | 638742 | 84935
2-Propenoic acid, 2-methyl-, methyl ester, polymer with butyl 2-propenoate, ethenylbenzene, 2-hydroxyethyl 2-propenoate, 1,2-propanediol mono-2-propenoate and 2-propenamide | 638684 | 84936
2-Propenoic acid, 2-methyl-, 2-hydroxypropyl ester, polymer with 1,6-diisocyanatohexane, N-[3-(dimethylamino)propyl]-2-methyl-2-propenamide, 2-ethylhexyl 2-propenoate, methyl 2-methyl-2-propenoate and 2-methylpropyl 2-propenoate | 638676 | 84937
Formaldehyde, polymer with 1,3-benzenediol, potassium salt | 638569 | 84938
2-Butenedioic acid (2Z)-, polymer with ethenylbenzene, compd. with 2-amino-2-methyl-1-propanol | 631929 | 84939
Propanoic acid, 3-hydroxy-2-(hydroxymethyl)-2-methyl-, polymer with 5-amino-1,3,3-trimethylcyclohexanemethanamine, 1,3-diisocyanatomethylbenzene, 2-ethyl-2-(hydroxymethyl)-1,3-propanediol, .alpha.-hydro-.omega.-hydroxypoly[oxy(methyl-1,2-ethanediyl)] and 2-oxepanone, compd. with N,N-diethylethanamine | 631903 | 84940
Hexanoic acid, 2-ethyl-, compd. with 2-[[2-(dimethylamino)ethyl]methylamino]ethanol (1:?) | 631895 | 84941
Nonanedioic acid, polymer with 1,4-butanediol, 1,6-dimethyl hexanedioate and 1,5-dimethyl pentanedioate, 2-ethylhexyl ester | 631887 | 84942
.beta.-Alanine, N,N-bis(carboxymethyl)-, potassium salt (1:2) | 631820 | 84943
1,4-Benzenedicarboxylic acid, polymer with 1,4-dimethyl 1,4-benzenedicarboxylate, 2,2'-oxybis[ethanol] and 1,2,3-propanetriol | 631812 | 84944
2-Butanone, 4-[[[(1R,4aS,10aR)-1,2,3,4,4a,9,10,10a-octahydro-1,4a-dimethyl-7-(1-methylethyl)-1-phenanthrenyl]methyl](3-oxo-3-phenylpropyl)amino]-, hydrochloride (1:1) | 631804 | 84945
Naphthalenesulfonic acid, (1-methylpropyl)- | 631796 | 84946
Chromate(3-), bis[2-(hydroxy-.kappa.O)-5-[2-[5(or 8)-sulfo-2-naphthalenyl]diazenyl]benzoato(3-)-.kappa.O]-, sodium (1:3) | 631770 | 84947
1,3-Benzenedicarboxylic acid, polymer with hexanedioic acid and 2,2,4-trimethyl-1,3-pentanediol, 3-oxobutanoate | 631739 | 84948
1,3-Benzenedicarboxylic acid, polymer with 5(or 6)-carboxy-4-hexyl-2-cyclohexene-1-octanoic acid, 2,2-dimethyl-1,3-propanediol, hexanedioic acid and 1,3-isobenzofurandione, 3-oxobutanoate | 631721 | 84949
Refractories, fibers, aluminosilicate | 631689 | 84950
Benzene, (1-methylpropyl)(2-phenylethyl)- | 631671 | 84951
1H-1,2,4-Triazole-3-carboxylic acid, 5-amino-, methyl ester, hydrochloride (1:1) | 631630 | 84952
Formaldehyde, polymer with 2-pyrrolidinone, calcium salt | 631622 | 84953
Propanenitrile, 3-[(3Z)-3-hexen-1-yloxy]- | 631572 | 84954
2-Propenoic acid, 2-methyl-, phenylmethyl ester, polymer with 1,1-dichloroethene, 3,3,4,4,5,5,6,6,7,7,8,8,9,9,10,10,11,11,12,12,12-heneicosafluorododecyl 2-propenoate, 3,3,4,4,5,5,6,6,7,7,8,8,9,9,10,10,10-heptadecafluorodecyl 2-propenoate, 2-hydroxyethyl 2-propenoate and 3,3,4,4,5,5,6,6,7,7,8,8,9,9,10,10,11,11,12,12,13,13,14,14,14-pentacosafluorotetradecyl 2-propenoate | 631564 | 84955
2-Propenoic acid, 3,3,4,4,5,5,6,6,7,7,8,8,9,9,10,10,11,11,12,12,12-heneicosafluorododecyl ester, polymer with 3,3,4,4,5,5,6,6,7,7,8,8,9,9,10,10,10-heptadecafluorodecyl 2-propenoate, 2-hydroxyethyl 2-propenoate, 2-methyloxirane polymer with oxirane mono(2-methyl-2-propenoate), and 3,3,4,4,5,5,6,6,7,7,8,8,9,9,10,10,11,11,12,12,13,13,14,14,14-pentacosafluorotetradecyl 2-propenoate | 631556 | 84956
Phosphoric acid, octadecyl ester, compd. with 1-octadecanamine | 631549 | 84957
2-Propenoic acid, 2-methyl-, octadecyl ester, polymer with 3,3,4,4,5,5,6,6,7,7,8,8,9,9,10,10,11,11,12,12,12-heneicosafluorododecyl 2-propenoate, 3,3,4,4,5,5,6,6,7,7,8,8,9,9,10,10,10-heptadecafluorodecyl 2-propenoate and 3,3,4,4,5,5,6,6,7,7,8,8,9,9,10,10,11,11,12,12,13,13,14,14,14-pentacosafluorotetradecyl 2-propenoate | 631531 | 84958
2-Oxepanone, polymer with 5-amino-1,3,3-trimethylcyclohexanemethanamine, 4,4'-methylenebis[cyclohexanamine], 1,1'-methylenebis[4-isocyanatocyclohexane] and 2,2'-oxybis[ethanol] | 631523 | 84959
Hexanedioic acid, polymer with 2,5-furandione, 1,3-isobenzofurandione, 1,2-propanediol and 3a,4,7,7a-tetrahydro-4,7-methano-1H-indene | 631515 | 84960
Phosphoric acid, diphenyl tetradecyl ester | 631507 | 84961
Acetaldehyde, polymer with 3-methylphenol, 6-diazo-5,6-dihydro-5-oxo-1-naphthalenesulfonate | 631499 | 84962
Cellulose, acetate hydrogen butanedioate propanoate | 631465 | 84963
2-Propenoic acid, 2-methyl-, 1,1'-(1,2-ethanediyl) ester, polymer with 1-(chloromethyl)-3-ethenylbenzene and 1-(chloromethyl)-4-ethenylbenzene, compd. with N,N-dimethylmethanamine | 631408 | 84964
Ferrate(1-), [N-[2-[bis[(carboxy-.kappa.O)methyl]amino-.kappa.N]ethyl]-N-(2-hydroxyethyl)glycinato(3-)-.kappa.N,.kappa.O]hydroxy-, sodium (1:1) | 631366 | 84965
1,4-Benzenedicarboxylic acid, polymer with 1,4-butanediol, 1,4-dimethyl 1,4-benzenedicarboxylate and 1,2-ethanediol | 631358 | 84966
Heptanoic acid, 1,1'-[1,4-cyclohexanediylbis(methylene)] ester | 624791 | 84967
Benzenamine, 2-chloro-, sulfate (1:1) | 624783 | 84968
Benzenesulfonic acid, methyl-, compd. with urea (1:1) | 624775 | 84969
3H-Indolium, 1-heptyl-2-[5-(1-heptyl-1,3-dihydro-3,3-dimethyl-2H-indol-2-ylidene)-1,3-pentadien-1-yl]-3,3-dimethyl-, bromide (1:1) | 624767 | 84970
1H-Imidazolium, 1-ethyl-4,5-dihydro-2-(1-methylhexadecyl)-1-[2-[(2-methyl-1-oxoheptadecyl)amino]ethyl]-, ethyl sulfate (1:1) | 624759 | 84971
2-Propenoic acid, 2-methyl-, eicosyl ester, telomer with hexadecyl 2-methyl-2-propenoate, 3-mercaptopropanoic acid, octadecyl 2-methyl-2-propenoate and 2-propenoic acid | 624726 | 84972
Pyrylium, 2,6-bis(1,1-dimethylethyl)-, 1,1,1-trifluoromethanesulfonate (1:1) | 624718 | 84973
Pyridinium, 3-(aminocarbonyl)-1-[3-[[5-hydroxy-6-[2-[4-[[3-(1-methyl-1H-imidazolium-3-yl)-1-oxopropyl]amino]phenyl]diazenyl]-7-sulfo-2-naphthalenyl]amino]-3-oxopropyl]-, inner salt, acetate (1:1) | 624700 | 84974
Borate(1-), butyltriphenyl-, magnesium chloride (1:1:1), (T-4)- | 624692 | 84975
2,5-Furandione, polymer with 2,2-dimethyl-1,3-propanediol, 5-isocyanato-1-(isocyanatomethyl)-1,3,3-trimethylcyclohexane and 4,4'-(1-methylethylidene)bis[cyclohexanol], dodecanoate | 624601 | 84976
Cobaltate(1-), bis[2-[2-[2-(hydroxy-.kappa.O)-5-[(phenylamino)sulfonyl]phenyl]diazenyl-.kappa.N1]-3-(oxo-.kappa.O)-N-phenylbutanamidato(2-)]-, ammonium (1:1) | 624593 | 84977
3-Buten-2-ol, 4-[3a,4,5,6,7,7a-hexahydro-4,7-methano-1H-inden-5(or 6)-yl]-3-methyl- | 624510 | 84978
Butanoyl chloride, 2-(hexadecylsulfonyl)-3-methyl- | 624502 | 84979
.alpha.-D-Glucopyranoside, methyl, polymer with 1,4-benzenedicarboxylic acid, butanedioic acid, 1,4-cyclohexanedimethanol, 1,2-ethanediol, 2,2'-[1,2-ethanediylbis(oxy)]bis[ethanol], hexanedioic acid, .alpha.-hydro-.omega.-hydroxypoly[oxy(methyl-1,2-ethanediyl)], [(1-methyl-1,2-ethanediyl)bis(oxy)]bis[propanol], 2,2'-oxybis[ethanol], oxybis[propanol] and pentanedioic acid | 624494 | 84980
Ferrate(1-), bis[4-[2-[5-chloro-2-(hydroxy-.kappa.O)phenyl]diazenyl-.kappa.N1]-3-(hydroxy-.kappa.O)-N-phenyl-2-naphthalenecarboxamidato(2-)]-, sodium (1:1) | 624460 | 84981
1,2,4,5-Benzenetetracarboxylic acid, 1,4-dimethyl ester, polymer with 1,5-dimethyl dihydrogen 1,2,4,5-benzenetetracarboxylate and 4,4'-[[2,2,2-trifluoro-1-(trifluoromethyl)ethylidene]bis(4,1-phenyleneoxy)]bis[benzenamine] | 624452 | 84982
2,5-Furandione, polymer with 1,2-ethanediol, 2,2'-oxybis[ethanol], 1,2-propanediol and 3a,4,7,7a-tetrahydro-4,7-methano-1H-indene | 624445 | 84983
Xanthylium, 3,6-bis(diethylamino)-9-[2-(ethoxycarbonyl)phenyl]-, molybdatesilicate | 624437 | 84984
Benzenesulfonic acid, 2-[(1,3-dioxobutyl)amino]-5-methyl-, sodium salt (1:1) | 624429 | 84985
2-Butenedioic acid (2E)-, 1-[2-(2-hydroxyethoxy)ethyl] 4-(2-hydroxypropyl) ester | 624411 | 84986
.alpha.-D-Glucopyranoside, methyl, polymer with 1,4-benzenedicarboxylic acid, butanedioic acid, 1,4-cyclohexanedimethanol, 1,2-ethanediol, 2,2'-[1,2-ethanediylbis(oxy)]bis[ethanol], hexanedioic acid, .alpha.-hydro-.omega.-hydroxypoly[oxy(methyl-1,2-ethanediyl)], [(1-methyl-1,2-ethanediyl)bis(oxy)]bis[propanol], oxirane, 2,2'-oxybis[ethanol], oxybis[propanol] and pentanedioic acid | 624403 | 84987
.alpha.-D-Glucopyranoside, methyl, polymer with butanedioic acid, 1,4-cyclohexanedimethanol, 1,4-dimethyl 1,4-benzenedicarboxylate, 1,2-ethanediol, 2,2'-[1,2-ethanediylbis(oxy)]bis[ethanol], hexanedioic acid, .alpha.-hydro-.omega.-hydroxypoly[oxy(methyl-1,2-ethanediyl)], [(1-methyl-1,2-ethanediyl)bis(oxy)]bis[propanol], 2,2'-oxybis[ethanol], oxybis[propanol] and pentanedioic acid | 624395 | 84988
.alpha.-D-Glucopyranoside, methyl, polymer with butanedioic acid, 1,4-cyclohexanedimethanol, 1,4-dimethyl 1,4-benzenedicarboxylate, 1,2-ethanediol, 2,2'-[1,2-ethanediylbis(oxy)]bis[ethanol], hexanedioic acid, .alpha.-hydro-.omega.-hydroxypoly[oxy(methyl-1,2-ethanediyl)], [(1-methyl-1,2-ethanediyl)bis(oxy)]bis[propanol], oxirane, 2,2'-oxybis[ethanol], oxybis[propanol] and pentanedioic acid | 624387 | 84989
1,3-Benzenedicarboxylic acid, polymer with 1-amino-2-propanol and 1,4-cyclohexanedimethanol | 624379 | 84990
1,3,5-Triazine-2,4-diamine, 6-chloro-N-ethyl- | 775775 | 84991
Benzene, 1-chloro-2-[2,2-dichloro-1-(4-chlorophenyl)ethyl]- | 775643 | 84992
Nitric acid, pentyl ester | 775767 | 84993
1,4-Benzenedicarboxylic acid, 2,3,5,6-tetrachloro-, monomethyl ester | 775759 | 84994
Phosphonothioic dichloride, methyl- | 775742 | 84995
Methane, dichloroiodo- | 775734 | 84996
Bicyclo[4.1.0]hept-3-ene, 3,7,7-trimethyl-, (1S,6R)- | 775718 | 84997
Cycloheptane | 775700 | 84998
2H-1-Benzopyran-3,5,7-triol, 2-(3,4-dihydroxyphenyl)-3,4-dihydro-, (2R,3S)- | 775692 | 84999
Benzene, 1,2,4-trichloro-5-[(4-chlorophenyl)sulfonyl]- | 775684 | 85000
Butane, 1,1'-[1,2-ethanediylbis(oxy)]bis- | 775676 | 85001
1,4-Benzenediamine, N,N'-dimethyl- | 775668 | 85002
1-Propanol, 3,3'-oxybis-, dibenzoate | 775650 | 85003
1,3-Propanediol, 2-ethyl-2-(hydroxymethyl)-, polymer with 1,1'-methylenebis[isocyanatobenzene] | 618116 | 85004
.alpha.-D-Glucopyranoside, methyl, polymer with 1,4-benzenedicarboxylic acid, 1,2-ethanediol, 1,3-isobenzofurandione, [(1-methyl-1,2-ethanediyl)bis(oxy)]bis[propanol], 2,2'-oxybis[ethanol] and oxybis[propanol] | 618108 | 85005
2-Propenoic acid, 2-methyl-, 1,1'-(1-methyl-1,3-propanediyl) ester, polymer with butyl 2-propenoate, 2-carboxyethyl 2-propenoate and 2-propenenitrile | 618090 | 85006
2-Propenoic acid, 2-methyl-, polymer with 1,3-butadiene and ethenylbenzene, compd. with 2,2',2''-nitrilotris[ethanol] | 618082 | 85007
2-Propenoic acid, telomer with 2-propanol, sodium salt | 618074 | 85008
1,7-Naphthalenedisulfonic acid, 4-[(4,6-dichloro-1,3,5-triazin-2-yl)amino]-5-hydroxy-6-[2-[4-[[2-(sulfooxy)ethyl]sulfonyl]phenyl]diazenyl]-, sodium salt (1:3) | 618066 | 85009
1-Propanaminium, 3-(4-benzoylphenoxy)-2-hydroxy-N,N,N-trimethyl-, chloride (1:1) | 618058 | 85010
1H-Imidazole-1-carboximidic acid, 1,1'-[methylenebis(2,6-dimethyl-4,1-phenylene)] ester | 618041 | 85011
Butanoic acid, 2-(hexadecylthio)-3-methyl- | 618033 | 85012
Cyclopropanecarboxylic acid, 1-[[(2,4-dichlorophenyl)amino]carbonyl]- | 618017 | 85013
1,3-Isobenzofurandione, polymer with 4,4'-(1-methylethylidene)bis[cyclohexanol], 4,4'-(1-methylethylidene)bis[phenol], 2-methyloxirane and 2,2'-oxybis[ethanol] | 617928 | 85014
Hexanedioic acid, 1,6-dimethyl ester, polymer with 1,5-dimethyl pentanedioate, 2,5-furandione, 1,3-isobenzofurandione and 2,2'-oxybis[ethanol] | 617910 | 85015
1,3-Benzenedicarboxylic acid, polymer with 1,3-dihydro-1,3-dioxo-5-isobenzofurancarboxylic acid, 1,2-ethanediol, 2,5-furandione and 1,2-propanediol | 617902 | 85016
1H-Benzimidazole-1-propanol, 5,6-dichloro-2-methyl- | 617894 | 85017
2,7-Naphthalenedisulfonic acid, 5-(acetylamino)-4-hydroxy-3-[2-[5-sulfo-2-(tetradecyloxy)phenyl]diazenyl]-, sodium salt (1:3) | 617886 | 85018
1-Propanaminium, 3-(decyloxy)-N,N,N-trimethyl-, chloride (1:1) | 617878 | 85019
1-Propanamine, 3-(tetradecyloxy)-, acetate (1:1) | 617860 | 85020
Quinolinesulfonic acid, 2-(2,3-dihydro-1,3-dioxo-1H-inden-2-yl)-, sodium salt (1:1) | 617845 | 85021
Hexanedioic acid, polymer with N1-(2-aminoethyl)-1,2-ethanediamine, aziridine, 2-(chloromethyl)oxirane and formic acid | 617837 | 85022
Oxirane, 2-methyl-, polymer with oxirane, ether with 1,2,3-propanetriol (3:1), polymer with 1,1'-methylenebis[isocyanatobenzene] | 617829 | 85023
1,8-Naphthalenedicarboxylic acid, 4-sulfo-, potassium sodium salt (1:1:2) | 617811 | 85024
1,3-Benzenedicarboxylic acid, polymer with 1,4-dimethyl 1,4-benzenedicarboxylate, 2,2-dimethyl-1,3-propanediol, 1,2-ethanediol, 2-ethyl-2-(hydroxymethyl)-1,3-propanediol and nonanedioic acid | 617803 | 85025
Benzenesulfonic acid, 4,4'-iminobis- | 617779 | 85026
1,4-Cyclohexanedicarboxylic acid, 2,5-dioxo-, 1,4-dimethyl ester, ion(2-), sodium (1:2) | 617761 | 85027
Hexanedioic acid, polymer with 2-(chloromethyl)oxirane, N1-(1,3-dimethylbutylidene)-N2-[2-[(1,3-dimethylbutylidene)amino]ethyl]-1,2-ethanediamine, 2,2-dimethyl-1,3-propanediol, 2-(methylamino)ethanol and 4,4'-(1-methylethylidene)bis[phenol], 2-hydroxypropanoate (salt) | 617738 | 85028
Sulfuric acid, monoethyl ester, compd. with N,N'-[(ethylimino)di-2,1-ethanediyl]bis[octadecanamide] (1:1) | 617720 | 85029
Octane, 2-(or 6)-ethoxy-2,6-dimethyl- | 617712 | 85030
1-Octene, 7-ethoxy-3,7-dimethyl- | 617704 | 85031
2-Propenoic acid, 2-methyl-, polymer with 2-(chloromethyl)oxirane, 2,5-furandione, 4,4'-(1-methylethylidene)bis[phenol] and .alpha.-(2-oxiranylmethyl)-.omega.-(2-oxiranylmethoxy)poly[oxy(methyl-1,2-ethanediyl)] | 638551 | 85032
Benzenesulfonic acid, ethenyl-, homopolymer, compd. with 2,3-dihydrothieno[3,4-b]-1,4-dioxin homopolymer | 638544 | 85033
Propanoic acid, 3-hydroxy-2-(hydroxymethyl)-2-methyl-, polymer with 5-amino-1,3,3-trimethylcyclohexanemethanamine, 1,3-diisocyanatomethylbenzene and .alpha.-hydro-.omega.-hydroxypoly[oxy(methyl-1,2-ethanediyl)], compd. with N,N-diethylethanamine | 638528 | 85034
Poly(oxy-1,2-ethanediyl), .alpha.-(2-ethylhexyl)-.omega.-(sulfopropoxy)-, potassium salt (1:1) | 638478 | 85035
Ethanol, 2,2'-oxybis-, zirconium(4+) salt (4:1) | 638460 | 85036
1,3-Benzenedisulfonic acid, 4,4'-[(6-chloro-1,3,5-triazine-2,4-diyl)bis[imino[3-[[[[2-[[2-(acetyloxy)ethyl]sulfonyl]ethyl]amino]carbonyl]amino]-4,1-phenylene]-2,1-diazenediyl]]bis-, potassium sodium salt (1:?:?) | 638452 | 85037
2,4,8,10-Tetraoxa-3,9-diphosphaspiro[5.5]undecane, 3,9-bis[2,4-bis(1-methyl-1-phenylethyl)phenoxy]- | 638445 | 85038
Decanedioic acid, polymer with 1,3-benzenedimethanamine, 1,6-hexanediamine and hexanedioic acid | 638437 | 85039
1,4-Butanediol, polymer with 1,2-ethanediamine, 2-ethyl-2-(hydroxymethyl)-1,3-propanediol, .alpha.-hydro-.omega.-hydroxypoly(oxy-1,4-butanediyl), .alpha.-hydro-.omega.-hydroxypoly(oxy-1,2-ethanediyl), 1,1'-methylenebis[4-isocyanatocyclohexane], 2-methyloxirane and oxirane | 638429 | 85040
Hexanedioic acid, polymer with 1,4-butanediol, 1,6-diisocyanatohexane, 2-ethyl-2-(hydroxymethyl)-1,3-propanediol, 3-hydroxy-2-(hydroxymethyl)-2-methylpropanoic acid and 1,1'-[(1-methylethylidene)bis(4,1-phenyleneoxy)]bis[2-propanol], compd. with N,N-diethylethanamine | 638411 | 85041
2-Naphthalenesulfonic acid, 6-amino-5-[2-[2-[(cyclohexylethylamino)sulfonyl]phenyl]diazenyl]-4-hydroxy-, sodium salt (1:1) | 638403 | 85042
1,3-Propanediol, 2-ethyl-2-(hydroxymethyl)-, polymer with 2-(diethylamino)ethanol, 1,3-diisocyanatomethylbenzene, 1,2-ethanediamine and 2-methyloxirane, acetate (salt) | 638361 | 85043
2-Propenoic acid, 2-methyl-, dodecyl ester, polymer with hexadecyl 2-methyl-2-propenoate, octadecyl 2-methyl-2-propenoate, 1,2-propanediol mono(2-methyl-2-propenoate) and tetradecyl 2-methyl-2-propenoate | 638353 | 85044
4,8,12,17,21,25-Hexaazaoctacosane-1,28-diamine, 4,25-bis(3-aminopropyl)-12,17-[3-[bis[3-[bis(3-aminopropyl)amino]propyl]amino]propyl]-8,21-bis[3-[bis(3-aminopropyl)amino]propyl]- | 638221 | 85045
4,8,13,17-Tetraazaeicosane-1,20-diamine, 4,17-bis(3-aminopropyl)-8,13-bis[3-[bis(3-aminopropyl)amino]propyl]- | 638213 | 85046
Carbamic acid, N-[3-[[[2,2-bis[(2-propen-1-yloxy)methyl]butoxy]carbonyl]amino]methylphenyl]-, 2-propen-1-yl ester | 638205 | 85047
2-Propenoic acid, telomer with sodium 4-ethenylbenzenesulfonate (1:1), sodium 2-methyl-2-[(1-oxo-2-propen-1-yl)amino]-1-propanesulfonate (1:1) and sodium sulfite (1:1), potassium salt | 638155 | 85048
2-Propenoic acid, telomer with sodium 4-ethenylbenzenesulfonate (1:1), sodium 2-methyl-2-[(1-oxo-2-propen-1-yl)amino]-1-propanesulfonate (1:1) and sodium sulfite (1:1), ammonium salt | 638148 | 85049
4,11-Triphenodioxazinedisulfonic acid, 6,13-dichloro-3,10-bis[[2-[[4-[(2,5-disulfophenyl)amino]-6-[[3-[[2-(sulfooxy)ethyl]sulfonyl]phenyl]amino]-1,3,5-triazin-2-yl]amino]ethyl]amino]-, potassium sodium salt (1:?:?) | 638130 | 85050
Hexanedioic acid, polymer with 1,4-butanediol, 1,6-hexanediol, 1,1'-methylenebis[isocyanatobenzene] and oxybis[propanol] | 638122 | 85051
2-Oxepanone, polymer with .alpha.-hydro-.omega.-hydroxypoly[oxy(methyl-1,2-ethanediyl)], 1,1'-methylenebis[4-isocyanatobenzene] and 2,2'-oxybis[ethanol] | 638114 | 85052
Poly[oxy(methyl-1,2-ethanediyl)], .alpha.-hydro-.omega.-hydroxy-, ether with 2-ethyl-2-(hydroxymethyl)-1,3-propanediol (3:1), polymer with .alpha.-hydro-.omega.-hydroxypoly[oxy(methyl-1,2-ethanediyl)] and 1,1'-methylenebis[isocyanatobenzene] | 638106 | 85053
1,3-Benzenedicarboxylic acid, polymer with 1,3-diisocyanatomethylbenzene, hexanedioic acid, 1,6-hexanediol and 1,1'-methylenebis[isocyanatobenzene] | 638098 | 85054
Isocyanic acid, polymethylenepolyphenylene ester, polymer with 1,3-diisocyanatomethylbenzene, 1,1'-methylenebis[isocyanatobenzene], oxirane and tetrahydrofuran | 638080 | 85055
2-Oxepanone, polymer with 1,1'-methylenebis[isocyanatobenzene] and oxybis[propanol] | 638072 | 85056
2-Propenoic acid, polymer with N-(1,1-dimethylethyl)-2-propenamide, ammonium salt | 638064 | 85057
2-Propenoic acid, polymer with N-(1,1-dimethylethyl)-2-propenamide, potassium salt | 638056 | 85058
2-Propenoic acid, polymer with N-(1,1-dimethylethyl)-2-propenamide, sodium salt | 638049 | 85059
Butanedioic acid, 2-(dodecen-1-yl)-, mono(2-methylpropyl) ester | 631226 | 85060
1,3-Benzenedicarboxylic acid, polymer with 1,4-benzenedicarboxylic acid, 1,3-dihydro-1,3-dioxo-5-isobenzofurancarboxylic acid, 2,2-dimethyl-1,3-propanediol, 1,2-ethanediol, 2-ethyl-2-(hydroxymethyl)-1,3-propanediol and hexanedioic acid | 631218 | 85061
Boric acid (H3BO3), compd. with .alpha.,.alpha.'-[(hexylimino)di-2,1-ethanediyl]bis[.omega.-hydroxypoly(oxy-1,2-ethanediyl)] (1:?) | 631150 | 85062
2-Propenoic acid, telomer with 2-propanol, ammonium salt | 631143 | 85063
Neodecanoic acid, ethenyl ester, polymer with ethenyl acetate and ethyl 2-propenoate | 631077 | 85064
1,3-Benzenedicarboxylic acid, polymer with 1,3-dihydro-1,3-dioxo-5-isobenzofurancarboxylic acid, 2-ethyl-2-(hydroxymethyl)-1,3-propanediol, 4,4'-(1-methylethylidene)bis[cyclohexanol] and (9Z,12Z)-9,12-octadecadienoic acid | 631051 | 85065
1,4-Benzenedicarboxylic acid, 1,4-dimethyl ester, polymer with 1,9-bis(2-hydroxyethyl) nonanedioate, 1,2-ethanediol and 2,2'-oxybis[ethanol] | 630962 | 85066
2-Naphthalenesulfonic acid, 7-[[4-fluoro-6-[(2-sulfoethyl)amino]-1,3,5-triazin-2-yl]amino]-4-hydroxy-3-[2-[2-sulfo-4-[2-(4-sulfophenyl)diazenyl]phenyl]diazenyl]-, lithium potassium sodium salt (1:?:?:?) | 630954 | 85067
Octadecadienoic acid, polymer with ethenylbenzene, methyl 2-methyl-2-propenoate and 2-propenoic acid | 630814 | 85068
Oxirane, 2-methyl-2-[[4-[[4-(phenylmethoxy)phenyl]sulfonyl]phenoxy]methyl]- | 630806 | 85069
2,5-Furandione, polymer with 1,5-pentanediol, 2-(2-butoxyethoxy)ethyl ester | 630798 | 85070
1,3-Benzenedicarboxylic acid, polymer with 2,2-dimethyl-1,3-propanediol and 1,3-isobenzofurandione, nonanoate | 630780 | 85071
1,3-Benzenedicarboxylic acid, polymer with 1,4-dimethyl 1,4-benzenedicarboxylate, 1,2-ethanediol, 2,5-furandione and 1,2-propanediol | 630772 | 85072
1,4-Benzenedicarboxylic acid, 1,4-dimethyl ester, polymer with 1,2-ethanediol, 2,5-furandione, [(1-methyl-1,2-ethanediyl)bis(oxy)]bis[propanol], 2,2'-oxybis[ethanol] and oxybis[propanol] | 630764 | 85073
1,4-Benzenedicarboxylic acid, polymer with 1,2-ethanediol, 2,5-furandione, [(1-methyl-1,2-ethanediyl)bis(oxy)]bis[propanol], 2,2'-oxybis[ethanol] and oxybis[propanol] | 630756 | 85074
1,3-Benzenedicarboxylic acid, polymer with 1,4-benzenedicarboxylic acid, (2E)-2-butenedioic acid, 2,2-dimethyl-1,3-propanediol, 2-ethyl-2-(hydroxymethyl)-1,3-propanediol, hexanedioic acid and 1,3-isobenzofurandione, benzoate | 624205 | 85075
9,12-Octadecadienoic acid (9Z,12Z)-, polymer with 10-hydroxyoctadecanoic acid, (9Z,12R)-12-hydroxy-9-octadecenoic acid and (9Z)-9-octadecenoic acid, hexadecanoate octadecanoate | 624189 | 85076
2-Propenoic acid, 2-methyl-, methyl ester, polymer with ethyl 2-propenoate, methyl 2-propenoate and 2-propenoic acid, ammonium salt | 624072 | 85077
Phenol, 4,4'-(1-methylethylidene)bis-, polymer with 1,3-diisocyanatomethylbenzene, .alpha.-hydro-.omega.-hydroxypoly[oxy(methyl-1,2-ethanediyl)], 2,2'-[(1-methylethylidene)bis(4,1-phenyleneoxymethylene)]bis[oxirane], .alpha.,.alpha.',.alpha.''-1,2,3-propanetriyltris[.omega.-hydroxypoly[oxy(methyl-1,2-ethanediyl)]], 2-propen-1-ol and 2,2'-thiobis[ethanethiol] | 624064 | 85078
1,4-Benzenedicarboxylic acid, polymer with 1,3-dihydro-1,3-dioxo-5-isobenzofurancarboxylic acid, dimethylphenol, 1,2-ethanediol, formaldehyde, 4,4'-methylenebis[benzenamine], 3-methylphenol, 4-methylphenol and 1,3,5-triazine-2,4,6(1H,3H,5H)-trione | 624056 | 85079
9-Octadecenoic acid, 12-(2-oxiranylmethoxy)-, 1,2,3-propanetriyl ester, polymer with 2-(chloromethyl)oxirane, 1,3-diisocyanatomethylbenzene and 4,4'-(1-methylethylidene)bis[phenol] | 624049 | 85080
1,4-Cyclohexanedimethanol, polymer with 1,1'-methylenebis[4-isocyanatobenzene] | 624031 | 85081
2-Propenoic acid, 2-methyl-, polymer with butyl 2-propenoate, (1-methylethenyl)benzene and methyl 2-methyl-2-propenoate, sodium salt | 624023 | 85082
.alpha.-D-Glucopyranoside, methyl, polymer with 1,4-benzenedicarboxylic acid, butanedioic acid, 1,4-cyclohexanedimethanol, 1,2-ethanediol, 2,2'-[1,2-ethanediylbis(oxy)]bis[ethanol], oxirane, 2,2'-oxybis[ethanol], oxybis[propanol] and pentanedioic acid | 624015 | 85083
.alpha.-D-Glucopyranoside, methyl, polymer with 1,4-benzenedicarboxylic acid, butanedioic acid, 1,4-cyclohexanedimethanol, 1,2-ethanediol, 2,2'-[1,2-ethanediylbis(oxy)]bis[ethanol], hexanedioic acid, [(1-methyl-1,2-ethanediyl)bis(oxy)]bis[propanol], 2,2'-oxybis[ethanol], oxybis[propanol] and pentanedioic acid | 624007 | 85084
.alpha.-D-Glucopyranoside, methyl, polymer with butanedioic acid, 1,4-cyclohexanedimethanol, 1,4-dimethyl 1,4-benzenedicarboxylate, 1,2-ethanediol, 2,2'-[1,2-ethanediylbis(oxy)]bis[ethanol], oxirane, 2,2'-oxybis[ethanol], oxybis[propanol] and pentanedioic acid | 623991 | 85085
.alpha.-D-Glucopyranoside, methyl, polymer with butanedioic acid, 1,4-cyclohexanedimethanol, 1,4-dimethyl 1,4-benzenedicarboxylate, 1,2-ethanediol, 2,2'-[1,2-ethanediylbis(oxy)]bis[ethanol], hexanedioic acid, [(1-methyl-1,2-ethanediyl)bis(oxy)]bis[propanol], 2,2'-oxybis[ethanol], oxybis[propanol] and pentanedioic acid | 623983 | 85086
Lithium, [.mu.-[1,3-phenylenebis[3-methyl-1-(methylphenyl)pentylidene]]]di- | 623967 | 85087
2-Naphthalenecarboxylic acid, 3-hydroxy-4-[2-(4-methoxy-2-sulfophenyl)diazenyl]-, calcium salt (1:1) | 623942 | 85088
Butanoic acid, 2-(hexadecylsulfonyl)-3-methyl- | 623934 | 85089
2,5-Furandione, polymer with 2,2'-oxybis[ethanol] and 1,2-propanediol, 2,2-bis[(2-propen-1-yloxy)methyl]butyl 2-(2-butoxyethoxy)ethyl ester | 623918 | 85090
Carbonic dichloride, polymer with 4,4'-(1-methylethylidene)bis[phenol], bis[4-(1-methyl-1-phenylethyl)phenyl] ester | 623900 | 85091
2-Propenoic acid, telomer with methyl 2-propenoate and sodium sulfite (1:1) | 623785 | 85092
Hexanamide, 2-[2,4-bis(1,1-dimethylpropyl)phenoxy]-N-[4-[[[(4-cyanophenyl)amino]carbonyl]amino]-6-[[4-[ethyl(2-hydroxyethyl)amino]-2-methylphenyl]imino]-3-oxo-1,4-cyclohexadien-1-yl]- | 623777 | 85093
Naphthalenesulfonic acid, bis(1-methylpropyl)-, sodium salt (1:1) | 617696 | 85094
1,3-Benzenedicarboxylic acid, polymer with 2,5-furandione, .alpha.-hydro-.omega.-hydroxypoly(oxy-1,2-ethanediyl) and 2,2'-oxybis[ethanol] | 617688 | 85095
Propanoic acid, 3-hydroxy-2,2-dimethyl-, 3-(3-hydroxy-2,2-dimethylpropoxy)-2,2-dimethylpropyl ester | 617662 | 85096
Amylopectin, tetrahydrogen triphosphate, 2-hydroxy-3-(trimethylammonio)propyl ether, chloride, sodium salt | 617654 | 85097
1H-1,2,4-Triazolium, 3,3'(or 5,5')-[1,2-ethanediylbis[(ethylimino)-4,1-phenyleneazo]]bis[1,4-dimethyl-, (T-4)-tetrakis(thiocyanato-.kappa.N)zincate(2-) (1:1) | 617639 | 85098
1H-1,2,4-Triazolium, 3(or 5)-[2-[4-[ethyl[2-(trimethylammonio)ethyl]amino]phenyl]diazenyl]-1,4-dimethyl-, (T-4)-tetrakis(thiocyanato-.kappa.N)zincate(2-) (1:1) | 617571 | 85099
Zirconium, dichloro[1,2-ethanediylbis[(1,2,3,3a,7a-.eta.)-1H-inden-1-ylidene]]- | 617563 | 85100
Benzoic acid, 4-chloro-, 2-benzoyl-2-(1,1-dimethylethyl)hydrazide | 617555 | 85101
3-Pyridinecarboxamide, 2-[[[[(4,6-dimethoxy-2-pyrimidinyl)amino]carbonyl]amino]sulfonyl]-N,N-dimethyl- | 617548 | 85102
[1,1'-Biphenyl]-4,4'-diamine, 3,3'-dimethoxy-, monohydrochloride | 617530 | 85103
Phosphine, 1,1'-[[1,1'-biphenyl]-2,2'-diylbis(methylene)]bis[1,1-diphenyl- | 617522 | 85104
Cuprate(3-), [3-[2-[2-(hydroxy-.kappa.O)-4-hydroxy-3-[2-[2-(hydroxy-.kappa.O)-5-[[2-(sulfooxy)ethyl]sulfonyl]phenyl]diazenyl-.kappa.N1]phenyl]diazenyl]-1,5-naphthalenedisulfonato(5-)]-, sodium (1:3) | 617514 | 85105
Cuprate(4-), [5-(acetylamino)-4-hydroxy-3-[2-[5-(hydroxy-.kappa.O)-6-[2-[2-(hydroxy-.kappa.O)-5-[[2-(sulfooxy)ethyl]sulfonyl]phenyl]diazenyl-.kappa.N1]-7-sulfo-2-naphthalenyl]diazenyl]-2,7-naphthalenedisulfonato(6-)]-, sodium (1:4) | 617506 | 85106
1,6-Hexanediaminium, N1,N1,N6,N6-tetrabutyl-N1,N6-diethyl-, hydroxide (1:2) | 617498 | 85107
Phenol, 4,4',4''-(1-methyl-1-propanyl-3-ylidene)tris[2-cyclohexyl-5-methyl- | 617456 | 85108
1,4-Benzenedicarboxylic acid, polymer with 1,2-ethanediol, formaldehyde, methylphenol, phenol and 1,2,3-propanetriol | 617431 | 85109
Dodecanoic acid, ethenyl ester, polymer with ethenol, ethenyl acetate and ethenyl tert-decanoate | 617423 | 85110
1,4-Benzenedicarboxylic acid, 1,4-dimethyl ester, polymer with 1,6-dimethyl hexanedioate, 1,5-dimethyl pentanedioate, 2,2-dimethyl-1,3-propanediol and 1,2-ethanediol, isodecyl ester | 617407 | 85111
Poly(oxy-1,2-ethanediyl), .alpha.-(2-ethylhexyl)-.omega.-hydroxy-, phosphate, sodium salt | 617399 | 85112
Benzoic acid, 2-[[3-(4-methoxyphenyl)-2-methylpropylidene]amino]-, methyl ester | 617381 | 85113
Ferrate(1-), [[N,N'-1,3-propanediylbis[N-[(carboxy-.kappa.O)methyl]glycinato-.kappa.N,.kappa.O]](4-)]-, ammonium (1:1), (OC-6-21)- | 617365 | 85114
Morpholine, 4-[2-[1-methyl-2-(4-morpholinyl)ethoxy]ethyl]- | 617357 | 85115
Propane, 1,1-dichloro-1,2,3,3,3-pentafluoro- | 617332 | 85116
Silane, dimethoxy(1-methylethyl)(2-methylpropyl)- | 617316 | 85117
Naphthalenesulfonic acid, (1-methylpropyl)-, sodium salt (1:1) | 617241 | 85118
2-Propenoic acid, 2-methyl-, polymer with 1-ethenyl-2-pyrrolidinone and ethyl 2-methyl-2-propenoate, compd. with 2-(dimethylamino)ethanol | 617233 | 85119
1,4-Butanediol, polymer with 1,1'-methylenebis[4-isocyanatocyclohexane], 2-methyloxirane and oxirane | 617225 | 85120
1,3-Benzenediamine, 2(or 4)-methyl-4,6(or 2,6)-bis(methylthio)-, polymer with .alpha.-[[[3-isocyanato-4(or 6)-methylphenyl]amino]carbonyl]-.omega.-[[[[3-isocyanato-4(or 6)-methylphenyl]amino]carbonyl]oxy]poly(oxy-1,4-butanediyl) | 617217 | 85121
Cuprate(2-), [4-(hydroxy-.kappa.O)-3-[2-[2-(hydroxy-.kappa.O)-4-[[2-(sulfooxy)ethyl]sulfonyl]phenyl]diazenyl-.kappa.N1]-1-naphthalenesulfonato(4-)]-, potassium (1:2) | 617209 | 85122
Hexanedioic acid, polymer with 1,4-butanediol, 2-butene-1,4-diol, 1,3-diisocyanatomethylbenzene, 1,2-ethanediamine, 2-methyloxirane and sodium sulfite (1:1) | 617191 | 85123
1,3-Benzenedisulfonic acid, 4-[2-[5-(aminocarbonyl)-1-ethyl-1,6-dihydro-2-hydroxy-4-methyl-6-oxo-3-pyridinyl]diazenyl]-6-[[4-chloro-6-[[4-[[2-(sulfooxy)ethyl]sulfonyl]phenyl]amino]-1,3,5-triazin-2-yl]amino]-, potassium salt (1:3) | 617175 | 85124
2,7-Naphthalenedisulfonic acid, 5-[[4-chloro-6-[[4-[[2-(sulfooxy)ethyl]sulfonyl]phenyl]amino]-1,3,5-triazin-2-yl]amino]-4-hydroxy-3-[2-[4-[[2-(sulfooxy)ethyl]sulfonyl]phenyl]diazenyl]-, potassium salt (1:4) | 617159 | 85125
2-Propenoic acid, 2-methyl-, polymer with N-(1,1-dimethylethyl)-2-propenamide and 2-propenoic acid, ammonium salt | 638031 | 85126
2-Propenoic acid, 2-methyl-, polymer with N-(1,1-dimethylethyl)-2-propenamide and 2-propenoic acid, potassium salt | 638023 | 85127
Cyclohexanamine, 4,4'-methylenebis[N-(1-methylpropyl)- | 638015 | 85128
Spiro[1,3-dioxolane-2,8'(5'H)-[2H-2,4a]methanonaphthalene], hexahydro-1',1',5',5'-tetramethyl- | 638007 | 85129
2-Propenoic acid, 2-methyl-, polymer with ethyl 2-propenoate and methyl 2-methyl-2-propenoate, compd. with 2,2',2''-nitrilotris[ethanol] | 637975 | 85130
Hexanedioic acid, polymer with 1,4-butanediol, 1,4-cyclohexanedimethanol, 1,2-ethanediol, 1,1'-methylenebis[isocyanatobenzene] and 2-oxepanone | 637876 | 85131
1,6-Hexanediol, polymer with .alpha.-hydro-.omega.-hydroxypoly(oxy-1,4-butanediyl) and 1,1'-methylenebis[isocyanatobenzene] | 637868 | 85132
Hexanedioic acid, polymer with 1,4-cyclohexanedimethanol, 2,2-dimethyl-1,3-propanediol, 1,6-hexanediol and 1,1'-methylenebis[isocyanatobenzene] | 637850 | 85133
Hexanedioic acid, polymer with 1,4-butanediol, 1,6-hexanediol, 1,1'-methylenebis[isocyanatobenzene] and 2-oxepanone | 637843 | 85134
Nonanedioic acid, polymer with 1,4-butanediol, 1,4-cyclohexanedimethanol, hexanedioic acid and 1,1'-methylenebis[isocyanatobenzene] | 637835 | 85135
2-Propanol, 1,1',1''-nitrilotris-, polymer with .alpha.-hydro-.omega.-hydroxypoly[oxy(methyl-1,2-ethanediyl)], 1,1'-methylenebis[isocyanatobenzene] and oxybis[propanol] | 637827 | 85136
1,2-Ethanediol, polymer with .alpha.-hydro-.omega.-hydroxypoly(oxy-1,4-butanediyl) and 1,1'-methylenebis[isocyanatobenzene] | 637819 | 85137
Hexanedioic acid, polymer with 1,4-butanediol, 1,3-diisocyanatomethylbenzene and 1,1'-methylenebis[isocyanatobenzene] | 637801 | 85138
2-Oxepanone, polymer with .alpha.-hydro-.omega.-hydroxypoly(oxy-1,2-ethanediyl) and 1,1'-methylenebis[isocyanatobenzene] | 637793 | 85139
Hexanedioic acid, polymer with 1,4-butanediol, 2,2-dimethyl-1,3-propanediol, 1,6-hexanediol and 1,1'-methylenebis[isocyanatobenzene] | 637785 | 85140
2-Butene-1,4-diol, 2,3-dibromo-, polymer with 1,3-diisocyanatomethylbenzene and .alpha.-hydro-.omega.-hydroxypoly[oxy(methyl-1,2-ethanediyl)] | 637777 | 85141
1,3-Benzenedicarboxylic acid, polymer with 1,4-cyclohexanedimethanol, hexanedioic acid, 1,1'-methylenebis[isocyanatobenzene] and 1,5-pentanediol | 637769 | 85142
1,3-Benzenedicarboxylic acid, polymer with 1,4-cyclohexanedimethanol, hexanedioic acid, 1,6-hexanediol and 1,1'-methylenebis[isocyanatobenzene] | 637751 | 85143
1,3-Propanediol, 2-ethyl-2-(hydroxymethyl)-, polymer with 1,3-diisocyanatomethylbenzene, .alpha.-hydro-.omega.-hydroxypoly[oxy(methyl-1,2-ethanediyl)] and 1,1'-methylenebis[isocyanatobenzene] | 637744 | 85144
2-Oxepanone, polymer with 2,2-dimethyl-1,3-propanediol and 1,1'-methylenebis[isocyanatobenzene] | 637736 | 85145
Hexanedioic acid, polymer with 1,4-butanediol, 1,1'-methylenebis[isocyanatobenzene], 2-oxepanone and 2,2'-oxybis[ethanol] | 637728 | 85146
Isocyanic acid, polymethylenepolyphenylene ester, polymer with .alpha.-hydro-.omega.-hydroxypoly[oxy(methyl-1,2-ethanediyl)] and 1,1'-methylenebis[isocyanatobenzene] | 637710 | 85147
1,2-Propanediol, polymer with 1,3-diisocyanatomethylbenzene and 1,1'-methylenebis[isocyanatobenzene] | 637702 | 85148
1,3-Butanediol, polymer with 2,4-diisocyanato-1-methylbenzene, 2-ethyl-2-(hydroxymethyl)-1,3-propanediol and .alpha.-hydro-.omega.-hydroxypoly[oxy(methyl-1,2-ethanediyl)] | 637694 | 85149
1,3-Propanediol, 2-ethyl-2-(hydroxymethyl)-, polymer with .alpha.-hydro-.omega.-hydroxypoly[oxy(methyl-1,2-ethanediyl)] and 1,1'-methylenebis[isocyanatobenzene] | 637686 | 85150
2-Oxepanone, polymer with 2-ethyl-2-(hydroxymethyl)-1,3-propanediol, 1,1'-methylenebis[isocyanatobenzene] and 2,2'-oxybis[ethanol] | 637678 | 85151
Cyclohexanecarboxylic acid, 2,2,6-trimethyl-, ethyl ester, (1R,6R)-rel- | 637561 | 85152
Nonanedioic acid, polymer with azacyclotridecan-2-one and 1,6-hexanediamine | 637553 | 85153
5-Isobenzofurancarboxylic acid, 1,3-dihydro-1,3-dioxo-, polymer with 1,4-cyclohexanedimethanol and 3a,4,7,7a-tetrahydro-1,3-isobenzofurandione | 637538 | 85154
Hexanedioic acid, polymer with 1,4-butanediol, 1,6-diisocyanatohexane, 1,6-hexanediol and 5-isocyanato-1-(isocyanatomethyl)-1,3,3-trimethylcyclohexane | 637520 | 85155
Acetamide, N-[2-nitro-4-(pentyloxy)phenyl]- | 637512 | 85156
Zirconium, [2,2-bis[(2-propen-1-yloxy-.kappa.O)methyl]-1-butanolato-.kappa.O]tris(2-methyl-2-propenoato-.kappa.O)-, (OC-6-22)- | 637504 | 85157
Benzenemethanaminium, N,N-dimethyl-N-[2-[(1-oxo-2-propen-1-yl)oxy]ethyl]-, chloride (1:1), polymer with N,N-dimethyl-N-2-propen-1-yl-2-propen-1-aminium chloride (1:1) | 637496 | 85158
2-Propenoic acid, methyl ester, polymer with ethenyl acetate and N-(hydroxymethyl)-2-propenamide | 630749 | 85159
Acetamide, N-(4-bromo-9,10-dihydro-9,10-dioxo-1-anthracenyl)-2-cyano-N-methyl- | 630731 | 85160
1,3-Isobenzofurandione, 5,5'-oxybis-, polymer with 1,3-benzenediamine, 1,4-benzenediamine, 1,3-isobenzofurandione and 4,4'-oxybis[benzenamine] | 630723 | 85161
2,7-Naphthalenedisulfonic acid, 4-[2-(5-chloro-4-methyl-2-sulfophenyl)diazenyl]-3-hydroxy-, calcium strontium salt (1:?:?) | 630715 | 85162
Nonanedioic acid, polymer with 1,4-cyclohexanedicarboxylic acid, 2-ethyl-2-(hydroxymethyl)-1,3-propanediol and 1,6-hexanediol | 630707 | 85163
9,12-Octadecadienoic acid (9Z,12Z)-, polymer with 2,2'-[(1-methylethylidene)bis(4,1-phenyleneoxymethylene)]bis[oxirane] and octadecadienoic acid | 630632 | 85164
Hexanedioic acid, polymer with 2,2-dimethyl-1,3-propanediol, 1,1'-methylenebis[isocyanatobenzene], 2-methyloxirane, 2-methyloxirane polymer with oxirane, ether with 1,2,3-propanetriol (3:1), oxybis[propanol] and 1,2-propanediol | 630624 | 85165
Hexanedioic acid, polymer with 2-[(2-aminoethyl)amino]ethanol, 1,3-bis(1-isocyanato-1-methylethyl)benzene, 2,2-dimethyl-1,3-propanediol, 1,6-hexanediol and 3-hydroxy-2-(hydroxymethyl)-2-methylpropanoic acid | 630616 | 85166
Hexanedioic acid, polymer with 2,2-dimethyl-1,3-propanediol, 1,1'-methylenebis[isocyanatobenzene], 2-methyloxirane and 1,2-propanediol | 630608 | 85167
1,3-Dioxolan-2-one, polymer with 1,4-butanediol, 2,2-dimethyl-1,3-propanediol, 1,6-hexanediol and 1,1'-methylenebis[4-isocyanatobenzene] | 630590 | 85168
Benzoic acid, 2-hydroxy-5-sulfo-, lithium salt (1:2) | 630582 | 85169
Hexanedioic acid, polymer with 1,3-bis(1-isocyanato-1-methylethyl)benzene, 2,2-dimethyl-1,3-propanediol, 1,6-hexanediol and 3-hydroxy-2-(hydroxymethyl)-2-methylpropanoic acid, compd. with N,N-diethylethanamine | 630574 | 85170
Ethanaminium, N-[4-[bis[4-(diethylamino)phenyl]methylene]-2,5-cyclohexadien-1-ylidene]-N-ethyl-, molybdatesilicate | 630566 | 85171
1,3-Benzenedicarboxylic acid, polymer with 1,4-benzenedicarboxylic acid, 1,3-dihydro-1,3-dioxo-5-isobenzofurancarboxylic acid, 1,2-ethanediol, 4,4'-methylenebis[benzenamine], 2,2'-oxybis[ethanol] and 1,3,5-tris(2-hydroxyethyl)-1,3,5-triazine-2,4,6(1H,3H,5H)-trione | 630558 | 85172
Hexanedioic acid, polymer with 1,4-butanediol, 2,2-dimethyl-1,3-propanediol, 1,2-ethanediamine, 1,6-hexanediol, 3-hydroxy-2-(hydroxymethyl)-2-methylpropanoic acid, 5-isocyanato-1-(isocyanatomethyl)-1,3,3-trimethylcyclohexane and oxirane | 630541 | 85173
1,3-Benzenedicarboxylic acid, polymer with 1,3-dihydro-1,3-dioxo-5-isobenzofurancarboxylic acid, 2-ethyl-2-(hydroxymethyl)-1,3-propanediol, hexanedioic acid and 2,2'-oxybis[ethanol], compd. with 2-(dimethylamino)ethanol | 630533 | 85174
Hexanedioic acid, polymer with 1,3-dihydro-1,3-dioxo-5-isobenzofurancarboxylic acid, 1,2-ethanediol and 2,2'-oxybis[ethanol] | 630525 | 85175
Poly(oxy-1,2-ethanediyl), .alpha.-hydro-.omega.-hydroxy-, ether with methyl .beta.-D-glucopyranoside (4:1), benzoate | 630517 | 85176
2-Propenoic acid, 2-methyl-, methyl ester, polymer with potassium 2-methyl-2-propenoate (1:1) and 2-sulfoethyl 2-methyl-2-propenoate sodium salt (1:1) | 630509 | 85177
1,3-Benzenedicarboxylic acid, polymer with 5-amino-1,3,3-trimethylcyclohexanemethanamine, 1,4-butanediol, hexanedioic acid, 1,6-hexanediol and 1,1'-methylenebis[4-isocyanatocyclohexane] | 630491 | 85178
2,5-Furandione, polymer with 1,2-ethanediol, 4,4'-(1-methylethylidene)bis[phenol] and 2-methyloxirane | 630483 | 85179
Hexanedioic acid, polymer with 1,3-diisocyanatomethylbenzene, 1,6-hexanediol and 1,2-propanediol | 630475 | 85180
Cuprate(4-), [8-(hydroxy-.kappa.O)-7-[2-[2-(hydroxy-.kappa.O)-5-hydroxy-7-sulfo-6-[2-[4-[(2,5,6-trichloro-4-pyrimidinyl)amino]phenyl]diazenyl]-1-naphthalenyl]diazenyl-.kappa.N1]-1,3,5-naphthalenetrisulfonato(6-)]-, sodium (1:4) | 630418 | 85181
1,3-Benzenedicarboxylic acid, polymer with 2,2-dimethyl-1,3-propanediol, 1,2-ethanediol, 3-hydroxy-2-(hydroxymethyl)-2-methylpropanoic acid, 1,1'-methylenebis[4-isocyanatobenzene] and 2-oxepanone | 630400 | 85182
4-Aza-1-azoniabicyclo[2.2.2]octane, 1-(chloromethyl)-, tetrafluoroborate(1-) (1:1) | 630368 | 85183
1,4-Diazoniabicyclo[2.2.2]octane, 1-(chloromethyl)-4-fluoro-, tetrafluoroborate(1-) (1:2) | 630350 | 85184
1,3-Benzenedicarboxylic acid, polymer with 1,4-benzenedicarboxylic acid, 1,3-dihydro-1,3-dioxo-5-isobenzofurancarboxylic acid, 2,2-dimethyl-1,3-propanediol and 2,2'-oxybis[ethanol], sodium salt | 630335 | 85185
Formaldehyde, polymer with 2,2-bis(hydroxymethyl)-1,3-propanediol, 4-(1,1-dimethylethyl)phenol, 1,3-isobenzofurandione, 4,4'-(1-methylethylidene)bis[phenol] and 1,2,3-propanetriol, benzoate octadecadienoate (9Z,12Z)-9,12-octadecadienoate | 630319 | 85186
2-Propenoic acid, 2-ethylhexyl ester, polymer with N-(1,1,3,3-tetramethylbutyl)-2-propenamide | 630301 | 85187
2-Propenoic acid, 2-ethylhexyl ester, polymer with 2-methyl-2-propenamide and N-(1,1,3,3-tetramethylbutyl)-2-propenamide | 630293 | 85188
Phenol, 4,4'-(1-methylethylidene)bis-, polymer with 2-(chloromethyl)oxirane, (triethoxysilyl)benzene and 3-(triethoxysilyl)-1-propanamine | 630269 | 85189
Iodonium, [4-[(2-hydroxytetradecyl)oxy]phenyl]phenyl-, (OC-6-11)-hexafluoroantimonate(1-) (1:1) | 630251 | 85190
Naphthalene, (1-phenylethyl)-, sodium salt (1:1) | 623702 | 85191
Guar gum, 2-hydroxypropyl ether, polymer with ethanedial | 623694 | 85192
Urea, polymer with N-cyanoguanidine and formaldehyde, phosphate, compd. with 2-aminoethanol | 623686 | 85193
Thiopyrylium, 2,6-bis(1,1-dimethylethyl)-4-methyl-, 1,1,1-trifluoromethanesulfonate (1:1) | 623678 | 85194
Benzenepropanal, .beta.-methyl-3-(1-methylethyl)- | 623660 | 85195
Benzenepropanal, .beta.-methyl-3-(1-methylethenyl)- | 623652 | 85196
2-Propen-1-aminium, N-methyl-N-2-propen-1-yl-N-[3-(trimethoxysilyl)propyl]-, chloride (1:1) | 623645 | 85197
Amylopectin, hydrogen 2-(1-octadecen-1-yl)butanedioate | 623629 | 85198
Phosphoric acid, monooctyl ester, compd. with 2,2'-(dodecylimino)bis[ethanol] (1:1) | 623611 | 85199
1-Naphthalenesulfonic acid, 4-[(3-hydroxy-1-oxo-2-buten-1-yl)amino]-, sodium salt (1:1) | 623603 | 85200
Methanone, 1,1'-(1,3-phenylene)bis[1-(methylphenyl)- | 623595 | 85201
.alpha.-D-Glucopyranoside, methyl, polymer with 1,4-benzenedicarboxylic acid, butanedioic acid, 1,2-ethanediol, hexanedioic acid, [(1-methyl-1,2-ethanediyl)bis(oxy)]bis[propanol], oxirane, 2,2'-oxybis[ethanol], oxybis[propanol] and pentanedioic acid | 623587 | 85202
Naphthalene, [difluoro(1,2,2,3,3,4,4,5,5,6,6-undecafluorocyclohexyl)methyl]heptadecafluorodecahydro- | 623579 | 85203
Titanium, bis(.eta.5-2,4-cyclopentadien-1-yl)bis[2,6-difluoro-3-(1H-pyrrol-1-yl)phenyl]- | 623561 | 85204
Benzene, 1,3-bis[1-(methylphenyl)ethenyl]- | 623553 | 85205
1,3-Benzenedimethanol, .alpha.1,.alpha.3-dimethyl-.alpha.1,.alpha.3-bis(methylphenyl)- | 623546 | 85206
1,3-Benzenedicarboxylic acid, polymer with 2-amino-2-methyl-1-propanol, 1,3-dihydro-1,3-dioxo-5-isobenzofurancarboxylic acid, 2,2-dimethyl-1,3-propanediol, hexanedioic acid and 1,3-isobenzofurandione | 623538 | 85207
Propanoic acid, 3-hydroxy-2-(hydroxymethyl)-2-methyl-, polymer with 1,6-diisocyanato-2,2,4-trimethylhexane, 1,6-diisocyanato-2,4,4-trimethylhexane, 1,2-ethanediamine, 2-ethyl-2-(hydroxymethyl)-1,3-propanediol, .alpha.-hydro-.omega.-hydroxypoly(oxy-1,4-butanediyl) and 2-oxepanone, compd. with N,N-diethylethanamine | 623520 | 85208
2-Propenoic acid, 2-methyl-, 2-hydroxypropyl ester, polymer with N-(hydroxymethyl)-2-propenamide, methyl 2-methyl-2-propenoate and 2-propenamide | 623512 | 85209
1,3,5-Triazine, 2-chloro-4-(2-oxiranylmethoxy)-6-(2,4,6-trimethylphenoxy)- | 623504 | 85210
9,10-Anthracenedione, 1-amino-2-(2-methoxyethoxy)-4-(phenylamino)- | 623496 | 85211
Oxirane, 2-ethyl-, homopolymer, ether with 1,2,3-propanetriol (3:1) | 623439 | 85212
Hydrazine, [4-(1-methylbutoxy)phenyl]-, hydrochloride (1:1) | 623421 | 85213
2-Propenoic acid, homopolymer, compd. with (9Z)-9-octadecen-1-amine | 623413 | 85214
Hexanedioic acid, polymer with .alpha.-(2-aminomethylethyl)-.omega.-(2-aminomethylethoxy)poly[oxy(methyl-1,2-ethanediyl)], 1,3-butanediol, 1,6-diisocyanatohexane, 2,2-dimethyl-1,3-propanediol, 2,2'-iminobis[ethanol], 5-isocyanato-1-(isocyanatomethyl)-1,3,3-trimethylcyclohexane, 4,4'-(1-methylethylidene)bis[phenol], 2-methyloxirane and oxirane | 623355 | 85215
Hexanedioic acid, polymer with 1,3-diisocyanatomethylbenzene, 2-ethyl-2-(hydroxymethyl)-1,3-propanediol, 1,3-isobenzofurandione, 2,2'-oxybis[ethanol] and 1,2-propanediol | 623330 | 85216
Ethanol, 2,2'-[[3-chloro-4-[2-[4-[[2-(sulfooxy)ethyl]sulfonyl]phenyl]diazenyl]phenyl]imino]bis-, 1,1'-bis(hydrogen sulfate), sodium salt (1:?) | 623322 | 85217
2,7-Naphthalenedisulfonic acid, 4-amino-6-[2-[2,5-dimethoxy-4-[[2-(sulfooxy)ethyl]sulfonyl]phenyl]diazenyl]-5-hydroxy-3-[2-[4-[[2-(sulfooxy)ethyl]sulfonyl]phenyl]diazenyl]-, sodium salt (1:?) | 623314 | 85218
2,7-Naphthalenedisulfonic acid, 5-(acetylamino)-4-hydroxy-3-[2-[2-methoxy-5-[[2-(sulfooxy)ethyl]sulfonyl]phenyl]diazenyl]-, sodium salt (1:?) | 623306 | 85219
2,7-Naphthalenedisulfonic acid, 5-(acetylamino)-4-hydroxy-3-[2-[4-[[2-(sulfooxy)ethyl]sulfonyl]phenyl]diazenyl]-, sodium salt (1:?) | 623298 | 85220
1,3-Benzenedicarboxylic acid, polymer with 2,2-dimethyl-1,3-propanediol, 2,5-furandione and 1,2-propanediol, benzoate | 623280 | 85221
Butanamide, N-[4-chloro-3-[[4,5-dihydro-5-oxo-1-(2,4,6-trichlorophenyl)-1H-pyrazol-3-yl]amino]phenyl]-2-[4-(1,1,3,3-tetramethylbutyl)phenoxy]- | 623272 | 85222
Ethanol, 2-[[4-[2-(5,6-dichloro-2-benzothiazolyl)diazenyl]-3-methylphenyl]methylamino]-, 1-acetate | 623256 | 85223
2-Propenoic acid, 2-methyl-, dodecyl ester, polymer with eicosyl 2-methyl-2-propenoate, hexadecyl 2-methyl-2-propenoate, octadecyl 2-methyl-2-propenoate and tetradecyl 2-methyl-2-propenoate | 623249 | 85224
2,7-Naphthalenedisulfonic acid, 5-[[4-chloro-6-[[4-[[2-(sulfooxy)ethyl]sulfonyl]phenyl]amino]-1,3,5-triazin-2-yl]amino]-4-hydroxy-3-[2-(2-sulfophenyl)diazenyl]-, potassium salt (1:4) | 617142 | 85225
2,7-Naphthalenedisulfonic acid, 5-[[4-chloro-6-[[4-[[2-(sulfooxy)ethyl]sulfonyl]phenyl]amino]-1,3,5-triazin-2-yl]amino]-4-hydroxy-3-[2-[4-[[2-(sulfooxy)ethyl]sulfonyl]phenyl]diazenyl]-, sodium salt (1:4) | 617134 | 85226
Carbonic dichloride, polymer with 4,4'-(1-methylethylidene)bis[phenol], 4-(1-methyl-1-phenylethyl)phenyl ester | 617126 | 85227
Carbonic dichloride, polymer with 4,4'-(1-methylethylidene)bis[phenol], 4-(3,4-dihydro-2,2,4-trimethyl-2H-1-benzopyran-4-yl)phenyl ester | 617118 | 85228
Propane, oxybis[methoxy- | 616987 | 85229
Zirconium, tris(3-aminophenolato-.kappa.O)[2,2-bis[(2-propen-1-yloxy-.kappa.O)methyl]-1-butanolato-.kappa.O]-, (OC-6-22)- | 616979 | 85230
Benzenesulfonic acid, 2-[2-[5-amino-3-methyl-1-(3-sulfophenyl)-1H-pyrazol-4-yl]diazenyl]-4,5-dichloro-, calcium salt (1:1) | 616961 | 85231
2-Anthracenesulfonic acid, 1-amino-9,10-dihydro-9,10-dioxo-4-[[3-[[2-(sulfooxy)ethyl]sulfonyl]phenyl]amino]-, potassium sodium salt (1:?:?) | 616953 | 85232
Antimonate(1-), hexafluoro-, (OC-6-11)-, salt with N1,N1,N4,N4-tetrakis[4-(dipropylamino)phenyl]-1,4-benzenediamine (1:1) | 616920 | 85233
Octadecanoic acid, 9(or 10)-(sulfooxy)-, ammonium sodium salt (1:1:1) | 616904 | 85234
1-Propanesulfonic acid, 2-methyl-2-[(1-oxo-2-propen-1-yl)amino]-, ammonium salt (1:1), polymer with 2-propenamide | 616896 | 85235
Arsenenous acid, calcium salt (2:1) | 776989 | 85236
Phosphorodichloridothious acid, phenyl ester | 776781 | 85237
1H-Benzotriazole, 6-(pentyloxy)-, sodium salt (1:1) | 637447 | 85238
Zirconium, hexakis(ditridecyl phosphato-.kappa.O'')-.mu.-oxodi- | 637439 | 85239
Poly(oxy-1,2-ethanediyl), .alpha.-butyl-.omega.-hydroxy-, zirconium(4+) salt (4:1) | 637371 | 85240
2-Propenoic acid, 2-methyl-, 2-methylpropyl ester, telomer with 2-mercaptoacetic acid, 2-propanol and 2-propenoic acid, ammonium salt | 637363 | 85241
2-Propenoic acid, 2-methyl-, 2-methylpropyl ester, telomer with 2-mercaptoacetic acid, 2-propanol and 2-propenoic acid, sodium salt | 637355 | 85242
Hexanedioic acid, polymer with N1-(2-aminoethyl)-1,2-ethanediamine, 1,3-bis(1-isocyanato-1-methylethyl)benzene, 1,6-hexanediamine, 1,6-hexanediol and 3-hydroxy-2-(hydroxymethyl)-2-methylpropanoic acid, compd. with N,N-diethylethanamine | 637348 | 85243
Phosphonium, octadecyltrioctyl-, iodide (1:1) | 637330 | 85244
Cuprate(3-), [.mu.-[5-amino-4-(hydroxy-.kappa.O)-3-[2-[3,3'-di(hydroxy-.kappa.O)-4'-[2-[1-(hydroxy-.kappa.O)-6-(phenylamino)-3-sulfo-2-naphthalenyl]diazenyl-.kappa.N1][1,1'-biphenyl]-4-yl]diazenyl-.kappa.N1]-2,7-naphthalenedisulfonato(7-)]]di-, sodium (1:3) | 637314 | 85245
2-Propenenitrile, telomer with 1,3-butadiene and tert-dodecanethiol | 637298 | 85246
1,4-Cyclohexanedimethanol, polymer with 1,6-hexanediol, .alpha.-hydro-.omega.-hydroxypoly(oxy-1,4-butanediyl) and 1,1'-methylenebis[isocyanatobenzene] | 637207 | 85247
1,4-Cyclohexanedimethanol, polymer with 1,1'-methylenebis[isocyanatobenzene], 2-methyloxirane and oxirane | 637199 | 85248
1,3-Propanediol, 2,2-bis(bromomethyl)-, polymer with .alpha.-hydro-.omega.-hydroxypoly[oxy(methyl-1,2-ethanediyl)] and 1,1'-methylenebis[isocyanatobenzene] | 637181 | 85249
1,3-Benzenedicarboxylic acid, polymer with 1,3-diisocyanatomethylbenzene, 1,1'-methylenebis[isocyanatobenzene] and nonanedioic acid | 637173 | 85250
2-Oxepanone, polymer with 1,4-butanediol, 1,1'-methylenebis[isocyanatobenzene], 2-methyloxirane and oxirane | 637165 | 85251
1,3-Isobenzofurandione, 5,5'-carbonylbis-, polymer with 1,3-diisocyanatomethylbenzene and 1,1'-methylenebis[isocyanatobenzene] | 637157 | 85252
Ethanol, 2,2'-[1,4-phenylenebis(oxy)]bis-, polymer with .alpha.-hydro-.omega.-hydroxypoly(oxy-1,4-butanediyl) and 1,1'-methylenebis[isocyanatobenzene] | 637140 | 85253
2-Oxepanone, polymer with 1,1'-methylenebis[isocyanatobenzene] and 2,2'-[1,4-phenylenebis(oxy)]bis[ethanol] | 637132 | 85254
Hexanedioic acid, polymer with 1,4-butanediol, 1,1'-methylenebis[isocyanatobenzene], 2-methyloxirane and oxirane | 637124 | 85255
2-Oxepanone, polymer with 1,1'-methylenebis[isocyanatobenzene] and 2,2'-oxybis[ethanol] | 637116 | 85256
1,4-Cyclohexanedimethanol, polymer with 1,1'-methylenebis[isocyanatobenzene] | 637108 | 85257
1,3-Benzenedicarboxylic acid, polymer with 2,2-bis(hydroxymethyl)-1,3-propanediol, 1,3-dihydro-1,3-dioxo-5-isobenzofurancarboxylic acid, 2,2'-oxybis[ethanol] and oxybis[propanol] | 636944 | 85258
1,3-Benzenedicarboxylic acid, polymer with 2,5-furandione, nonanedioic acid, 2,2'-oxybis[ethanol] and 1,2-propanediol | 636936 | 85259
Benzo[b]thiophene-6-sulfonic acid, 2,3-dihydro-3-oxo-2-[(4-sulfophenyl)methylene]-, sodium salt (1:2) | 636928 | 85260
Morpholinium, 4-ethyl-4-tetradecyl-, ethyl sulfate (1:1) | 630178 | 85261
Poly(oxy-1,4-butanediyl), .alpha.-(1,3-dioxobutyl)-.omega.-(1,3-dioxobutoxy)- | 630160 | 85262
1,4-Benzenedicarboxylic acid, 1,4-dimethyl ester, polymer with 1,4-butanediol and 1,3,5-tris(2-oxiranylmethyl)-1,3,5-triazine-2,4,6(1H,3H,5H)-trione | 630152 | 85263
1,2-Cyclohexanedicarboxylic acid, 1,2-bis(2-oxiranylmethyl) ester, polymer with hexahydro-1,3-isobenzofurandione, 2-methyl-2-propenoate | 630145 | 85264
1,2-Ethanediaminium, N1,N2-bis[2-[bis(2-hydroxyethyl)methylammonio]ethyl]-N1,N2-bis(2-hydroxyethyl)-N1,N2-dimethyl-, chloride (1:4) | 630095 | 85265
2-Propenoic acid, ammonium salt (1:1), polymer with 2-propenamide and sodium 2-methyl-2-[(1-oxo-2-propen-1-yl)amino]-1-propanesulfonate (1:1) | 630087 | 85266
2-Propenoic acid, 2-methyl-, polymer with butyl 2-propenoate and methyl 2-methyl-2-propenoate, calcium sodium salt | 630079 | 85267
Poly(oxy-1,2-ethanediyl), .alpha.-hydro-.omega.-hydroxy-, ether with methyl D-glucopyranoside (3:1), monododecanoate | 630061 | 85268
D-Glucopyranoside, methyl, monododecanoate | 630053 | 85269
Benzenamine, 4-(1-methylbutoxy)-, hydrochloride (1:1) | 630046 | 85270
.beta.-D-Galacto-.beta.-D-glucan, (1.fwdarw.3),(1.fwdarw.4),(1.fwdarw.6)-, 1-carboxyethylidene ether | 630038 | 85271
Carbonic dichloride, polymer with 4,4'-(1-methylethylidene)bis[phenol], bis(phenyl carbonate) | 630020 | 85272
Carbonic dichloride, polymer with 4,4'-(1-methylethylidene)bis[phenol], bis[4-(1,1-dimethylethyl)phenyl carbonate] | 630012 | 85273
Poly[oxy(methyl-1,2-ethanediyl)], .alpha.,.alpha.',.alpha.''-1,2,3-propanetriyltris[.omega.-(2-aminomethylethoxy)-, polymer with .alpha.-(2-aminomethylethyl)-.omega.-(2-aminomethylethoxy)poly[oxy(methyl-1,2-ethanediyl)] and 1,3-bis(1-isocyanato-1-methylethyl)benzene | 629980 | 85274
2,7-Naphthalenedisulfonic acid, 4-hydroxy-5-[2-[4-[2-[4-[2-(5-hydroxy-7-sulfo-2-naphthalenyl)diazenyl]-2-sulfophenyl]ethenyl]-3-sulfophenyl]diazenyl]-, lithium sodium salt, compd. with 2,2'-(methylimino)bis[ethanol] (1:?:?:?) | 629964 | 85275
2-Naphthalenesulfonic acid, 7,7'-[1,2-ethenediylbis[(3-sulfo-4,1-phenylene)-2,1-diazenediyl]]bis[4-hydroxy-, lithium sodium salt, compd. with 2,2'-(methylimino)bis[ethanol] (1:?:?:?) | 629956 | 85276
2,7-Naphthalenedisulfonic acid, 4,4'-[1,2-ethenediylbis[(3-sulfo-4,1-phenylene)-2,1-diazenediyl]]bis[5-hydroxy-, lithium sodium salt, compd. with 2,2'-(methylimino)bis[ethanol] (1:?:?:?) | 629949 | 85277
1-Decanaminium, N-isononyl-N,N-dimethyl-, chloride | 629931 | 85278
1-Naphthalenesulfonic acid, 6-diazo-5,6-dihydro-5-oxo-, ester with 4,4',4''-methylidynetris[phenol] | 629923 | 85279
Oxirane, 2-methyl-, polymer with oxirane, ether with 1,2,3-propanetriol (3:1), polymer with 5-isocyanato-1-(isocyanatomethyl)-1,3,3-trimethylcyclohexane | 629915 | 85280
2,4-Imidazolidinedione, polymer with 6-phenyl-1,3,5-triazine-2,4-diamine | 629907 | 85281
2-Oxepanone, polymer with 1,3-bis(1-isocyanato-1-methylethyl)benzene and 2,2'-oxybis[ethanol] | 629881 | 85282
2-Propenoic acid, 2-methyl-, telomer with butyl 3-mercaptopropanoate, ethenylbenzene, ethyl 2-propenoate and methyl 2-methyl-2-propenoate | 629873 | 85283
Imidodicarbonic diamide, N,N',2-tris(6-isocyanatohexyl)-, polymer with N1-(2-aminoethyl)-1,2-ethanediamine and 2,2'-[(1-methylethylidene)bis(4,1-phenyleneoxymethylene)]bis[oxirane] | 629865 | 85284
2-Propenoic acid, 2-methyl-, 2-hydroxy-3-[(2-hydroxybutyl)[2-(2-oxo-1-imidazolidinyl)ethyl]amino]propyl ester | 629857 | 85285
1,3-Benzenedicarboxylic acid, polymer with 2,2-dimethyl-1,3-propanediol, 2-ethyl-2-(hydroxymethyl)-1,3-propanediol, hexanedioic acid, 1,1'-methylenebis[4-isocyanatobenzene] and 2,2'-oxybis[ethanol] | 629840 | 85286
Pentane, 1,1,1,2,2,3,4,5,5,5-decafluoro- | 629832 | 85287
Phosphonic acid, P,P',P'',P'''-[1,2-ethanediylbis[nitrilobis(methylene)]]tetrakis-, calcium sodium salt (2:5:6) | 629824 | 85288
2-Propenoic acid, 1,1'-[(1-methyl-1,2-ethanediyl)bis[oxy(methyl-2,1-ethanediyl)]] ester, polymer with 2-oxepanone homopolymer ester with 2,2'-[oxybis(methylene)]bis[2-(hydroxymethyl)-1,3-propanediol] 2-propenoate | 629816 | 85289
1,4-Cyclohexanedicarboxylic acid, polymer with 2-ethyl-2-(hydroxymethyl)-1,3-propanediol, hexanedioic acid, 1,6-hexanediol and 1,3-isobenzofurandione | 629790 | 85290
2-Propenoic acid, 2-methyl-, polymer with butyl 2-propenoate, ethenylbenzene, 2-hydroxyethyl 2-methyl-2-propenoate, N-(hydroxymethyl)-2-methyl-2-propenamide, methyl 2-methyl-2-propenoate and 2-methyl-2-propenamide | 629782 | 85291
Phenol, 4,4'-(1-methylethylidene)bis-, polymer with 2-(chloromethyl)oxirane, 4,4'-methylenebis[benzenamine] and 2-[(2-methylphenoxy)methyl]oxirane | 629774 | 85292
1,3-Benzenedicarboxylic acid, polymer with 1,3-dihydro-1,3-dioxo-5-isobenzofurancarboxylic acid, 2,2-dimethyl-1,3-propanediol, 2-ethyl-2-(hydroxymethyl)-1,3-propanediol and (9Z,12Z)-9,12-octadecadienoic acid | 623215 | 85293
1,3-Benzenedicarboxylic acid, 5-sulfo-, sodium salt (1:1), polymer with 1,3-benzenedicarboxylic acid, 1,4-benzenedicarboxylic acid, 2,2-dimethyl-1,3-propanediol, 1,2-ethanediol and 3-hydroxy-2,2-dimethylpropyl 3-hydroxy-2,2-dimethylpropanoate | 623207 | 85294
1-Naphthalenesulfonic acid, 6-diazo-5,6-dihydro-5-oxo-, ester with (2,4-dihydroxyphenyl)(2,3,4-trihydroxyphenyl)methanone | 623199 | 85295
Hexanedioic acid, polymer with 2-(methylamino)ethanol | 623181 | 85296
Magnesium hydroxide sulfate (Mg6(OH)10(SO4)) | 623173 | 85297
Zirconium, bis(3-mercaptopropanoato-.kappa.O)bis[2-[(2-propen-1-yloxy-.kappa.O)methyl]-2-[(2-propen-1-yloxy)methyl]-1-butanolato-.kappa.O]- | 623165 | 85298
Ferrate(1-), [[N,N'-1,3-propanediylbis[N-[(carboxy-.kappa.O)methyl]glycinato-.kappa.N,.kappa.O]](4-)]-, potassium (1:1), (OC-6-21)- | 623157 | 85299
Poly(oxy-1,2-ethanediyl), .alpha.-(3-carboxy-1-oxopropyl)-.omega.-(tridecyloxy)- | 623140 | 85300
Formamide, N,N'-1,6-hexanediylbis[N-(2,2,6,6-tetramethyl-4-piperidinyl)- | 623132 | 85301
5-Pyrimidinol, 2-(1,1-dimethylethyl)-1,4,5,6-tetrahydro-, hydrochloride (1:1) | 623124 | 85302
2-Propenoic acid, 2-[1-[3,5-bis(1,1-dimethylpropyl)-2-hydroxyphenyl]ethyl]-4,6-bis(1,1-dimethylpropyl)phenyl ester | 623090 | 85303
1,3-Benzenedicarboxylic acid, polymer with 1,3-diisocyanatomethylbenzene, 2-ethyl-2-(hydroxymethyl)-1,3-propanediol, 1,1'-[(1-methylethylidene)bis(4,1-phenyleneoxy)]bis[2-propanol] and 2,2'-oxybis[ethanol] | 623033 | 85304
1,3-Benzenedicarboxylic acid, 1,3-diphenyl ester, polymer with 1,4-diphenyl 1,4-benzenedicarboxylate, 1,6-hexanediamine and ar-methyl-1,3-benzenediamine | 623025 | 85305
2-Propenoic acid, homopolymer, compd. with 2-ethyl-N-(2-ethylhexyl)-1-hexanamine | 623017 | 85306
Acetamide, N-[2-[2-[4,5-dicyano-1-(2-propen-1-yl)-1H-imidazol-2-yl]diazenyl]-5-(dipropylamino)phenyl]- | 623009 | 85307
Poly(oxy-1,2-ethanediyl), .alpha.-[2(or 4)-(tetrapropenyl)phenyl]-.omega.-hydroxy- | 622993 | 85308
Benzoic acid, 2-chloro-6-[(4,6-dimethoxy-2-pyrimidinyl)thio]-, sodium salt | 622985 | 85309
1,4:5,8-Dimethanonaphthalene-2-carboxylic acid, 1,2,3,4,4a,5,8,8a-octahydro-2-methyl-, methyl ester, homopolymer | 622977 | 85310
Carbonic acid, diphenyl ester, polymer with 1,6-hexanediol and 1,1'-methylenebis[4-isocyanatobenzene] | 622969 | 85311
Isocyanic acid, polymethylenepolyphenylene ester, polymer with .alpha.-hydro-.omega.-hydroxypoly[oxy(methyl-1,2-ethanediyl)], 2-oxepanone and 2,2'-oxybis[ethanol] | 622837 | 85312
Neodecanoic acid, 2-oxiranylmethyl ester, polymer with ethenylbenzene, methyl 2-methyl-2-propenoate, 1,2-propanediol mono(2-methyl-2-propenoate) and 2-propenoic acid | 622829 | 85313
2-Oxepanone, polymer with 1,4-butanediol, 1,3-diisocyanatomethylbenzene, 2-ethyl-2-(hydroxymethyl)-1,3-propanediol and 2,2'-oxybis[ethanol] | 622811 | 85314
Poly(difluoromethylene), .alpha.-[2-(acetyloxy)-3-[(carboxymethyl)dimethylammonio]propyl]-.omega.-fluoro-, inner salt | 622803 | 85315
2-Oxepanone, polymer with 2-ethyl-2-(hydroxymethyl)-1,3-propanediol, 1,1'-methylenebis[4-isocyanatocyclohexane] and 2,2'-oxybis[ethanol] | 622795 | 85316
1,3-Benzenedicarboxylic acid, polymer with 2-ethyl-2-(hydroxymethyl)-1,3-propanediol, 1,6-hexanediol, 1,1'-methylenebis[4-isocyanatocyclohexane] and 2-oxepanone | 622787 | 85317
2-Oxepanone, polymer with 5-amino-1,3,3-trimethylcyclohexanemethanamine, 1,1'-methylenebis[4-isocyanatocyclohexane] and 2,2'-oxybis[ethanol] | 622779 | 85318
2-Oxepanone, polymer with 1,4-butanediol, 5-isocyanato-1-(isocyanatomethyl)-1,3,3-trimethylcyclohexane, 1,1'-methylenebis[4-isocyanatocyclohexane] and 2,2'-oxybis[ethanol] | 622761 | 85319
3H-Indolium, 1-heptyl-2-[5-(1-heptyl-1,3-dihydro-3,3-dimethyl-2H-indol-2-ylidene)-1,3-pentadien-1-yl]-3,3-dimethyl-, (T-4)-butyltriphenylborate(1-) (1:1) | 622720 | 85320
Hydroxide | 776500 | 85321
1,5-Dioxaspiro[5.5]undecane-3,3-dicarboxylic acid, 3,3-bis(1,2,2,6,6-pentamethyl-4-piperidinyl) ester | 616888 | 85322
1,5-Dioxaspiro[5.5]undecane-3,3-dicarboxylic acid, 3,3-bis(2,2,6,6-tetramethyl-4-piperidinyl) ester | 616870 | 85323
1,3-Benzenedimethanamine, polymer with 2,2'-[(1-methylethylidene)bis(4,1-phenyleneoxymethylene)]bis[oxirane] | 616862 | 85324
.alpha.-D-Glucopyranoside, methyl, polymer with 1,4-benzenedicarboxylic acid, butanedioic acid, 1,2-ethanediol, hexanedioic acid, oxirane, 2,2'-oxybis[ethanol] and pentanedioic acid | 616821 | 85325
Phenol, 4,4'-[1-[4-[1-(4-hydroxyphenyl)-1-methylethyl]phenyl]ethylidene]bis- | 616813 | 85326
3-Oxetanemethanol, 3-ethyl-, polymer with 1,6-diisocyanatohexane and oxirane | 616805 | 85327
Butanedioic acid, 2,3-dihydroxy-, calcium salt (1:1), (2R,3R)-rel- | 616797 | 85328
2-Naphthalenecarboxamide, 1-hydroxy-N-(3-methoxyphenyl)- | 616730 | 85329
Hexanedioic acid, polymer with 2,2-bis(hydroxymethyl)-1,3-propanediol and 1,3-isobenzofurandione, isononanoate | 616706 | 85330
4,7-Methanoisobenzofuran-1,3-dione, 4,5,6,7,8,8-hexachloro-3a,4,7,7a-tetrahydro-, polymer with 2,5-furandione, 2,2'-oxybis[ethanol], 1,2-propanediol and 3a,4,7,7a-tetrahydro-4,7-methano-1H-indene | 616698 | 85331
9,10-Anthracenedione, 1-[2-(5,7,8-trichloro-1,9-dihydro-2-methyl-9-oxopyrazolo[5,1-b]quinazolin-3-yl)diazenyl]- | 616649 | 85332
Benzenesulfonamide, 3-[2-(3-cyano-4,5-dihydro-5-oxo-1-phenyl-1H-pyrazol-4-yl)diazenyl]-N,N-bis[3-[[[3-(5,5-dimethyl-3-octadecyl-2-thiazolidinyl)-4-hydroxyphenyl]sulfonyl]amino]propyl]- | 646638 | 85333
1,3-Benzenedicarboxylic acid, polymer with 2,5-furandione and 1,2-propanediol, mono[2-hydroxy-3-[(2-methyl-1-oxo-2-propen-1-yl)oxy]propyl] ester | 646620 | 85334
1,3-Isobenzofurandione, tetrahydro-5-methyl-, polymer with 1,3-butadiene, 2,5-furandione and 2,2'-[(1-methylethylidene)bis(4,1-phenyleneoxymethylene)]bis[oxirane] | 646588 | 85335
1,3-Benzenedicarboxylic acid, polymer with 1,4-cyclohexanedimethanol and 2-methyl-1,5-pentanediamine, zinc salt | 646570 | 85336
Oxirane, 2-methyl-, polymer with oxirane, mono[N-(3-isocyanatomethylphenyl)carbamate], 2-propen-1-yl ether | 646554 | 85337
Formaldehyde, polymer with 4-nonylphenol, ether with 2-methyloxirane polymer with oxirane mono[hydrogen (2Z)-2-butenedioate] | 646406 | 85338
Formaldehyde, polymer with 4-nonylphenol, ether with .alpha.-hydro-.omega.-hydroxypoly[oxy(methyl-1,2-ethanediyl)] | 646398 | 85339
Formaldehyde, polymer with 4-(1,1-dimethylethyl)phenol, ether with .alpha.-hydro-.omega.-hydroxypoly[oxy(methyl-1,2-ethanediyl)] | 646380 | 85340
Formaldehyde, polymer with phenol, ether with .alpha.-hydro-.omega.-hydroxypoly[oxy(methyl-1,2-ethanediyl)] | 646372 | 85341
Formaldehyde, polymer with 2-methyloxirane, nonylphenol and oxirane | 646364 | 85342
1,4-Benzenedicarboxylic acid, 1,4-dimethyl ester, polymer with 1,4-butanediol, .alpha.-[2-(5-carboxy-1,3-dihydro-1,3-dioxo-2H-isoindol-2-yl)methylethyl]-.omega.-[2-(5-carboxy-1,3-dihydro-1,3-dioxo-2H-isoindol-2-yl)methylethoxy]poly[oxy(methyl-1,2-ethanediyl)] and .alpha.-hydro-.omega.-hydroxypoly(oxy-1,4-butanediyl) | 646356 | 85343
1,4-Cyclohexanedicarboxylic acid, polymer with 2,2-bis(hydroxymethyl)-1,3-propanediol, 2-(dimethylamino)ethyl 2-methyl-2-propenoate, ethenylbenzene, methyl 2-methyl-2-propenoate, (9Z,12Z)-9,12-octadecadienoic acid and 2-propenoic acid, benzoate (ester) | 646323 | 85344
Benzoic acid, 2-hydroxy-, polymer with 2,6-dimethylphenol, acetate | 646315 | 85345
Starch, polymer with 2-propenoic acid | 646307 | 85346
2-Propenoic acid, polymer with 2-methyloxirane polymer with oxirane monobutyl ether, sodium salt | 646299 | 85347
Starch, polymer with ethenyl acetate, N-(hydroxymethyl)-2-propenamide and 2-propenamide | 646281 | 85348
2-Propenoic acid, 2-methyl-, methyl ester, polymer with butyl 2-propenoate, ethene and ethyl 2-propenoate | 646273 | 85349
2-Propenoic acid, butyl ester, polymer with (chloromethyl)ethenylbenzene, 1,4-dibromobutane, ethenylbenzene and 2-heptadecyl-1H-benzimidazole, compd. with sodium 4-methylbenzenesulfonate (1:1) | 646265 | 85350
2-Butenedioic acid (2E)-, 1,4-bis(1-methylethyl) ester, polymer with ethenyl acetate and ethenylbenzene | 646257 | 85351
1H-Benzotriazole, C-chloro-C-methyl- | 646224 | 85352
2-Propenoic acid, 2-methyl-, methyl ester, polymer with aziridine, butyl 2-propenoate, ethenylbenzene and 2-propenoic acid | 646216 | 85353
2-Propenoic acid, 2-methyl-, methyl ester, polymer with ethyl 2-propenoate, 2,2,6,6-tetramethyl-4-piperidinyl ester | 645903 | 85354
2-Butenedioic acid (2E)-, polymer with 1,2-ethanediol and 2,2'-oxybis[ethanol], 2,2-bis[(2-propen-1-yloxy)methyl]butyl ester | 645879 | 85355
Hexanedioic acid, polymer with 2,2-dimethyl-1,3-propanediol, 2,5-furandione, 1,3-isobenzofurandione, 2,2'-oxybis[ethanol] and 1,2-propanediol, 4-(1,1-dimethylethyl)benzoate | 645861 | 85356
4H-1,3,5-Oxadiazin-4-imine, tetrahydro-3-methyl-N-nitro-5-[[2-(phenylthio)-5-thiazolyl]methyl]- | 645796 | 85357
2-Butenedioic acid (2E)-, 1,4-dioctyl ester, polymer with ethenyl acetate and 2-hydroxypropyl 2-methyl-2-propenoate | 645762 | 85358
2,5-Furandione, polymer with 1,2-ethanediol, 2-methyl-1,3-propanediol, 2,2'-oxybis[ethanol] and 3a,4,7,7a-tetrahydro-4,7-methano-1H-indene | 645713 | 85359
Aluminum calcium hydroxide phosphate | 645705 | 85360
Amidosulfurous acid, compd. with 2-aminoethanol (1:1) | 645606 | 85361
Naphthalenesulfonic acid, methylenebis-, compd. with 2,2',2''-nitrilotris[ethanol] (1:2) | 645598 | 85362
2-Propenoic acid, 2-methyl-, polymer with dodecyl 2-methyl-2-propenoate, ethenylbenzene, 2-hydroxyethyl 2-propenoate and 2-oxepanone | 645580 | 85363
4,7-Octadienoic acid, methyl ester, (4E)- | 645556 | 85364
1,3-Isobenzofurandione, hexahydro-, polymer with 2,2-bis(hydroxymethyl)-1,3-propanediol, 3,5,5-trimethylhexanoate | 645523 | 85365
Hexanedioic acid, 1,6-bis[2-(2-butoxy-1-methylethoxy)-1-methylethyl] ester | 645465 | 85366
Pentanenitrile, 2-[2-(1-cyano-1-methylpropyl)diazenyl]-2-methyl- | 645432 | 85367
Cyclopropanecarboxylic acid, (3Z)-3-hexen-1-yl ester | 645424 | 85368
Phenol, 4,4'-(9H-fluoren-9-ylidene)bis-, polymer with 4,4'-dibromo-1,1'-biphenyl | 645416 | 85369
1,5-Naphthalenedisulfonic acid, 3-[2-[4-[[4,6-bis[(3-sulfopropyl)thio]-1,3,5-triazin-2-yl]amino]-5-methoxy-2-methylphenyl]diazenyl]-, sodium salt (1:4) | 645390 | 85370
Poly(oxy-1,2-ethanediyl), .alpha.-hydro-.omega.-hydroxy-, ether with N1-(2-aminomethylethyl)-1,2-propanediamine N-dodecyl N,N,N,N-tetrakis(2-hydroxyethyl) deriv. (4:1) | 645358 | 85371
Propanoic acid, 3-hydroxy-2-(hydroxymethyl)-2-methyl-, polymer with diphenyl carbonate, 1,6-hexanediol, 1,1'-methylenebis[4-isocyanatocyclohexane], 2-methyl-1,5-pentanediamine and 2-oxepanone, compd. with N,N-diethylethanamine | 645341 | 85372
Silanediamine, N,N'-bis(1,1-dimethylethyl)- | 645234 | 85373
Hexanedioic acid, polymer with 1,4-butanediol, 1,6-diisocyanatohexane, diphenyl carbonate, 1,2-ethanediol, 2-ethyl-2-(hydroxymethyl)-1,3-propanediol, 1,6-hexanediol, 3-hydroxy-2-(hydroxymethyl)-2-methylpropanoic acid, 2-oxepanone and 2,2'-oxybis[ethanol], compd. with 2-(dimethylamino)ethanol | 645200 | 85374
2-Propenoic acid, 2-methyl-, polymer with 1,3-butadiene and ethenylbenzene, ester with .alpha.-(dinonylphenyl)-.omega.-hydroxypoly(oxy-1,2-ethanediyl) | 645135 | 85375
5-Isobenzofurancarboxylic acid, 1,3-dihydro-1,3-dioxo-, polymer with 1,4-cyclohexanedimethanol, 3-hydroxy-2-(hydroxymethyl)-2-methylpropanoic acid, 1,3-isobenzofurandione and 2,2'-oxybis[ethanol] | 645085 | 85376
Ethanone, 1-[(1R,2S)-1,2,3,4,5,6,7,8-octahydro-1,2,8,8-tetramethyl-2-naphthalenyl]-, rel- | 645077 | 85377
1,3-Benzenedicarboxylic acid, polymer with 1,3-dihydro-1,3-dioxo-5-isobenzofurancarboxylic acid, 2-ethyl-2-(hydroxymethyl)-1,3-propanediol and (9Z,12Z)-9,12-octadecadienoic acid, benzoate | 645051 | 85378
Chromate(4-), [7-amino-3-[2-[3-chloro-2-(hydroxy-.kappa.O)-5-nitrophenyl]diazenyl-.kappa.N1]-4-(hydroxy-.kappa.O)-2-naphthalenesulfonato(3-)][6-amino-4-(hydroxy-.kappa.O)-3-[2-[2-(hydroxy-.kappa.O)-5-nitro-3-sulfophenyl]diazenyl-.kappa.N1]-2-naphthalenesulfonato(4-)]-, sodium (1:4) | 645002 | 85379
Oxirane, 2-methyl-, polymer with .alpha.-hydro-.omega.-hydroxypoly[oxy(methyl-1,2-ethanediyl)], 1,1'-methylenebis[isocyanatobenzene], 2-methyloxirane polymer with oxirane ether with 2-ethyl-2-(hydroxymethyl)-1,3-propanediol (3:1), and oxirane | 644989 | 85380
2-Oxiranemethanol, polymer with nonylphenol, sulfate, ammonium salt | 644971 | 85381
2-Propanol, 1-(dimethylamino)-3-[(2-ethylhexyl)oxy]- | 644955 | 85382
2,5-Furandione, telomer with ethenylbenzene and (1-methylethyl)benzene, cyclohexyl 1-methylethyl ester, ammonium salt | 644948 | 85383
2-Propen-1-aminium, N,N-dimethyl-N-2-propen-1-yl-, chloride (1:1), telomer with 2-mercaptoethanol and 2-propenamide | 644922 | 85384
Formaldehyde, polymer with 4-(1,1-dimethylethyl)phenol, dimethylphenol, ethylphenol and methylphenol | 644906 | 85385
Hexanedioic acid, 1,6-dihydrazide, polymer with diphenyl carbonate, 1,6-hexanediol, hydrazine, 3-hydroxy-2-(hydroxymethyl)-2-methylpropanoic acid, 1,1'-methylenebis[4-isocyanatocyclohexane] and 2-oxepanone, compd. with 2-(dimethylamino)-2-methyl-1-propanol | 644856 | 85386
Propanoic acid, 2-hydroxy-, 1,1',1''-(1,2,3-propanetriyl) ester, (2S,2'S,2''S)- | 644781 | 85387
2-Propenoic acid, methyl ester, homopolymer, (9Z)-9-octadecen-1-yl octadecyl ester, ester with 2-methyloxirane polymer with oxirane monomethyl ether | 644724 | 85388
Hexanedioic acid, polymer with N1-(2-aminoethyl)-N2-[2-[(2-aminoethyl)amino]ethyl]-1,2-ethanediamine, N1-(2-aminoethyl)-1,2-ethanediamine and 2-(chloromethyl)oxirane, sulfate | 644609 | 85389
Aspartic acid, N,N'-(2-methyl-1,5-pentanediyl)bis-, 1,1',4,4'-tetraethyl ester, polymer with 1,6-diisocyanatohexane | 644591 | 85390
Glycine, N,N'-1,2-ethanediylbis[N-(2-hydrazinyl-2-oxoethyl)-, 1,1'-dihydrazide, potassium salt (1:2) | 644583 | 85391
Pyridine, 4-ethenyl-, polymer with diethenylbenzene and ethenylethylbenzene, compd. with chloromethane | 644567 | 85392
Benzenemethanaminium, N-butyl-N-[4-[[4-[butyl[(3-sulfophenyl)methyl]amino]-2-methylphenyl][4-[(4-ethoxyphenyl)amino]phenyl]methylene]-3-methyl-2,5-cyclohexadien-1-ylidene]-3-sulfo-, inner salt, sodium salt (1:1) | 644559 | 85393
2-Propenoic acid, 2-methyl-, 1,1'-(1,2-ethanediyl) ester, polymer with 2-propen-1-yl 2-methyl-2-propenoate | 644542 | 85394
Formaldehyde, polymer with phenol, rel-(1R,2S)-4-cyclohexene-1,2-dicarboxylate, sodium salt | 644526 | 85395
2-Cyclohexene-1-octanoic acid, 5(or 6)-carboxy-4-hexyl-, polymer with 2-methyloxirane and oxirane, (9Z)-9-octadecenoate | 644518 | 85396
Acetamide, 2-hydroxy-N-[3-(octyloxy)propyl]- | 644369 | 85397
Acetamide, N-[3-(decyloxy)propyl]-2-hydroxy- | 644351 | 85398
Vanadium, [C,C,C,C,C,C,C,C-octafluoro-N,N',N'',N''',N'''',N''''',N'''''',N'''''''-octaphenyl-29H,31H-phthalocyanine-C,C,C,C,C,C,C,C-octaminato(2-)-.kappa.N29,.kappa.N30,.kappa.N31,.kappa.N32]oxo- | 644328 | 85399
2-Propenoic acid, telomer with 2-propenamide and sodium sulfite (1:1), sodium salt | 644278 | 85400
Propanenitrile, 3-[[3-(tetradecyloxy)propyl]amino]- | 644237 | 85401
1,3-Benzenedicarboxylic acid, polymer with 1,4-benzenedicarboxylic acid, 1,4-butanediol, nonanedioic acid, 2-oxepanone and 2,2'-oxybis[ethanol] | 644203 | 85402
2-Propenoic acid, polymer with ethenylbenzene and (1-methylethenyl)benzene, 2-(2-ethoxyethoxy)ethyl ester, compd. with 2-(dimethylamino)ethanol | 644179 | 85403
Propanoic acid, 3-hydroxy-2-(hydroxymethyl)-2-methyl-, polymer with 1,1'-methylenebis[4-isocyanatocyclohexane], 2-oxepanone and 2,2'-oxybis[ethanol], compd. with N,N-diethylethanamine | 644138 | 85404
2-Propenoic acid, 2-methyl-, methyl ester, telomer with ethyl 2-propenoate, methyl 2-propenoate, 2-propanol and 2-propenoic acid, ammonium salt | 644112 | 85405
2-Propenoic acid, 2-methyl-, methyl ester, telomer with ethyl 2-propenoate, methyl 2-propenoate, 2-propanol and 2-propenoic acid, compd. with 2-aminoethanol | 644104 | 85406
2-Propenoic acid, 2-methyl-, methyl ester, telomer with ethyl 2-propenoate, methyl 2-propenoate, 2-propanol and 2-propenoic acid, compd. with 2-amino-2-methyl-1-propanol | 644096 | 85407
2-Propenoic acid, polymer with 4-(1,1-dimethylethyl)phenol, formaldehyde, 2,5-furandione, 2-methyloxirane and oxirane | 644088 | 85408
Iodonium, [4-(1-methylethyl)phenyl](4-methylphenyl)-, tetrakis(2,3,4,5,6-pentafluorophenyl)borate(1-) (1:1) | 644021 | 85409
Carbonic dichloride, polymer with 4,4'-(9H-fluoren-9-ylidene)bis[phenol] and 4,4'-(1-methylethylidene)bis[phenol], bis[4-(1,1-dimethylethyl)phenyl] ester | 644013 | 85410
Hexanedioic acid, polymer with 3-hydroxy-2-(hydroxymethyl)-2-methylpropanoic acid, 7-[2-(2-hydroxymethylethoxy)methylethoxy]tetramethyl-3,6,8,11-tetraoxa-7-phosphatridecane-1,13-diol, 1,1'-methylenebis[4-isocyanatocyclohexane], 2,2'-[(1-methylethylidene)bis[(2,6-dibromo-4,1-phenylene)oxy]]bis[ethanol] and 2,2'-oxybis[ethanol], compd. with N,N-diethylethanamine | 644005 | 85411
1,3-Benzenedicarboxylic acid, polymer with hexanedioic acid and .alpha.,.alpha.'-[(1-methylethylidene)di-4,1-phenylene]bis[.omega.-hydroxypoly[oxy(methyl-1,2-ethanediyl)]] | 643999 | 85412
Diphosphonic acid, P,P'-bis(1-methylethenyl)-, homopolymer | 643924 | 85413
Diphosphonic acid, P,P'-bis(1-methylethenyl)- | 643916 | 85414
Isooctadecanoic acid, 2-[2-[2-(1-carboxyethoxy)-1-methyl-2-oxoethoxy]-1-methyl-2-oxoethoxy]-1-methyl-2-oxoethyl ester, sodium salt (1:1) | 643908 | 85415
Phenol, 2-[4,6-bis(methylthio)-1,3,5-triazin-2-yl]-5-methoxy- | 643890 | 85416
Poly(oxy-1,2-ethanediyl), .alpha.-hydro-.omega.-butoxy-, ether with hexakis[bis(2-hydroxyethyl) phosphato-.kappa.O'']-.mu.-oxodizirconium (12:1) | 643874 | 85417
Poly(oxy-1,2-ethanediyl), .alpha.-hydro-.omega.-butoxy-, ether with hexakis[bis(2-hydroxyethyl) phosphato-.kappa.O'']-.mu.-oxodititanium (12:1) | 643866 | 85418
1,3-Benzenedicarboxylic acid, 5-sulfo-, sodium salt (1:1), polymer with 1,3-benzenedicarboxylic acid, 1,3-dihydro-1,3-dioxo-5-isobenzofurancarboxylic acid and 2,2'-oxybis[ethanol], compd. with 2,2',2''-nitrilotris[ethanol] | 643858 | 85419
Ethanol, 2-(2-propen-1-yloxy)-, polymer with chloroethene and 2-[(2-propen-1-yloxy)methyl]oxirane | 643783 | 85420
2-Propenoic acid, 2-methyl-, dodecyl ester, polymer with eicosyl 2-methyl-2-propenoate, hexadecyl 2-methyl-2-propenoate, methyl 2-methyl-2-propenoate and octadecyl 2-methyl-2-propenoate | 643759 | 85421
2-Propenoic acid, 2-methyl-, butyl ester, polymer with dodecyl 2-methyl-2-propenoate, eicosyl 2-methyl-2-propenoate, hexadecyl 2-methyl-2-propenoate and octadecyl 2-methyl-2-propenoate | 643742 | 85422
2-Propenoic acid, 2-methyl-, butyl ester, polymer with 2-(dimethylamino)ethyl 2-methyl-2-propenoate, dodecyl 2-methyl-2-propenoate, eicosyl 2-methyl-2-propenoate, hexadecyl 2-methyl-2-propenoate and octadecyl 2-methyl-2-propenoate | 643734 | 85423
2-Propenoic acid, 2-methyl-, dodecyl ester, polymer with eicosyl 2-methyl-2-propenoate, hexadecyl 2-methyl-2-propenoate and octadecyl 2-methyl-2-propenoate | 643726 | 85424
2-Propenoic acid, 2-methyl-, butyl ester, polymer with N-[3-(dimethylamino)propyl]-2-methyl-2-propenamide, dodecyl 2-methyl-2-propenoate, eicosyl 2-methyl-2-propenoate, hexadecyl 2-methyl-2-propenoate and octadecyl 2-methyl-2-propenoate | 643718 | 85425
Ferrate(3-), aqua[N,N-bis[(carboxy-.kappa.O)methyl]glycinato(3-)-.kappa.N][N,N-bis(carboxymethyl)glycinato(3-)-.kappa.N,.kappa.O]-, sodium (1:3) | 643684 | 85426
Hexanedioic acid, polymer with 1,4-butanediol, 1,4-cyclohexanedimethanol, 1,2-ethanediol, 1,1'-methylenebis[4-isocyanatobenzene], 2-oxepanone and 2,2'-oxybis[ethanol] | 643676 | 85427
2-Oxepanone, polymer with 1,4-butanediol, 1,1'-methylenebis[4-isocyanatocyclohexane] and 2,2'-oxybis[ethanol] | 643668 | 85428
Hexanedioic acid, polymer with 1,4-butanediol, 1,6-hexanediol, 1,1'-methylenebis[4-isocyanatobenzene], 2-oxepanone and 2,2'-oxybis[ethanol] | 643650 | 85429
9,12-Octadecadienoic acid (9Z,12Z)-, polymer with 3-hydroxy-2-(hydroxymethyl)-2-methylpropanoic acid, 2-(hydroxymethyl)-2-methyl-1,3-propanediol, 1,3-isobenzofurandione, methyl 2-methyl-2-propenoate and 2-propenoic acid | 643635 | 85430
1,3-Benzenedicarboxylic acid, 5-sulfo-, 1,3-bis(2-hydroxyethyl) ester, lithium salt (1:1), polymer with 1,4-dimethyl 1,4-benzenedicarboxylate and 1,2-ethanediol | 643577 | 85431
Hexanedioic acid, polymer with 2-methyloxirane, .alpha.,.alpha.'-[(octadecylimino)di-2,1-ethanediyl]bis[.omega.-hydroxypoly(oxy-1,2-ethanediyl)] and oxirane, 2-hydroxypropanoate (ester) | 643569 | 85432
Poly(oxy-1,2-ethanediyl), .alpha.-(2-hydroxyacetyl)-.omega.-butoxy- | 643551 | 85433
Pyridine, 4-ethenyl-, polymer with diethenylbenzene, 4-methylbenzenesulfonate | 643510 | 85434
1,4-Benzenedicarboxylic acid, polymer with hexahydro-2H-azepin-2-one and .alpha.,.alpha.'-[(1-methylethylidene)di-4,1-phenylene]bis[.omega.-hydroxypoly(oxy-1,2-ethanediyl)] | 643502 | 85435
Benzene, [1-[chlorobis(1-methylethyl)silyl]ethyl]- | 643452 | 85436
Hexanedioic acid, polymer with 2,2-dimethyl-1,3-propanediol, 1,2-ethanediamine, 2-ethyl-2-(hydroxymethyl)-1,3-propanediol, 1,6-hexanediol, 3-hydroxy-2-(hydroxymethyl)-2-methylpropanoic acid, 1,1'-methylenebis[4-isocyanatocyclohexane] and 2-oxepanone, compd. with N,N-diethylethanamine | 643445 | 85437
Aspartic acid, N,N'-1,6-hexanediylbis-, 1,1',4,4'-tetrabutyl ester | 643437 | 85438
Benzoic acid, 4-hydroxy-, 2-hydroxy-3-[(1-oxoneodecyl)oxy]propyl ester | 643429 | 85439
1,2-Cyclohexanedicarboxylic acid, polymer with 1,4-cyclohexanedicarboxylic acid, 2-ethyl-2-(hydroxymethyl)-1,3-propanediol, 1,6-hexanediol, 5-isocyanato-1-(isocyanatomethyl)-1,3,3-trimethylcyclohexane and 2-oxepanone | 643411 | 85440
Isooctadecanoic acid, 2-[2-(1-carboxyethoxy)-1-methyl-2-oxoethoxy]-1-methyl-2-oxoethyl ester, sodium salt (1:1) | 643387 | 85441
Hexanedioic acid, polymer with 1,4-butanediol, 2,2-dimethyl-1,3-propanediol, 1,2-ethanediamine, 3-hydroxy-2-(hydroxymethyl)-2-methylpropanoic acid and 5-isocyanato-1-(isocyanatomethyl)-1,3,3-trimethylcyclohexane, compd. with N,N-diethylethanamine | 643346 | 85442
1H-Imidazolium, 2,2'-[[6-(dimethylamino)-1,3,5-triazine-2,4-diyl]bis(imino-4,1-phenyleneimino-4,1-phenylene-2,1-diazenediyl)]bis[1,3-dimethyl-, chloride (1:2) | 643338 | 85443
2,5-Furandione, telomer with ethenylbenzene and (1-methylethyl)benzene, propyl ester, ammonium salt | 643312 | 85444
1-Dodecene, adduct with 1-decene (1:1) | 643130 | 85445
1-Dodecene, adduct with 1-octene (1:1) | 643122 | 85446
1-Decene, adduct with 1-octene (1:1) | 643114 | 85447
Carbamic acid, N-(chlorocarbonyl)-N-[4-(trifluoromethoxy)phenyl]-, methyl ester | 643072 | 85448
Sulfurous acid, sodium salt (1:1), polymer with 5-amino-1,3,3-trimethylcyclohexanemethanamine, 2-butene-1,4-diol, 1,6-diisocyanatohexane, hydrazine, 5-isocyanato-1-(isocyanatomethyl)-1,3,3-trimethylcyclohexane, 2-methyloxirane, 2-methyloxirane polymer with oxirane ether with 2-ethyl-2-(hydroxymethyl)-1,3-propanediol (3:1), and 2-methyloxirane polymer with oxirane monobutyl ether | 643064 | 85449
Zirconate(2-), tris[P,P'-ditridecyl diphosphato(2-)-.kappa.O',.kappa.O''']-, hydrogen (1:2), (OC-6-11)- | 636886 | 85450
Titanium, hexakis(ditridecyl phosphato-.kappa.O'')-.mu.-oxodi- | 636878 | 85451
Naphthalenesulfonic acid, bis(1-methylethyl)-, compd. with 1-butanamine (1:1) | 636860 | 85452
Aluminum, hydroxybis[2,4,8,10-tetrakis(1,1-dimethylethyl)-6-(hydroxy-.kappa.O)-12H-dibenzo[d,g][1,3,2]dioxaphosphocin 6-oxidato]- | 636753 | 85453
Zirconium, bis[[2,2',2''-(nitrilo-.kappa.N)tris[ethanolato-.kappa.O]](2-)]- | 636639 | 85454
Acetamide, N-[2-amino-4-(pentyloxy)phenyl]- | 636621 | 85455
Benzenesulfonamide, 2-amino-N-cyclohexyl-N-ethyl- | 636613 | 85456
1,3-Benzenedicarbonyl dichloride, polymer with N1-(2-aminoethyl)-1,2-ethanediamine and 1,4-benzenedicarbonyl dichloride | 636605 | 85457
Acetaldehyde, polymer with 2,5-dimethylphenol, formaldehyde, 3-methylphenol and 4-methylphenol | 636597 | 85458
Benzene, [2-[chlorobis(1-methylethyl)silyl]ethyl]- | 636555 | 85459
Benzenesulfonamide, 4-amino-3,5-dichloro-N-ethyl-2-methyl- | 636522 | 85460
Zirconium, [dioctyldiphosphonato(2-)-.kappa.O,.kappa.O']bis(1-octanolato)- | 636514 | 85461
2-Propenoic acid, 2-methyl-, telomer with 2-propanol and 2-propenoic acid, sodium salt | 636506 | 85462
Benzoic acid, 3,3'-[carbonylbis(imino-4,1-phenylene-2,1-diazenediyl)]bis[6-hydroxy-, potassium salt (1:2) | 636407 | 85463
2-Propenoic acid, telomer with sodium 4-ethenylbenzenesulfonate (1:1), sodium 2-methyl-2-[(1-oxo-2-propen-1-yl)amino]-1-propanesulfonate (1:1) and sodium sulfite (1:1), sodium salt | 636399 | 85464
2-Propenoic acid, telomer with sodium 4-ethenylbenzenesulfonate (1:1), sodium 2-methyl-2-[(1-oxo-2-propen-1-yl)amino]-1-propanesulfonate (1:1) and sodium sulfite (1:1) | 636381 | 85465
Octadecadienoic acid, polymer with 1,2-ethanediol, 1,3-isobenzofurandione, (9Z,12Z)-9,12-octadecadienoic acid and 1,2,3-propanetriol | 636365 | 85466
Aluminate(1-), bis[3-(hydroxy-.kappa.O)-2-naphthalenecarboxylato(2-)-.kappa.O]-, hydrogen, (T-4)- | 629683 | 85467
2-Propenoic acid, 2-methyl-, polymer with butyl 2-propenoate, ethenylbenzene and methyl 2-methyl-2-propenoate, calcium salt | 629667 | 85468
Carbonic acid, diphenyl ester, polymer with 1,6-hexanediol, 5-isocyanato-1-(isocyanatomethyl)-1,3,3-trimethylcyclohexane and 1,1'-methylenebis[4-isocyanatocyclohexane] | 629592 | 85469
Benzene, 1-(1-methylbutoxy)-4-nitro- | 629584 | 85470
1,6-Hexanediol, polymer with 1,1'-methylenebis[isocyanatobenzene] | 629576 | 85471
Oxazolidine, 4-ethyl-2-methyl-2-(3-methylbutyl)- | 629543 | 85472
1H-Benz[de]isoquinoline-1,3(2H)-dione, 2-isononyl-6-(isononylamino)- | 629535 | 85473
2-Propenoic acid, 2-methyl-, methyl ester, polymer with ethyl 2-propenoate and 1-propene | 629527 | 85474
Dodecanedioic acid, polymer with carbonic dichloride and 4,4'-(1-methylethylidene)bis[phenol], 4-(1-methyl-1-phenylethyl)phenyl ester | 629519 | 85475
Phenol, 2-[4,6-bis(2,4-dimethylphenyl)-1,3,5-triazin-2-yl]-5-[3-[(2-ethylhexyl)oxy]-2-hydroxypropoxy]- | 629501 | 85476
2,4-D tall oil alkylamine salts | 629493 | 85477
Bicyclo[2.2.1]heptan-2-ol, 2-ethyl-1,3,3-trimethyl-, (1R,2R,4S)- | 629485 | 85478
Formaldehyde, polymer with ethene, 5-ethylidenebicyclo[2.2.1]hept-2-ene, 1-propene and 4-(1,1,3,3-tetramethylbutyl)phenol | 629477 | 85479
2-Propenenitrile, polymer with 1,3-butadiene, formaldehyde and 4-(1,1,3,3-tetramethylbutyl)phenol | 629469 | 85480
Hexanedioic acid, polymer with 1,3-diisocyanato-2-methylbenzene, 2,4-diisocyanato-1-methylbenzene, 2,2-dimethyl-1,3-propanediol, .alpha.-hydro-.omega.-hydroxypoly[oxy(methyl-1,2-ethanediyl)], 1,1'-methylenebis[4-isocyanatobenzene] and oxybis[propanol] | 629451 | 85481
1-Penten-3-ol, 1-(2,6,6-trimethyl-1-cyclohexen-1-yl)-, 3-acetate | 629436 | 85482
2-Propenoic acid, 2-methyl-, polymer with sodium 2-methyl-2-[(1-oxo-2-propen-1-yl)amino]-1-propanesulfonate (1:1) | 629378 | 85483
2-Propenoic acid, 2-methyl-, octadecyl ester, polymer with 2-propenoic acid, sodium salt | 629360 | 85484
Chlorinated dibenzo-p-dioxins | 629345 | 85485
2,5-Furandione, polymer with 1,9-decadiene and methoxyethene | 629329 | 85486
Aspartic acid, N,N'-[methylenebis(2-methyl-4,1-cyclohexanediyl)]bis-, 1,1',4,4'-tetraethyl ester | 629311 | 85487
Aspartic acid, N,N'-(methylenedi-4,1-cyclohexanediyl)bis-, 1,1',4,4'-tetraethyl ester | 629303 | 85488
2-Propenoic acid, polymer with ethenylbenzene and (1-methylethenyl)benzene, 2-(2-ethoxyethoxy)ethyl ester, sodium salt | 629295 | 85489
2-Propenoic acid, 2-methyl-, polymer with ethenylbenzene, 2-ethylhexyl 2-propenoate, ethyl 2-propenoate, 2-hydroxyethyl 2-methyl-2-propenoate, methyl 2-methyl-2-propenoate and .alpha.-(2-methyl-1-oxo-2-propen-1-yl)-.omega.-hydroxypoly[oxy(methyl-1,2-ethanediyl)] | 629287 | 85490
Hexanedioic acid, polymer with 1,2-propanediol, decyl octyl ester | 629261 | 85491
Hexanedioic acid, 1-cyclohexyl 6-hexyl ester | 629253 | 85492
12-Oxa-4,7-diaza-11-silatridecanoic acid, 11,11-dimethoxy-2-methyl-, 3-(trimethoxysilyl)propyl ester | 629246 | 85493
Butanoic acid, 3-oxo-, 1-[2-[(2-methyl-1-oxo-2-propen-1-yl)oxy]ethyl] ester, polymer with butyl 2-propenoate, ethenylbenzene, 2-hydroxyethyl 2-propenoate and methyl 2-methyl-2-propenoate | 629238 | 85494
Propane, 1,3-dichloro-1,1,2,3,3-pentafluoro- | 629220 | 85495
2,4,6(1H,3H,5H)-Pyrimidinetrione, 1,3-dicyclohexyl-5-[[4-(dimethylamino)phenyl]methylene]- | 629212 | 85496
Silicic acid (H4SiO4), tetraethyl ester, polymer with boron oxide (B2O3) | 629204 | 85497
Silicic acid (H4SiO4), tetraethyl ester, polymer with phosphoric trichloride | 629196 | 85498
Ethanol, polymer with tantalum chloride (TaCl5) | 629188 | 85499
Silicic acid (H4SiO4), tetraethyl ester, polymer with trichlorostibine | 629170 | 85500
Hexanedioic acid, 1,6-bis[4-(ethenyloxy)butyl] ester | 629154 | 85501
Methanesulfonamide, N-[2,4-dichloro-5-[4-(difluoromethyl)-4,5-dihydro-3-methyl-5-oxo-1H-1,2,4-triazol-1-yl]phenyl]- | 622704 | 85502
3H-Indolium, 2-[5-(1,3-dihydro-3,3-dimethyl-1-pentyl-2H-indol-2-ylidene)-1,3-pentadien-1-yl]-3,3-dimethyl-1-pentyl-, bromide (1:1) | 622688 | 85503
Acetamide, N-[2-[2-(4-chloro-3-cyano-5-formyl-2-thienyl)diazenyl]-5-(diethylamino)phenyl]-2-methoxy- | 622597 | 85504
Phenol, tetrapropylene-, lead(2+) salt (2:1) | 622589 | 85505
Poly[oxy(methyl-1,2-ethanediyl)], .alpha.-hydro-.omega.-hydroxy-, polymer with 1,3-bis(1-isocyanato-1-methylethyl)benzene | 622563 | 85506
Acetic acid, 2-oxo-2-[(2,2,6,6-tetramethyl-4-piperidinyl)amino]-, hydrazide | 622555 | 85507
Zinc, diamminebis(cyanato-.kappa.N)-, (T-4)- | 622548 | 85508
Phosphonium, tributyl(2-methoxypropyl)-, chloride (1:1) | 622530 | 85509
Phenol, 4,4'-(1-methylethylidene)bis-, tetrabromo deriv., polymer with 2,2'-[(1-methylethylidene)bis[(dibromo-4,1-phenylene)oxymethylene]]bis[oxirane] | 622522 | 85510
Phenol, 4,4'-(1-methylethylidene)bis-, tetrabromo deriv. | 622514 | 85511
Sodium hypochlorite phosphate (Na4(ClO)(PO4)) | 622506 | 85512
2-Propenoic acid, telomer with ethene and 2-methylpropane | 622498 | 85513
Ethanone, 2,2-dichloro-1-[(5R)-5-(2-furanyl)-2,2-dimethyl-3-oxazolidinyl]- | 622480 | 85514
Benzenesulfonic acid, dodecyl ester, compd. with 4-(2-phenyldiazenyl)-1,3-benzenediamine (1:1) | 622431 | 85515
2-Propenoic acid, 1-(hydroxymethyl)propyl ester | 622423 | 85516
2-Propenoic acid, 2-methyl-, 2-oxiranylmethyl ester, polymer with 2-ethylhexyl 2-propenoate and 2,2'-[(1-methylethylidene)bis(4,1-phenyleneoxymethylene)]bis[oxirane] | 622415 | 85517
1,4-Benzenedicarboxylic acid, 1,4-dimethyl ester, polymer with .alpha.-hydro-.omega.-hydroxypoly(oxy-1,2-ethanediyl) and 1,2-propanediol, 3-sulfobenzoate, sodium salt | 622381 | 85518
Zirconium, [P,P'-bis[2,2-bis[(2-propen-1-yloxy)methyl]butyl] diphosphato(2-)-.kappa.O',.kappa.O''']bis[2-[(2-propen-1-yloxy-.kappa.O)methyl]-2-[(2-propen-1-yloxy)methyl]-1-butanolato-.kappa.O]- | 622373 | 85519
Pyridine, 2,3,4,5-tetrahydro-3-methyl- | 622365 | 85520
Methanediamine, N,N'-bis[4-[(4-aminophenyl)(4-imino-2,5-cyclohexadien-1-ylidene)methyl]phenyl]-, hydrochloride (1:2) | 622357 | 85521
Benzamide, 3-amino-N-[2-[[2-(sulfooxy)ethyl]sulfonyl]ethyl]- | 622340 | 85522
Oxirane, 2-ethyl-, homopolymer, monocarbonochloridate, (tetrapropylene)phenyl ether | 622332 | 85523
1,5-Pentanediamine, 2-methyl-N1,N5-bis(1-methylethyl)- | 622316 | 85524
Spiro[bicyclo[4.1.0]heptane-2,5'-[1,3]dioxane], 2',2',3,7,7-pentamethyl-, (1R,3R,6S)-rel- | 622308 | 85525
Spiro[bicyclo[4.1.0]heptane-2,5'-[1,3]dioxane], 2',2',3,7,7-pentamethyl-, (1R,3S,6S)-rel- | 622290 | 85526
Octadecadienoic acid | 622282 | 85527
2,4,6(1H,3H,5H)-Pyrimidinetrione, 1,3-dicyclohexyl-5-[[4-(dimethylamino)phenyl]methyl]- | 622274 | 85528
1,3,5-Triazine-2,4,6-triamine, N2,N4,N6-tris[4-[(1,4-dimethylpentyl)amino]phenyl]- | 622266 | 85529
Hexanedioic acid, polymer with 2-(chloromethyl)oxirane, N1-(1,3-dimethylbutylidene)-N2-[2-[(1,3-dimethylbutylidene)amino]ethyl]-1,2-ethanediamine, 2,2-dimethyl-1,3-propanediol, 2-(methylamino)ethanol and 4,4'-(1-methylethylidene)bis[phenol], acetate | 622258 | 85530
Benzenemethanaminium, ar-ethenyl-N,N,N-trimethyl-, polymer with diethenylbenzene, ethenylethylbenzene and 2-propenenitrile, carbonate | 622241 | 85531
2-Propenoic acid, ethyl ester, polymer with diethenylbenzene, 2-ethenylpyridine and methyl 2-propenoate | 622233 | 85532
Benzenemethanaminium, ar-ethenyl-N,N,N-trimethyl-, polymer with diethenylbenzene and ethenylethylbenzene, carbonate | 622225 | 85533
2H-Azepin-2-one, hexahydro-, polymer with 1,3-diisocyanatomethylbenzene and 2-ethyl-2-(hydroxymethyl)-1,3-propanediol | 622183 | 85534
Isocyanic acid, polymethylenepolyphenylene ester, polymer with .alpha.-hydro-.omega.-hydroxypoly[oxy(methyl-1,2-ethanediyl)] and 1,1'-methylenebis[4-isocyanatobenzene] | 588780 | 85535
2-Propenoic acid, 2-methyl-, butyl ester, telomer with 1-dodecanethiol, ethenylbenzene, 2-ethylhexyl 2-propenoate, 1,1'-(1,6-hexanediyl) di-2-propenoate, methyl 2-methyl-2-propenoate and 1,2-propanediol mono(2-methyl-2-propenoate) | 588772 | 85536
Hexanedioic acid, polymer with 2-ethyl-2-(hydroxymethyl)-1,3-propanediol, 2,5-furandione and 1,3-isobenzofurandione, 2-ethylhexanoate | 588749 | 85537
1,4-Benzenedisulfonic acid, 2-amino-, sodium salt (1:?) | 588731 | 85538
9,12-Octadecadienoic acid (9Z,12Z)-, dimer, polymer with N1-(2-aminoethyl)-1,2-ethanediamine, formaldehyde, 4-nonylphenol, (9Z,12Z)-9,12-octadecadienoic acid trimer and oxirane | 588723 | 85539
2-Propenoic acid, 2-methyl-, butyl ester, telomer with 1-dodecanethiol, ethenylbenzene, 2-ethylhexyl 2-propenoate, 1,1'-(1,6-hexanediyl) di-2-propenoate, methyl 2-methyl-2-propenoate, 1,2-propanediol mono(2-methyl-2-propenoate) and 2-propenoic acid | 588715 | 85540
Hexanedioic acid, polymer with N1-(2-aminoethyl)-1,2-ethanediamine, ammonia, 2-(chloromethyl)oxirane and formaldehyde, formate hydrochloride sulfate | 588707 | 85541
Benzenesulfonic acid, 3,3'-carbonylbis[4-hydroxy-6-methoxy-, sodium salt (1:2) | 588699 | 85542
2,5-Furandione, polymer with 2-(chloromethyl)oxirane, 4,4'-(1-methylethylidene)bis[phenol], .alpha.-methyl-.omega.-hydroxypoly(oxy-1,2-ethanediyl) and 2,6,6-trimethylbicyclo[3.1.1]hept-2-ene | 588681 | 85543
2-Propenoic acid, 2-methyl-, polymer with 3-[2,2-dimethyl-1-oxo-3-[(1-oxo-2-propen-1-yl)oxy]propoxy]-2,2-dimethylpropyl 2-propenoate, methyl 2-methyl-2-propenoate and octadecyl 2-methyl-2-propenoate, ammonium salt | 588673 | 85544
Guanidine, N-cyano-, polymer with N1-(2-aminoethyl)-N2-[2-[(2-aminoethyl)amino]ethyl]-1,2-ethanediamine and 2-(chloromethyl)oxirane, hydrochloride sulfate | 588665 | 85545
Hexanedioic acid, polymer with N1-(2-aminoethyl)-1,2-ethanediamine, 2-(chloromethyl)oxirane, formaldehyde and formic acid, formate hydrochloride sulfate | 588657 | 85546
Hexanedioic acid, polymer with N1-(2-aminoethyl)-1,2-ethanediamine, 2-(chloromethyl)oxirane, formaldehyde and formic acid | 588640 | 85547
Hexanedioic acid, polymer with N1-(2-aminoethyl)-1,2-ethanediamine, 2-(chloromethyl)oxirane and 1,2-ethanediamine, hydrochloride sulfate | 588632 | 85548
Hexanedioic acid, polymer with N1-(2-aminoethyl)-N2-[2-[(2-aminoethyl)amino]ethyl]-1,2-ethanediamine, ethanedial and 2-propenamide, sulfate | 588624 | 85549
Guanidine, N-cyano-, polymer with N1-(2-aminoethyl)-1,2-ethanediamine and 2-(chloromethyl)oxirane, hydrochloride sulfate | 588616 | 85550
Hexanedioic acid, polymer with N1-(2-aminoethyl)-1,2-ethanediamine, ammonia and 2-(chloromethyl)oxirane, hydrochloride sulfate | 588608 | 85551
Hexanedioic acid, polymer with N1-(2-aminoethyl)-1,2-ethanediamine and 2-(chloromethyl)oxirane, hydrochloride sulfate | 588590 | 85552
Hexanedioic acid, polymer with N1-(2-aminoethyl)-1,2-ethanediamine and 2-(chloromethyl)oxirane, formate hydrochloride sulfate | 588582 | 85553
Hexanedioic acid, polymer with N1-(2-aminoethyl)-1,2-ethanediamine, ammonia, 2-(chloromethyl)oxirane, formaldehyde and formic acid, formate hydrochloride sulfate | 588574 | 85554
Formic acid, compd. with N1-(2-aminoethyl)-1,2-ethanediamine polymer with formaldehyde and urea | 588566 | 85555
Hexanedioic acid, polymer with N1-(2-aminoethyl)-1,2-ethanediamine, ammonia, 2-(chloromethyl)oxirane, formaldehyde and formic acid | 588558 | 85556
Guanidine, N-cyano-, polymer with N1-(2-aminoethyl)-1,2-ethanediamine and 2-(chloromethyl)oxirane, formate hydrochloride | 588541 | 85557
2-Propen-1-amine, N-methyl-N-2-propen-1-yl-, acetate hydrochloride, compd. with 2-(chloromethyl)oxirane homopolymer | 588533 | 85558
2-Propen-1-amine, N-methyl-N-2-propen-1-yl-, hydrochloride, compd. with 2-(chloromethyl)oxirane homopolymer | 588525 | 85559
1,3-Benzenedicarboxylic acid, polymer with 2,2-dimethyl-1,3-propanediol, 1,6-hexanediol and 2-(hydroxymethyl)-2-methyl-1,3-propanediol | 588517 | 85560
2-Propenoic acid, 2-methyl-, butyl ester, telomer with 1-dodecanethiol, ethenylbenzene, 2-ethylhexyl 2-propenoate, 1,1'-(1,6-hexanediyl) di-2-propenoate, 2-hydroxyethyl 2-propenoate, methyl 2-methyl-2-propenoate and 2-propenoic acid | 588509 | 85561
2-Propenoic acid, 2-methyl-, butyl ester, telomer with 1-dodecanethiol, ethenylbenzene, 2-ethylhexyl 2-propenoate, 1,1'-(1,6-hexanediyl) di-2-propenoate, 2-hydroxyethyl 2-propenoate and methyl 2-methyl-2-propenoate | 588491 | 85562
3,6-Nonadien-1-ol, 1-acetate | 588483 | 85563
1-Pentanone, 1-(2,6,6-trimethyl-1-cyclohexen-1-yl)- | 588467 | 85564
Propanoic acid, 2-methyl-, 3-methyl-2-buten-1-yl ester | 588459 | 85565
Cyclopentanol, 3-methyl-2-pentyl-, 1-acetate | 588434 | 85566
3-Buten-2-ol, 3-methyl-4-(2,6,6-trimethyl-1-cyclohexen-1-yl)-, 2-acetate | 588418 | 85567
4-Pentenoic acid, 3-methylbutyl ester | 588400 | 85568
2-Pentenoic acid, 2-methyl-, (3Z)-3-hexen-1-yl ester | 588392 | 85569
4-Decenoic acid, ethyl ester, (4E)- | 588384 | 85570
Phosphoric acid, 2-chloro-1-methylethyl bis(2-chloropropyl) ester | 588376 | 85571
3-Octen-2-ol | 588368 | 85572
2-Propenoic acid, 2-methyl-, methyl ester, polymer with octadecyl 2-propenoate and 2-propenoic acid | 588343 | 85573
Phenol, dimethyl-, polymer with ethenylbenzene and 1-propene tetramer | 588335 | 85574
Propanoic acid, 2-[4-[(6-chloro-2-quinoxalinyl)oxy]phenoxy]-, ethyl ester | 588327 | 85575
9,12-Octadecadienoic acid (9Z,12Z)-, dimer, polymer with 2-(diethylamino)ethyl 2-methyl-2-propenoate, 4,4'-(1-methylethylidene)bis[phenol], 2,2'-[(1-methylethylidene)bis(4,1-phenyleneoxymethylene)]bis[oxirane], methyl 2-methyl-2-propenoate and 2-propenoic acid, benzoate | 588319 | 85576
1,3-Naphthalenedisulfonic acid, 4-amino-5-hydroxy-, sodium salt (1:?) | 588301 | 85577
Benzoic acid, 3,3'-[carbonylbis(imino-4,1-phenylene-2,1-diazenediyl)]bis[6-hydroxy-, lithium salt (1:2) | 588293 | 85578
Benzenesulfonic acid, 3,3'-[carbonylbis[imino(3-methoxy-4,1-phenylene)-2,1-diazenediyl]]bis-, lithium salt (1:2) | 588285 | 85579
Ethanone, 1-[4-(diethylamino)phenyl]-2-hydroxy-2-(2-hydroxyphenyl)- | 588277 | 85580
2,5-Furandione, polymer with 2,2-bis(hydroxymethyl)-1,3-propanediol, 1,2-ethanediol and 3a,4,7,7a-tetrahydro-4,7-methano-1H-indene | 588269 | 85581
Propanedioic acid, 2,2-diethyl-, 1,3-dimethyl ester, polymer with 4-hydroxy-2,2,6,6-tetramethyl-1-piperidineethanol | 588251 | 85582
Cuprate(3-), [3-[2-[5-(hydroxy-.kappa.O)-4-[2-[1-(hydroxy-.kappa.O)-6-(phenylamino)-3-sulfo-2-naphthalenyl]diazenyl-.kappa.N1]-2-methylphenyl]diazenyl]-1,5-naphthalenedisulfonato(5-)]-, sodium (1:3) | 588244 | 85583
1,3-Benzenedicarboxylic acid, polymer with 1,4-butanediol, 1,5-diisocyanatonaphthalene, 1,6-hexanediol, nonanedioic acid and 2,2'-[1,4-phenylenebis(oxy)]bis[ethanol] | 610618 | 85584
1,2,4-Benzenetricarboxylic acid, polymer with 1,3-benzenedicarboxylic acid, 1,4-benzenedicarboxylic acid, 2,2-dimethyl-1,3-propanediol, 2-ethyl-2-(hydroxymethyl)-1,3-propanediol and nonanedioic acid | 610600 | 85585
1,6-Hexanediol, polymer with 1,1'-methylenebis[4-isocyanatobenzene] and 2-methyloxirane polymer with oxirane ether with 1,2,3-propanetriol (3:1) | 610592 | 85586
2-Propenoic acid, 2-(chlorodimethylsilyl)-2-propen-1-yl ester | 610584 | 85587
2-Propenoic acid, 3-(chlorodimethylsilyl)-2-propen-1-yl ester | 610576 | 85588
2,7-Naphthalenedisulfonic acid, 3,3'-[(1-oxido-1,2-diazenediyl)bis[(2-methoxy-4,1-phenylene)-2,1-diazenediyl]]bis[4,5-dihydroxy-, lithium salt (1:?) | 610550 | 85589
Poly(oxy-1,2-ethanediyl), .alpha.-(nonylphenyl)-.omega.-hydroxy-, phosphate, calcium salt | 610543 | 85590
Poly(oxy-1,2-ethanediyl), .alpha.,.alpha.'-[(octadecyloxy)phosphinylidene]bis[.omega.-hydroxy- | 610535 | 85591
Butanamide, N,N'-1,4-phenylenebis[2-[2-[4-[[4,6-bis[(2-aminoethyl)amino]-1,3,5-triazin-2-yl]amino]phenyl]diazenyl]methyl-3-oxo-, 2-hydroxy-1,2,3-propanetricarboxylate methanesulfonate (1:?:?) | 610329 | 85592
2-Naphthalenesulfonic acid, 7-[[4,6-bis[4-(2-aminoethyl)-1-piperazinyl]-1,3,5-triazin-2-yl]amino]-4-hydroxy-3-[2-[4-(2-phenyldiazenyl)phenyl]diazenyl]-, formate methanesulfonate (1:?:?) | 610311 | 85593
Aluminum, (isooctanolato)bis(2-propanolato)- | 610303 | 85594
Hexanedioic acid, polymer with 2-butene-1,4-diol, 1,6-diisocyanatohexane, 1,2-ethanediol, formaldehyde, 1,3-isobenzofurandione, 2-methyloxirane, sodium sulfite (1:1) and urea | 610295 | 85595
1,2-Propanediol, polymer with 1,1'-methylenebis[isocyanatobenzene] and 2-methyloxirane | 610287 | 85596
2-Naphthalenesulfonic acid, 7-[[4,6-bis[4-(2-aminoethyl)-1-piperazinyl]-1,3,5-triazin-2-yl]amino]-3-[2-[4-[[4-[2-[6-[[4,6-bis[4-(2-aminoethyl)-1-piperazinyl]-1,3,5-triazin-2-yl]amino]-1-hydroxy-3-sulfo-2-naphthalenyl]diazenyl]benzoyl]amino]phenyl]diazenyl]-4-hydroxy-, formate methanesulfonate (1:?:?) | 610279 | 85597
Neodecanoic acid, 2-oxiranylmethyl ester, polymer with 2,5-furandione, 3a,4,5,6,7,7a-hexahydro-4,7-methano-1H-indenol, 2,2'-oxybis[ethanol] and 1,2-propanediol | 610261 | 85598
2,7-Naphthalenedisulfonic acid, 4-amino-5-hydroxy-, compd. with pyridine (1:1) | 610253 | 85599
.alpha.-D-Glucopyranoside, methyl, polymer with 1,4-dimethyl 1,4-benzenedicarboxylate, 1,2-ethanediol, 2-methyloxirane, oxirane and 2,2'-oxybis[ethanol] | 610246 | 85600
.alpha.-D-Glucopyranoside, methyl, polymer with 1,4-benzenedicarboxylic acid, 1,2-ethanediol, 2-methyloxirane, oxirane and 2,2'-oxybis[ethanol] | 610238 | 85601
1,3-Benzenedicarboxylic acid, polymer with 1,4-benzenedicarboxylic acid, 2-(chloromethyl)oxirane, 2,2-dimethyl-1,3-propanediol, 2-ethyl-2-(hydroxymethyl)-1,3-propanediol, 2-(hydroxymethyl)-2-methyl-1,3-propanediol, 4,4'-(1-methylethylidene)bis[phenol] and 1,3,5-tris(2-oxiranylmethyl)-1,3,5-triazine-2,4,6(1H,3H,5H)-trione | 610212 | 85602
Poly(oxy-1,2-ethanediyl), .alpha.-(1-oxo-2-propen-1-yl)-.omega.-(2-propen-1-yloxy)- | 610204 | 85603
Neodecanoic acid, ethenyl ester, polymer with butyl 2-propenoate, ethenyl acetate and 2-propenoic acid | 610196 | 85604
Neodecanoic acid, 2-oxiranylmethyl ester, polymer with 2,5-furandione, 2,2'-oxybis[ethanol], 1,2-propanediol and 3a,4,7,7a-tetrahydro-4,7-methano-1H-indene | 610188 | 85605
Poly[oxy(methyl-1,2-ethanediyl)], .alpha.,.alpha.'-[oxybis(butoxyphosphinylidene)]bis[.omega.-hydroxy-, polymer with 2,4-diisocyanato-1-methylbenzene | 610170 | 85606
Dodecanoic acid, 5-hydroxy-, 2,3-dihydroxypropyl ester | 603662 | 85607
Glycine, N,N-bis[2-[(1-oxooctadecyl)amino]ethyl]-, hydrochloride (1:1) | 603654 | 85608
2-Naphthalenesulfonic acid, 6-(acetylamino)-, sodium salt (1:1) | 603647 | 85609
Chromate(2-), [1-[2-[2-(hydroxy-.kappa.O)-3,5-dinitrophenyl]diazenyl-.kappa.N1]-2-naphthalenolato(2-)-.kappa.O][3-(hydroxy-.kappa.O)-4-[2-[2-(hydroxy-.kappa.O)-1-naphthalenyl]diazenyl-.kappa.N1]-7-nitro-1-naphthalenesulfonato(3-)]-, sodium hydrogen (1:1:1) | 603621 | 85610
Chromate(2-), [3-(hydroxy-.kappa.O)-4-[2-[2-(hydroxy-.kappa.O)-1-naphthalenyl]diazenyl-.kappa.N1]-7-nitro-1-naphthalenesulfonato(3-)][N-[7-hydroxy-8-[2-[2-(hydroxy-.kappa.O)-5-nitrophenyl]diazenyl-.kappa.N1]-1-naphthalenyl]acetamidato(2-)]-, sodium hydrogen (1:1:1) | 603613 | 85611
3-Quinolinecarboxylic acid, 5,7-dichloro-4-hydroxy-, ethyl ester | 603506 | 85612
Benzaldehyde, 4-propyl-, 2-[1-(4-fluorophenyl)ethylidene]hydrazone | 603498 | 85613
Benzonitrile, 4-[1-[2-[(4-butylphenyl)methylene]hydrazinylidene]ethyl]- | 603480 | 85614
Benzaldehyde, 4-hexyl-, 2-[(4-methylphenyl)methylene]hydrazone | 603472 | 85615
Ethanone, 1-(4-fluorophenyl)-, hydrazone | 603464 | 85616
Benzonitrile, 4-(1-hydrazinylideneethyl)- | 603456 | 85617
Benzaldehyde, 4-butyl-, hydrazone | 603449 | 85618
Benzaldehyde, 4-propyl-, hydrazone | 603431 | 85619
Benzoic acid, 3,3'-[(3-carboxy-4-oxo-2,5-cyclohexadien-1-ylidene)methylene]bis[6-hydroxy-, calcium salt (1:3) | 603423 | 85620
2-Anthracenesulfonic acid, 1-amino-9,10-dihydro-4-[(2-methoxy-5-methylphenyl)amino]-9,10-dioxo- | 603415 | 85621
Poly(oxy-1,2-ethanediyl), .alpha.-[2-[(2,2,3,3,4,4,5,5,6,6,7,7,8,8,8-pentadecafluoro-1-oxooctyl)amino]ethyl]-.omega.-hydroxy- | 603407 | 85622
2-Propenoic acid, 2-methyl-, polymer with ethene and hexahydro-2H-azepin-2-one, sodium salt | 603399 | 85623
1,4-Benzenedicarboxylic acid, polymer with 1,2-ethanediol, 2,2'-oxybis[ethanol] and oxybis[propanol] | 603365 | 85624
Quinoline, 2-[2-[4-(dodecyloxy)-3-methoxyphenyl]ethenyl]- | 603357 | 85625
Benzenesulfonic acid, 4-[2-(2-hydroxy-1-naphthalenyl)diazenyl]-, compd. with 2-ethyl-N-(2-ethylhexyl)-1-hexanamine (1:1) | 603274 | 85626
3H-Indolium, 2-[[2-(4-methoxyphenyl)-2-methylhydrazinylidene]methyl]-1,3,3-trimethyl-, 4-methylbenzenesulfonate (1:1) | 603266 | 85627
3H-Indolium, 1,3,3-trimethyl-2-[[2-methyl-2-(4-methylphenyl)hydrazinylidene]methyl]-, formate (1:1) | 603258 | 85628
3H-Indolium, 1,3,3-trimethyl-2-[[2-methyl-2-(4-methylphenyl)hydrazinylidene]methyl]-, 4-methylbenzenesulfonate (1:1) | 603241 | 85629
Phenol, 4,4'-(1-methylethylidene)bis-, polymer with N1,N2-bis(2-aminoethyl)-1,2-ethanediamine, 2-(butoxymethyl)oxirane, 2-(chloromethyl)oxirane and nonylphenol | 603233 | 85630
4,6,10-Dodecatrien-3-one, 4,7,11-trimethyl- | 603225 | 85631
Benzenepropanamine, N-[4-[2-(dichloro-2-benzothiazolyl)diazenyl]phenyl]-N-methyl- | 603217 | 85632
1,10-Phenanthroline, 4-methylbenzenesulfonate (1:1) | 603209 | 85633
Benzoxazolium, 5-chloro-2-[2-[[5-chloro-3-(4-sulfobutyl)-2(3H)-benzoxazolylidene]methyl]-1-buten-1-yl]-3-(4-sulfobutyl)-, inner salt, compd. with N,N-diethylethanamine (1:1) | 603191 | 85634
Acetic acid, 2-[(1-ethylpentyl)oxy]- | 603183 | 85635
[1,1'-Biphenyl]-4-carboxylic acid, 4'-heptyl-, 4-(2-methylbutyl)phenyl ester | 603175 | 85636
2-Propenoic acid, 2-methyl-, methyl ester, polymer with butyl 2-propenoate, ethenylbenzene and-1,1'-[2-ethyl-2-[[(1-oxo-2-propen-1-yl)oxy]methyl]-1,3-propanediyl] di-2-propenoate | 603167 | 85637
3,5,7-Triaza-1-azoniatricyclo[3.3.1.13,7]decane, 1-(carboxymethyl)-, chloride, monosodium salt | 603134 | 85638
2,5-Furandione, 3-(1-ethylbutyl)dihydro- | 603118 | 85639
Benzene, 1-(1-ethoxyethoxy)-2-methoxy-4-(1-propen-1-yl)- | 596163 | 85640
1-Cyclopentene-1-propanol, .beta.,.beta.,2-trimethyl-5-(1-methylethenyl)-, 1-propanoate | 596155 | 85641
Carbonic acid, C,C'-[(1-methylethylidene)di-4,1-phenylene] C,C'-di-2-propen-1-yl ester | 596148 | 85642
Oxirane, 2-methyl-, polymer with oxirane, dibenzoate | 596130 | 85643
Methanaminium, N-[4-[[4-[bis(2-hydroxyethyl)amino]-2-methylphenyl][4-(dimethylamino)phenyl]methylene]-2,5-cyclohexadien-1-ylidene]-N-methyl-, chloride (1:1) | 596098 | 85644
Naphth[2,3-c]acridine-5,8,14(13H)-trione, 6-[[4,6-bis[(9,10-dihydro-9,10-dioxo-1-anthracenyl)amino]-1,3,5-triazin-2-yl]amino]-10-bromo- | 596080 | 85645
3H-Indolium, 1,3,3-trimethyl-2-[(2-methyl-2-phenylhydrazinylidene)methyl]-, methyl sulfate (1:1) | 596072 | 85646
3H-Indolium, 1,3,3-trimethyl-2-[[2-methyl-2-(4-methylphenyl)hydrazinylidene]methyl]-, acetate (1:1) | 596064 | 85647
1,3,6,9,12,15-Hexaoxa-2-silacycloheptadecane, 2,2-dimethyl- | 596049 | 85648
Titanium, bis(ethyl 3-oxobutanoato-.kappa.O1',.kappa.O3)bis(2-methyl-1-propanolato)- | 596031 | 85649
Manganese, [3-(hydroxy-.kappa.O)-4-[2-(2-methyl-4-sulfophenyl)diazenyl]-2-naphthalenecarboxylato(2-)-.kappa.O]- | 596023 | 85650
4,7-Methanoisobenzofuran-1,3-dione, 3a,4,7,7a-tetrahydro-, polymer with 1,4-benzenediol and 1,2-propanediol | 596015 | 85651
1,5-Naphthalenedisulfonic acid, 3,3'-[carbonylbis[imino(2-methyl-4,1-phenylene)-2,1-diazenediyl]]bis-, lithium potassium sodium salt (1:?:?:?) | 596007 | 85652
1,5-Naphthalenedisulfonic acid, 3,3'-[carbonylbis[imino(5-methoxy-2-methyl-4,1-phenylene)-2,1-diazenediyl]]bis-, lithium potassium sodium salt (1:?:?:?) | 595991 | 85653
Nickel, bis[(cyano-.kappa.C)triphenylborato(1-)-.kappa.N]bis(hexanedinitrile-.kappa.N,.kappa.N')- | 595983 | 85654
Neodecanoic acid, 2-oxiranylmethyl ester, polymer with 1,2-ethanediol, 2-ethyl-2-(hydroxymethyl)-1,3-propanediol, 2,5-furandione and 1,3-isobenzofurandione | 595975 | 85655
9H-Thioxanthen-9-one, 4-(1-methylethyl)- | 595959 | 85656
Methanone, [4-[(4-methylphenyl)thio]phenyl]phenyl- | 595942 | 85657
8-Oxa-3,5-dithia-4-stannadocosanoic acid, 4,4-dibutyl-7-oxo-, tetradecyl ester | 595934 | 85658
Chromate(1-), bis[2-[2-[5-(aminosulfonyl)-2-(hydroxy-.kappa.O)phenyl]diazenyl-.kappa.N1]-3-(oxo-.kappa.O)-N-phenylbutanamidato(2-)]-, sodium (1:1) | 595918 | 85659
Methanaminium, N-[4-[[4-(dimethylamino)phenyl][4-(phenylamino)-1-naphthalenyl]methylene]-2,5-cyclohexadien-1-ylidene]-N-methyl-, acetate (1:1) | 595900 | 85660
2-Oxiranecarboxylic acid, 3-methyl-3-nonyl-, ethyl ester | 595892 | 85661
Benzoic acid, 3,3'-[1,2-ethenediylbis[(3-sulfo-4,1-phenylene)-2,1-diazenediyl]]bis[6-hydroxy-5-methyl-, lithium sodium salt, compd. with 2,2'-(methylimino)bis[ethanol] (1:?:?:?) | 595884 | 85662
2-Naphthalenesulfonic acid, 3,3'-[1,2-ethenediylbis[(3-sulfo-4,1-phenylene)-2,1-diazenediyl]]bis[6-amino-4-hydroxy-, lithium sodium salt, compd. with 2,2'-(methylimino)bis[ethanol] (1:?:?:?) | 595868 | 85663
Benzenediazonium, 4-(diethylamino)-, 5-sulfo-1,3-benzenedicarboxylate (1:1) | 595835 | 85664
Benzenediazonium, 2,5-diethoxy-4-(4-morpholinyl)-, 5-sulfo-1,3-benzenedicarboxylate (1:1) | 595827 | 85665
3-Pyridinecarbonitrile, 1-butyl-5-[2-(4-chloro-2-nitrophenyl)diazenyl]-1,6-dihydro-2-hydroxy-4-methyl-6-oxo- | 595801 | 85666
Chromate(1-), bis[3-[4-[2-[5-chloro-2-(hydroxy-.kappa.O)-3-nitrophenyl]diazenyl-.kappa.N1]-4,5-dihydro-3-methyl-5-(oxo-.kappa.O)-1H-pyrazol-1-yl]-2,4-dimethylbenzenesulfonamidato(2-)]-, sodium (1:1) | 595785 | 85667
Chromate(1-), [2-[2-[4,5-dihydro-3-methyl-5-(oxo-.kappa.O)-1-phenyl-1H-pyrazol-4-yl]diazenyl-.kappa.N1]benzoato(2-)-.kappa.O][3-[2-[4,5-dihydro-3-methyl-5-(oxo-.kappa.O)-1-phenyl-1H-pyrazol-4-yl]diazenyl-.kappa.N1]-4-(hydroxy-.kappa.O)benzenesulfonamidato(2-)]-, sodium (1:1) | 595777 | 85668
5H-Anthra[2,1,9-mna]naphth[2'',3'':6',7']indolo[2',3':5,6]naphth[2,3-h]acridine-5,7,12,20,25(6H,19H)-pentone | 595769 | 85669
Oxirane, 2-methyl-, polymer with oxirane, 2-aminopropyl methyl ether | 595751 | 85670
Decanedioic acid, 1-(1,2,2,6,6-pentamethyl-4-piperidinyl) ester | 595744 | 85671
1H-1,2,4-Triazole-1-ethanol, .beta.-[(4-chlorophenyl)methylene]-.alpha.-(1,1-dimethylethyl)-, (.alpha.S,.beta.E)- | 595702 | 85672
Acetamide, N-[2,4-dimethyl-5-[[(trifluoromethyl)sulfonyl]amino]phenyl]-, monopotassium salt | 595694 | 85673
Benzoxazolium, 2-[3-[1-[3-(acetyloxy)propyl]-5,6-dichloro-3-ethyl-1,3-dihydro-2H-benzimidazol-2-ylidene]-1-propen-1-yl]-3-ethyl-5,6-dimethyl-, iodide (1:1) | 595686 | 85674
3-Pyridazinecarboxylic acid, 1-(4-chlorophenyl)-1,4-dihydro-6-methyl-4-oxo-, potassium salt | 595645 | 85675
Chromate(1-), bis[N-[7-(hydroxy-.kappa.O)-8-[2-[2-(hydroxy-.kappa.O)-5-(methylsulfonyl)phenyl]diazenyl-.kappa.N1]-1-naphthalenyl]acetamidato(2-)]-, sodium (1:1) | 595629 | 85676
Phenol, 4,4'-[2,2,2-trifluoro-1-(trifluoromethyl)ethylidene]bis[2-amino- | 595611 | 85677
8-Oxa-3,5-dithia-4-phosphatetradecanoic acid, 10-ethyl-4-[[2-[(2-ethylhexyl)oxy]-2-oxoethyl]thio]-7-oxo-, 2-ethylhexyl ester, 4-oxide | 595603 | 85678
2-Naphthalenecarboxylic acid, 4-[2-(5-chloro-4-methyl-2-sulfophenyl)diazenyl]-1-hydroxy-, calcium salt (1:1) | 595579 | 85679
2,7-Naphthalenedisulfonic acid, 5-[(5-chloro-2-fluoro-6-methyl-4-pyrimidinyl)amino]-4-hydroxy-3-[2-(4-methyl-2-sulfophenyl)diazenyl]-, sodium salt (1:?) | 595553 | 85680
2,7-Naphthalenedisulfonic acid, 5-[(5-chloro-2-fluoro-6-methyl-4-pyrimidinyl)amino]-4-hydroxy-3-[2-(2-sulfophenyl)diazenyl]-, sodium salt (1:?) | 595546 | 85681
Benzaldehyde, 2-chloro-4-hydroxy-3,5-dimethoxy- | 588236 | 85682
Benzaldehyde, 2,6-dichloro-4-hydroxy-3,5-dimethoxy- | 588228 | 85683
Benzene, 1-phenoxy-4-(trichloromethyl)- | 588210 | 85684
Poly[oxy(methyl-1,2-ethanediyl)], .alpha.,.alpha.',.alpha.''-1,2,3-propanetriyltris[.omega.-(acetyloxy)- | 588202 | 85685
1,3-Benzenedicarboxylic acid, polymer with ethenylmethylbenzene, (9Z,12R)-12-hydroxy-9-octadecenoic acid, 1,3-isobenzofurandione and (9Z,12Z)-9,12-octadecadienoic acid, 4-(1,1-dimethylethyl)benzoate isononanoate, compd. with N,N-diethylethanamine | 588194 | 85686
[1,1'-Biphenyl]-4-carboxylic acid, 4'-(2-methylbutyl)-, 4-(2-methylbutyl)phenyl ester | 588186 | 85687
Benzoxazolium, 3-methyl-5-phenyl-2-[2-[[3-(3-sulfobutyl)-2(3H)-benzoselenazolylidene]methyl]-1-buten-1-yl]-, inner salt | 588178 | 85688
Acetamide, 2-cyano-2-[2,3-dihydro-3-(tetrahydro-2,4,6-trioxo-5(2H)-pyrimidinylidene)-1H-isoindol-1-ylidene]-N-methyl- | 588160 | 85689
Carbamic acid, N-butyl-, 2-propyn-1-yl ester | 588152 | 85690
2-Propenoic acid, 2-methyl-, polymer with butyl 2-propenoate, methyl 2-methyl-2-propenoate and N-[(2-methylpropoxy)methyl]-2-propenamide | 588061 | 85691
Phosphoric acid, bis(2-chloro-1-methylethyl) 2-chloropropyl ester | 588053 | 85692
1,2-Benzenedicarboxylic acid, polymer with (2Z)-2-butenedioic acid, butyl 2-propenoate, ethenylbenzene, 2-ethyl-2-(hydroxymethyl)-1,3-propanediol, hexanedioic acid, 2-hydroxyethyl 2-methyl-2-propenoate and 2-propenoic acid, 2-ethylhexanoate | 588046 | 85693
Formaldehyde, polymer with 4,4'-(1-methylethylidene)bis[phenol], oxirane and 4-(1,1,3,3-tetramethylbutyl)phenol, phosphate, potassium salt | 588038 | 85694
Methanone, (diphenylphosphinyl)(2,4,6-trimethylphenyl)- | 588020 | 85695
1,2-Propanediamine, N1-[2-(3-methyl-1-piperazinyl)ethyl]- | 587931 | 85696
Sulfurous acid, sodium salt (1:1), polymer with 2-methyloxirane and 1-propene-1,3-diol | 587923 | 85697
1,4-Piperazinediethanamine, .beta.1,.beta.4-dimethyl- | 587915 | 85698
1,2-Propanediamine, N1-[2-(2-methyl-1-piperazinyl)ethyl]- | 587907 | 85699
1,2-Propanediamine, N2-[2-(2-methyl-1-piperazinyl)ethyl]- | 587899 | 85700
1,4-Piperazinediethanamine, .alpha.1,.beta.4-dimethyl- | 587881 | 85701
1,2-Propanediamine, N1-[2-[(2-amino-1-methylethyl)amino]ethyl]- | 587873 | 85702
Benzenesulfonic acid, 4,4'-[methylenebis[4,1-phenylene-2,1-diazenediyl(4,5-dihydro-3-methyl-5-oxo-1H-pyrazole-4,1-diyl)]]bis[3-methyl-, sodium salt (1:2) | 587865 | 85703
Chromate(1-), bis[4-[2-[4-(ethylsulfonyl)-2-(hydroxy-.kappa.O)phenyl]diazenyl-.kappa.N1]-2,4-dihydro-5-methyl-2-phenyl-3H-pyrazol-3-onato(2-)-.kappa.O3]-, sodium (1:1) | 587857 | 85704
1-Propanaminium, 2-hydroxy-N,N,N-trimethyl-, hydroxide (1:1) | 587840 | 85705
Bicyclo[3.2.1]octan-8-ol, 1,5-dimethyl-, 8-acetate | 587832 | 85706
Propanoic acid, 2-methyl-, 2-[(2-cyanoethyl)[4-[2-(4-nitrophenyl)diazenyl]phenyl]amino]ethyl ester | 587824 | 85707
2-Anthracenesulfonic acid, 1-amino-4-[[3-[[4-chloro-6-[[4-[[2-(sulfooxy)ethyl]sulfonyl]phenyl]amino]-1,3,5-triazin-2-yl]amino]-2,4,6-trimethyl-5-sulfophenyl]amino]-9,10-dihydro-9,10-dioxo-, potassium salt (1:3) | 587816 | 85708
Benzenesulfonic acid, oxybis[(1,1,3,3-tetramethylbutyl)-, potassium salt (1:2) | 587808 | 85709
Poly(oxy-1,2-ethanediyl), .alpha.-methyl-.omega.-[2-(1-methylpentadecyl)phenoxy]- | 587790 | 85710
Poly(oxy-1,2-ethanediyl), .alpha.-[2-(1-methylpentadecyl)phenyl]-.omega.-hydroxy- | 587782 | 85711
Benzothiazolium, 3-methyl-, sulfate (1:1) | 587774 | 85712
1,3-Benzenedisulfonic acid, 2-(2,3-dihydroxypropoxy)-5-dodecyl-, potassium salt (1:2) | 587766 | 85713
Propanol, [(1-methyl-1,2-ethanediyl)bis(oxy)]bis-, polymer with 1-isocyanato-2-[(4-isocyanatophenyl)methyl]benzene and 1,1'-methylenebis[4-isocyanatobenzene] | 587758 | 85714
Phenol, 2-(2H-benzotriazol-2-yl)-4-(1,1,3,3-tetramethylbutyl)-, 1-benzenesulfonate | 587741 | 85715
1,2-Propanediol, polymer with 4,4'-methylenebis[benzenamine] and 2-methyloxirane | 587733 | 85716
Iron manganese oxide ((Fe,Mn)2O3) | 587725 | 85717
1,2-Propanediol, polymer with ar-methylbenzenediamine and 2-methyloxirane | 587691 | 85718
2-Propenoic acid, 2-methyl-, polymer with ethyl 2-propenoate and .alpha.-(2-methyl-1-oxo-2-propen-1-yl)-.omega.-(nonylphenoxy)poly(oxy-1,2-ethanediyl) | 587683 | 85719
1(3H)-Isobenzofuranone, 3-[4-(diethylamino)phenyl]-3-(1-ethyl-2-methyl-1H-indol-3-yl)- | 587675 | 85720
1,4-Benzenedisulfonic acid, 2,2'-[1,2-ethenediylbis[(3-sulfo-4,1-phenylene)imino[6-[bis(2-hydroxypropyl)amino]-1,3,5-triazine-4,2-diyl]imino]]bis-, potassium sodium salt (1:1:1) | 587667 | 85721
1-Naphthalenesulfonic acid, 3-hydroxy-4-[2-(2-hydroxy-1-naphthalenyl)diazenyl]-7-nitro-, potassium salt (1:1) | 587659 | 85722
Benzene, 1-isocyanato-2-[(4-isocyanatophenyl)thio]- | 587642 | 85723
Poly[oxy(methyl-1,2-ethanediyl)], .alpha.,.alpha.'-[oxybis(butoxyphosphinylidene)]bis[.omega.-hydroxy-, polymer with 1,3-diisocyanato-2-methylbenzene | 610162 | 85724
2-Butene-1,4-diol, 2,3-dibromo-, polymer with 2,4-diisocyanato-1-methylbenzene and .alpha.-hydro-.omega.-hydroxypoly[oxy(methyl-1,2-ethanediyl)] | 610154 | 85725
1,3-Benzenedicarboxylic acid, polymer with 1,4-benzenedicarboxylic acid, 2,2-dimethyl-1,3-propanediol, 2-ethyl-2-(hydroxymethyl)-1,3-propanediol and 1,3,5-tris(2-oxiranylmethyl)-1,3,5-triazine-2,4,6(1H,3H,5H)-trione | 610147 | 85726
1,4-Benzenedicarboxylic acid, polymer with 1,2-ethanediol, 1,3-isobenzofurandione, 2,2'-oxybis[ethanol] and oxybis[propanol] | 610139 | 85727
1,3-Isobenzofurandione, polymer with 1,2-ethanediol, 2,5-furandione, 2,2'-oxybis[ethanol] and 1,2-propanediol, benzoate | 610121 | 85728
1,3-Benzenedicarboxylic acid, polymer with 2,2-dimethyl-1,3-propanediol, 2,5-furandione, hexanedioic acid, 2,2'-oxybis[ethanol], 1,2-propanediol and 3a,4,7,7a-tetrahydro-4,7-methano-1H-indene | 610105 | 85729
2-Propanamine, 1-methoxy-, (2S)- | 610097 | 85730
2-Propenoic acid, 2-methyl-, telomer with butyl 2-propenoate, ethenylbenzene, methyl 3-mercaptopropanoate and methyl 2-methyl-2-propenoate, ammonium salt | 610089 | 85731
D-Glucitol, 1,2:5,6-bis-O-(1,2-dihydroxy-1,2-ethanediyl)- | 610063 | 85732
Benzene, ethenyl-, polymer with ethene, (1-methylethenyl)benzene dimer and 1-propene | 610055 | 85733
1,3-Cyclohexanedione, 5-[2-(ethylthio)propyl]-2-(1-oxopropyl)- | 610030 | 85734
2,7-Naphthalenedisulfonic acid, 4-(acetylamino)-5-hydroxy-, compd. with pyridine (1:2) | 610022 | 85735
Hexanedioic acid, polymer with 1,4-butanediamine and hexahydro-2H-azepin-2-one | 610014 | 85736
Ethanol, 2,2'-[(octahydro-4,7-methano-5H-inden-5-ylidene)bis(4,1-phenyleneoxy)]bis- | 609990 | 85737
Piperazinium, 1-cyclopentylidene-4-(ethoxycarbonyl)-, tetrafluoroborate(1-) (1:1) | 609974 | 85738
2-Propenoic acid, 2-methyl-, 2-(dimethylamino)ethyl ester, polymer with butyl 2-propenoate, ethenylbenzene and 2-propenenitrile, acetate, compd. with ethyl 2-chloroacetate | 609966 | 85739
2-Propenoic acid, 2-ethylhexyl ester, polymer with 2-hydroxyethyl 2-propenoate and (1-methylethenyl)benzene, 6-hydroxyhexanoate | 609933 | 85740
1,4-Benzenedicarboxylic acid, polymer with 6-hydroxy-2-naphthalenecarboxylic acid and N-(4-hydroxyphenyl)acetamide, acetate (ester) | 609925 | 85741
Furan, tetrahydro-2,4-dimethyl-4-phenyl-, (2R,4S)-rel- | 609883 | 85742
2-Propenoic acid, 2-carboxyethyl ester, polymer with 2-ethylhexyl 2-propenoate and methyl 2-propenoate | 609867 | 85743
1,3-Benzenedicarboxylic acid, polymer with 1,2-ethanediol, 2,5-furandione, 2,2'-oxybis[ethanol], 1,2-propanediol and 3a,4,7,7a-tetrahydro-4,7-methano-1H-indene, benzoate | 609834 | 85744
Lignosulfonic acid, sodium salt, polymer with 2-propenoic acid | 609800 | 85745
Hexanedioic acid, polymer with 1,4-butanediol, 2,2-dimethyl-1,3-propanediol, 1,6-hexanediol, hydrazine, 5-isocyanato-1-(isocyanatomethyl)-1,3,3-trimethylcyclohexane, 2-methyloxirane and oxirane | 609792 | 85746
Benzoic acid, 4-hydroxy-, 2-hydroxy-3-[(2-methyl-1-oxo-2-propen-1-yl)oxy]propyl ester | 609784 | 85747
3-Pyridinecarboxylic acid, 4-methylbenzenesulfonate (1:1) | 609776 | 85748
6-Tridecanone, 3,9-diethyl- | 609750 | 85749
1,3-Benzenedicarboxylic acid, polymer with 2,2-dimethyl-1,3-propanediol, hexanedioic acid and 1,2,3-propanetriol, nonanoate | 609743 | 85750
2,7-Naphthalenedisulfonic acid, 4-amino-6-[2-[5-[(5-chloro-2-fluoro-6-methyl-4-pyrimidinyl)amino]-2-sulfophenyl]diazenyl]-3-[2-(2,5-disulfophenyl)diazenyl]-5-hydroxy-, potassium sodium salt (1:?:?) | 609719 | 85751
2,7-Naphthalenedisulfonic acid, 4-amino-6-[2-[5-[(5-chloro-2-fluoro-6-methyl-4-pyrimidinyl)amino]-2-sulfophenyl]diazenyl]-3-[2-(2,5-disulfophenyl)diazenyl]-5-hydroxy-, potassium salt (1:?) | 609701 | 85752
2,7-Naphthalenedisulfonic acid, 4-amino-6-[2-[5-[(5-chloro-2-fluoro-6-methyl-4-pyrimidinyl)amino]-2-sulfophenyl]diazenyl]-3-[2-(2,5-disulfophenyl)diazenyl]-5-hydroxy-, sodium salt (1:?) | 609693 | 85753
Poly(oxy-1,2-ethanediyl), .alpha.-hydro-.omega.-(phosphonooxy)-, ether with 2,2-bis(hydroxymethyl)-1,3-propanediol, potassium salt (4:1:?) | 609685 | 85754
2-Cyclohexen-1-one, 2-(1-(((3-chloro-2-propenyl)oxy)imino)propyl)-5-(2-(ethylthio)propyl)-3-hydroxy- | 609677 | 85755
Cuprate(3-), [5-(acetylamino)-4-(hydroxy-.kappa.O)-3-[2-[2-(hydroxy-.kappa.O)-4-[[2-(sulfooxy)ethyl]sulfonyl]phenyl]diazenyl-.kappa.N1]-2,7-naphthalenedisulfonato(5-)]-, potassium (1:3) | 609669 | 85756
Silanamine, 1,1,1-trimethyl-N-(trimethylsilyl)-, polymer with trichlorosilane | 609651 | 85757
2,7-Naphthalenedisulfonic acid, 5-amino-4-hydroxy-3-[2-(2-hydroxy-5-sulfophenyl)diazenyl]-, potassium salt (1:?) | 609644 | 85758
Phenol, [(4-amino-6-chloro-1,3,5-triazin-2-yl)oxy]- | 603043 | 85759
2-Butenediamide, N1,N4-bis(2,4,6-tribromophenyl)-, (2E)- | 603035 | 85760
Spiro[isobenzofuran-1(3H),9'-[9H]xanthen]-3-one, 3'-methyl-6'-(methylpropylamino)-2'-(phenylamino)- | 603019 | 85761
Propanamide, 3-(dodecylthio)-2-methyl-N-[2-[2-(1-methylethyl)-1-imidazolidinyl]ethyl]- | 603001 | 85762
Ethanol, 2,2'-[[2-(isooctyloxy)ethyl]imino]bis- | 602995 | 85763
Phosphonic acid, bis(2-methylpentyl) ester | 602987 | 85764
Zinc, bis[O,O-bis(2-methylheptyl) phosphorodithioato-.kappa.S,.kappa.S']-, (T-4)- | 602979 | 85765
Benzenepropanol, .beta.-pentyl- | 602961 | 85766
Isocyanic acid, polymethylenepolyphenylene ester, polymer with 1,3-diisocyanato-2-methylbenzene, 2,4-diisocyanato-1-methylbenzene and .alpha.-hydro-.omega.-hydroxypoly[oxy(methyl-1,2-ethanediyl)] | 602920 | 85767
1,3-Benzenedicarboxylic acid, polymer with 1,4-cyclohexanedimethanol, 2,2-dimethyl-1,3-propanediol and 2,5-furandione | 602912 | 85768
Benzeneethanol, 4-hydroxy-3-[2-(2-nitrophenyl)diazenyl]- | 602888 | 85769
2-Propenoic acid, 2-methyl-, polymer with butyl 2-propenoate, methyl 2-methyl-2-propenoate and 2-propen-1-yl 2-methyl-2-propenoate | 602862 | 85770
Benzoic acid, 3,3'-[1,3-phenylenebis[2,1-diazenediyl(4,6-diamino-3,1-phenylene)-2,1-diazenediyl(sulfo-4,1-naphthalenediyl)-2,1-diazenediyl-4,1-phenyleneiminocarbonyl-4,1-phenylene-2,1-diazenediyl]]bis[6-hydroxy-, sodium salt (1:4) | 602847 | 85771
Benzoic acid, 5-[2-[4-[[[[2-(7-amino-1-hydroxy-3-sulfo-2-naphthalenyl)diazenyl]phenyl]amino]carbonyl]phenyl]diazenyl]-2-hydroxy-, sodium salt (1:2) | 602789 | 85772
Distillates, wood tar | 602771 | 85773
2-Naphthalenesulfonic acid, 6-amino-4-hydroxy-5-[2-[4-[[[4-[2-(4-hydroxyphenyl)diazenyl]phenyl]amino]carbonyl]phenyl]diazenyl]-, sodium salt (1:1) | 602763 | 85774
2,7-Naphthalenedisulfonic acid, 4-amino-3-[2-[4-[[[4-[2-(8-amino-1-hydroxy-5-sulfo-2-naphthalenyl)diazenyl]phenyl]amino]carbonyl]phenyl]diazenyl]-5-hydroxy-6-(2-phenyldiazenyl)-, sodium salt (1:1) | 602755 | 85775
Benzenamine, 4-[2-(2-chloro-4-nitrophenyl)diazenyl]-N-ethyl-N-(2-methoxyethyl)- | 602748 | 85776
3-Cyclopentene-1-acetaldehyde, 2,2,3-trimethyl- | 602722 | 85777
Amines, coco alkyl, hydrochlorides | 602672 | 85778
Quaternary ammonium compounds, benzyl-C10-18-alkylbis(hydroxyethyl), chlorides | 602656 | 85779
1-Naphthalenesulfonic acid, 3-hydroxy-4-[2-(2-hydroxy-5-methylphenyl)diazenyl]-, compd. with 2,2',2''-nitrilotris[ethanol] (1:1) | 602649 | 85780
Ethanol, 2-(dimethylamino)-, polymer with 2-(chloromethyl)oxirane | 602631 | 85781
1,4-Benzenedicarboxylic acid, 1,4-dimethyl ester, polymer with 1,4-butanediol, hexahydro-1,3-isobenzofurandione and .alpha.-hydro-.omega.-hydroxypoly(oxy-1,4-butanediyl) | 602607 | 85782
1,4-Benzenedicarboxylic acid, 1,4-dimethyl ester, polymer with 1,4-butanediol, hexahydro-1,3-isobenzofurandione, 1,6-hexanediol and .alpha.-hydro-.omega.-hydroxypoly(oxy-1,4-butanediyl) | 602599 | 85783
1-Pentalenol, octahydro-3a,6a-dimethyl-, 1-acetate | 602581 | 85784
2-Propenoic acid, 2-methyl-, polymer with .alpha.-(1-oxo-2-propen-1-yl)-.omega.-methoxypoly(oxy-1,2-ethanediyl) | 602573 | 85785
Cyclopropanecarboxylic acid, 3-[(1Z)-2-chloro-3,3,3-trifluoro-1-propenyl]-2,2-dimethyl-, (R)-cyano(3-phenoxyphenyl)methyl ester, (1S,3S)-rel- | 602565 | 85786
Benzoic acid, 2-[4-[ethyl(3-methylbutyl)amino]-2-hydroxybenzoyl]- | 602557 | 85787
1,3-Benzenedicarboxylic acid, polymer with 1,4-benzenedicarboxylic acid, hexanedioic acid and 1,2-propanediol | 602540 | 85788
Cellulose, acetate, [(1-oxo-2-propen-1-yl)amino]methyl ether | 602532 | 85789
2,7-Naphthalenedisulfonic acid, 5-(benzoylamino)-3-[2-[5-[[(5-chloro-2,6-difluoro-4-pyrimidinyl)amino]methyl]-1-sulfo-2-naphthalenyl]diazenyl]-4-hydroxy-, lithium sodium salt (1:?:?) | 595538 | 85790
1,7-Naphthalenedisulfonic acid, 4-(benzoylamino)-6-[2-[5-[[(5-chloro-2,6-difluoro-4-pyrimidinyl)amino]methyl]-1-sulfo-2-naphthalenyl]diazenyl]-5-hydroxy-, lithium sodium salt (1:?:?) | 595520 | 85791
2-Anthracenesulfonic acid, 1-amino-4-[[4-[[[(2,3-dichloro-6-quinoxalinyl)carbonyl]methylamino]methyl]-2-sulfophenyl]amino]-9,10-dihydro-9,10-dioxo-, sodium salt (1:2) | 595512 | 85792
1,4-Benzenedisulfonic acid, 2-[2-[4-[2-[4-[[(2,3-dichloro-6-quinoxalinyl)carbonyl]amino]-5-sulfo-1-naphthalenyl]diazenyl]-7-sulfo-1-naphthalenyl]diazenyl]-, lithium sodium salt (1:?:?) | 595504 | 85793
2-Propanol, 1-[(2-hydroxyethyl)thio]-, polymer with 2,2'-thiobis[ethanol] | 595488 | 85794
1,3-Isobenzofurandione, 3a,4,7,7a-tetrahydromethyl-, polymer with .alpha.-hydro-.omega.-hydroxypoly[oxy(methyl-1,2-ethanediyl)] | 595470 | 85795
D-Galactose, polymer with butanedioic acid and D-glucose, 2-oxopropanoate, ammonium calcium magnesium potassium sodium salt | 595462 | 85796
1-Naphthalenesulfonic acid, 2-[2-(2-hydroxy-6-sulfo-1-naphthalenyl)diazenyl]-, calcium salt (1:1) | 595439 | 85797
3-Pyridinecarbonitrile, 5-[2-(3,4-dichlorophenyl)diazenyl]-1,2-dihydro-6-hydroxy-1,4-dimethyl-2-oxo- | 595421 | 85798
Benzoic acid, 2-[2-[2-amino-5-hydroxy-6-[2-[4'-[2-(2-hydroxy-6-sulfo-1-naphthalenyl)diazenyl]-3,3'-dimethoxy[1,1'-biphenyl]-4-yl]diazenyl]-7-sulfo-1-naphthalenyl]diazenyl]-5-nitro-, sodium salt (1:?) | 595413 | 85799
2-Propenoic acid, 2-methyl-, 2-oxiranylmethyl ester, polymer with butyl 2-propenoate, 1,1-dichloroethene, 2-hydroxyethyl 2-propenoate and 2-propenoic acid | 595405 | 85800
1,3-Isobenzofurandione, polymer with 1,6-hexanediol and 2,2,4-trimethyl-1,3-pentanediol | 595397 | 85801
2-Butenedioic acid (2Z)-, 1,4-dioctyl ester, polymer with butyl 2-propenoate, ethenyl acetate, 2-ethylhexyl 2-propenoate and 2-propenoic acid | 595389 | 85802
2,7-Naphthalenedisulfonic acid, 3,3'-[1,3-phenylenebis[imino(6-chloro-1,3,5-triazine-4,2-diyl)imino(6-sulfo-3,1-phenylene)-2,1-diazenediyl]]bis[5-amino-4-hydroxy-6-[2-(4-sulfophenyl)diazenyl]-, sodium salt (1:8) | 595363 | 85803
Benzoic acid, 4,4'-[1,3-phenylenebis[imino(6-chloro-1,3,5-triazine-4,2-diyl)imino(8-hydroxy-3,6-disulfo-1,7-naphthalenediyl)-2,1-diazenediyl]]bis-, sodium salt (1:6) | 595355 | 85804
2-Naphthalenesulfonic acid, 6-[(2,3-dibromo-1-oxopropyl)amino]-3-[2-[5-[(2,3-dibromo-1-oxopropyl)amino]-2-sulfophenyl]diazenyl]-4-hydroxy-, sodium salt (1:2) | 595348 | 85805
2,7-Naphthalenedisulfonic acid, 4-amino-6-[2-[5-[[4-chloro-6-(2-ethoxyethoxy)-1,3,5-triazin-2-yl]amino]-2-sulfophenyl]diazenyl]-3-[2-(2,5-disulfophenyl)diazenyl]-5-hydroxy-, sodium salt (1:5) | 595330 | 85806
Benzoic acid, 2-[[[[[(4,6-dimethoxy-2-pyrimidinyl)amino]carbonyl]amino]sulfonyl]methyl]-, methyl ester | 595314 | 85807
Silane, (3,3,4,4,5,5,6,6,7,7,8,8,9,9,10,10,10-heptadecafluorodecyl)trimethoxy- | 595306 | 85808
Benzenepropanoic acid, 3-(5-chloro-2H-benzotriazol-2-yl)-5-(1,1-dimethylethyl)-4-hydroxy-, 2-ethylhexyl ester | 595298 | 85809
Benzenepropanoic acid, 3-(5-chloro-2H-benzotriazol-2-yl)-5-(1,1-dimethylethyl)-4-hydroxy-, octyl ester | 595280 | 85810
Chromate(3-), bis[2-(hydroxy-.kappa.O)-5-[2-[4-[(4-nitro-2-sulfophenyl)amino]phenyl]diazenyl]benzoato(3-)-.kappa.O]-, sodium (1:3) | 595272 | 85811
Cuprate(4-), [.mu.-[7-(benzoylamino)-3-[2-[3,3'-di(hydroxy-.kappa.O)-4'-[2-[1-(hydroxy-.kappa.O)-4,8-disulfo-2-naphthalenyl]diazenyl-.kappa.N1][1,1'-biphenyl]-4-yl]diazenyl-.kappa.N1]-4-(hydroxy-.kappa.O)-1,5-naphthalenedisulfonato(8-)]]di-, sodium (1:4) | 595264 | 85812
Ethanol, 2-[[2-[2-(dimethylamino)ethoxy]ethyl]methylamino]- | 595256 | 85813
1,3-Naphthalenedisulfonic acid, 7-hydroxy-8-[2-(4-sulfo-1-naphthalenyl)diazenyl]-, potassium sodium salt (1:?:?) | 595249 | 85814
2,7-Naphthalenedisulfonic acid, 4,4'-[carbonylbis[imino(5-methoxy-2-methyl-4,1-phenylene)-2,1-diazenediyl]]bis-, sodium salt (1:4) | 595231 | 85815
Benzene, 1-(trans-4-pentylcyclohexyl)-4-propyl- | 595223 | 85816
Benzene, 1-ethyl-4-(trans-4-propylcyclohexyl)- | 595215 | 85817
1-Propanamine, 3-(trimethoxysilyl)-N-[3-(trimethoxysilyl)propyl]- | 595207 | 85818
Cholest-5-en-3-ol (3.beta.)-, 3-(11-bromoundecanoate) | 595165 | 85819
Propanoic acid, 2-hydroxy-, compd. with N-[2-[2-(heptadecen-1-yl)-4,5-dihydro-1H-imidazol-1-yl]ethyl]-2-hydroxypropanamide (1:1) | 595157 | 85820
1,3-Benzenedicarboxylic acid, polymer with 2,5-furandione, hexanedioic acid, 1,2-propanediol and 3a,4,7,7a-tetrahydro-4,7-methano-1H-indene | 595140 | 85821
D-Glucopyranoside, methyl, 2,6-di-(9Z)-9-octadecenoate | 595132 | 85822
Chromate(1-), [5-chloro-3-[2-[4,5-dihydro-3-methyl-5-(oxo-.kappa.O)-1-(3-sulfophenyl)-1H-pyrazol-4-yl]diazenyl-.kappa.N1]-2-(hydroxy-.kappa.O)benzenesulfonato(4-)]-, sodium (1:1) | 595124 | 85823
Chromate(1-), [2-[2-[4,5-dihydro-3-methyl-1-(2-methyl-4-sulfophenyl)-5-(oxo-.kappa.O)-1H-pyrazol-4-yl]diazenyl-.kappa.N1]-4-sulfobenzoato(4-)-.kappa.O]-, sodium (1:1) | 595116 | 85824
Decanedioic acid, 1-methyl 10-(1,2,2,6,6-pentamethyl-4-piperidinyl) ester | 595108 | 85825
1-Butanesulfonic acid, 4-[(4,5-dihydro-5-thioxo-1,3,4-thiadiazol-2-yl)thio]-, sodium salt (1:1) | 595090 | 85826
9H-Thioxanthen-9-one, 2,4-diethyl- | 595074 | 85827
4-Heptenal, 2,5,6-trimethyl- | 595066 | 85828
Benzoic acid, 2-hydroxy-, polymer with 1-piperazineethanamine | 595058 | 85829
Phenol, 4,4'-(1-methylethylidene)bis-, polymer with N1-(2-aminoethyl)-1,2-ethanediamine and 2,2'-[(1-methylethylidene)bis(4,1-phenyleneoxymethylene)]bis[oxirane] | 595041 | 85830
Propanamide, N-[2-[(2-aminoethyl)amino]ethyl]-3-(dodecylthio)-2-methyl- | 595033 | 85831
Benzoic acid, 4-[2-[4-[bis(2-hydroxyethyl)amino]-2-methylphenyl]diazenyl]-3-bromo-5-nitro-, ethyl ester | 595025 | 85832
Benzenamine, 4,4'-methylenebis[3-ethyl-5-(1-methylethyl)- | 587634 | 85833
Benzenamine, 4,4'-methylenebis[3,5-bis(1-methylethyl)- | 587626 | 85834
Benzene, 2-isocyanato-4-[(4-isocyanatophenyl)methyl]-1-methyl- | 587618 | 85835
Benzenamine, 5-[(4-aminophenyl)methyl]-2-methyl- | 587600 | 85836
Benzene, 1-methyl-2-nitro-4-[(4-nitrophenyl)methyl]- | 587592 | 85837
1,4-Butanediol, polymer with 2,4-diisocyanato-1-methylbenzene, 2-ethyl-2-(hydroxymethyl)-1,3-propanediol and 1,2-propanediol | 587584 | 85838
Hexanedioic acid, polymer with 5-amino-1,3,3-trimethylcyclohexanemethanamine and 1,4-butanediol | 587576 | 85839
Poly[oxy(methyl-1,2-ethanediyl)], .alpha.,.alpha.',.alpha.''-[nitrilotris(methyl-2,1-ethanediyl)]tris[.omega.-hydroxy- | 587568 | 85840
Sulfurous acid, sodium salt (1:1), polymer with 2-butene-1,4-diol and 2-methyloxirane | 587550 | 85841
2H-Azepin-2-one, hexahydro-, polymer with 2-ethyl-2-(hydroxymethyl)-1,3-propanediol, 5-isocyanato-1-(isocyanatomethyl)-1,3,3-trimethylcyclohexane and 2,2'-oxybis[ethanol] | 587543 | 85842
Carbonic dichloride, polymer with 1,6-hexanediol and 4,4'-(1-methylethylidene)bis[phenol] | 587535 | 85843
1,2,3-Propanetriol, polymer with 1,3-diisocyanatomethylbenzene, hydrazine, 2-methyloxirane and oxirane | 587527 | 85844
Lead, bis(N,N-diphenylcarbamodithioato-.kappa.S,.kappa.S')-, (T-4)- | 587519 | 85845
1-Naphthalenesulfonic acid, 2-[2-[1-(2-chloro-5-sulfophenyl)-4,5-dihydro-3-methyl-5-oxo-1H-pyrazol-4-yl]diazenyl]-, lithium salt (1:2) | 587287 | 85846
1-Naphthalenesulfonic acid, 2-[2-[1-(2-chloro-5-sulfophenyl)-4,5-dihydro-3-methyl-5-oxo-1H-pyrazol-4-yl]diazenyl]-, lithium salt, compd. with 2,2',2''-nitrilotris[ethanol] (1:1:1) | 587279 | 85847
1-Naphthalenesulfonic acid, 2-[2-[1-(2-chloro-5-sulfophenyl)-4,5-dihydro-3-methyl-5-oxo-1H-pyrazol-4-yl]diazenyl]-, compd. with 2,2',2''-nitrilotris[ethanol] (1:2) | 587261 | 85848
2-Naphthalenesulfonic acid, 7-(benzoylamino)-4-hydroxy-3-[2-[4-[2-(4-sulfophenyl)diazenyl]phenyl]diazenyl]-, compd. with 2,2',2''-nitrilotris[ethanol] (1:2) | 587253 | 85849
Cobaltate(1-), bis[1-[2-[2-(hydroxy-.kappa.O)phenyl]diazenyl-.kappa.N1]-2-naphthalenolato(2-)-.kappa.O]-, sodium (1:1) | 587246 | 85850
Benzenamine, N,N-diethyl-3-methoxy-4-nitroso-, methanesulfonate (1:1) | 587238 | 85851
2,7-Naphthalenedisulfonic acid, 3,3'-[(3,3'-dimethoxy[1,1'-biphenyl]-4,4'-diyl)bis(2,1-diazenediyl)]bis[5-amino-4-hydroxy-, lithium sodium salt (1:3:1) | 587220 | 85852
Benzene, 1,1'-sulfonylbis[3-azido- | 587212 | 85853
Chromate(1-), (formato-.kappa.O)[2-(hydroxy-.kappa.O)-3-[[[2-(hydroxy-.kappa.O)-5-nitrophenyl]methylene]amino-.kappa.N]-5-nitrobenzenesulfonato(3-)]-, hydrogen, compd. with 2-ethyl-1-hexanamine (1:1:1) | 587147 | 85854
1,4-Benzenedicarboxylic acid, 1,4-dimethyl ester, polymer with 1,4-butanediol, .alpha.-hydro-.omega.-hydroxypoly(oxy-1,4-butanediyl) and (9Z,12Z)-9,12-octadecadienoic acid dimer | 587139 | 85855
1,3-Benzenedicarboxylic acid, polymer with 2,5-furandione, 4,4'-(1-methylethylidene)bis[cyclohexanol] and 1,2-propanediol | 587121 | 85856
Benzenesulfonic acid, 3,3'-(1-methylethylidene)bis[6-hydroxy-, sodium salt (1:2), polymer with formaldehyde and 4,4'-sulfonylbis[phenol] | 587113 | 85857
Hexanedioic acid, 1,6-dimethyl ester, polymer with N1-(2-aminoethyl)-1,2-ethanediamine and 1,5-dimethyl pentanedioate | 587105 | 85858
1,3-Benzenedicarboxylic acid, polymer with 1,4-dimethyl 1,4-benzenedicarboxylate, 1,2-ethanediol and nonanedioic acid | 587097 | 85859
1,3-Benzenedicarboxylic acid, polymer with 1,4-dimethyl 1,4-benzenedicarboxylate, 2,2-dimethyl-1,3-propanediol, 1,2-ethanediol and nonanedioic acid | 587089 | 85860
1,4-Benzenedicarboxylic acid, 1,4-dimethyl ester, polymer with 1,2-ethanediol, 3-hydroxy-2,2-dimethylpropyl 3-hydroxy-2,2-dimethylpropanoate, 1,3-isobenzofurandione and nonanedioic acid | 587071 | 85861
1,3-Benzenedicarboxylic acid, polymer with 1,4-butanediol, 1,4-dimethyl 1,4-benzenedicarboxylate, 1,2-ethanediol and nonanedioic acid | 587063 | 85862
1,3-Benzenedicarboxylic acid, polymer with 1,4-dimethyl 1,4-benzenedicarboxylate, 1,2-ethanediol, 1,3-isobenzofurandione and nonanedioic acid | 587055 | 85863
1,2-Benzenedicarboxylic acid, compd. with 2-amino-2-(hydroxymethyl)-1,3-propanediol (1:2) | 587048 | 85864
10-Undecenamide, N-[2-(2-hydroxyethoxy)ethyl]- | 587030 | 85865
Benzenesulfonic acid, 2,2'-(1,2-ethenediyl)bis[5-[2-(4-hydroxyphenyl)diazenyl]-, lithium potassium salt (1:1:1) | 587022 | 85866
1,2-Butanediol, 1-(dihydrogen phosphate), ammonium salt (1:2) | 609610 | 85867
2-Propenoic acid, 2-methyl-, telomer with 2-hydroxyethyl 2-methyl-2-propenoate and sodium sulfite (1:1), ammonium salt | 609602 | 85868
1,3-Propanediol, 2-ethyl-2-(hydroxymethyl)-, polymer with 1,3-diisocyanatomethylbenzene, .alpha.-hydro-.omega.-hydroxypoly[oxy(methyl-1,2-ethanediyl)], .alpha.-hydro-.omega.-hydroxypoly[oxy(methyl-1,2-ethanediyl)] ether with 2-ethyl-2-(hydroxymethyl)-1,3-propanediol (3:1), 2-methyloxirane and 2,2'-oxybis[ethanol] | 609594 | 85869
[1,2,4]Triazolo[1,5-a]pyrimidine-2-sulfonamide, N-(2,6-difluorophenyl)-5-methyl- | 609586 | 85870
Cyclohexanemethanol, 4-(methoxymethyl)- | 609578 | 85871
Cyclopentanol, 1,2-dimethyl-3-(1-methylethenyl)-, 1-propanoate | 609339 | 85872
1,3-Isobenzofurandione, polymer with 2,2-bis(hydroxymethyl)-1,3-propanediol, 1,2-propanediol and 1,2,3-propanetriol, benzoate (9Z,12Z)-9,12-octadecadienoate | 609313 | 85873
Aluminum, [9-octadecenyl 3-(oxo-.kappa.O)butanoato-.kappa.O']bis(2-propanolato)-, (T-4)- | 609263 | 85874
Furo[3,4-b]pyridin-5(7H)-one, 7-[4-(diethylamino)-2-(hexyloxy)phenyl]-7-(1-ethyl-2-methyl-1H-indol-3-yl)- | 609255 | 85875
2-Propenoic acid, 2-methyl-, 2-hydroxyethyl ester, polymer with butyl 2-propenoate, ethenylbenzene, (1-methylethenyl)benzene and methyl 2-methyl-2-propenoate | 609230 | 85876
Isocyanic acid, polymethylenepolyphenylene ester, polymer with .alpha.,.alpha.'-[oxybis(butoxyphosphinylidene)]bis[.omega.-hydroxypoly[oxy(methyl-1,2-ethanediyl)]] | 609214 | 85877
Neodecanoic acid, 2-oxiranylmethyl ester, polymer with ethenylbenzene, 2-hydroxyethyl 2-methyl-2-propenoate, methyl 2-methyl-2-propenoate and 2-propenoic acid | 609206 | 85878
Neodecanoic acid, 2-oxiranylmethyl ester, polymer with 2-hydroxyethyl 2-methyl-2-propenoate, methyl 2-methyl-2-propenoate and 2-propenoic acid | 609198 | 85879
5-Isobenzofurancarboxylic acid, 1,3-dihydro-1,3-dioxo-, polymer with 2-(dimethylamino)ethanol, 2,2-dimethyl-1,3-propanediol, 2,2'-[1,2-ethanediylbis(oxy)]bis[ethanol] and 2-oxiranylmethyl neodecanoate | 609180 | 85880
Hexanedioic acid, polymer with 1,3-dihydro-1,3-dioxo-5-isobenzofurancarboxylic acid, 2,2'-[1,2-ethanediylbis(oxy)]bis[ethanol], 2-ethyl-2-(hydroxymethyl)-1,3-propanediol, 1,3-isobenzofurandione and 2-oxiranylmethyl neodecanoate | 609172 | 85881
2-Propenoic acid, 2-methyl-, methyl ester, telomer with tert-dodecanethiol, ethenylbenzene, ethyl 2-propenoate, 2-methylpropyl 2-methyl-2-propenoate, 2-oxiranylmethyl 2-methyl-2-propenoate and 2-oxiranylmethyl neodecanoate, compd. with 2-(methylamino)ethanol, 2-hydroxypropanoate (salt) | 609164 | 85882
1,3-Benzenedicarboxylic acid, polymer with 2-ethyl-2-(hydroxymethyl)-1,3-propanediol, 2-methyl-2-propenoic acid and (9Z,12Z)-9,12-octadecadienoic acid | 609156 | 85883
Benzeneacetonitrile, .alpha.-butyl-4-chloro-.alpha.-(chloromethyl)- | 609149 | 85884
Cellulose, acetate butanoate, [(1-oxo-2-propen-1-yl)amino]methyl ether | 602524 | 85885
2-Propenoic acid, isooctyl ester, polymer with ethenylbenzene | 602482 | 85886
2-Propenoic acid, telomer with sodium sulfite (1:1), potassium salt | 602474 | 85887
Nonanoic acid, sulfophenyl ester, sodium salt (1:1) | 602466 | 85888
2,4-Imidazolidinedione, bromochloro-5-ethyl-5-methyl- | 602458 | 85889
2-Propenoic acid, 2-methyl-, telomer with 2-propenoic acid and sodium sulfite (1:1), sodium salt | 602441 | 85890
Hexanedioic acid, polymer with 1,2-propanediol and 4,5,6,7-tetrabromo-1,3-isobenzofurandione | 602433 | 85891
2-Propenoic acid, 2-methyl-, methyl ester, polymer with 1,1'-(1-methyl-1,3-propanediyl) di-2-propenoate | 602425 | 85892
1H-Indene-1,3(2H)-dione, 2-benzo[f]quinolin-3-yl-, disulfo deriv., sodium salt (1:2) | 602334 | 85893
1,4-Benzenedicarboxylic acid, 1,4-dimethyl ester, polymer with 1,4-butanediol, 4-hydroxy-.gamma.-(4-hydroxyphenyl)-.gamma.-methylbenzenebutanoic acid and nonanedioic acid | 602318 | 85894
2-Propenoic acid, 2-methyl-, decyl ester, polymer with dodecyl 2-methyl-2-propenoate, 1-ethenyl-2-pyrrolidinone, hexadecyl 2-methyl-2-propenoate, isodecyl 2-methyl-2-propenoate, methyl 2-methyl-2-propenoate, octadecyl 2-methyl-2-propenoate, octyl 2-methyl-2-propenoate and tetradecyl 2-methyl-2-propenoate | 602300 | 85895
Phenol, 4,4'-[oxybis(2,1-ethanediylthio)]bis- | 602292 | 85896
Benzenesulfonic acid, 2,2'-(1,2-ethenediyl)bis[5-[[4-[bis(2-hydroxyethyl)amino]-6-(phenylamino)-1,3,5-triazin-2-yl]amino]-, ammonium salt (1:2) | 602284 | 85897
Carbamic acid, N-[1-methyl-1-[3-(1-methylethenyl)phenyl]ethyl]-, methyl ester | 602268 | 85898
Carbamic acid, N,N'-[1,3-phenylenebis(1-methylethylidene)]bis-, C,C'-dimethyl ester | 602250 | 85899
Benzenemethanaminium, N-[2-[(2,6-dimethylphenyl)amino]-2-oxoethyl]-N,N-diethyl-, salt with 1,2-benzisothiazol-3(2H)-one 1,1-dioxide (1:1) | 602243 | 85900
Benzenamine, 4,4'-[(1-methylethylidene)bis(4,1-phenyleneoxy-4,2-quinazolinediyl)]bis[N,N-diethyl- | 602227 | 85901
Benzenepropanoic acid, 3-(1,1-dimethylethyl)-4-hydroxy-5-methyl-, 1,1'-[2,4,8,10-tetraoxaspiro[5.5]undecane-3,9-diylbis(2,2-dimethyl-2,1-ethanediyl)] ester | 602151 | 85902
Cellulose, 6-carboxy, acetate butanoate | 602136 | 85903
Ethane, dichloro-1,1,2-trifluoro- | 602110 | 85904
Pentanoic acid, 2-methyl-, 2-methylpentyl ester | 602052 | 85905
2-Propenoic acid, monoester with 1,2-propanediol, polymer with chloroethene and ethenyl acetate, ester with ethenylbenzene polymer with 2,5-furandione 2-butoxyethyl ester | 602045 | 85906
2-Propenoic acid, 2-methyl-, 2-hydroxyethyl ester, polymer with methyl 2-methyl-2-propenoate and octadecyl 2-methyl-2-propenoate | 602037 | 85907
1,3-Benzenedicarboxylic acid, polymer with 2,2-dimethyl-1,3-propanediol, 2-ethyl-2-(hydroxymethyl)-1,3-propanediol, hexanedioic acid and 1,3-isobenzofurandione, benzoate | 602029 | 85908
4-Pyridazinecarboxylic acid, 2-(4-chlorophenyl)-3-ethyl-2,5-dihydro-5-oxo-, potassium salt | 594960 | 85909
Benzenesulfonic acid, 3,3'-[[2,4(or 4,6)-dihydroxy-1,3-phenylene]bis(2,1-diazenediyl)]bis-, sodium salt (1:?) | 594952 | 85910
Cyclopropanecarboxylic acid, 3-[(1Z)-2-chloro-3,3,3-trifluoro-1-propenyl]-2,2-dimethyl-, (2-methyl[1,1'-biphenyl]-3-yl)methyl ester, (1R,3R)-rel- | 594945 | 85911
Phenol, 4-(butoxymethyl)-2-methoxy- | 594937 | 85912
2H-Cyclopent[d]isothiazol-3(4H)-one, 5,6-dihydro-2-methyl- | 594762 | 85913
Hexanedioic acid, polymer with 2-ethyl-2-(hydroxymethyl)-1,3-propanediol, 1,1'-methylenebis[isocyanatobenzene] and 2,2'-oxybis[ethanol] | 594754 | 85914
2-Naphthalenesulfonic acid, 6-[2-[2,4-dihydroxy-3-[2-(2-hydroxy-3-nitro-5-sulfophenyl)diazenyl]phenyl]diazenyl]-4-hydroxy-3-[2-(4-nitrophenyl)diazenyl]- | 594747 | 85915
Benzenesulfonic acid, 2-[[4-[2-[5-amino-3-[2-[4,5-dihydro-3-methyl-5-oxo-1-(4-sulfophenyl)-1H-pyrazol-4-yl]diazenyl]-2-nitrophenyl]diazenyl]phenyl]amino]-5-nitro- | 594739 | 85916
Benzamide, N-[3-(1-ethyl-1-methylpropyl)-5-isoxazolyl]-2,6-dimethoxy- | 594713 | 85917
2-Propenoic acid, 2-methyl-, polymer with butyl 2-propenoate, ethenylbenzene, 2-ethylhexyl 2-propenoate and methyl 2-methyl-2-propenoate | 594705 | 85918
1,3,8-Triazaspiro[4.5]decane-2,4-dione, 8-acetyl-3-dodecyl-7,7,9,9-tetramethyl- | 594697 | 85919
Cellulose, 2-hydroxyethyl ether, polymer with methyl 2-methyl-2-propenoate | 594689 | 85920
1,2,3-Propanetricarboxylic acid, 2-(1-oxobutoxy)-, 1,2,3-trihexyl ester | 594663 | 85921
Cuprate(5-), [.mu.-[2-[2-[1-[4-[2-[4-[[4-[[4-[2-[4-[4-[2-[2-(carboxy-.kappa.O)phenyl]diazenyl-.kappa.N1]-4,5-dihydro-3-methyl-5-(oxo-.kappa.O)-1H-pyrazol-1-yl]-2-sulfophenyl]ethenyl]-3-sulfophenyl]amino]-6-(4-morpholinyl)-1,3,5-triazin-2-yl]amino]-2-sulfophenyl]ethenyl]-3-sulfophenyl]-4,5-dihydro-3-methyl-5-(oxo-.kappa.O)-1H-pyrazol-4-yl]diazenyl-.kappa.N1]-5-sulfobenzoato(9-)-.kappa.O]]di-, sodium (1:5) | 594655 | 85922
Cobaltate(3-), [4-(amino-.kappa.N)-3-[2-[2-(hydroxy-.kappa.O)-3,5-dinitrophenyl]diazenyl-.kappa.N1]-1-naphthalenesulfonato(3-)][5-(amino-.kappa.N)-6-[2-[2-(hydroxy-.kappa.O)-3,5-dinitrophenyl]diazenyl-.kappa.N1]-1-naphthalenesulfonato(3-)]-, sodium (1:3) | 594648 | 85923
Hexanedioic acid, polymer with 1,6-diisocyanatohexane, 1,6-hexanediol, 1,1'-methylenebis[4-isocyanatocyclohexane], 2-methyloxirane and sodium 1,4-dihydroxy-2-butanesulfonate (1:1) | 594630 | 85924
1,6-Hexanediamine, N1,N6-bis(2,2,6,6-tetramethyl-4-piperidinyl)-, polymer with 2,4-dichloro-6-(4-morpholinyl)-1,3,5-triazine | 594614 | 85925
Benzenesulfonic acid, 4-[[2-[2-[2,5-dimethoxy-4-[[2-(sulfooxy)ethyl]sulfonyl]phenyl]diazenyl]-1,3-dioxobutyl]amino]-5-methoxy-2-methyl- | 594580 | 85926
Carbamic acid, N,N'-1,2-ethanediylbis-, compd. with 1,2-ethanediamine (1:1) | 594572 | 85927
2,7-Naphthalenedisulfonic acid, 3,3'-[1,2-ethenediylbis[(3-sulfo-4,1-phenylene)-2,1-diazenediyl]]bis[5-amino-4-hydroxy-, compd. with 2,2',2''-nitrilotris[ethanol] (1:6) | 587014 | 85928
2,7-Naphthalenedisulfonic acid, 3,3'-[1,2-ethenediylbis[(3-sulfo-4,1-phenylene)-2,1-diazenediyl]]bis[5-amino-4-hydroxy-, lithium salt (1:6) | 587006 | 85929
2-Naphthalenesulfonic acid, 3,3'-[1,2-ethenediylbis[(3-sulfo-4,1-phenylene)-2,1-diazenediyl]]bis[6-amino-4-hydroxy-, compd. with 2,2',2''-nitrilotris[ethanol] (1:4) | 586990 | 85930
2-Naphthalenesulfonic acid, 3,3'-[1,2-ethenediylbis[(3-sulfo-4,1-phenylene)-2,1-diazenediyl]]bis[6-amino-4-hydroxy-, lithium salt (1:4) | 586982 | 85931
Xanthylium, 9-(2,5-dicarboxyphenyl)-3,6-bis(diethylamino)-, inner salt | 586974 | 85932
Xanthylium, 9-(2,5-dicarboxyphenyl)-3,6-bis(diethylamino)-, inner salt, sodium salt (1:1) | 586966 | 85933
Benzenesulfonamide, 4-[[4-[2-[4-(2-hydroxybutoxy)methylphenyl]diazenyl]phenyl]amino]-3-nitro-N-(phenylsulfonyl)-, sodium salt (1:1) | 586958 | 85934
Hexanedioic acid, polymer with N1-(2-aminoethyl)-1,2-ethanediamine, ammonia, 2-(chloromethyl)oxirane and formaldehyde | 586941 | 85935
Benzenamine, 4,4'-[(2-chlorophenyl)methylene]bis[2-methyl- | 586933 | 85936
1-Naphthalenesulfonic acid, 3,3'-[(3,3'-dimethoxy[1,1'-biphenyl]-4,4'-diyl)bis(2,1-diazenediyl)]bis[4-hydroxy-, lithium sodium salt (1:1:1) | 586925 | 85937
1-Naphthalenesulfonic acid, 3,3'-[(3,3'-dimethoxy[1,1'-biphenyl]-4,4'-diyl)bis(2,1-diazenediyl)]bis[4-hydroxy-, lithium salt (1:2) | 586917 | 85938
Benzenesulfonic acid, 2,2'-(1,2-ethenediyl)bis[5-[2-(4-hydroxyphenyl)diazenyl]-, potassium sodium salt (1:1:1) | 586909 | 85939
Benzenesulfonic acid, 2,2'-(1,2-ethenediyl)bis[5-[2-(4-hydroxyphenyl)diazenyl]-, lithium sodium salt (1:1:1) | 586891 | 85940
2,7-Naphthalenedisulfonic acid, 5-amino-4-hydroxy-3-[2-[4'-[2-(1-hydroxy-4-sulfo-2-naphthalenyl)diazenyl]-3,3'-dimethoxy[1,1'-biphenyl]-4-yl]diazenyl]-, sodium salt (1:3) | 586883 | 85941
2,7-Naphthalenedisulfonic acid, 5-amino-4-hydroxy-3-[2-[4'-[2-(1-hydroxy-4-sulfo-2-naphthalenyl)diazenyl]-3,3'-dimethoxy[1,1'-biphenyl]-4-yl]diazenyl]-, lithium sodium salt (1:2:1) | 586875 | 85942
2,7-Naphthalenedisulfonic acid, 5-amino-4-hydroxy-3-[2-[4'-[2-(1-hydroxy-4-sulfo-2-naphthalenyl)diazenyl]-3,3'-dimethoxy[1,1'-biphenyl]-4-yl]diazenyl]-, lithium sodium salt (1:1:2) | 586867 | 85943
2,7-Naphthalenedisulfonic acid, 5-(acetylamino)-4-hydroxy-3-(2-phenyldiazenyl)-, compd. with 2,2'-iminobis[ethanol] and 2,2',2''-nitrilotris[ethanol] (1:1:1) | 586859 | 85944
1,3-Benzenediamine, 4-(2-phenyldiazenyl)-, acetate (1:1) | 586792 | 85945
2,7-Naphthalenedisulfonic acid, 3,3'-[(3,3'-dimethoxy[1,1'-biphenyl]-4,4'-diyl)bis(2,1-diazenediyl)]bis[5-amino-4-hydroxy-, lithium sodium salt (1:2:2) | 586784 | 85946
2,7-Naphthalenedisulfonic acid, 3,3'-[(3,3'-dimethoxy[1,1'-biphenyl]-4,4'-diyl)bis(2,1-diazenediyl)]bis[5-amino-4-hydroxy-, lithium sodium salt (1:1:3) | 586776 | 85947
2,7-Naphthalenedisulfonic acid, 5-(acetylamino)-4-hydroxy-3-(2-phenyldiazenyl)-, compd. with 2,2',2''-nitrilotris[ethanol] (1:2) | 586768 | 85948
2,7-Naphthalenedisulfonic acid, 5-(acetylamino)-4-hydroxy-3-(2-phenyldiazenyl)-, compd. with 2,2'-iminobis[ethanol] (1:2) | 586750 | 85949
1,3-Propanediol, 2-ethyl-2-(hydroxymethyl)-, polymer with 2-(chloromethyl)oxirane, 2,4-diisocyanato-1-methylbenzene, .alpha.-hydro-.omega.-hydroxypoly(oxy-1,4-butanediyl) and 5-isocyanato-1-(isocyanatomethyl)-1,3,3-trimethylcyclohexane | 586743 | 85950
Phenol, butyl-, polymer with 2-(chloromethyl)oxirane, 4,4'-(1-methylethylidene)bis[phenol] and 2-methyloxirane | 586735 | 85951
Benzenesulfonamide, 4-[[4-[2-[4-(2-hydroxybutoxy)phenyl]diazenyl]phenyl]amino]methyl-3-nitro-N-(phenylsulfonyl)-, lithium salt (1:1) | 586727 | 85952
2-Anthracenesulfonic acid, 4-[[4-(acetylamino)phenyl]amino]-1-amino-9,10-dihydro-9,10-dioxo-, compd. with .alpha.,.alpha.',.alpha.''-(nitrilotri-2,1-ethanediyl)tris[.omega.-hydroxypoly(oxy-1,2-ethanediyl)] (1:1) | 586719 | 85953
2-Anthracenesulfonic acid, 1-amino-9,10-dihydro-9,10-dioxo-4-(phenylamino)-, compd. with .alpha.,.alpha.',.alpha.''-(nitrilotri-2,1-ethanediyl)tris[.omega.-hydroxypoly(oxy-1,2-ethanediyl)] (1:1) | 586701 | 85954
Ethanesulfonic acid, 2-[[[2,5-dichloro-4-[2-[4-(diethylamino)-2-methylphenyl]diazenyl]phenyl]sulfonyl]amino]-, compd. with .alpha.,.alpha.',.alpha.''-(nitrilotri-2,1-ethanediyl)tris[.omega.-hydroxypoly(oxy-1,2-ethanediyl)] (1:1) | 586693 | 85955
Poly(oxy-1,2-ethanediyl), .alpha.-[3-[(carboxymethyl)methylamino]-2-hydroxypropyl]-.omega.-(4-nonylphenoxy)-, sodium salt (1:1) | 586685 | 85956
Ethanesulfonic acid, 2-[[[2,5-dichloro-4-[2-[4-(diethylamino)-2-methylphenyl]diazenyl]phenyl]sulfonyl]amino]-, compd. with 2,2',2''-nitrilotris[ethanol] (1:1) | 586677 | 85957
Benzenesulfonic acid, 2-[[4-[2-[3-methyl-4-[(phenylsulfonyl)oxy]phenyl]diazenyl]phenyl]amino]-5-nitro-, potassium salt (1:1) | 586669 | 85958
1,4-Benzenedisulfonic acid, 2-[2-[4-[2-(4-amino-5-sulfo-1-naphthalenyl)diazenyl]-7-sulfo-1-naphthalenyl]diazenyl]- | 586651 | 85959
1,4-Benzenedisulfonic acid, 2-[2-[4-[2-(4-amino-5-sulfo-1-naphthalenyl)diazenyl]-7-sulfo-1-naphthalenyl]diazenyl]-, sodium salt (1:?) | 586644 | 85960
2-Naphthalenesulfonic acid, 7-amino-4-hydroxy-3-[2-(7-sulfo-1-naphthalenyl)diazenyl]- | 586636 | 85961
2-Naphthalenesulfonic acid, 7-amino-4-hydroxy-3-[2-[4-[2-(1-naphthalenyl)diazenyl]-7-sulfo-1-naphthalenyl]diazenyl]- | 586628 | 85962
2-Naphthalenesulfonic acid, 8-amino-5-[2-(1-naphthalenyl)diazenyl]- | 586610 | 85963
2-Naphthalenesulfonic acid, 8-amino-5-[2-(1-naphthalenyl)diazenyl]-, sodium salt (1:1) | 586602 | 85964
2-Naphthalenesulfonic acid, 7-amino-4-hydroxy-3-[2-[4-[2-(1-naphthalenyl)diazenyl]-7-sulfo-1-naphthalenyl]diazenyl]-, sodium salt (1:?) | 586594 | 85965
2-Naphthalenesulfonic acid, 7-amino-4-hydroxy-3-[2-(7-sulfo-1-naphthalenyl)diazenyl]-, sodium salt (1:?) | 586586 | 85966
1,5-Naphthalenedisulfonic acid, 3-[2-[4-[2-[4-[2-(6-amino-1-hydroxy-3-sulfo-2-naphthalenyl)diazenyl]-6-sulfo-1-naphthalenyl]diazenyl]-1-naphthalenyl]diazenyl]-, sodium salt (1:?) | 586578 | 85967
2-Naphthalenesulfonic acid, 3-[2-(4-amino-2-methoxyphenyl)diazenyl]-4-hydroxy-6-[(3-sulfophenyl)amino]- | 586560 | 85968
2-Naphthalenesulfonic acid, 3-[2-(4-amino-2-methoxyphenyl)diazenyl]-4-hydroxy-6-[(3-sulfophenyl)amino]-, sodium salt (1:?) | 586552 | 85969
Benzenesulfonic acid, 3-[2-[4-[2-(2-methoxy-5-methylphenyl)diazenyl]-1-naphthalenyl]diazenyl]-, sodium salt (1:1) | 586545 | 85970
1-Naphthalenesulfonic acid, 4-[2-[2,4-dihydroxy-5-[2-(7-sulfo-1-naphthalenyl)diazenyl]phenyl]diazenyl]-, sodium salt (1:2) | 586537 | 85971
Propanenitrile, 3-[ethyl[4-[2-[3-methyl-4-[2-[4-[2-(sulfooxy)ethoxy]phenyl]diazenyl]phenyl]diazenyl]phenyl]amino]-, sodium salt (1:1) | 586529 | 85972
Benzenesulfonic acid, 4-methoxy-3-[2-[4-[2-(4-methoxy-3-methylphenyl)diazenyl]phenyl]diazenyl]-, sodium salt (1:1) | 586511 | 85973
Benzoic acid, 2-hydroxy-5-[2-[4-[[[[2-methoxy-4-[2-(3-sulfophenyl)diazenyl]phenyl]amino]carbonyl]amino]phenyl]diazenyl]-, lithium salt (1:2) | 586503 | 85974
Xanthylium, 3,6-bis(ethylamino)-9-[2-(methoxycarbonyl)phenyl]-2,7-dimethyl-, molybdatesilicate | 586495 | 85975
Chromium, [4-[4,5-dihydro-4-[2-(2-hydroxy-5-nitrophenyl)diazenyl]-3-methyl-5-oxo-1H-pyrazol-1-yl]benzenesulfonato(3-)]-, compd. with N-cyclohexylcyclohexanamine phosphate (1:1:1) | 586487 | 85976
1-Naphthalenesulfonic acid, 6-diazo-5,6-dihydro-5-oxo-, 6-benzoyl-2,3-dihydroxyphenyl ester | 586453 | 85977
1-Naphthalenesulfonic acid, 6-diazo-5,6-dihydro-5-oxo-, 3-benzoyl-2,6-dihydroxyphenyl ester | 586446 | 85978
1-Naphthalenesulfonic acid, 6-diazo-5,6-dihydro-5-oxo-, 1,1'-(3-benzoyl-6-hydroxy-1,2-phenylene) ester | 586438 | 85979
[1,1'-Biphenyl]-4-carboxylic acid, 4'-nitro-, sodium salt (1:1) | 586420 | 85980
Phenazinium, 3-[[8-[(4-aminophenyl)amino]-10-phenylphenazinium-2-yl]amino]-5-phenyl-7-[[10-phenyl-8-(phenylamino)phenazinium-2-yl]amino]-, salt with chromic acid (H2Cr2O7) (2:3) | 586412 | 85981
Platinate(1-), hydroxy[sulfito(2-)-.kappa.O]-, hydrogen (1:1) | 586404 | 85982
2-Propenoic acid, 2-methyl-, polymer with butyl 2-propenoate, ethyl 2-propenoate, (1-methylethenyl)benzene and methyl 2-methyl-2-propenoate | 586396 | 85983
Formic acid, compd. with N1-(2-aminoethyl)-1,3-propanediamine polymer with 2-(chloromethyl)oxirane and 1,2-dichloroethane | 586388 | 85984
1,3,6-Naphthalenetrisulfonic acid, 7-[2-[6-[[4-chloro-6-(methylphenylamino)-1,3,5-triazin-2-yl]amino]-1-hydroxy-3-sulfo-2-naphthalenyl]diazenyl]-, ammonium sodium salt (1:1:3) | 586370 | 85985
Cobaltate(2-), bis[3-[2-[4,5-dihydro-3-methyl-5-(oxo-.kappa.O)-1-phenyl-1H-pyrazol-4-yl]diazenyl-.kappa.N1]-4-(hydroxy-.kappa.O)benzenesulfonamidato(2-)]-, lithium sodium (1:1:1), (OC-6-22')- | 586362 | 85986
1,3-Isobenzofurandione, polymer with 2,2-bis(hydroxymethyl)-1,3-propanediol and 1,2-ethanediol, nonanoate octadecanoate | 609057 | 85987
Propanol, 1(or 2)-ethoxy-, acetate | 609040 | 85988
Bicyclo[3.1.1]heptanol, 2,6,6-trimethyl- | 609032 | 85989
Nonanedioic acid, 1,9-dimethyl ester, polymer with 1,4-butanediol, 1,6-dimethyl hexanedioate and 1,5-dimethyl pentanedioate, 2-ethylhexyl ester | 609024 | 85990
1,3-Propanediol, 2-ethyl-2-(hydroxymethyl)-, polymer with .alpha.-hydro-.omega.-hydroxypoly[oxy(methyl-1,2-ethanediyl)], 1,1'-methylenebis[isocyanatobenzene] and 2-methyloxirane polymer with oxirane ether with 1,2,3-propanetriol (3:1) | 609016 | 85991
Neodecanoic acid, 2-oxiranylmethyl ester, polymer with 4-methylbenzenesulfonic acid | 609008 | 85992
Neodecanoic acid, 2-oxiranylmethyl ester, polymer with 2,2-dimethyl-1,3-propanediol, 1,3-isobenzofurandione and 4,4'-(1-methylethylidene)bis[phenol] | 608992 | 85993
Ethanamine, 2-[2-[(2-chloroethyl)sulfonyl]ethoxy]-, hydrochloride (1:1) | 608984 | 85994
NP 9 (surfactant) | 608968 | 85995
1,3-Benzenedicarboxylic acid, polymer with 2,2-dimethyl-1,3-propanediol, 2-ethyl-2-(hydroxymethyl)-1,3-propanediol and 2,2,4-trimethyl-1,3-pentanediol | 608950 | 85996
1,4-Benzenedicarboxylic acid, polymer with hexahydro-2H-azepin-2-one and 2-methyloxirane polymer with oxirane bis(2-aminopropyl) ether | 608943 | 85997
2-Propenoic acid, telomer with sodium 2-methyl-2-[(1-oxo-2-propen-1-yl)amino]-1-propanesulfonate (1:1) and sodium sulfite (1:1), sodium salt | 608935 | 85998
1,4-Benzenedicarboxylic acid, polymer with 1,3-dihydro-1,3-dioxo-5-isobenzofurancarboxylic acid, 1,2-ethanediol, hexanedioic acid and 1,2-propanediol | 608927 | 85999
3-Furancarboxylic acid, 5-ethyl-4,5-dihydro-2-methyl-, ethyl ester | 608919 | 86000
Amides, C12-14, N,N-bis(hydroxyethyl) | 608893 | 86001
Benzenesulfonyl fluoride, 3-(chlorosulfonyl)-4-methoxy- | 608877 | 86002
3,5-Pyridinedicarbothioic acid, 2-(difluoromethyl)-4-(2-methylpropyl)-6-(trifluoromethyl)-, S,S-dimethyl ester | 608869 | 86003
Isocyanic acid, polymethylenepolyphenylene ester, polymer with 1,3-isobenzofurandione and 2,2'-oxybis[ethanol] | 608851 | 86004
C.I. Pigment Yellow 176 | 601971 | 86005
C.I. Pigment Yellow 126 | 601963 | 86006
1,3-Benzenedicarboxylic acid, polymer with (2E)-2-butenedioic acid, 1,4-cyclohexanedimethanol, 2,2-dimethyl-1,3-propanediol and 2-ethyl-2-(hydroxymethyl)-1,3-propanediol | 601948 | 86007
Benzeneacetic acid, .alpha.,.alpha.'-(1,2-ethanediyldiimino)bis[2-hydroxy-5-sulfo-, sodium salt (1:4) | 601930 | 86008
1H-Imidazole-1-carboxamide, N,N'-1,5-naphthalenediylbis- | 601922 | 86009
2-Propenoic acid, 2-methyl-, polymer with 2-propen-1-yl 2-methyl-2-propenoate | 601815 | 86010
2H-1-Benzopyran-4-carbonitrile, 3-(6-ethoxy-2-benzothiazolyl)-7-methoxy-2-oxo- | 601781 | 86011
1,3-Benzenedicarboxylic acid, polymer with 1,4-benzenedicarboxylic acid, 2,2-dimethyl-1,3-propanediol, 1,2-ethanediol, 2-ethyl-2-(hydroxymethyl)-1,3-propanediol and hexanedioic acid | 601773 | 86012
Cuprate(4-), [29H,31H-phthalocyanine-C,C,C,C-tetrasulfonato(6-)-.kappa.N29,.kappa.N30,.kappa.N31,.kappa.N32]-, hydrogen, compd. with 2-(dimethylamino)ethanol (1:4:1) | 601765 | 86013
1,4-Benzenedicarboxylic acid, polymer with butanedioic acid, 1,2-ethanediol, hexanedioic acid, 2,2'-oxybis[ethanol] and pentanedioic acid | 601732 | 86014
Hexanedioic acid, polymer with butanedioic acid, 2,2'-oxybis[ethanol] and pentanedioic acid | 601724 | 86015
2-Propenoic acid, telomer with ethyl 2-propenoate and sodium sulfite (1:1), sodium salt | 601708 | 86016
Xanthylium, 9-(2,4-dicarboxyphenyl)-3,6-bis(diethylamino)-, inner salt | 601690 | 86017
1H-Pyrazole-3-carboxylic acid, 4-[3-[3-carboxy-5-hydroxy-1-(4-sulfophenyl)-1H-pyrazol-4-yl]-2-propen-1-ylidene]-4,5-dihydro-5-oxo-1-(4-sulfophenyl)-, sodium salt, compd. with N,N-diethylethanamine (1:?:?) | 601682 | 86018
Benzenamine, 4-chloro-3-nitro-, sulfate (1:?) | 601674 | 86019
Butanedioic acid, 2-methylene-, polymer with ethyl 2-propenoate, .alpha.-(2-methyl-1-oxo-2-propen-1-yl)-.omega.-(nonylphenoxy)poly(oxy-1,2-ethanediyl) and 2-methyl-2-propenoic acid | 601666 | 86020
Hexanedioyl dichloride, 2,2,4(or 2,4,4)-trimethyl- | 601658 | 86021
Hexanedioic acid, polymer with 1,3-dihydro-1,3-dioxo-5-isobenzofurancarboxylic acid, 2-ethyl-2-(hydroxymethyl)-1,3-propanediol and oxybis[propanol], dodecanoate | 601641 | 86022
2-Butenethioamide, 2-cyano-3-ethoxy- | 601633 | 86023
3-Pyridinecarboxylic acid, 2-acetyl- | 601625 | 86024
1-Naphthalenesulfonic acid, 5-[2-[2-amino-4-[2-[4-[2-(4-nitro-2-sulfophenyl)ethenyl]-3-sulfophenyl]-2-oxidodiazenyl]phenyl]diazenyl]-, sodium salt (1:3) | 601617 | 86025
Benzothiazolium, 6-methoxy-3-methyl-2-[3-methyl-3-(4-nitrophenyl)-1-triazen-1-yl]-, sulfate (2:1) | 601609 | 86026
Benzothiazolium, 6-methoxy-3-methyl-2-[3-methyl-3-(4-nitrophenyl)-1-triazen-1-yl]-, methyl sulfate (1:1) | 601591 | 86027
1H-Pyrazolium, 3-[2-(1,2-dimethyl-1H-indol-3-yl)diazenyl]-1,5-dimethyl-2-phenyl-, chloride (1:1) | 601583 | 86028
1H-Pyrazolium, 3-[2-(1,2-dimethyl-1H-indol-3-yl)diazenyl]-1,5-dimethyl-2-phenyl-, methyl sulfate (1:1) | 601575 | 86029
1H-Imidazolium, 1,3-dimethyl-2-[2-[4-(methylamino)phenyl]diazenyl]-, chloride (1:1) | 601567 | 86030
3-Pyridinemethanesulfonic acid, 5-[2-[5-[[4-chloro-6-[(3-sulfophenyl)amino]-1,3,5-triazin-2-yl]amino]-2-sulfophenyl]diazenyl]-1-ethyl-1,6-dihydro-2-hydroxy-4-methyl-6-oxo-, sodium salt (1:3) | 601559 | 86031
Naphthalenesulfonic acid, diisononyl-, compd. with morpholine (1:1) | 601542 | 86032
D-Glucopyranoside, methyl, polymer with formaldehyde, 2-methylbenzenesulfonamide, 4-methylbenzenesulfonamide and 1,3,5-triazine-2,4,6-triamine | 601534 | 86033
1,3-Benzenedicarboxylic acid, polymer with 1,4-dimethyl 1,4-cyclohexanedicarboxylate, 2,2-dimethyl-1,3-propanediol, 2-ethyl-2-(hydroxymethyl)-1,3-propanediol, 1,6-hexanediol and nonanedioic acid | 601526 | 86034
Butanedioic acid, 1,4-bis[2-[2-(1-methylethyl)-3-oxazolidinyl]ethyl] ester | 601518 | 86035
Pentanedioic acid, 1,5-bis[2-[2-(1-methylethyl)-3-oxazolidinyl]ethyl] ester | 601500 | 86036
D-Glucopyranoside, methyl, polymer with formaldehyde, nonylphenol and phenol | 601492 | 86037
D-Glucopyranoside, methyl, polymer with alkali lignin, formaldehyde, nonylphenol and phenol | 601484 | 86038
Lignin, alkali, polymer with formaldehyde, nonylphenol and phenol | 601476 | 86039
Cobaltate(1-), [6-(amino-.kappa.N)-5-[2-[2-(hydroxy-.kappa.O)-4-nitrophenyl]diazenyl-.kappa.N1]-N-methyl-2-naphthalenesulfonamidato(2-)][2-[2-[2-(hydroxy-.kappa.O)-5-[[(1-methylethyl)amino]sulfonyl]phenyl]diazenyl-.kappa.N1]-3-(oxo-.kappa.O)-N-phenylbutanamidato(2-)]-, sodium (1:1) | 601468 | 86040
2-Oxepanone, homopolymer, ester with 2,2'-[oxybis(methylene)]bis[2-(hydroxymethyl)-1,3-propanediol], 2-propenoate | 601450 | 86041
Pyridinium, 1,1'-[(4-sulfo-1,3-phenylene)bis[imino[6-[[3-(acetylamino)-4-[2-(4,8-disulfo-2-naphthalenyl)diazenyl]phenyl]amino]-1,3,5-triazine-4,2-diyl]]]bis[3-carboxy-, hydroxide, sodium salt (1:2:5) | 601435 | 86042
Cuprate(4-), [3-carboxy-1-[4-[[3-[2-[[2-[2-(carboxy-.kappa.O)-5-sulfophenyl]diazenyl-.kappa.N2]phenylmethyl]diazenyl-.kappa.N1]-2-(hydroxy-.kappa.O)-5-sulfophenyl]amino]-6-[(2-chloro-5-sulfophenyl)amino]-1,3,5-triazin-2-yl]pyridiniumato(7-)]-, sodium hydrogen (1:3:1) | 601427 | 86043
2-Naphthalenecarboxaldehyde, 5,6,7,8-tetrahydro-1-methoxy-3,5,5,8,8-pentamethyl- | 601419 | 86044
1,3-Isobenzofurandione, polymer with 2,2-bis(hydroxymethyl)-1,3-propanediol and 2,2-dimethyl-1,3-propanediol, benzoate | 594341 | 86045
1,3-Isobenzofurandione, polymer with 1,5-pentanediol, bis(2-methyl-2-propenoate) | 594333 | 86046
1,3-Isobenzofurandione, polymer with 1,6-hexanediol, di-2-propenoate | 594325 | 86047
1,3-Isobenzofurandione, polymer with 1,6-hexanediol, bis(2-methyl-2-propenoate) | 594317 | 86048
Formaldehyde, polymer with 4-nonylphenol and oxirane, phosphate | 594309 | 86049
1,3-Benzenedicarboxylic acid, polymer with 1,4-benzenedicarboxylic acid, 2,2-dimethyl-1,3-propanediol, 1,2-ethanediol and hexanedioic acid, di-2-propenoate | 594291 | 86050
1,3-Benzenedicarboxylic acid, polymer with 1,4-benzenedicarboxylic acid, 2,2-dimethyl-1,3-propanediol, 1,2-ethanediol and hexanedioic acid, bis(2-methyl-2-propenoate) | 594283 | 86051
1,3-Benzenedicarboxylic acid, polymer with 1,4-benzenedicarboxylic acid, 1,4-butanediol, 2,2-dimethyl-1,3-propanediol and hexanedioic acid, di-2-propenoate | 594275 | 86052
1,3-Benzenedicarboxylic acid, polymer with 1,4-benzenedicarboxylic acid, 1,4-butanediol, 2,2-dimethyl-1,3-propanediol and hexanedioic acid, bis(2-methyl-2-propenoate) | 594267 | 86053
1,3-Benzenedicarboxylic acid, polymer with 1,4-benzenedicarboxylic acid, 1,4-butanediol, decanedioic acid, 2,2-dimethyl-1,3-propanediol, dodecanedioic acid, 1,2-ethanediol and hexanedioic acid, di-2-propenoate | 594259 | 86054
1,3-Benzenedicarboxylic acid, polymer with 1,4-benzenedicarboxylic acid, 1,4-butanediol, decanedioic acid, 2,2-dimethyl-1,3-propanediol, dodecanedioic acid, 1,2-ethanediol and hexanedioic acid, bis(2-methyl-2-propenoate) | 594242 | 86055
1,3-Benzenedicarboxylic acid, polymer with 1,4-benzenedicarboxylic acid and .alpha.-hydro-.omega.-hydroxypoly(oxy-1,2-ethanediyl), di-2-propenoate | 594234 | 86056
1,3-Benzenedicarboxylic acid, polymer with 1,4-benzenedicarboxylic acid and .alpha.-hydro-.omega.-hydroxypoly(oxy-1,2-ethanediyl), bis(2-methyl-2-propenoate) | 594226 | 86057
1,3-Benzenedicarboxylic acid, polymer with 1,4-benzenedicarboxylic acid and .alpha.-hydro-.omega.-hydroxypoly(oxy-1,4-butanediyl), di-2-propenoate | 594218 | 86058
1,3-Benzenedicarboxylic acid, polymer with 1,4-benzenedicarboxylic acid and .alpha.-hydro-.omega.-hydroxypoly(oxy-1,4-butanediyl), bis(2-methyl-2-propenoate) | 594200 | 86059
Benzenesulfonic acid, 4-amino-3-nitro-, ammonium sodium salt (1:?:?) | 594192 | 86060
Poly[oxy(methyl-1,2-ethanediyl)], .alpha.-[2-(diethylmethylammonio)ethyl]-.omega.-hydroxy-, acetate (1:1) | 594184 | 86061
Ethanaminium, 2-hydroxy-N-(2-hydroxyethyl)-N,N-dimethyl-, methyl sulfate (1:1), polymer with 2-(chloromethyl)oxirane, 1,3-diisocyanatomethylbenzene, .alpha.-hydro-.omega.-hydroxypoly[oxy(methyl-1,2-ethanediyl)] and 1,2,3-propanetriol | 594176 | 86062
Formaldehyde, polymer with 2-methyloxirane, oxirane, phenol and 2,6,6-trimethylbicyclo[3.1.1]hept-2-ene | 594168 | 86063
Formaldehyde, polymer with oxirane, phenol and 2,6,6-trimethylbicyclo[3.1.1]hept-2-ene | 594150 | 86064
Formaldehyde, polymer with 2-methyloxirane, phenol and 2,6,6-trimethylbicyclo[3.1.1]hept-2-ene | 594143 | 86065
2,5-Furandione, dihydro-3-(1-pentyl-2-hepten-1-yl)- | 594135 | 86066
2,5-Furandione, 3-(1-ethyl-2-buten-1-yl)dihydro- | 594127 | 86067
2,5-Furandione, dihydro-3-(2,4,4-trimethylpentyl)-, didehydro deriv. | 594119 | 86068
2,5-Furandione, polymer with 2-ethyl-2-(hydroxymethyl)-1,3-propanediol and 2-(hydroxymethyl)-2-methyl-1,3-propanediol, 2-butoxyethyl butyl ester | 594051 | 86069
1,3-Isobenzofurandione, polymer with 2,2-dimethyl-1,3-propanediol, 2-ethyl-2-(hydroxymethyl)-1,3-propanediol and 1,6-hexanediol, octadecanoate | 594044 | 86070
1-Propanaminium, N-[2-[[4-[2-(2-chloro-4-nitrophenyl)diazenyl]phenyl]ethylamino]ethyl]-2-hydroxy-N,N-dimethyl-, acetate (1:1) | 594036 | 86071
Poly(oxy-1,2-ethanediyl), .alpha.-acetyl-.omega.-(2,4,6-tributylphenoxy)- | 594010 | 86072
1-Propanesulfonic acid, 2-methyl-2-[(1-oxo-2-propen-1-yl)amino]-, polymer with N-ethenylformamide and 2-propenamide | 594002 | 86073
1,7-Naphthalenedisulfonic acid, 4-(benzoylamino)-5-hydroxy-6-[2-[1-sulfo-6-[[2-(sulfooxy)ethyl]sulfonyl]-2-naphthalenyl]diazenyl]-, sodium salt (1:4) | 593996 | 86074
Butanamide, N-(2,3-dihydro-2-oxo-1H-benzimidazol-5-yl)-2-[2-(2-methoxyphenyl)diazenyl]-3-oxo- | 593988 | 86075
2-Benzothiazolamine, 6-nitro-, sulfate (1:1) | 593970 | 86076
Benzenediazonium, 4-[[[3-[[2-(sulfooxy)ethyl]sulfonyl]phenyl]amino]carbonyl]-, sulfate (2:1) | 593962 | 86077
Carbamic acid, N-[2-(sulfothio)ethyl]-, C-(3,3,4,4,5,5,6,6,7,7,8,8,8-tridecafluorooctyl) ester, sodium salt (1:1) | 593954 | 86078
Acetamide, N-[6-[(2-hydroxyethyl)sulfonyl]-2-naphthalenyl]- | 593947 | 86079
Neodecanoic acid, ethenyl ester, polymer with butyl 2-propenoate, ethenyl acetate and sodium ethenesulfonate (1:1) | 593939 | 86080
2-Butenedioic acid (2Z)-, 1,4-diisooctyl ester, polymer with N-ethenyl-N-methylacetamide | 593921 | 86081
Naphthalenesulfonic acid, 1,6-dimethyl-, sodium salt (1:1), polymer with formaldehyde | 593913 | 86082
1,3-Benzenedicarboxylic acid, polymer with 1,4-cyclohexanedimethanol, 2,2-dimethyl-1,3-propanediol and 1,3-isobenzofurandione | 593905 | 86083
Calcium chloride fluoride phosphate (Ca5(Cl,F)(PO4)3) | 586271 | 86084
Barium calcium magnesium strontium zinc oxide silicate | 586248 | 86085
4H-1-Benzopyran-4-one, 3-[(1-ethyl-1,2,3,4-tetrahydro-6-quinolinyl)methylene]-2,3-dihydro- | 586222 | 86086
3H-Indolium, 2-[2-[4-(diethylamino)phenyl]ethenyl]-1,3,3-trimethyl-, phosphate (1:1) | 586214 | 86087
1H-Indole, 2,3-dihydro-1,3,3-trimethyl-2-[2-(2-methyl-1H-indol-3-yl)ethenyl]- | 586206 | 86088
Guanidine, N,N'-bis(dimethylphenyl)- | 586198 | 86089
Ethanaminium, N-ethyl-N-[4-[[4-[ethyl[(3-sulfophenyl)methyl]amino]phenyl](2-sulfophenyl)methylene]-2,5-cyclohexadien-1-ylidene]-, inner salt, sodium salt (1:1) | 586180 | 86090
Cobaltate(2-), bis[2-[2-[5-(aminosulfonyl)-2-(hydroxy-.kappa.O)phenyl]diazenyl-.kappa.N1]-3-(oxo-.kappa.O)-N-phenylbutanamidato(2-)]-, sodium (1:2) | 586172 | 86091
Propanenitrile, 3-[methyl(4-nitrosophenyl)amino]-, hydrochloride (1:1) | 586164 | 86092
Cuprate(1-), [3,4-bis[[[2-(hydroxy-.kappa.O)-1-naphthalenyl]methylene]amino-.kappa.N]benzoato(3-)]-, hydrogen (1:1) | 586156 | 86093
Benzenesulfonic acid, 2,2'-(1,2-ethenediyl)bis[5-[2-(4-hydroxyphenyl)diazenyl]-, potassium salt (1:2) | 586149 | 86094
Pyridinium, 1-[(3-sulfophenyl)methyl]-, inner salt | 586131 | 86095
Acetamide, N,N'-[(9,10-dihydro-9,10-dioxo-1,4-anthracenediyl)bis(imino-4,1-phenylene)]bis- | 586123 | 86096
Acetic acid, 2-chloro-, 2,3-dihydroxypropyl ester | 586115 | 86097
1,3-Benzenedicarboxylic acid, polymer with 1,4-benzenedicarboxylic acid, 1,3-diisocyanatomethylbenzene and 1,1'-methylenebis[4-isocyanatobenzene] | 586107 | 86098
2,5-Furandione, polymer with 2-ethoxyethanol and 1,2-propanediol | 586099 | 86099
2,5-Furandione, dihydro-, polymer with 1,3-butanediol, 2,2-dimethyl-1,3-propanediol and 2,5-furandione | 586081 | 86100
1,3-Benzenedicarboxylic acid, polymer with 1,6-hexanediamine, hexanedioic acid, 1,6-hexanediol, 5-isocyanato-1-(isocyanatomethyl)-1,3,3-trimethylcyclohexane, 1,2-propanediol and 1,2,3-propanetriol | 586073 | 86101
2,7-Naphthalenedisulfonic acid, 5-amino-3-[2-[4-[2-[4-[2-(7-amino-1-hydroxy-3-sulfo-2-naphthalenyl)diazenyl]-2-sulfophenyl]ethenyl]-3-sulfophenyl]diazenyl]-4-hydroxy-, compd. with 2,2',2''-nitrilotris[ethanol] (1:5) | 586065 | 86102
2-Butenedioic acid (2Z)-, 1-[2-[(1-oxo-10-undecen-1-yl)amino]ethyl] ester | 586057 | 86103
Butanedioic acid, 2-sulfo-, 4-[2-[[(9Z)-1-oxo-9-octadecen-1-yl]amino]ethyl] ester, sodium salt, compd. with 2,2',2''-nitrilotris[ethanol] (1:1:1) | 586040 | 86104
9,10-Anthracenedione, 1-(methylamino)-4-(pentylamino)- | 586032 | 86105
9,10-Anthracenedione, 1-[(2-ethylhexyl)amino]-4-(methylamino)- | 586024 | 86106
1-Naphthalenesulfonic acid, 7-(4,5-dihydro-3-methyl-5-oxo-1H-pyrazol-1-yl)-3-hydroxy- | 586016 | 86107
1,3,2-Dioxaphosphorinane, 2,2',2''-[(1-methyl-1-propanyl-3-ylidene)tris[[2-(1,1-dimethylethyl)-5-methyl-4,1-phenylene]oxy]]tris[5,5-dimethyl- | 586008 | 86108
Starch, 2-(diethylamino)ethyl ether, sulfate (salt) | 585992 | 86109
1,3-Isobenzofurandione, polymer with 1,6-hexanediol and 1,2,3-propanetriol | 585984 | 86110
Quino[2,3-b]acridine-2-sulfonic acid, 5,7,12,14-tetrahydro-7,14-dioxo-, aluminum salt (3:1) | 585968 | 86111
Benzenesulfonic acid, 3-[2-[4-(phenylamino)phenyl]diazenyl]-, lithium salt (1:1) | 585950 | 86112
2-Anthracenesulfonic acid, 4-[[4-(acetylamino)phenyl]amino]-1-amino-9,10-dihydro-9,10-dioxo-, lithium salt (1:1) | 585943 | 86113
9,10-Anthracenedione, 1,8-dihydroxy-2-nitro-5-(phenylamino)- | 585935 | 86114
Pentanenitrile, 3-amino- | 585885 | 86115
Oxirane, 2-methyl-, polymer with oxirane, [3-phenyl-1-(phenylmethyl)-2-propen-1-yl]phenyl ether | 585877 | 86116
Cobaltate(2-), [6-(amino-.kappa.N)-5-[2-[2-(hydroxy-.kappa.O)-4-nitrophenyl]diazenyl-.kappa.N1]-N-methyl-2-naphthalenesulfonamidato(2-)][6-(amino-.kappa.N)-5-[2-[2-(hydroxy-.kappa.O)-4-nitrophenyl]diazenyl-.kappa.N1]-2-naphthalenesulfonato(3-)]-, sodium (1:2) | 585869 | 86117
Oxirane, 2-methyl-, polymer with oxirane, ether with 1,4-cyclohexanedimethanol (2:1) | 608620 | 86118
Cellulose, acetate propanoate, [(1-oxo-2-propen-1-yl)amino]methyl ether | 608612 | 86119
Hexanoic acid, 2-ethyl-, compd. with 1,4-diazabicyclo[2.2.2]octane (1:?) | 608604 | 86120
Nonanedioic acid, polymer with 2,2-dimethyl-1,3-propanediol, 1,2-ethanediol, hexanedioic acid and 1,3-isobenzofurandione, 2-ethylhexyl ester | 608570 | 86121
Methanol, [[[1-methyl-2-(5-methyl-3-oxazolidinyl)ethoxy]methoxy]methoxy]- | 608521 | 86122
Carbonic dichloride, polymer with 4,4'-(1-methylethylidene)bis[phenol] and 2,2',3,3'-tetrahydro-3,3,3',3'-tetramethyl-1,1'-spirobi[1H-indene]-6,6'-diol | 608497 | 86123
Propanedinitrile, 2-[[4-[ethyl(phenylmethyl)amino]-2-methylphenyl]methylene]- | 608489 | 86124
1,1,2-Ethenetricarbonitrile, 2-[4-[butyl(2-phenylethyl)amino]phenyl]- | 608471 | 86125
Naphth[2,3-c]acridine-5,8,14(13H)-trione, 6,6'-[[6-[(9,10-dihydro-9,10-dioxo-1-anthracenyl)amino]-1,3,5-triazine-2,4-diyl]diimino]bis[10-bromo- | 608463 | 86126
2-Propenoic acid, 2-ethylhexyl ester, polymer with ethenylbenzene and ethenylmethylbenzene | 608455 | 86127
Benzenepropanenitrile, .alpha.-ethenyl-.alpha.-methyl- | 608448 | 86128
4-Hexenenitrile, 2-ethenyl-2,5-dimethyl- | 608430 | 86129
2-Propenoic acid, polymer with ethenylbenzene and (1-methylethenyl)benzene, 2-(2-ethoxyethoxy)ethyl ester | 608422 | 86130
Benzene, 1-(2-methoxyethoxy)-4-methyl- | 608414 | 86131
1,3-Benzenedicarboxylic acid, polymer with 1,4-benzenedicarboxylic acid, (2E)-2-butenedioic acid, 2,2-dimethyl-1,3-propanediol, 2-(hydroxymethyl)-2-methyl-1,3-propanediol and 1,2-propanediol | 608406 | 86132
2-Propanol, 1,1'-(hydroxyimino)bis- | 608372 | 86133
Chromate(7-), bis[1-[4-[[3-(acetylamino)-4-[2-(4,8-disulfo-2-naphthalenyl)diazenyl]phenyl]amino]-6-[[6-[2-[2-(carboxy-.kappa.O)phenyl]diazenyl-.kappa.N1]-5-(hydroxy-.kappa.O)-7-sulfo-2-naphthalenyl]amino]-1,3,5-triazin-2-yl]-3-carboxypyridiniumato(6-)]-, sodium (1:7) | 608364 | 86134
3-Oxazolidineethanesulfonic acid, 5-[2-(3-ethyl-2(3H)-benzothiazolylidene)-1-methylethylidene]-4-oxo-2-thioxo- | 608356 | 86135
Hydroxylamine, O-[(2E)-3-chloro-2-propen-1-yl]-, hydrochloride (1:1) | 608174 | 86136
Hexanedioic acid, polymer with 1,1'-methylenebis[isocyanatobenzene], 1,1'-methylenebis[4-isocyanatobenzene] and 2,2'-oxybis[ethanol] | 608166 | 86137
1,3-Benzenedicarboxylic acid, polymer with 1,3-dihydro-1,3-dioxo-5-isobenzofurancarboxylic acid, 2,2-dimethyl-1,3-propanediol, hexanedioic acid and 2-oxiranylmethyl neodecanoate | 608158 | 86138
Neodecanoic acid, ethenyl ester, polymer with ethenyl acetate, ethyl 2-propenoate, 2,5-furandione and methyl 2-methyl-2-propenoate | 608141 | 86139
Benzoselenazolium, 3-(2-carboxyethyl)-2-[2-[[3-(2-carboxyethyl)-5-methyl-2(3H)-benzoselenazolylidene]methyl]-1-buten-1-yl]-5-methyl-, bromide (1:1) | 601401 | 86140
1,4-Cyclohexanedicarboxylic acid, polymer with 1,4-cyclohexanedimethanol and .alpha.-hydro-.omega.-hydroxypoly(oxy-1,4-butanediyl) | 601393 | 86141
1,4-Cyclohexanedicarboxylic acid, 1,4-dimethyl ester, polymer with 1,4-cyclohexanedimethanol and .alpha.-hydro-.omega.-hydroxypoly(oxy-1,4-butanediyl) | 601385 | 86142
3-Thiazolidinehexanoic acid, 5-[2-(1-ethyl-4(1H)-quinolinylidene)ethylidene]-4-oxo-2-thioxo- | 601377 | 86143
2-Propenoic acid, polymer with ethenylbenzene and (1-methylethenyl)benzene, ammonium salt | 601351 | 86144
Propanamide, 3-mercapto-N-octyl- | 601344 | 86145
Ethanaminium, N-[bis(diethylamino)methylene]-N-ethyl-, bromide (1:1) | 601336 | 86146
2-Propenoic acid, 2-methyl-, polymer with ethyl 2-propenoate and methyl 2-methyl-2-propenoate, sodium salt | 601328 | 86147
2-Propenal, 3,3-bis(4-methoxyphenyl)-, 2,2-diphenylhydrazone | 601310 | 86148
Phenol, 4,4'-(1-methylethylidene)bis-, polymer with 2,2'-[(1-methylethylidene)bis(4,1-phenyleneoxymethylene)]bis[oxirane] and 2,2'-[oxybis[(methyl-2,1-ethanediyl)oxymethylene]]bis[oxirane] | 601302 | 86149
Sulfonium, (thiodi-4,1-phenylene)bis[diphenyl-, (OC-6-11)-hexafluoroantimonate(1-) (1:2) | 601278 | 86150
1,3-Benzenedicarboxylic acid, polymer with 1,3-dihydro-1,3-dioxo-5-isobenzofurancarboxylic acid, 2,2-dimethyl-1,3-propanediol, 2-ethyl-2-(hydroxymethyl)-1,3-propanediol and .alpha.-hydro-.omega.-hydroxypoly(oxy-1,2-ethanediyl), ammonium sodium salt | 601260 | 86151
2,4-Imidazolidinedione, 1,3-dichloro-5-ethyl-5-methyl- | 601252 | 86152
Nonanedioic acid, polymer with 2-ethyl-2-(hydroxymethyl)-1,3-propanediol and 1,3-isobenzofurandione, benzoate heptanoate | 601245 | 86153
1,3,4-Thiadiazole, 2,5-bis(tert-nonyldithio)- | 601237 | 86154
Poly(oxy-1,4-butanediyl), .alpha.-hydro-.omega.-hydroxy-, polymer with trans-1,4-diisocyanatocyclohexane | 601229 | 86155
9-Octadecenoic acid (9Z)-, (2-hydroxy-1,3,2-dioxaborolan-4-yl)methyl ester | 601211 | 86156
Benzenesulfonic acid, 3,3'-[(6,7-dichloro-9,10-dihydro-9,10-dioxo-1,4-anthracenediyl)diimino]bis[2,4,6-trimethyl-, sodium salt (1:2) | 601203 | 86157
Decanedioic acid, 1,10-bis(2,2,6,6-tetramethyl-4-piperidinyl) ester, polymer with 2-(chloromethyl)oxirane, 3-hydroxy-2-(hydroxymethyl)-2-methylpropanoic acid and 4,4'-(1-methylethylidene)bis[cyclohexanol] | 601195 | 86158
Hexanedioic acid, polymer with 2-ethyl-2-(hydroxymethyl)-1,3-propanediol, 3-hydroxy-2,2-dimethylpropyl 3-hydroxy-2,2-dimethylpropanoate, 1,1'-methylenebis[4-isocyanatocyclohexane] and 2-oxepanone | 601187 | 86159
Hexanedioic acid, polymer with 2-ethyl-2-(hydroxymethyl)-1,3-propanediol, 3-hydroxy-2,2-dimethylpropyl 3-hydroxy-2,2-dimethylpropanoate and 1,1'-methylenebis[4-isocyanatocyclohexane] | 601179 | 86160
1,3-Benzenedicarboxylic acid, polymer with 1,4-dimethyl 1,4-benzenedicarboxylate, 2,2-dimethyl-1,3-propanediol, 2-ethyl-2-(hydroxymethyl)-1,3-propanediol, hexanedioic acid and 1,3-isobenzofurandione | 601161 | 86161
2-Propenoic acid, 2-methyl-, butyl ester, polymer with ethenylbenzene, 2-ethylhexyl 2-propenoate, 1,2-propanediol mono-2-propenoate and 2-propenoic acid | 601153 | 86162
2,5-Furandione, polymer with 2-ethyl-2-(hydroxymethyl)-1,3-propanediol and oxirane, ammonium salt | 601146 | 86163
2,5-Furandione, polymer with 2-ethyl-2-(hydroxymethyl)-1,3-propanediol and oxirane | 601138 | 86164
Formaldehyde, polymer with 2-(chloromethyl)oxirane, 4,4'-(1-methylethylidene)bis[phenol] and 2-methylphenol, 2-methyl-2-propenoate | 601112 | 86165
Agarose, 2-hydroxy-3-(2-propen-1-yloxy)propyl ether | 601088 | 86166
3-Pyridinecarbonitrile, 5-[3-(5-cyano-1-ethyl-1,6-dihydro-2-hydroxy-4-methyl-6-oxo-3-pyridinyl)-2-propen-1-ylidene]-1-ethyl-1,2,5,6-tetrahydro-4-methyl-2,6-dioxo-, compd. with N,N-diethylethanamine (1:1) | 601070 | 86167
Pyrrolo[3,4-c]pyrrole-1,4-dione, 3-(4-chlorophenyl)-2,5-dihydro-6-phenyl- | 601062 | 86168
Quino[2,3-b]acridinesulfonamide, N-[3-(diethylamino)propyl]-5,7,12,14-tetrahydro-7,14-dioxo- | 601039 | 86169
Cyclobutenediylium, 1,3-bis[[2,6-bis(1,1-dimethylethyl)-4H-thiopyran-4-ylidene]methyl]-2,4-dihydroxy-, bis(inner salt) | 600981 | 86170
2-Oxepanone, polymer with 2-ethyl-2-(hydroxymethyl)-1,3-propanediol, 1,1'-methylenebis[4-isocyanatobenzene] and 2,2'-[1,4-phenylenebis(oxy)]bis[ethanol] | 600973 | 86171
1H-1,2,4-Triazole-1-propanenitrile, .alpha.-butyl-.alpha.-(4-chlorophenyl)- | 600957 | 86172
Copper, [29H,31H-phthalocyanine-C,C,C,C-tetrasulfonyl tetrachloridato(2-)-.kappa.N29,.kappa.N30,.kappa.N31,.kappa.N32]- | 600916 | 86173
Nonanedioic acid, polymer with hexanedioic acid, 1,6-hexanediol and 1,1'-methylenebis[4-isocyanatobenzene] | 600882 | 86174
Methanaminium, N-[4-[[4-(dimethylamino)phenyl][4-[(2-hydroxyethyl)amino]phenyl]methylene]-2,5-cyclohexadien-1-ylidene]-N-methyl-, acetate (1:1) | 593897 | 86175
2-Propenoic acid, 2-methyl-, 2-hydroxyethyl ester, polymer with 1,3-butadiene, formaldehyde, methyl 2-methyl-2-propenoate and 2-propenenitrile | 593889 | 86176
2-Butenedioic acid (2E)-, polymer with 2,2-dimethyl-1,3-propanediol, 4,5,6,7,8,8-hexachloro-3a,4,7,7a-tetrahydro-4,7-methanoisobenzofuran-1,3-dione and 1,2-propanediol | 593871 | 86177
2-Butenedioic acid (2E)-, polymer with 1,2-ethanediol and 4,5,6,7,8,8-hexachloro-3a,4,7,7a-tetrahydro-4,7-methanoisobenzofuran-1,3-dione | 593863 | 86178
Benzoic acid, 2-(4-chlorobenzoyl)-, 2-[2-[(1-oxo-2-propen-1-yl)oxy]ethoxy]ethyl ester | 593855 | 86179
2-Anthracenesulfonic acid, 4-[[4-(acetylamino)phenyl]amino]-1-amino-9,10-dihydro-9,10-dioxo-, potassium salt (1:1) | 593848 | 86180
1,3,5-Trithiane-2,4,6-triethanol, .alpha.2,.alpha.4,.alpha.6-trimethyl- | 593830 | 86181
Poly[oxy(methyl-1,2-ethanediyl)], .omega.-[3-(diethylamino)-1-oxopropoxy]-.omega.',.omega.''-bis[(1-oxo-2-propen-1-yl)oxy]-.alpha.,.alpha.',.alpha.''-1,2,3-propanetriyltris- | 593822 | 86182
2,5-Furandione, polymer with 2-methylbutene, 1-pentene and 2-pentene, sodium salt | 593814 | 86183
Phosphine, (2,4,4-trimethylpentyl)- | 593806 | 86184
Benzenesulfonamide, 2-(2-chloroethoxy)-N-[[(4-methoxy-6-methyl-1,3,5-triazin-2-yl)amino]carbonyl]- | 593798 | 86185
2-Propen-1-aminium, N,N-dimethyl-N-2-propen-1-yl-, chloride (1:1), polymer with 2-hydroxypropyl 2-propenoate, 2-propenamide and 2-propenoic acid, sodium salt | 593780 | 86186
2-Propen-1-aminium, N,N-dimethyl-N-2-propen-1-yl-, chloride (1:1), polymer with 2-propenamide and 2-propenoic acid, sodium salt | 593772 | 86187
Isocyanic acid, polymethylenepolyphenylene ester, polymer with 1,3-diisocyanatomethylbenzene, 1,1'-methylenebis[4-isocyanatobenzene], oxirane and tetrahydrofuran | 593764 | 86188
Thianthrenium, 5-phenyl-, hexafluorophosphate(1-) (1:1) | 593749 | 86189
Copper, [[2,2',2''-(nitrilo-.kappa.N)tris[ethanol-.kappa.O]](2-)]- | 593731 | 86190
Copper oxide (CuO), mixt. with copper oxide (Cu2O) | 593723 | 86191
1,3-Benzenedicarboxylic acid, polymer with 2,2-dimethyl-1,3-propanediol, hexanedioic acid, 1,6-hexanediol and 1,2,3-propanetriol | 593715 | 86192
1,3-Benzenedicarboxylic acid, polymer with 1,3-butanediol, hexanedioic acid and 1,2,3-propanetriol | 593707 | 86193
Hexanedioic acid, polymer with 1,4-cyclohexanedimethanol and 1,2-ethanediol | 593699 | 86194
Hexanedioic acid, polymer with 1,4-butanediol, 1,2-ethanediol and .alpha.-hydro-.omega.-hydroxypoly(oxy-1,2-ethanediyl) | 593681 | 86195
1,3-Benzenedicarboxylic acid, polymer with hexanedioic acid, 1,6-hexanediol and 1,2,3-propanetriol | 593673 | 86196
1,3-Benzenedicarboxylic acid, polymer with 1,3-butanediol, 2-ethyl-2-(hydroxymethyl)-1,3-propanediol and hexanedioic acid | 593665 | 86197
Hexanedioic acid, polymer with 1,2-ethanediol, 1,2-propanediol and 1,2,3-propanetriol | 593657 | 86198
1,3-Benzenedicarboxylic acid, polymer with 1,4-butanediol, hexanedioic acid, 1,6-hexanediol and 1,1'-methylenebis[4-isocyanatocyclohexane] | 593640 | 86199
Hexanedioic acid, polymer with 2,2-dimethyl-1,3-propanediol, 1,6-hexanediamine, 1,6-hexanediol and 5-isocyanato-1-(isocyanatomethyl)-1,3,3-trimethylcyclohexane | 593632 | 86200
Hexanedioic acid, polymer with 5-amino-1,3,3-trimethylcyclohexanemethanamine, 1,2-ethanediol, 1,1'-methylenebis[4-isocyanatocyclohexane] and 1,2-propanediol | 593624 | 86201
Hexanedioic acid, polymer with 2,2-dimethyl-1,3-propanediol, 1,6-hexanediol, 5-isocyanato-1-(isocyanatomethyl)-1,3,3-trimethylcyclohexane and 1,1'-methylenebis[4-isocyanatocyclohexane] | 593616 | 86202
Hexanedioic acid, polymer with 5-amino-1,3,3-trimethylcyclohexanemethanamine, 1,4-butanediol, 2,2-dimethyl-1,3-propanediol and 1,1'-methylenebis[4-isocyanatocyclohexane] | 593608 | 86203
1,3-Benzenedicarboxylic acid, polymer with 1,3-diisocyanatomethylbenzene, 1,2-ethanediol, hexanedioic acid, 2,2'-oxybis[ethanol], 1,2-propanediol and 1,2,3-propanetriol | 593590 | 86204
1,3-Benzenedicarboxylic acid, polymer with 5-amino-1,3,3-trimethylcyclohexanemethanamine, 2,2-dimethyl-1,3-propanediol, hexanedioic acid, 1,6-hexanediol and 1,1'-methylenebis[4-isocyanatocyclohexane] | 593582 | 86205
Ethanol, 2,2'-[1,4-phenylenebis(oxy)]bis-, polymer with .alpha.-hydro-.omega.-hydroxypoly(oxy-1,4-butanediyl) and 1,1'-methylenebis[4-isocyanatocyclohexane] | 593574 | 86206
2-Hepten-4-one, 5-methyl- | 593566 | 86207
3-Cyclopentene-1-acetic acid, 2,2,3-trimethyl-, ethyl ester | 593558 | 86208
Aspartic acid, N-(3-carboxy-1-oxo-3-sulfopropyl)-N-octadecen-1-yl-, sodium salt (1:4) | 593541 | 86209
1,3-Benzenedicarboxylic acid, polymer with 1,4-butanediol, 1,6-hexanediamine, hexanedioic acid, 1,6-hexanediol, (9Z,12R)-12-hydroxy-9-octadecenoic acid and 5-isocyanato-1-(isocyanatomethyl)-1,3,3-trimethylcyclohexane | 593533 | 86210
Hexanedioic acid, polymer with 2,2-dimethyl-1,3-propanediol, .alpha.-hydro-.omega.-hydroxypoly(oxy-1,2-ethanediyl), 1,3-isobenzofurandione, 2,2'-oxybis[ethanol] and 1,2,3-propanetriol | 593517 | 86211
2-Propenoic acid, polymer with butyl 2-propenoate, ethyl 2-propenoate and methyl 2-propenoate | 593509 | 86212
Hexanedioic acid, polymer with 1,3-butanediol, 2,2-dimethyl-1,3-propanediol, 1,6-hexanediol, 5-isocyanato-1-(isocyanatomethyl)-1,3,3-trimethylcyclohexane and 1,1'-methylenebis[4-isocyanatocyclohexane] | 593491 | 86213
Hexanedioic acid, polymer with 1,2-ethanediol, 1,6-hexanediamine and 1,1'-methylenebis[4-isocyanatocyclohexane] | 593483 | 86214
Hexanedioic acid, polymer with 1,2-ethanediol, 1,6-hexanediamine, 1,1'-methylenebis[4-isocyanatocyclohexane] and 1,2-propanediol | 593475 | 86215
Hexanedioic acid, polymer with 1,3-butanediol, 1,6-hexanediol, 5-isocyanato-1-(isocyanatomethyl)-1,3,3-trimethylcyclohexane and 1,1'-methylenebis[4-isocyanatocyclohexane] | 593467 | 86216
1,3-Benzenedicarboxylic acid, polymer with 2,3-dibromo-2-butene-1,4-diol, 1,6-hexanediamine, 1,6-hexanediol, 5-isocyanato-1-(isocyanatomethyl)-1,3,3-trimethylcyclohexane and nonanedioic acid | 593459 | 86217
1,3-Benzenedicarboxylic acid, polymer with 1,6-hexanediamine, 1,6-hexanediol, 5-isocyanato-1-(isocyanatomethyl)-1,3,3-trimethylcyclohexane and nonanedioic acid | 593442 | 86218
Hexanedioic acid, polymer with 1,4-butanediol, 1,2-propanediol and 1,2,3-propanetriol | 593434 | 86219
Hexanedioic acid, polymer with (9Z,12R)-12-hydroxy-9-octadecenoic acid, 1,3-isobenzofurandione, 2,2'-oxybis[ethanol] and 1,2,3-propanetriol | 593426 | 86220
Hexanedioic acid, polymer with 1,3-diisocyanatomethylbenzene, 2,2-dimethyl-1,3-propanediol, 1,6-hexanediamine and 1,6-hexanediol | 593418 | 86221
6,8-Nonadien-3-one, 2,4,4,7-tetramethyl- | 593400 | 86222
3-Decen-5-ol, 4-methyl- | 593392 | 86223
3-Isoxazolidinone, 2-[(2-chlorophenyl)methyl]-4,4-dimethyl- | 593384 | 86224
Hexanedioic acid, polymer with 2,2-dimethyl-1,3-propanediol, 2,2'-oxybis[ethanol] and 1,2,3-propanetriol | 593368 | 86225
Benzenamine, 4-[2-(2-chloro-4,6-dinitrophenyl)diazenyl]-N,N-diethyl-2,5-dimethoxy- | 593350 | 86226
Oxirane, 2-methyl-, polymer with oxirane, ether with 2-ethyl-2-(hydroxymethyl)-1,3-propanediol (3:1), octadecanoate | 585661 | 86227
1,3-Benzenedicarboxylic acid, polymer with 2,2-bis(hydroxymethyl)-1,3-propanediol, (9Z,12R)-12-hydroxy-9-octadecenoic acid, 1,3-isobenzofurandione, (9Z,12Z)-9,12-octadecadienoic acid and 3a,4,7,7a-tetrahydro-1,3-isobenzofurandione, 2-(2-ethoxyethoxy)ethyl ester, 4-(1,1-dimethylethyl)benzoate | 585653 | 86228
1,3-Isobenzofurandione, polymer with 2,2-bis(hydroxymethyl)-1,3-propanediol, 2-ethyl-2-(hydroxymethyl)-1,3-propanediol and 2,5-furandione, benzoate | 585646 | 86229
Cuprate(5-), [.mu.-[2-[2-[1-[4-[2-[4-[2-[4-[2-[6-(acetylamino)-1-(hydroxy-.kappa.O)-3-sulfo-2-naphthalenyl]diazenyl-.kappa.N1]-3-(hydroxy-.kappa.O)-7-sulfo-1-naphthalenyl]diazenyl]-2-sulfophenyl]ethenyl]-3-sulfophenyl]-4,5-dihydro-3-methyl-5-(oxo-.kappa.O)-1H-pyrazol-4-yl]diazenyl-.kappa.N1]-5-sulfobenzoato(9-)-.kappa.O]]di-, sodium (1:5) | 585638 | 86230
Cobaltate(5-), bis[4-[2-[6-[[4-chloro-6-(phenylamino)-1,3,5-triazin-2-yl]amino]-1-(hydroxy-.kappa.O)-3-sulfo-2-naphthalenyl]diazenyl-.kappa.N1]-3-(hydroxy-.kappa.O)-7-nitro-1-naphthalenesulfonato(4-)]-, sodium (1:5) | 585620 | 86231
Cuprate(3-), [.mu.-[3-[2-[4'-[2-[6-(benzoylamino)-1-(hydroxy-.kappa.O)-3-sulfo-2-naphthalenyl]diazenyl-.kappa.N1]-3,3'-di(hydroxy-.kappa.O)[1,1'-biphenyl]-4-yl]diazenyl-.kappa.N1]-4-(hydroxy-.kappa.O)-5-hydroxy-2,7-naphthalenedisulfonato(7-)]]di-, sodium (1:3) | 585612 | 86232
1H-Pyrazolium, 1,2,3-trimethyl-5-[2-(1-methyl-1H-indol-3-yl)diazenyl]-, methyl sulfate (1:1) | 585604 | 86233
1-Piperazineethanesulfonic acid, 4-(2-hydroxyethyl)-, sodium salt (1:1) | 585596 | 86234
Chromate(2-), [2,4-dihydro-4-[2-[2-(hydroxy-.kappa.O)-5-(2-phenyldiazenyl)phenyl]diazenyl-.kappa.N1]-5-methyl-2-phenyl-3H-pyrazol-3-onato(2-)-.kappa.O3][3-[2-[4,5-dihydro-3-methyl-5-(oxo-.kappa.O)-1-phenyl-1H-pyrazol-4-yl]diazenyl-.kappa.N1]-4-(hydroxy-.kappa.O)-5-nitrobenzenesulfonato(3-)]-, sodium (1:2) | 585588 | 86235
Cuprate(3-), [.mu.-[7-[2-[4'-[2-[8-(acetylamino)-1-(hydroxy-.kappa.O)-3-sulfo-2-naphthalenyl]diazenyl-.kappa.N1]-3,3'-di(hydroxy-.kappa.O)[1,1'-biphenyl]-4-yl]diazenyl-.kappa.N1]-8-(hydroxy-.kappa.O)-1,6-naphthalenedisulfonato(7-)]]di-, sodium (1:3) | 585570 | 86236
Chromate(1-), bis[1-[2-[2-(hydroxy-.kappa.O)phenyl]diazenyl-.kappa.N1]-2-naphthalenolato(2-)-.kappa.O]-, sodium (1:1) | 585562 | 86237
Chromate(5-), bis[4-[2-[6-[[4-chloro-6-(phenylamino)-1,3,5-triazin-2-yl]amino]-1-(hydroxy-.kappa.O)-3-sulfo-2-naphthalenyl]diazenyl-.kappa.N1]-3-(hydroxy-.kappa.O)-7-nitro-1-naphthalenesulfonato(4-)]-, sodium (1:5) | 585554 | 86238
Chromate(1-), [7-amino-4-hydroxy-8-[2-(2-hydroxy-4-nitrophenyl)diazenyl]-3-[2-(4-sulfophenyl)diazenyl]-2-naphthalenesulfonato(4-)]-, sodium (1:1) | 585547 | 86239
Benzoic acid, 5-[2-[4-[[3-[[[[4-[2-(3-carboxy-4-hydroxyphenyl)diazenyl]phenyl]amino]carbonyl]amino]benzoyl]amino]-5-methoxy-2-methylphenyl]diazenyl]-2-hydroxy-3-sulfo-, sodium salt (1:3) | 585539 | 86240
Benzoic acid, 2-hydroxy-5-[2-[4-[[4-[[8-hydroxy-7-[2-[4-[2-(8-hydroxy-3,6-disulfo-1-naphthalenyl)diazenyl]-2-methoxy-5-methylphenyl]diazenyl]-3,6-disulfo-1-naphthalenyl]amino]-6-(methylphenylamino)-1,3,5-triazin-2-yl]amino]phenyl]diazenyl]-, sodium salt (1:5) | 585521 | 86241
2-Naphthalenesulfonic acid, 3-[2-[4-[2-(2,4-dimethyl-6-sulfophenyl)diazenyl]-2,5-dimethylphenyl]diazenyl]-7-(phenylamino)-, sodium salt (1:2) | 585513 | 86242
2,3,6-Naphthalenetrisulfonic acid, 8,8'-[carbonylbis[imino(5-methoxy-2-methyl-4,1-phenylene)-2,1-diazenediyl]]bis-, sodium salt (1:6) | 585505 | 86243
2-Anthracenesulfonic acid, 1-amino-4-[[3-[(2-chloroacetyl)amino]phenyl]amino]-9,10-dihydro-9,10-dioxo-, sodium salt (1:1) | 585497 | 86244
1H-Naphth[1,2-d]imidazole-7-sulfonic acid, 8-[2-[5-(benzoylamino)-2-sulfophenyl]diazenyl]-1-[(2-chlorophenyl)amino]-9-hydroxy-2-pentyl-, sodium salt (1:2) | 585489 | 86245
2-Naphthalenesulfonic acid, 6-[[4-[[3-[2-[5-(aminocarbonyl)-1-ethyl-1,6-dihydro-2-hydroxy-4-methyl-6-oxo-3-pyridinyl]diazenyl]-4-sulfophenyl]amino]-6-fluoro-1,3,5-triazin-2-yl]amino]-, sodium salt (1:2) | 585471 | 86246
Benzenesulfonic acid, 2-[2-[5-(aminocarbonyl)-1-ethyl-1,6-dihydro-2-hydroxy-4-methyl-6-oxo-3-pyridinyl]diazenyl]-4-[[4-[(2-chloro-5-sulfophenyl)amino]-6-fluoro-1,3,5-triazin-2-yl]amino]-, sodium salt (1:2) | 585463 | 86247
Benzenesulfonic acid, [[(2-chloroacetyl)amino]methyl][[2-[[4-(cyclohexylamino)-9,10-dihydro-9,10-dioxo-1-anthracenyl]amino]cyclohexyl]methyl]-, potassium salt (1:1) | 585455 | 86248
Copper, [N,N,N',N',N'',N''-hexaethyl-29H,31H-phthalocyanine-C,C,C-trimethanaminato(2-)-.kappa.N29,.kappa.N30,.kappa.N31,.kappa.N32]-, dodecylbenzenesulfonate (1:3) | 585448 | 86249
Cobaltate(3-), bis[4-[4-[2-[4-[[[3-[2-[4,5-dihydro-3-methyl-5-(oxo-.kappa.O)-1-phenyl-1H-pyrazol-4-yl]diazenyl-.kappa.N1]-4-(hydroxy-.kappa.O)phenyl]sulfonyl]amino]phenyl]diazenyl-.kappa.N1]-4,5-dihydro-3-methyl-5-oxo-1H-pyrazol-1-yl]benzenesulfonato(3-)]-, sodium (1:3) | 585430 | 86250
Chromate(3-), bis[2-[2-[2-(hydroxy-.kappa.O)-4-hydroxy-3-[2-(2-methyl-4-sulfophenyl)diazenyl-.kappa.N1]phenyl]diazenyl]benzoato(3-)-.kappa.O]-, sodium (1:3) | 585422 | 86251
Cobaltate(3-), bis[4-[4-[2-[4-[4-[2-[5-(aminosulfonyl)-2-(hydroxy-.kappa.O)phenyl]diazenyl-.kappa.N1]-4,5-dihydro-3-methyl-5-(oxo-.kappa.O)-1H-pyrazol-1-yl]phenyl]diazenyl]-4,5-dihydro-3-methyl-5-oxo-1H-pyrazol-1-yl]benzenesulfonato(3-)]-, sodium (1:3) | 585414 | 86252
Cobaltate(5-), bis[4-[4-[2-[4-[[[3-[2-[4,5-dihydro-3-methyl-5-(oxo-.kappa.O)-1-(4-sulfophenyl)-1H-pyrazol-4-yl]diazenyl-.kappa.N1]-4-(hydroxy-.kappa.O)phenyl]sulfonyl]amino]phenyl]diazenyl]-4,5-dihydro-3-methyl-5-oxo-1H-pyrazol-1-yl]benzenesulfonato(4-)]-, sodium (1:5) | 585406 | 86253
Chromate(1-), bis[N-[8-[2-[5-(ethylsulfonyl)-2-(hydroxy-.kappa.O)phenyl]diazenyl-.kappa.N1]-7-(hydroxy-.kappa.O)-1-naphthalenyl]methanesulfonamidato(2-)]-, sodium (1:1) | 585398 | 86254
Chromate(1-), bis[4-[2-[4,5-dihydro-3-methyl-5-(oxo-.kappa.O)-1-phenyl-1H-pyrazol-4-yl]diazenyl-.kappa.N1]-3-(hydroxy-.kappa.O)-N,N-dimethylbenzenesulfonamidato(2-)]-, sodium (1:1) | 585380 | 86255
Chromate(1-), bis[[4-[2-[5-chloro-2-(hydroxy-.kappa.O)phenyl]diazenyl-.kappa.N1]naphth[2,1-d]-1,3-oxathiazol-5-ol-.kappa.O5] 3,3-dioxidato(2-)]-, sodium (1:1) | 585372 | 86256
Cobaltate(1-), bis[3-[2-[1-(2,5-dichlorophenyl)-4,5-dihydro-3-methyl-5-(oxo-.kappa.O)-1H-pyrazol-4-yl]diazenyl-.kappa.N1]-4-(hydroxy-.kappa.O)benzenesulfonamidato(2-)]-, sodium (1:1) | 585364 | 86257
Cuprate(4-), [5-[[4-chloro-6-[(4-sulfophenyl)amino]-1,3,5-triazin-2-yl]amino]-4-(hydroxy-.kappa.O)-3-[2-[2-(hydroxy-.kappa.O)-5-sulfophenyl]diazenyl-.kappa.N1]-2,7-naphthalenedisulfonato(6-)]-, sodium (1:4) | 585356 | 86258
Chromate(2-), [2,4-dinitro-6-[2-[2-(phenylamino-.kappa.N)-1-naphthalenyl]diazenyl-.kappa.N1]phenolato(2-)-.kappa.O][3-(hydroxy-.kappa.O)-4-[2-[2-(hydroxy-.kappa.O)-1-naphthalenyl]diazenyl-.kappa.N1]-1-naphthalenesulfonato(3-)]-, sodium (1:2) | 585349 | 86259
Cuprate(3-), [.mu.-[7-[2-[4'-[2-[6-(benzoylamino)-1-(hydroxy-.kappa.O)-3-sulfo-2-naphthalenyl]diazenyl-.kappa.N1]-3,3'-di(hydroxy-.kappa.O)[1,1'-biphenyl]-4-yl]diazenyl-.kappa.N1]-8-(hydroxy-.kappa.O)-1,6-naphthalenedisulfonato(7-)]]di-, sodium (1:3) | 585331 | 86260
1,3'-Bipyridinium, 5'-[2-[4-[[4-[2-(1',2'-dihydro-6'-hydroxy-3,4'-dimethyl-2'-oxo[1,3'-bipyridinium]-5'-yl)diazenyl]benzoyl]amino]phenyl]diazenyl]-1',2'-dihydro-6'-hydroxy-3,4'-dimethyl-2'-oxo-, 2-hydroxypropanoate (1:2) | 585323 | 86261
Propanedinitrile, 2-[2-[[4-(dimethylamino)phenyl]methylene]-1,1-dioxidobenzo[b]thien-3(2H)-ylidene]- | 585315 | 86262
1,4-Benzenedicarboxylic acid, polymer with 1,3-dihydro-1,3-dioxo-5-isobenzofurancarboxylic acid, 2,2'-[(1-methylethylidene)bis(4,1-phenyleneoxy)]bis[ethanol] and 1,1'-[(1-methylethylidene)bis(4,1-phenyleneoxy)]bis[2-propanol] | 585307 | 86263
Cuprate(2-), [C-[[[3-[(4-amino-6-chloro-1,3,5-triazin-2-yl)amino]-4-sulfophenyl]amino]sulfonyl]-C,C-bis(aminosulfonyl)-29H,31H-phthalocyanine-C-sulfonato(4-)-.kappa.N29,.kappa.N30,.kappa.N31,.kappa.N32]-, sodium (1:2) | 585299 | 86264
Chromate(3-), bis[3-(hydroxy-.kappa.O)-4-[2-[2-(hydroxy-.kappa.O)-1-naphthalenyl]diazenyl-.kappa.N1]-1-naphthalenesulfonato(3-)]-, sodium (1:3) | 585281 | 86265
Chromate(3-), bis[3-[2-[4,5-dihydro-3-methyl-1-(4-methylphenyl)-5-(oxo-.kappa.O)-1H-pyrazol-4-yl]diazenyl-.kappa.N1]-4-(hydroxy-.kappa.O)-5-nitrobenzenesulfonato(3-)]-, sodium (1:3) | 585273 | 86266
Chromate(2-), [1-[2-[5-chloro-2-(hydroxy-.kappa.O)phenyl]diazenyl-.kappa.N1]-2-naphthalenolato(2-)-.kappa.O][3-(hydroxy-.kappa.O)-4-[2-[2-(hydroxy-.kappa.O)-1-naphthalenyl]diazenyl-.kappa.N1]-1-naphthalenesulfonato(3-)]-, sodium (1:2) | 585265 | 86267
1,4-Benzenedicarboxylic acid, 1,4-dimethyl ester, polymer with 1,2-ethanediol, 1,3-isobenzofurandione and nonanedioic acid | 585257 | 86268
2-Propenoic acid, 2-hydroxyethyl ester, polymer with 1,6-diisocyanato-2,2,4-trimethylhexane | 585232 | 86269
9,10-Anthracenedione, 1-[[3-(dimethylamino)propyl]amino]-4-hydroxy-, hydrochloride (1:1) | 585224 | 86270
Benzenesulfonic acid, 2-amino-4-[(3-chlorobenzoyl)amino]-, potassium salt (1:1) | 585216 | 86271
1,3-Propanediaminium, N1-[3-[bis(2-hydroxyethyl)methylammonio]propyl]-N1-[3-(dodecyloxy)-2-hydroxypropyl]-N1,N3-bis(2-hydroxyethyl)-N1,N3-dimethyl-, methyl sulfate (1:3) | 585208 | 86272
1,3'-Bipyridinium, 1',2'-dihydro-6'-hydroxy-3,4'-dimethyl-2'-oxo-5'-[2-[4-(2-phenyldiazenyl)phenyl]diazenyl]-, chloride (1:1) | 585190 | 86273
Acetamide, N-[5-[[2-(acetyloxy)ethyl](2-hydroxyethyl)amino]-2-[2-(2-bromo-4,6-dinitrophenyl)diazenyl]-4-ethoxyphenyl]- | 585182 | 86274
1,3,6-Naphthalenetrisulfonic acid, 7,7'-[(2-hydroxy-1,3-propanediyl)bis[imino(6-chloro-1,3,5-triazine-4,2-diyl)imino[2-[(aminocarbonyl)amino]-4,1-phenylene]-2,1-diazenediyl]]bis-, sodium salt (1:6) | 585166 | 86275
2-Naphthalenecarboxamide, 4-[2-(2-chlorophenyl)diazenyl]-N-(2,4-dimethylphenyl)-3-hydroxy- | 585158 | 86276
2-Naphthalenecarboxamide, 4-[2-(4-chlorophenyl)diazenyl]-N-(2,4-dimethylphenyl)-3-hydroxy- | 585141 | 86277
2-Naphthalenecarboxamide, N-(2,4-dimethylphenyl)-3-hydroxy-4-[2-(2-methoxy-5-methylphenyl)diazenyl]- | 585133 | 86278
Benzoic acid, 4-[2-(1-butyl-5-cyano-1,6-dihydro-2-hydroxy-4-methyl-6-oxo-3-pyridinyl)diazenyl]-, phenylmethyl ester | 585125 | 86279
Benzenesulfonic acid, 4-hydroxy-, polymer with formaldehyde and 4,4'-sulfonylbis[phenol], sodium salt | 585117 | 86280
12H-Phthaloperinesulfonamide, 12-oxo-N-phenyl- | 585109 | 86281
Cuprate(4-), [7-[(5-chloro-2-fluoro-6-methyl-4-pyrimidinyl)amino]-4-(hydroxy-.kappa.O)-3-[2-[2-(hydroxy-.kappa.O)-4,6-disulfo-1-naphthalenyl]diazenyl-.kappa.N1]-1,5-naphthalenedisulfonato(6-)]-, sodium (1:4) | 585091 | 86282
Cuprate(4-), [7-[(5-chloro-2-fluoro-6-methyl-4-pyrimidinyl)amino]-4-(hydroxy-.kappa.O)-3-[2-[2-(hydroxy-.kappa.O)-8-hydroxy-4,6-disulfo-1-naphthalenyl]diazenyl-.kappa.N1]-1,5-naphthalenedisulfonato(6-)]-, sodium (1:4) | 585083 | 86283
Chromate(2-), [2,4-dihydro-4-[2-[2-(hydroxy-.kappa.O)-4-nitrophenyl]diazenyl-.kappa.N1]-5-methyl-3H-pyrazol-3-onato(2-)-.kappa.O3][3-[2-[4,5-dihydro-3-methyl-1-(4-methylphenyl)-5-(oxo-.kappa.O)-1H-pyrazol-4-yl]diazenyl-.kappa.N1]-4-(hydroxy-.kappa.O)-5-nitrobenzenesulfonato(3-)]-, sodium (1:2) | 585075 | 86284
Chromate(1-), bis[2,4-dihydro-4-[2-[2-(hydroxy-.kappa.O)-4-nitrophenyl]diazenyl-.kappa.N1]-5-methyl-3H-pyrazol-3-onato(2-)-.kappa.O3]-, sodium (1:1) | 585067 | 86285
Propanoic acid, 3-hydroxy-2-(hydroxymethyl)-2-methyl-, polymer with hydrazine, .alpha.-hydro-.omega.-hydroxypoly[oxy(methyl-1,2-ethanediyl)] and 5-isocyanato-1-(isocyanatomethyl)-1,3,3-trimethylcyclohexane | 608133 | 86286
Hexanedioic acid, polymer with 2,2-dimethyl-1,3-propanediol, 2-ethyl-2-(hydroxymethyl)-1,3-propanediol and 1,3-isobenzofurandione, dodecanoate | 608125 | 86287
2-Oxepanone, homopolymer, (tetrahydro-2-furanyl)methyl ester, 2-propenoate | 608117 | 86288
2-Oxepanone, homopolymer, ester with 3-hydroxy-2,2-dimethylpropyl 3-hydroxy-2,2-dimethylpropanoate (2:1), di-2-propenoate | 608109 | 86289
Pyridinium, 1,1'-[sulfonylbis[3,1-phenyleneimino[6-[[3-[2-[3-carboxy-4,5-dihydro-5-oxo-1-(4-sulfophenyl)-1H-pyrazol-4-yl]diazenyl]-4-sulfophenyl]amino]-1,3,5-triazine-4,2-diyl]]]bis[3-carboxy-, bis(inner salt), sodium salt (1:4) | 607887 | 86290
2-Propenoic acid, 2-methyl-, polymer with ethyl 2-propenoate and .alpha.-[[[1-methyl-1-[3-(1-methylethenyl)phenyl]ethyl]amino]carbonyl]-.omega.-(nonylphenoxy)poly(oxy-1,2-ethanediyl) | 607879 | 86291
Poly(oxy-1,2-ethanediyl), .alpha.-[[[1-methyl-1-[3-(1-methylethenyl)phenyl]ethyl]amino]carbonyl]-.omega.-(nonylphenoxy)- | 607861 | 86292
1-Pentanol, 2-methyl-, magnesium salt (2:1) | 607846 | 86293
2-Propenoic acid, 2-methyl-, polymer with ethyl 2-propenoate and .alpha.-[[[1-methyl-1-[3-(1-methylethenyl)phenyl]ethyl]amino]carbonyl]-.omega.-(dinonylphenoxy)poly(oxy-1,2-ethanediyl) | 607838 | 86294
Poly(oxy-1,2-ethanediyl), .alpha.-[[[1-methyl-1-[3-(1-methylethenyl)phenyl]ethyl]amino]carbonyl]-.omega.-(dinonylphenoxy)- | 607820 | 86295
Ethanone, 1-(hexahydrodimethyl-1H-benzindenyl)- | 607812 | 86296
1,3-Benzenedicarboxylic acid, polymer with 1,4-benzenedicarboxylic acid, 1,4-butanediol, 1,3-diisocyanatomethylbenzene, 2-ethyl-2-(hydroxymethyl)-1,3-propanediol, hexahydro-1,3-isobenzofurandione, 1,2,6-hexanetriol, .alpha.-hydro-.omega.-hydroxypoly[oxy(methyl-1,2-ethanediyl)], 1,1'-methylenebis[4-isocyanatobenzene], 1,1',1''-methylidynetris[isocyanatobenzene] and 2-methyloxirane | 607804 | 86297
1,3-Diazetidin-2-one, 1,3-bis[4-[(4-isocyanatophenyl)methyl]phenyl]-4-[[4-[(4-isocyanatophenyl)methyl]phenyl]imino]-, polymer with .alpha.-hydro-.omega.-hydroxypoly[oxy(methyl-1,2-ethanediyl)] and .alpha.,.alpha.',.alpha.''-1,2,3-propanetriyltris[.omega.-hydroxypoly[oxy(methyl-1,2-ethanediyl)]] | 607788 | 86298
Ethenol, polymer with .alpha.-hydro-.omega.-hydroxypoly(oxy-1,2-ethanediyl) | 607770 | 86299
2,5-Furandione, dihydro-, polymer with 2-(chloromethyl)oxirane and 4,4'-(1-methylethylidene)bis[phenol], 2-[(1-oxo-2-propen-1-yl)oxy]ethyl ester | 607762 | 86300
Benzoic acid, 4-(benzoyloxy)-, phenylmethyl ester | 607747 | 86301
1,4-Benzenedicarboxylic acid, polymer with 1,2-ethanediol, 1,3-isobenzofurandione and 2,2'-oxybis[ethanol] | 607739 | 86302
Dodecanedioic acid, polymer with 1,4-butanediol and hexanedioic acid | 607713 | 86303
Neodecanoic acid, 2-oxiranylmethyl ester, polymer with 2,2-dimethyl-1,3-propanediol and 1,3-isobenzofurandione | 607705 | 86304
1,3-Benzenedicarboxylic acid, polymer with 1,4-benzenedicarboxylic acid, 1,6-hexanediol, 2-oxiranylmethyl neodecanoate, 2,2'-oxybis[ethanol] and 1,2-propanediol | 607697 | 86305
Ethanone, 1-(4-chlorophenyl)-2,2,2-trifluoro-, O-(1,3-dioxolan-2-ylmethyl)oxime | 600833 | 86306
Ethanol, 2,2'-[[(methyl-1H-benzotriazol-1-yl)methyl]imino]bis- | 600825 | 86307
1-Octanamine, N,N-dimethyl-, phosphate (1:1) | 600817 | 86308
Phosphonic acid, P,P'-(1-hydroxyethylidene)bis-, compd. with 2,2'-iminobis[ethanol] (1:?) | 600809 | 86309
Phosphonic acid, P,P'-(1-hydroxyethylidene)bis-, compd. with 2,2',2''-nitrilotris[ethanol] (1:?) | 600791 | 86310
1,3-Isobenzofurandione, polymer with 2,2-bis(hydroxymethyl)-1,3-propanediol and 2,5-furandione, 3,5,5-trimethylhexanoate | 600767 | 86311
2-Propenoic acid, 2-[tetrahydro-3,5-bis(2-hydroxyethyl)-2,4,6-trioxo-1,3,5-triazin-1(2H)-yl]ethyl ester | 600759 | 86312
Chromate(1-), bis[1-[2-(5-chloro-2-hydroxyphenyl)diazenyl]-2-naphthalenolato(2-)]-, hydrogen, compd. with 1-tetradecanamine (1:1:1) | 600742 | 86313
Poly[oxy(methyl-1,2-ethanediyl)], .alpha.-hydro-.omega.-hydroxy-, ether with 3,6,9,12-tetrakis(2-hydroxymethylethyl)dimethyl-3,6,9,12-tetraazatetradecane-1,14-diol (6:1) | 600734 | 86314
2-Propenoic acid, 2-methyl-, polymer with 2-(chloromethyl)oxirane, ethenylbenzene, 2,5-furandione and 4,4'-(1-methylethylidene)bis[phenol], butyl ester | 600650 | 86315
1,3-Isobenzofurandione, 3a,7a-dibromo-3a,4,7,7a-tetrahydro-5-methyl- | 600643 | 86316
9H-Purin-6-amine, N-dodecyl- | 600635 | 86317
1,3,6-Naphthalenetrisulfonic acid, 7-[2-[2-[(aminocarbonyl)amino]-4-[(4-amino-6-fluoro-1,3,5-triazin-2-yl)amino]phenyl]diazenyl]-, sodium salt (1:3) | 600627 | 86318
Chromium, [6-(amino-.kappa.N)-5-[2-[2-(hydroxy-.kappa.O)-4-nitrophenyl]diazenyl-.kappa.N1]-1-naphthalenesulfonato(3-)]- | 600601 | 86319
Lead, hydroxy[2-(hydroxy-.kappa.O)benzoato-.kappa.O]- | 600593 | 86320
9,12-Octadecadienoic acid (9Z,12Z)-, dimer, polymer with 1,1'-[2-ethyl-2-[[(1-oxo-2-propen-1-yl)oxy]methyl]-1,3-propanediyl] di-2-propenoate and 1,1'-(1,6-hexanediyl) di-2-propenoate | 600569 | 86321
1,3-Benzenedicarboxylic acid, polymer with 1,4-benzenedicarboxylic acid, 1,4-cyclohexanedimethanol, 2,2-dimethyl-1,3-propanediol and hexanedioic acid | 600551 | 86322
1,3-Benzenedicarboxylic acid, polymer with 1,4-benzenedicarboxylic acid, 2,2-dimethyl-1,3-propanediol, hexanedioic acid and 1,6-hexanediol | 600544 | 86323
Zinc, bis[O,O-bis(2-methylpentyl) phosphorodithioato-.kappa.S,.kappa.S']-, (T-4)- | 600536 | 86324
2-Butenoic acid, 2-cyano-3-hydroxy-, ethyl ester | 600528 | 86325
Carbonic acid, diphenyl ester, polymer with 1,6-hexanediol, 5-isocyanato-1-(isocyanatomethyl)-1,3,3-trimethylcyclohexane and 2-oxepanone | 600510 | 86326
2H-1,3,5-Oxadiazine-2,4,6(3H,5H)-trione, 3,5-bis(6-isocyanatohexyl)-, polymer with N1-(2-aminoethyl)-1,2-ethanediamine | 600502 | 86327
Benzoic acid, 2-[(dioctadecylamino)carbonyl]- | 600494 | 86328
2-Propenoic acid, 2-methyl-, polymer with butyl 2-propenoate, ethenylbenzene, 2-ethylhexyl 2-propenoate and 2-propenenitrile | 600486 | 86329
Benzenediazonium, 3-methyl-4-(1-pyrrolidinyl)-, 5-sulfo-1,3-benzenedicarboxylate (1:1) | 600460 | 86330
2-Propenoic acid, 2-methyl-, polymer with 2-hydroxyethyl 2-methyl-2-propenoate, phenylmethyl 2-methyl-2-propenoate and 2-propenenitrile | 600452 | 86331
Acetamide, 2-chloro-N-(2,4-dimethyl-3-thienyl)-N-(2-methoxy-1-methylethyl)- | 600437 | 86332
Spiro[bicyclo[2.2.1]heptane-2,5'-[1,3]dioxane], 2'-methyl- | 600429 | 86333
Ethanone, 1-(2,3,4,5,6,7-hexahydro-1,1,3-trimethyl-1H-inden-5-yl)- | 600411 | 86334
Acetic acid, [2-chloro-4-fluoro-5-(1,3,4,5,6,7-hexahydro-1,3-dioxo-2H-isoindol-2-yl)phenoxy]-, pentyl ester | 600387 | 86335
Benzothiazolium, 3-ethyl-2-(ethylthio)-, iodide (1:1) | 600379 | 86336
Propanenitrile, 3-(octadecyloxy)- | 600361 | 86337
Acetamide, 2-chloro-N-(2-ethyl-6-methylphenyl)-N-[(1S)-2-methoxy-1-methylethyl]- | 600338 | 86338
Bicyclo[3.3.1]nonan-1-ol, 5-methyl-, 1-acetate | 600320 | 86339
5-Isobenzofurancarboxylic acid, 1,3-dihydro-1,3-dioxo-, polymer with 2,2-dimethyl-1,3-propanediol, 1,3-isobenzofurandione and 2,2,4-trimethyl-1,3-pentanediol | 600312 | 86340
2-Propenoic acid, [2-[1,1-dimethyl-2-[(1-oxo-2-propen-1-yl)oxy]ethyl]-5-ethyl-1,3-dioxan-5-yl]methyl ester | 600304 | 86341
Decanedioic acid, polymer with 2-ethyl-1,3-hexanediol, 2-ethylhexyl ester | 600296 | 86342
1,3-Isobenzofurandione, 5,5'-[2,2,2-trifluoro-1-(trifluoromethyl)ethylidene]bis-, polymer with 4,4'-[[2,2,2-trifluoro-1-(trifluoromethyl)ethylidene]bis(4,1-phenyleneoxy)]bis[benzenamine] | 600270 | 86343
Benzenesulfonic acid, 4-[2-(2-hydroxy-1-naphthalenyl)diazenyl]-, compd. with 2,2',2''-nitrilotris[ethanol] (1:1) | 593343 | 86344
1-Octyn-3-ol, 3,6-dimethyl- | 593335 | 86345
1H-Tetrazole, 5-[[(3,5-dinitrophenyl)methyl]thio]-1-phenyl- | 593327 | 86346
3-Decen-1-ol, 1-acetate, (3Z)- | 593319 | 86347
1,3-Benzenedicarboxylic acid, polymer with 2-ethyl-2-(hydroxymethyl)-1,3-propanediol, 1,6-hexanediol and 2,2,4(or 2,4,4)-trimethyl-1,6-hexanediol | 593301 | 86348
Benzenesulfonic acid, 2,4-diundecyl-, ammonium salt (1:1) | 593293 | 86349
Benzenesulfonic acid, 2,4-ditridecyl-, ammonium salt (1:1) | 593285 | 86350
Benzenesulfonic acid, 2,4-didecyl-, ammonium salt (1:1) | 593277 | 86351
Benzenesulfonic acid, 2,4-dinonyl-, ammonium salt (1:1) | 593269 | 86352
Benzenesulfonic acid, 2,4-didodecyl-, ammonium salt (1:1) | 593251 | 86353
.beta.-Alanine, N-[3-(isooctyloxy)propyl]- | 593244 | 86354
Hexanedioic acid, polymer with 1,6-hexanediol and 1,3-isobenzofurandione, isodecyl ester | 593236 | 86355
1,3-Benzenedicarboxylic acid, polymer with hexanedioic acid, 2,2'-oxybis[ethanol] and oxybis[propanol], isodecyl ester | 593228 | 86356
1,3-Benzenedicarboxylic acid, polymer with 1,3-butanediol and hexanedioic acid, isodecyl ester | 593210 | 86357
Glycine, N-(phosphonomethyl)-, ion(1-), trimethylsulfonium | 593202 | 86358
D-Glucitol, 1,3:2,4-bis-O-[(4-methylphenyl)methylene]- | 593194 | 86359
1,3-Benzenedicarboxylic acid, polymer with hexanedioic acid, 1,6-hexanediol, 5-isocyanato-1-(isocyanatomethyl)-1,3,3-trimethylcyclohexane, 1,2-propanediol and 1,2,3-propanetriol | 593186 | 86360
Carbonic acid, C,C'-[(1-methylethylidene)bis[(2,6-dibromo-4,1-phenylene)oxy-2,1-ethanediyl]] C,C'-di-2-propen-1-yl ester | 593178 | 86361
3-Pyridinecarboxylic acid, 2-[4,5-dihydro-4-methyl-4-(1-methylethyl)-5-oxo-1H-imidazol-2-yl]-, compd. with 2-propanamine (1:1) | 593160 | 86362
1,3-Benzenedicarboxylic acid, polymer with 1,3-diisocyanatomethylbenzene, 1,6-hexanediamine, hexanedioic acid and 2,2'-oxybis[ethanol] | 593152 | 86363
Hexanedioic acid, polymer with 1,3-diisocyanatomethylbenzene, 2,2-dimethyl-1,3-propanediol, 2,2'-oxybis[ethanol] and 1,2,3-propanetriol | 593145 | 86364
Hexanedioic acid, polymer with (9Z,12R)-12-hydroxy-9-octadecenoic acid, 1,3-isobenzofurandione and 1,2,3-propanetriol | 593137 | 86365
Hexanedioic acid, polymer with 1,6-hexanediamine, 5-isocyanato-1-(isocyanatomethyl)-1,3,3-trimethylcyclohexane and 2,2'-oxybis[ethanol] | 593129 | 86366
1,3-Benzenedicarboxylic acid, polymer with 1,2-ethanediol, hexanedioic acid, 1,6-hexanediol, 1,1'-methylenebis[4-isocyanatocyclohexane] and 1,2-propanediol | 593111 | 86367
1,3-Benzenedicarboxylic acid, polymer with 5-amino-1,3,3-trimethylcyclohexanemethanamine, 1,4-butanediol, 2,2-dimethyl-1,3-propanediol, hexanedioic acid and 1,1'-methylenebis[4-isocyanatocyclohexane] | 593103 | 86368
Hexanedioic acid, polymer with 1,4-butanediol, 2,3-dibromo-2-butene-1,4-diol and 1,1'-methylenebis[4-isocyanatobenzene] | 593095 | 86369
1,3-Benzenedicarboxylic acid, polymer with 1,6-hexanediamine, hexanedioic acid, 5-isocyanato-1-(isocyanatomethyl)-1,3,3-trimethylcyclohexane and 2,2'-oxybis[ethanol] | 593087 | 86370
1,3-Benzenedicarboxylic acid, polymer with 1,4-butanediol, hexanedioic acid, 1,6-hexanediol, (9Z,12R)-12-hydroxy-9-octadecenoic acid and 5-isocyanato-1-(isocyanatomethyl)-1,3,3-trimethylcyclohexane | 593079 | 86371
1,3-Benzenedicarboxylic acid, polymer with 1,6-hexanediol and 5-isocyanato-1-(isocyanatomethyl)-1,3,3-trimethylcyclohexane | 593061 | 86372
1,3-Benzenedicarboxylic acid, polymer with 5-amino-1,3,3-trimethylcyclohexanemethanamine, 1,4-butanediol, 2,2-dimethyl-1,3-propanediol, hexanedioic acid, 1,6-hexanediol and 1,1'-methylenebis[4-isocyanatocyclohexane] | 593053 | 86373
1,2,3-Propanetricarboxylic acid, 2-hydroxy-, polymer with 5-amino-1,3,3-trimethylcyclohexanemethanamine, 1,3-benzenedicarboxylic acid, 1,4-butanediol, 2,2-dimethyl-1,3-propanediol, hexanedioic acid, 1,6-hexanediol and 5-isocyanato-1-(isocyanatomethyl)-1,3,3-trimethylcyclohexane | 593046 | 86374
1,3-Benzenedicarboxylic acid, polymer with 1,6-hexanediamine, hexanedioic acid, 1,6-hexanediol and 1,1'-methylenebis[4-isocyanatocyclohexane] | 593038 | 86375
1,3-Benzenedicarboxylic acid, polymer with hexanedioic acid, 1,6-hexanediol, 1,1'-methylenebis[4-isocyanatocyclohexane] and 1,2,3-propanetriol | 593020 | 86376
1,3-Benzenedicarboxylic acid, polymer with 2,3-dibromo-2-butene-1,4-diol, 1,6-hexanediol, 5-isocyanato-1-(isocyanatomethyl)-1,3,3-trimethylcyclohexane and nonanedioic acid | 593012 | 86377
1,3-Benzenedicarboxylic acid, polymer with 1,6-hexanediol, 5-isocyanato-1-(isocyanatomethyl)-1,3,3-trimethylcyclohexane and nonanedioic acid | 593004 | 86378
1,3-Benzenedicarboxylic acid, polymer with hexanedioic acid, 1,6-hexanediol and 5-isocyanato-1-(isocyanatomethyl)-1,3,3-trimethylcyclohexane | 592998 | 86379
Hexanedioic acid, polymer with 5-amino-1,3,3-trimethylcyclohexanemethanamine, 2,2-dimethyl-1,3-propanediol and 1,1'-methylenebis[4-isocyanatocyclohexane] | 592980 | 86380
1,3-Benzenedicarboxylic acid, polymer with 1,3-butanediol, hexanedioic acid, 1,6-hexanediol, 5-isocyanato-1-(isocyanatomethyl)-1,3,3-trimethylcyclohexane and 1,1'-methylenebis[4-isocyanatocyclohexane] | 592972 | 86381
Ethanamine, N-ethyl-, methanesulfonate (1:1) | 592964 | 86382
1,3-Benzenedicarboxylic acid, polymer with 2,2-dimethyl-1,3-propanediol, hexanedioic acid, .alpha.-hydro-.omega.-hydroxypoly(oxy-1,2-ethanediyl), 2,2'-oxybis[ethanol] and 1,2,3-propanetriol | 592956 | 86383
Poly(oxy-1,2-ethanediyl), .alpha.-sulfo-.omega.-(2-naphthalenyloxy)-, sodium salt (1:1) | 592949 | 86384
Copper, (1-imino-1H-isoindol-3-aminato-.kappa.N2)methoxy[29H,31H-phthalocyaninato(2-)-.kappa.N29,.kappa.N30,.kappa.N31,.kappa.N32]-, (OC-6-42)- | 592931 | 86385
2-Propenoic acid, polymer with N-(hydroxymethyl)-2-propenamide and .alpha.-(1-oxo-2-propen-1-yl)-.omega.-methoxypoly(oxy-1,2-ethanediyl) | 592923 | 86386
Benzoic acid, 2-[4,5-dihydro-4-methyl-4-(1-methylethyl)-5-oxo-1H-imidazol-2-yl]-4(or 5)-methyl-, methyl ester | 592881 | 86387
Sulfurous acid, sodium salt (1:2), polymer with formaldehyde, phenol, sodium sulfite (1:1) and urea | 592865 | 86388
[1,1'-Biphenyl]-4-carboxylic acid, 4'-(2-methylbutyl)-, 4-(hexyloxy)phenyl ester | 592857 | 86389
Cobaltate(1-), bis[2-[2-[2-(hydroxy-.kappa.O)-4-nitrophenyl]diazenyl-.kappa.N1]-3-(oxo-.kappa.O)-N-phenylbutanamidato(2-)]-, sodium (1:1) | 592840 | 86390
1,3-Benzenedicarboxylic acid, polymer with 2,2-dimethyl-1,3-propanediol, 2,5-furandione, oxybis[propanol], 1,2-propanediol and 4,5,6,7-tetrabromo-1,3-isobenzofurandione | 592832 | 86391
3-Quinolinecarboxylic acid, 2-[4,5-dihydro-4-methyl-4-(1-methylethyl)-5-oxo-1H-imidazol-2-yl]-, monoammonium salt | 592816 | 86392
3-Quinolinecarboxylic acid, 2-[4,5-dihydro-4-methyl-4-(1-methylethyl)-5-oxo-1H-imidazol-2-yl]-, monosodium salt | 592808 | 86393
3-Pyridinecarboxylic acid, 2-[4,5-dihydro-4-methyl-4-(1-methylethyl)-5-oxo-1H-imidazol-2-yl]- | 592782 | 86394
Phosphonic acid, P,P'-[(dimethylamino)methylene]bis-, ammonium salt (1:1) | 592774 | 86395
Chromate(3-), bis[2-(hydroxy-.kappa.O)-3-[2-[2-(hydroxy-.kappa.O)-1-naphthalenyl]diazenyl-.kappa.N1]-5-nitrobenzenesulfonato(3-)]-, sodium (1:3) | 585059 | 86396
Chromate(2-), [2-(2-chlorophenyl)-2,4-dihydro-4-[2-[2-(hydroxy-.kappa.O)-5-nitrophenyl]diazenyl-.kappa.N1]-5-methyl-3H-pyrazol-3-onato(2-)-.kappa.O3][2-(hydroxy-.kappa.O)-3-[2-[2-(hydroxy-.kappa.O)-1-naphthalenyl]diazenyl-.kappa.N1]-5-nitrobenzenesulfonato(3-)]-, sodium (1:2) | 585042 | 86397
Chromate(1-), bis[2-(2-chlorophenyl)-2,4-dihydro-4-[2-[2-(hydroxy-.kappa.O)-5-nitrophenyl]diazenyl-.kappa.N1]-5-methyl-3H-pyrazol-3-onato(2-)-.kappa.O3]-, sodium (1:1) | 585034 | 86398
Chromate(1-), bis[1-[2-[5-chloro-2-(hydroxy-.kappa.O)phenyl]diazenyl-.kappa.N1]-2-naphthalenolato(2-)-.kappa.O]-, sodium (1:1) | 585026 | 86399
Benzenesulfonic acid, 5-amino-2-[(2-ethoxyphenyl)amino]-, sodium salt (1:1) | 585018 | 86400
1,3,5-Naphthalenetrisulfonic acid, 7-[2-[4-[2-[4-[[4-fluoro-6-[(2-sulfophenyl)amino]-1,3,5-triazin-2-yl]amino]-2-methylphenyl]diazenyl]-7-sulfo-1-naphthalenyl]diazenyl]-, potassium sodium salt (1:?:?) | 585000 | 86401
1H-Pyrazole-3-carboxylic acid, 4-[2-[4-[[(2,3-dichloro-6-quinoxalinyl)carbonyl]amino]-2-sulfophenyl]diazenyl]-4,5-dihydro-5-oxo-1-(4-sulfophenyl)-, sodium salt (1:3) | 584995 | 86402
1,3-Naphthalenedisulfonic acid, 7-[2-[4-[[[[4-[2-(4,8-disulfo-2-naphthalenyl)diazenyl]-2-methoxy-5-methylphenyl]amino]carbonyl]amino]-5-methoxy-2-methylphenyl]diazenyl]-, lithium sodium salt (1:?:?) | 584987 | 86403
1,5-Naphthalenedisulfonic acid, 3,3'-[carbonylbis[imino(5-methoxy-2-methyl-4,1-phenylene)-2,1-diazenediyl]]bis-, lithium sodium salt (1:?:?) | 584979 | 86404
1,3-Naphthalenedisulfonic acid, 7,7'-[carbonylbis[imino(5-methoxy-2-methyl-4,1-phenylene)-2,1-diazenediyl]]bis-, lithium sodium salt (1:?:?) | 584961 | 86405
1,3-Benzenedicarbonitrile, 2-[2-[4-(diethylamino)-2-methylphenyl]diazenyl]-5-methyl- | 584953 | 86406
Benzenesulfonic acid, 4-methoxy-3-[2-[4-[2-(4-methoxyphenyl)diazenyl]phenyl]diazenyl]-, sodium salt (1:1) | 584946 | 86407
Benzenesulfonic acid, 4-methoxy-3-[2-[4-[2-(4-methoxy-2-methylphenyl)diazenyl]phenyl]diazenyl]-, sodium salt (1:1) | 584938 | 86408
2-Naphthalenesulfonic acid, 5-[2-[4-(acetylamino)-2-(trifluoromethyl)phenyl]diazenyl]-6-amino-4-hydroxy-, sodium salt (1:1) | 584920 | 86409
2-Anthracenesulfonic acid, 1-amino-4-[[2-[[[4-chloro-6-(2-methoxyethoxy)-1,3,5-triazin-2-yl]amino]methyl]-4-methyl-6-sulfophenyl]amino]-9,10-dihydro-9,10-dioxo-, sodium salt (1:2) | 584912 | 86410
2,7-Naphthalenedisulfonic acid, 4-amino-3-[2-[4-[(5-chloro-2-fluoro-6-methyl-4-pyrimidinyl)amino]phenyl]diazenyl]-6-[2-(2,5-disulfophenyl)diazenyl]-5-hydroxy-, sodium salt (1:4) | 584904 | 86411
2,7-Naphthalenedisulfonic acid, 5-[(5-chloro-2-fluoro-6-methyl-4-pyrimidinyl)amino]-4-hydroxy-3-[2-(1-sulfo-2-naphthalenyl)diazenyl]-, sodium salt (1:3) | 584896 | 86412
2,7-Naphthalenedisulfonic acid, 4-amino-3-[2-[4-[(5-chloro-2,6-difluoro-4-pyrimidinyl)amino]phenyl]diazenyl]-6-[2-(2,5-disulfophenyl)diazenyl]-5-hydroxy-, sodium salt (1:4) | 584888 | 86413
1,3,5-Naphthalenetrisulfonic acid, 7-[2-[4-amino-2-[(5-chloro-2-fluoro-6-methyl-4-pyrimidinyl)amino]-5-sulfophenyl]diazenyl]-, sodium salt (1:4) | 584870 | 86414
1,7-Naphthalenedisulfonic acid, 4-[(5-chloro-2-fluoro-6-methyl-4-pyrimidinyl)amino]-5-hydroxy-6-[2-(2-sulfophenyl)diazenyl]-, sodium salt (1:3) | 584862 | 86415
1,5-Naphthalenedisulfonic acid, 2-[2-[6-[(5-chloro-2-fluoro-6-methyl-4-pyrimidinyl)amino]-1-hydroxy-3-sulfo-2-naphthalenyl]diazenyl]-, sodium salt (1:3) | 584854 | 86416
1H-Pyrazole-3-carboxylic acid, 4-[2-[5-[(5-chloro-2-fluoro-6-methyl-4-pyrimidinyl)amino]-2-sulfophenyl]diazenyl]-1-(2,5-disulfophenyl)-4,5-dihydro-5-oxo-, sodium salt (1:4) | 584847 | 86417
Benzenesulfonamide, 4-[[4-[2-[4-(2-hydroxypropoxy)-3-methylphenyl]diazenyl]phenyl]amino]-N-(methylsulfonyl)-3-nitro-, sodium salt (1:1) | 584839 | 86418
1H-Pyrazole-3-carboxylic acid, 4-[2-[5-[(5-chloro-2-fluoro-6-methyl-4-pyrimidinyl)amino]-2-sulfophenyl]diazenyl]-1-(2,5-disulfophenyl)-4,5-dihydro-5-oxo-, sodium salt (1:3) | 584821 | 86419
Benzenesulfonamide, 4-[[4-[2-(4-hydroxy-3-methylphenyl)diazenyl]phenyl]amino]-N-(methylsulfonyl)-3-nitro-, sodium salt (1:2) | 584813 | 86420
Benzenesulfonamide, 4-[[4-[2-(4-hydroxy-3-methylphenyl)diazenyl]phenyl]amino]-N-(methylsulfonyl)-3-nitro-, sodium salt (1:1) | 584805 | 86421
1,5-Naphthalenedisulfonic acid, 3-[2-(4-amino-5-methoxy-2-methylphenyl)diazenyl]-, lithium sodium salt (1:?:?) | 584797 | 86422
1,3-Naphthalenedisulfonic acid, 7-[2-(4-amino-5-methoxy-2-methylphenyl)diazenyl]-, lithium sodium salt (1:?:?) | 584789 | 86423
Hexanoic acid, 6-[(1-oxoisononyl)amino]-, compd. with 1-amino-2-propanol (1:1) | 584771 | 86424
3,6-Pyridazinedione, 1-butyl-1,2-dihydro-, polymer with 2-(chloromethyl)oxirane, 1,2-dihydro-1-methyl-3,6-pyridazinedione, 1,2-dihydro-1-propyl-3,6-pyridazinedione, 1,2-dihydro-3,6-pyridazinedione, 1-ethyl-1,2-dihydro-3,6-pyridazinedione and 4,4'-(1-methylethylidene)bis[phenol] | 584763 | 86425
3,6-Pyridazinedione, 1,2-dihydro-, polymer with 2-(chloromethyl)oxirane and 4,4'-(1-methylethylidene)bis[phenol] | 584755 | 86426
Cyclohexadienone, 4(or 6)-diazo-2,6(or 2,4)-dinitro- | 584748 | 86427
Copper, [.mu.-[[3,3'-[(1-oxido-1,2-diazenediyl)bis[[2-(hydroxy-.kappa.O)-4,1-phenylene]-2,1-diazenediyl-.kappa.N1]]bis[4-(hydroxy-.kappa.O)-2,7-naphthalenedisulfonato]](8-)]]di-, sodium (1:4) | 584730 | 86428
Cuprate(3-), [2-[2-[[2-[2-(hydroxy-.kappa.O)-3-sulfo-5-[[2-(sulfooxy)ethyl]sulfonyl]phenyl]diazenyl-.kappa.N2]phenylmethyl]diazenyl-.kappa.N1]-5-sulfobenzoato(6-)-.kappa.O]-, hydrogen (1:3) | 584722 | 86429
2-Propenamide, N-[3-(dimethylamino)propyl]-, sulfate (2:1), polymer with 2-propenamide | 584714 | 86430
1-Propanaminium, N,N,N-trimethyl-3-[(1-oxo-2-propen-1-yl)amino]-, chloride (1:1), polymer with 2-propenamide | 584706 | 86431
1-Propanaminium, N,N,N,2,2-pentamethyl-3-[(1-oxo-2-propen-1-yl)amino]-, chloride (1:1), polymer with 2-propenamide and N,N,N-trimethyl-2-[(2-methyl-1-oxo-2-propen-1-yl)oxy]ethanaminium chloride (1:1) | 584698 | 86432
1-Propanaminium, N,N,N-trimethyl-3-[(1-oxo-2-propen-1-yl)amino]-, methyl sulfate (1:1), polymer with 2-propenamide | 584680 | 86433
2-Propenamide, N-[3-(dimethylamino)-2,2-dimethylpropyl]-2-methyl-, sulfate (2:1), polymer with 2-propenamide | 584672 | 86434
1-Propanaminium, N,N,N,2,2-pentamethyl-3-[(2-methyl-1-oxo-2-propen-1-yl)amino]-, methyl sulfate (1:1), polymer with 2-propenamide | 584664 | 86435
2-Propenamide, N-[3-(dimethylamino)-2,2-dimethylpropyl]-, sulfate (2:1), polymer with 2-propenamide | 584656 | 86436
1-Propanaminium, N,N,N,2,2-pentamethyl-3-[(1-oxo-2-propen-1-yl)amino]-, methyl sulfate (1:1), polymer with 2-propenamide | 584649 | 86437
2,7-Naphthalenedisulfonic acid, 5-[[4-chloro-6-[[4-[[2-(sulfooxy)ethyl]sulfonyl]phenyl]amino]-1,3,5-triazin-2-yl]amino]-4-hydroxy-3-[2-(4-methyl-2-sulfophenyl)diazenyl]-, sodium salt (1:4) | 584631 | 86438
2-Anthracenesulfonic acid, 1-amino-9,10-dihydro-9,10-dioxo-4-[[3-[[[2-(sulfooxy)ethyl]sulfonyl]methyl]phenyl]amino]-, potassium salt (1:2) | 584623 | 86439
1,4-Benzenedisulfonic acid, 2-[2-[4-[2-[4-[2-[1-hydroxy-6-(phenylamino)-3-sulfo-2-naphthalenyl]diazenyl]-1-naphthalenyl]diazenyl]-6-sulfo-1-naphthalenyl]diazenyl]-, ammonium sodium salt (1:?:?) | 584615 | 86440
Oxirane, 2-[(2,4-dibromo-6-methylphenoxy)methyl]- | 584607 | 86441
Hexanoic acid, 6-[(1-oxoisononyl)amino]-, compd. with 2-aminoethanol (1:1) | 584599 | 86442
Acetamide, N-[2-[2-(2-chloro-4-nitrophenyl)diazenyl]-5-[(2-cyanoethyl)-2-propen-1-ylamino]phenyl]- | 584581 | 86443
Hexanoic acid, 6-[(1-oxoisononyl)amino]-, compd. with N,N-dimethyl-1,3-propanediamine (1:1) | 584573 | 86444
Chromate(3-), bis[2-[[4-[2-[2-(hydroxy-.kappa.O)-6-hydroxy-3-[2-[2-(hydroxy-.kappa.O)-3,5-dinitrophenyl]diazenyl-.kappa.N1]phenyl]diazenyl]phenyl]amino]-5-nitrobenzenesulfonato(3-)]-, sodium (1:3) | 584565 | 86445
Cuprate(3-), [4-amino-6-[2-[6-[[4-[[(2-chloroethyl)sulfonyl]methyl]benzoyl]amino]-2-(hydroxy-.kappa.O)-4-sulfo-1-naphthalenyl]diazenyl-.kappa.N1]-5-(hydroxy-.kappa.O)-1,3-naphthalenedisulfonato(5-)]-, hydrogen (1:3) | 584557 | 86446
Bicyclo[3.2.1]octan-8-one, 1,5-dimethyl-, oxime | 584540 | 86447
3-Butenoic acid, 2,2,3,4,4-pentachloro-, butyl ester | 584532 | 86448
1,4-Butanediol, polymer with .alpha.-hydro-.omega.-hydroxypoly[oxy(methyl-1,2-ethanediyl)], 1,1'-methylenebis[isocyanatobenzene], 2-methyloxirane and oxirane | 584524 | 86449
1,4-Butanediol, polymer with .alpha.-hydro-.omega.-hydroxypoly(oxy-1,4-butanediyl), 1,1'-methylenebis[isocyanatobenzene], 2-methyloxirane and oxirane | 584516 | 86450
Cuprate(2-), [N,N'-dicyano-N'',N'''-bis[2-[4-[[2-(sulfooxy)ethyl]sulfonyl]phenyl]ethyl]-29H,31H-phthalocyanine-C,C,C,C-tetrasulfonamidato(4-)-.kappa.N29,.kappa.N30,.kappa.N31,.kappa.N32]-, hydrogen (1:2) | 584508 | 86451
Hexanoic acid, 6-[(1-oxoneodecyl)amino]-, compd. with 1-amino-2-propanol (1:1) | 584490 | 86452
Hexanoic acid, 6-[(1-oxoneodecyl)amino]-, compd. with 2-aminoethanol (1:1) | 584482 | 86453
Hexanoic acid, 6-[(1-oxoneodecyl)amino]- | 584474 | 86454
Formaldehyde, polymer with 1,3-diisocyanatomethylbenzene, 2-methyloxirane, 4-nonylphenol and oxirane | 584466 | 86455
2-Propenoic acid, polymer with N-ethenylformamide and 2-propenamide | 584458 | 86456
3-Pyridinecarbonitrile, 1,2-dihydro-6-hydroxy-5-[2-(4-methoxy-2-nitrophenyl)diazenyl]-4-methyl-2-oxo- | 584433 | 86457
1H,3H-Benzo[1,2-c:4,5-c']difuran-1,3,5,7-tetrone, polymer with 1,2-benzenediamine, 1,3-benzenediamine, 1,4-benzenediamine, 4-[4-[1-[4-[(1,3-dihydro-1,3-dioxo-5-isobenzofuranyl)oxy]phenyl]-1-methylethyl]phenoxy]-1,3-isobenzofurandione, 1,3-isobenzofurandione, 4,4'-[(1-methylethylidene)bis(4,1-phenyleneoxy)]bis[1,3-isobenzofurandione] and 5,5'-[(1-methylethylidene)bis(4,1-phenyleneoxy)]bis[1,3-isobenzofurandione] | 607564 | 86458
Benzeneethanol, 3-(2H-benzotriazol-2-yl)-4-hydroxy- | 607549 | 86459
2-Propenoic acid, 2-methyl-, polymer with ethyl 2-methyl-2-propenoate, 2-hydroxyethyl 2-methyl-2-propenoate and 2-propenenitrile | 607531 | 86460
3(2H)-Pyridazinone, 4-chloro-2-(1,1-dimethylethyl)-5-[[[4-(1,1-dimethylethyl)phenyl]methyl]thio]- | 607481 | 86461
2-Propenoic acid, 2-methyl-, 2-[3-(2H-benzotriazol-2-yl)-4-hydroxyphenyl]ethyl ester | 607473 | 86462
Lead, di-.mu.-hydroxy(2-methyl-4,6-dinitrophenolato-.kappa.O)(nitrato-.kappa.O)di- | 607465 | 86463
Benzenemethanaminium, ar-ethenyl-N,N,N-trimethyl-, chloride (1:1), polymer with diethenylbenzene, ethenylethylbenzene and 2-propenenitrile, hydroxide | 607457 | 86464
Hexanedioic acid, polymer with 1,4-butanediol, 1,3-diisocyanato-2-methylbenzene and 2,4-diisocyanato-1-methylbenzene | 607150 | 86465
1,2-Propanediol, polymer with 1,6-diisocyanatohexane, 1,6-hexanediamine, 6-isocyanato-1-hexanamine and 2-methyloxirane | 607143 | 86466
1,2-Propanediol, polymer with 1,6-diisocyanatohexane, 2,4-diisocyanato-1-methylbenzene, 1,6-hexanediamine, 6-isocyanato-1-hexanamine and 2-methyloxirane | 607135 | 86467
Hexanedioic acid, polymer with hydrazine, 5-isocyanato-1-(isocyanatomethyl)-1,3,3-trimethylcyclohexane, 4,4'-(1-methylethylidene)bis[phenol], 2-methyloxirane and 2,2'-oxybis[ethanol] | 607127 | 86468
5-Undecen-4-one, 7-ethyl-2-methyl- | 607119 | 86469
1,3-Naphthalenedisulfonic acid, 7-[2-[4-[[[[4-[2-(6,8-disulfo-2-naphthalenyl)diazenyl]-2-methoxy-5-methylphenyl]amino]carbonyl]amino]-2-methoxy-5-methylphenyl]diazenyl]-, sodium salt (1:4) | 607101 | 86470
Nonanedioic acid, polymer with 1,4-butanediol, hexanedioic acid and 1,1'-methylenebis[4-isocyanatocyclohexane] | 607085 | 86471
Hexanedioic acid, polymer with 1,3-dihydro-1,3-dioxo-5-isobenzofurancarboxylic acid, 2,2-dimethyl-1,3-propanediol, 2,5-furandione, 1,6-hexanediol, 3a,4,7,7a-tetrahydro-4,7-methano-1H-indene and 1,3,5-tris(2-hydroxyethyl)-1,3,5-triazine-2,4,6(1H,3H,5H)-trione | 607077 | 86472
Benzenemethanaminium, ar-dodecyl-N,N-dimethyl-N-tetradecyl-, chloride | 600262 | 86473
13-Docosenamide, N-(13Z)-13-docosen-1-yl-, (13Z)- | 600254 | 86474
1,2-Propanediol, 3-[[5-methyl-2-(1-methylethyl)cyclohexyl]oxy]- | 600247 | 86475
2-Propenoic acid, ethyl ester, polymer with methyl 2-propenoate and 2-propenamide | 600205 | 86476
Poly(oxy-1,2-ethanediyl), .alpha.-hydro-.omega.-hydroxy-, ether with methyl D-glucopyranoside 2,6-di-(9Z)-9-octadecenoate (2:1) | 600197 | 86477
2-Propenoic acid, polymer with 2-hydroxypropyl 2-propenoate and sodium 2-propenoate (1:1) | 600189 | 86478
Phosphoric acid, 2,4-dimethylphenyl bis(2,4,6-trimethylphenyl) ester | 600171 | 86479
Phosphoric acid, 2,4-dimethylphenyl 2,6-dimethylphenyl 2,4,6-trimethylphenyl ester | 600163 | 86480
Phosphoric acid, bis(2,4-dimethylphenyl) 2,4,6-trimethylphenyl ester | 600155 | 86481
Phosphoric acid, 2,4-dimethylphenyl bis(2,6-dimethylphenyl) ester | 600148 | 86482
Phosphoric acid, bis(2,4-dimethylphenyl) 2,6-dimethylphenyl ester | 600130 | 86483
Phosphoric acid, 2,4-dimethylphenyl phenyl 2,4,6-trimethylphenyl ester | 600122 | 86484
Phosphoric acid, 2,4-dimethylphenyl 2,6-dimethylphenyl phenyl ester | 600114 | 86485
Phosphoric acid, bis(2,4-dimethylphenyl) phenyl ester | 600106 | 86486
Phosphoric acid, 2,4-dimethylphenyl diphenyl ester | 600098 | 86487
1,2-Benzenedicarboxylic acid, 4,4'-(hydroxymethylene)bis-, ar,ar'-dimethyl ester, polymer with 4,4'-oxybis[benzenamine] | 600072 | 86488
4,7-Methano-1H-indene-2-carboxaldehyde, octahydro-5-methoxy- | 600064 | 86489
Ethanol, 2-[2-[2-(2-aminoethoxy)ethoxy]ethoxy]- | 600056 | 86490
9,10-Anthracenedione, 1-[(2-hydroxyethyl)amino]-4-(methylamino)- | 600031 | 86491
Cholest-5-en-3-ol (3.beta.)-, 3-[4-[(1-oxo-2-propen-1-yl)oxy]butanoate] | 600015 | 86492
1,3-Benzenedicarboxylic acid, polymer with 1,3-dihydro-1,3-dioxo-5-isobenzofurancarboxylic acid, 2-ethyl-2-(hydroxymethyl)-1,3-propanediol, hexanedioic acid and 2,2'-oxybis[ethanol], 2-(dimethylamino)ethyl ester | 600007 | 86493
Sorbitan, nonanoate, poly(oxy-1,2-ethanediyl) derivs. | 599985 | 86494
Formic acid, compd. with N1,N1-dimethyl-1,3-propanediamine (1:1) | 599969 | 86495
Phenol, 4-nonyl-, polymer with sulfur chloride (S2Cl2) | 599951 | 86496
Ethanesulfonic acid, 2-[bis(2-cyanoethyl)phosphino]-, potassium salt (1:1) | 599944 | 86497
Benzamide, N-[[[3,5-dichloro-4-(1,1,2,2-tetrafluoroethoxy)phenyl]amino]carbonyl]-2,6-difluoro- | 599928 | 86498
Benzoic acid, 2-[(octadecylamino)carbonyl]-, sodium salt (1:1) | 599902 | 86499
Carbamothioic acid, N-2-propen-1-yl-, O-(2-methylpropyl) ester | 599761 | 86500
Gasoline | 599746 | 86501
Benzenesulfonic acid, 5-[[4-[bis(2-hydroxyethyl)amino]-6-methoxy-1,3,5-triazin-2-yl]amino]-2-[2-[4-[[4-methoxy-6-[(2-sulfoethyl)amino]-1,3,5-triazin-2-yl]amino]-2-sulfophenyl]ethenyl]-, sodium salt (1:3) | 599738 | 86502
1,3-Isobenzofurandione, polymer with 2,5-furandione and 2-methyl-1,3-propanediol | 592758 | 86503
Pyridine, 4-(4-methyl-1-piperidinyl)- | 592741 | 86504
1,3-Isobenzofurandione, polymer with 1,5-pentanediol, di-2-propenoate | 592733 | 86505
7-Benzothiazolesulfonic acid, 2-(4-aminophenyl)-6-methyl-, compd. with 2,2',2''-nitrilotris[ethanol] (1:1) | 592717 | 86506
1,3-Dioxolane, 2-(difluoromethylene)-4,4,5-trifluoro-5-(trifluoromethyl)-, polymer with 1,1-difluoroethene | 592709 | 86507
Neodecanoic acid, 2-oxiranylmethyl ester, polymer with ethenylbenzene, 2-propenoic acid and 3a,4,7,7a-tetrahydro-1,3-isobenzofurandione | 592691 | 86508
Benzene, [2-(cyclohexyloxy)ethyl]- | 592683 | 86509
2-Naphthalenecarboxylic acid, 4-[2-(5-chloro-4-methyl-2-sulfophenyl)diazenyl]-1-hydroxy-, barium salt (1:1) | 592675 | 86510
2-Naphthalenecarboxylic acid, 4-[2-(5-chloro-4-methyl-2-sulfophenyl)diazenyl]-1-hydroxy-, strontium salt (1:1) | 592667 | 86511
2-Naphthalenecarboxylic acid, 4-[2-(5-chloro-4-methyl-2-sulfophenyl)diazenyl]-1-hydroxy-, manganese(2+) salt (1:1) | 592659 | 86512
Silane, (3-chloro-2,2-dimethylpropoxy)trimethyl- | 592642 | 86513
2,4,8,10-Tetraoxa-3,9-diphosphaspiro[5.5]undecane, 3,9-bis[2,6-bis(1,1-dimethylethyl)-4-methylphenoxy]- | 592626 | 86514
Hexanoic acid, 6,6',6''-(1,3,5-triazine-2,4,6-triyltriimino)tris-, compd. with 2,2',2''-nitrilotris[ethanol] (1:3) | 592543 | 86515
Hexanoic acid, 6,6',6''-(1,3,5-triazine-2,4,6-triyltriimino)tris- | 592535 | 86516
1,3-Dioxane, 5-methyl-2-(1-methylbutyl)-5-propyl- | 592527 | 86517
Cuprate(4-), [.mu.-[[7,7'-[[6-(phenylamino)-1,3,5-triazine-2,4-diyl]diimino]bis[4-(hydroxy-.kappa.O)-3-[2-[2-(hydroxy-.kappa.O)-5-sulfophenyl]diazenyl-.kappa.N1]-2-naphthalenesulfonato]](8-)]]di-, sodium (1:4) | 592501 | 86518
Oxirane, 2-[2-(4-chlorophenyl)ethyl]-2-(1,1-dimethylethyl)- | 592493 | 86519
Benzoic acid, 2-[2-[1-amino-7-[2-[4-[2-[6-amino-5-[2-(3-carboxy-4-hydroxyphenyl)diazenyl]-1-hydroxy-3-sulfo-2-naphthalenyl]diazenyl]-2-methoxyphenyl]diazenyl]-8-hydroxy-3,6-disulfo-2-naphthalenyl]diazenyl]-5-[2-[6-amino-5-[2-(3-carboxy-4-hydroxyphenyl)diazenyl]-1-hydroxy-3-sulfo-2-naphthalenyl]diazenyl]-, sodium salt (1:7) | 592485 | 86520
Benzoic acid, 2-[2-[1-(4-aminophenyl)-4,5-dihydro-3-methyl-5-oxo-1H-pyrazol-4-yl]diazenyl]-5-[[3-[2-[1-(4-aminophenyl)-4,5-dihydro-3-methyl-5-oxo-1H-pyrazol-4-yl]diazenyl]-4-hydroxybenzoyl]amino]-, sodium salt (1:1) | 592477 | 86521
2-Propenoic acid, 2-methyl-, butyl ester, polymer with ethenylmethylbenzene and methyl 2-methyl-2-propenoate | 592469 | 86522
Ethanamine, 2-[[2,4,8,10-tetrakis(1,1-dimethylethyl)dibenzo[d,f][1,3,2]dioxaphosphepin-6-yl]oxy]-N,N-bis[2-[[2,4,8,10-tetrakis(1,1-dimethylethyl)dibenzo[d,f][1,3,2]dioxaphosphepin-6-yl]oxy]ethyl]- | 592451 | 86523
1,3,5-Triazine-2,4,6-triamine, N2,N2'-1,2-ethanediylbis[N2-[3-[[4,6-bis[butyl(2,2,6,6-tetramethyl-4-piperidinyl)amino]-1,3,5-triazin-2-yl]amino]propyl]-N4,N6-dibutyl-N4,N6-bis(2,2,6,6-tetramethyl-4-piperidinyl)- | 592444 | 86524
Acetic acid, 2-[[[3,5-bis(1,1-dimethylethyl)-4-hydroxyphenyl]methyl]thio]-, 2-ethylhexyl ester | 592436 | 86525
2H-Azepin-2-one, hexahydro-, polymer with 1,3-diisocyanatomethylbenzene, 2-ethyl-2-(hydroxymethyl)-1,3-propanediol, .alpha.-hydro-.omega.-hydroxypoly[oxy(methyl-1,2-ethanediyl)] and 2,2'-oxybis[ethanol] | 592428 | 86526
Benzenesulfonic acid, 4,4'-[[6-(phenylamino)-1,3,5-triazine-2,4-diyl]diimino]bis[2-[2-[1-(2-chloro-6-methylphenyl)-4,5-dihydro-3-methyl-5-oxo-1H-pyrazol-4-yl]diazenyl]-, sodium salt (1:2) | 592410 | 86527
2-Naphthalenesulfonic acid, 6-[2-[2,4-dihydroxy-3-[2-(4-nitrophenyl)diazenyl]phenyl]diazenyl]-4-hydroxy-3-[2-(2-hydroxy-3-nitro-5-sulfophenyl)diazenyl]- | 592402 | 86528
1H-Benzotriazole-1-methanamine, N,N-bis(2-ethylhexyl)- | 592394 | 86529
Carbonic acid, diphenyl ester, polymer with 5-amino-1,3,3-trimethylcyclohexanemethanamine, 1,6-hexanediol and 1,1'-methylenebis[4-isocyanatocyclohexane] | 592386 | 86530
2,6-Heptadienal, 2,4-dimethyl-, (2Z)- | 592352 | 86531
2,6-Heptadienal, 2,4-dimethyl-, (2E)- | 592345 | 86532
2,7-Naphthalenedisulfonic acid, 4-amino-6-[2-[5-[[4-chloro-6-[[3-[[2-(sulfooxy)ethyl]sulfonyl]phenyl]amino]-1,3,5-triazin-2-yl]amino]-2-sulfophenyl]diazenyl]-5-hydroxy-3-[2-(4-sulfophenyl)diazenyl]-, sodium salt (1:5) | 592311 | 86533
7-Benzothiazolesulfonic acid, 2-[4-[2-[1-[[(2-methoxy-5-sulfophenyl)amino]carbonyl]-2-oxopropyl]diazenyl]phenyl]-6-methyl-, compd. with .alpha.,.alpha.',.alpha.''-(nitrilotri-2,1-ethanediyl)tris[.omega.-hydroxypoly(oxy-1,2-ethanediyl)] (1:2) | 592238 | 86534
Neodecanoic acid, 2-oxiranylmethyl ester, polymer with ethenylbenzene, 2-hydroxyethyl 2-propenoate, 1,3-isobenzofurandione and methyl 2-methyl-2-propenoate | 592212 | 86535
Benzeneethanaminium, 4-[2-[4-[ethyl[2-hydroxy-3-(trimethylammonio)propyl]amino]-2-methylphenyl]diazenyl]-N,N,N-trimethyl-.beta.-oxo-, chloride (1:2) | 592204 | 86536
2-Anthracenesulfonic acid, 1-amino-4-[[3,5-bis[[(2-chloroacetyl)amino]methyl]-2,4,6-trimethylphenyl]amino]-9,10-dihydro-9,10-dioxo-, sodium salt (1:1) | 592196 | 86537
Phosphonic acid, P,P',P'',P'''-[1,2-ethanediylbis[[(phosphonomethyl)imino]-3,1-propanediylnitrilobis(methylene)]]tetrakis- | 584425 | 86538
1-Propanesulfonic acid, 2-methyl-2-[(1-oxo-2-propen-1-yl)amino]-, polymer with N-ethenylacetamide, N-ethenylformamide, 1-ethenyl-2-pyrrolidinone and 2-propenamide | 584417 | 86539
Hexanoic acid, 6-[methyl(phenylsulfonyl)amino]-, compd. with 1-amino-2-propanol (1:1) | 584409 | 86540
Hexanoic acid, 6-[methyl(phenylsulfonyl)amino]-, compd. with 2-aminoethanol (1:1) | 584391 | 86541
3-Pyridinecarbonitrile, 1,2-dihydro-6-hydroxy-4-methyl-5-[2-(4-methylphenyl)diazenyl]-2-oxo- | 584375 | 86542
Benzenamine, N,N-diethyl-2,5-dimethoxy-4-[2-(4-nitrophenyl)diazenyl]- | 584367 | 86543
Benzenesulfonamide, N-[3-methyl-4-[2-(5-nitro-2-thiazolyl)diazenyl]phenyl]- | 584359 | 86544
9H-Carbazole-9-ethanol, 3-[2-(5-nitro-2-thiazolyl)diazenyl]- | 584342 | 86545
Hexanoic acid, 6-[methyl(phenylsulfonyl)amino]-, compd. with N1,N1-dimethyl-1,3-propanediamine (1:1) | 584334 | 86546
Hexanoic acid, 6-[(2-ethyl-1-oxohexyl)amino]-, compd. with 1-amino-2-propanol (1:1) | 584326 | 86547
Hexanoic acid, 6-[(2-ethyl-1-oxohexyl)amino]-, compd. with 2-aminoethanol (1:1) | 584318 | 86548
Hexanoic acid, 6-[(2-ethyl-1-oxohexyl)amino]- | 584300 | 86549
Acetic acid, 2-[[(2-amino-2-oxoethyl)thio]thioxomethoxy]- | 584292 | 86550
Pentitol, 3-C-bromo-1,3,5-trideoxy-3-nitro-, 2-decanoate | 584284 | 86551
Benzeneacetonitrile, .alpha.-[(1,3-dioxolan-2-ylmethoxy)imino]- | 584276 | 86552
Hexanoic acid, (methylthio)methyl ester | 584268 | 86553
1H-1,2,4-Triazolium, 3,3'(or 5,5')-[1,2-ethanediylbis[(ethylimino)-4,1-phenyleneazo]]bis[1,4-dimethyl-, (T-4)-tetrachlorozincate(2-) (1:1) | 584250 | 86554
1,3-Isobenzofurandione, polymer with 1,2-ethanediol and 2,2'-oxybis[ethanol] | 584243 | 86555
2H-1-Benzopyran-2-one, 3-acetyl-7-(diethylamino)- | 584235 | 86556
Cuprate(6-), [.mu.-[[3,3'-[iminobis[[1-(hydroxy-.kappa.O)-3-sulfo-6,2-naphthalenediyl](2,1-diazenediyl-.kappa.N1)[5-(hydroxy-.kappa.O)-2-methyl-4,1-phenylene]-2,1-diazenediyl]]bis[1,5-naphthalenedisulfonato]](10-)]]di-, sodium (1:6) | 584227 | 86557
Hexanoic acid, 2-ethyl-, vanadium(5+) salt (1:?) | 583963 | 86558
Butanamide, N,N'-(2,5-dimethyl-1,4-phenylene)bis[2-[2-(2,4-dichlorophenyl)diazenyl]-3-oxo- | 583955 | 86559
Copper, [N29,N30,N31,N32-tetrakis[2-(2,5-dihydroxyphenyl)-1-methylethyl]-29H,31H-phthalocyanine-2,9,16,23-tetrasulfonamidato(2-)-.kappa.N29,.kappa.N30,.kappa.N31,.kappa.N32]-, (SP-4-1)- | 583948 | 86560
Cuprate(4-), [.mu.-[[3,3'-[[3,3'-di(hydroxy-.kappa.O)[1,1'-biphenyl]-4,4'-diyl]bis(2,1-diazenediyl-.kappa.N1)]bis[5-amino-4-(hydroxy-.kappa.O)-2,7-naphthalenedisulfonato]](8-)]]bis[2,2'-(imino-.kappa.N)bis[ethanol-.kappa.O]]di-, lithium sodium (1:3:1) | 583930 | 86561
Cuprate(4-), [.mu.-[[3,3'-[[3,3'-di(hydroxy-.kappa.O)[1,1'-biphenyl]-4,4'-diyl]bis(2,1-diazenediyl-.kappa.N1)]bis[5-amino-4-(hydroxy-.kappa.O)-2,7-naphthalenedisulfonato]](8-)]]bis[2,2'-(imino-.kappa.N)bis[ethanol-.kappa.O]]di-, lithium sodium (1:2:2) | 583922 | 86562
Cuprate(4-), [.mu.-[[3,3'-[[3,3'-di(hydroxy-.kappa.O)[1,1'-biphenyl]-4,4'-diyl]bis(2,1-diazenediyl-.kappa.N1)]bis[5-amino-4-(hydroxy-.kappa.O)-2,7-naphthalenedisulfonato]](8-)]]bis[2,2'-(imino-.kappa.N)bis[ethanol-.kappa.O]]di-, lithium sodium (1:1:3) | 583914 | 86563
Cuprate(4-), [.mu.-[[3,3'-[[3,3'-di(hydroxy-.kappa.O)[1,1'-biphenyl]-4,4'-diyl]bis(2,1-diazenediyl-.kappa.N1)]bis[5-amino-4-(hydroxy-.kappa.O)-2,7-naphthalenedisulfonato]](8-)]]bis(morpholine-.kappa.N4)di-, ammonium (1:4) | 583906 | 86564
Benzenesulfonic acid, 4-chloro-3-[2-[1-(4-chlorophenyl)-4,5-dihydro-3-methyl-5-oxo-1H-pyrazol-4-yl]diazenyl]-, potassium salt (1:1) | 583898 | 86565
Poly[oxy(methyl-1,2-ethanediyl)], .alpha.-hydro-.omega.-hydroxy-, ether with 2,2-bis(hydroxymethyl)-1,3-propanediol (4:1), polymer with 1,1'-methylenebis[isocyanatobenzene] | 583880 | 86566
2-Propen-1-aminium, N,N-diethyl-N-2-propen-1-yl-, chloride (1:1), polymer with N-[(dimethylamino)methyl]-2-propenamide and N,N-dimethyl-N-2-propen-1-yl-2-propen-1-aminium chloride (1:1) | 583872 | 86567
Benzenesulfonic acid, 4-chloro-3-[2-[1-(4-chlorophenyl)-4,5-dihydro-3-methyl-5-oxo-1H-pyrazol-4-yl]diazenyl]-, potassium salt (1:2) | 583864 | 86568
Benzenamine, 4-[(2,6-dichlorophenyl)(4-imino-3,5-dimethyl-2,5-cyclohexadien-1-ylidene)methyl]-2,6-dimethyl-, phosphate (1:1) | 583856 | 86569
Hexanedioic acid, polymer with 2,2-dimethyl-1,3-propanediol, 2,5-furandione, 1,6-hexanediol, 3a,4,7,7a-tetrahydro-4,7-methano-1H-indene and 1,3,5-tris(2-hydroxyethyl)-1,3,5-triazine-2,4,6(1H,3H,5H)-trione | 606996 | 86570
Phosphoramidic acid, aluminum ammonium salt (1:?:?) | 606988 | 86571
Carbonic dichloride, polymer with 1,4-butanediol, 2-ethyl-2-(hydroxymethyl)-1,3-propanediol, 1,6-hexanediol, 4,4'-(methanetetrayldinitrilo)bis[3,5-bis(1-methylethyl)phenol], 1,1'-methylenebis[4-isocyanatobenzene] and 2-oxepanone | 606913 | 86572
1,4-Benzenedicarboxylic acid, polymer with 1,3-dihydro-1,3-dioxo-5-isobenzofurancarboxylic acid, 4,4'-(1-methylethylidene)bis[phenol] and 2-methyloxirane | 606871 | 86573
Hexanedioic acid, polymer with N1-(2-aminoethyl)-N2-[2-[(2-aminoethyl)amino]ethyl]-1,2-ethanediamine and N1-(2-aminoethyl)-1,2-ethanediamine | 606863 | 86574
2-Propenoic acid, polymer with 2-ethylhexyl 2-propenoate and 2-hydroxyethyl 2-propenoate, 2-butoxyethyl ester | 606848 | 86575
7-Benzothiazolesulfonic acid, 2-[4-[2-[2-(cyanoamino)-1,4,5,6-tetrahydro-4,6-dioxo-5-pyrimidinyl]diazenyl]phenyl]-6-methyl-, compd. with 2,2',2''-nitrilotris[ethanol] (1:?) | 606830 | 86576
1,3-Naphthalenedisulfonic acid, 7,7'-[carbonylbis[imino(5-methoxy-2-methyl-4,1-phenylene)-2,1-diazenediyl]]bis-, lithium potassium sodium salt (1:?:?:?) | 606822 | 86577
1,3-Naphthalenedisulfonic acid, 7,7'-[carbonylbis[imino(2-methyl-4,1-phenylene)-2,1-diazenediyl]]bis-, lithium potassium sodium salt (1:?:?:?) | 606814 | 86578
9-Octadecenoic acid (9Z)-, compd. with 2-(8-heptadecen-1-yl)-4,5-dihydro-4-methyl-4-oxazolemethanol (1:1) | 606806 | 86579
2-Butenedioic acid (2E)-, polymer with 2,2-bis(hydroxymethyl)-1,3-propanediol and 1,2-ethanediol, ammonium salt | 606798 | 86580
Carbonic dichloride, polymer with 4,4'-diisocyanato-3,3'-dimethyl-1,1'-biphenyl, 2-ethyl-2-(hydroxymethyl)-1,3-propanediol, 1,6-hexanediol, 4,4'-(methanetetrayldinitrilo)bis[3,5-bis(1-methylethyl)phenol], 2-oxepanone and 2,2'-[1,3-phenylenebis(oxy)]bis[ethanol] | 606780 | 86581
Hexanedioic acid, polymer with 2,2-dimethyl-1,3-propanediol, isodecyl ester | 606772 | 86582
2-Naphthalenesulfonic acid, 6-hydroxy-5-[2-(4-methyl-2-sulfophenyl)diazenyl]-, calcium salt (1:1) | 606749 | 86583
Nonanedioic acid, polymer with 2,2-dimethyl-1,3-propanediol, 2-ethyl-2-(hydroxymethyl)-1,3-propanediol, 2,5-furandione, hexanedioic acid, 1,3-isobenzofurandione, nonanoic acid and (1R,4aR,4bS,10aR)-tetradecahydro-1,4a-dimethyl-7-(1-methylethyl)-1-phenanthrenemethanol | 606558 | 86584
Poly[oxy(methyl-1,2-ethanediyl)], .alpha.,.alpha.',.alpha.''-phosphinylidynetris[.omega.-hydroxy-, polymer with 1,3-diisocyanatomethylbenzene | 606541 | 86585
Poly[oxy(methyl-1,2-ethanediyl)], .alpha.,.alpha.',.alpha.''-phosphinylidynetris[.omega.-hydroxy-, polymer with 1,3-diisocyanatomethylbenzene and 1,1'-methylenebis[4-isocyanatobenzene] | 606533 | 86586
Cuprate(4-), [2-(amino-.kappa.N)ethanol-.kappa.O]ammine[.mu.-[7-(benzoylamino)-3-[2-[3,3'-di(hydroxy-.kappa.O)-4'-[2-[1-(hydroxy-.kappa.O)-4,8-disulfo-2-naphthalenyl]diazenyl-.kappa.N1][1,1'-biphenyl]-4-yl]diazenyl-.kappa.N1]-4-(hydroxy-.kappa.O)-1,5-naphthalenedisulfonato(8-)]]di-, sodium (1:4) | 599720 | 86587
Chromate(1-), [4-(aminosulfonyl)-2-[2-[1-[[(2-methylphenyl)amino]carbonyl]-2-(oxo-.kappa.O)propyl]diazenyl-.kappa.N1]benzoato(2-)-.kappa.O][N-[8-[2-[4-chloro-2-(hydroxy-.kappa.O)-5-methoxyphenyl]diazenyl-.kappa.N1]-7-(hydroxy-.kappa.O)-1-naphthalenyl]methanesulfonamidato(2-)]-, sodium (1:1) | 599712 | 86588
Cuprate(4-), [2-(amino-.kappa.N)ethanol-.kappa.O]aqua[.mu.-[7-(benzoylamino)-3-[2-[3,3'-di(hydroxy-.kappa.O)-4'-[2-[1-(hydroxy-.kappa.O)-4,8-disulfo-2-naphthalenyl]diazenyl-.kappa.N1][1,1'-biphenyl]-4-yl]diazenyl-.kappa.N1]-4-(hydroxy-.kappa.O)-1,5-naphthalenedisulfonato(8-)]]di-, sodium (1:4) | 599704 | 86589
Cuprate(4-), ammineaqua[.mu.-[7-(benzoylamino)-3-[2-[3,3'-di(hydroxy-.kappa.O)-4'-[2-[1-(hydroxy-.kappa.O)-4,8-disulfo-2-naphthalenyl]diazenyl-.kappa.N1][1,1'-biphenyl]-4-yl]diazenyl-.kappa.N1]-4-(hydroxy-.kappa.O)-1,5-naphthalenedisulfonato(8-)]]di-, sodium (1:4) | 599696 | 86590
Chromate(1-), bis[4-(aminosulfonyl)-2-[2-[1-[[(2-methylphenyl)amino]carbonyl]-2-(oxo-.kappa.O)propyl]diazenyl-.kappa.N1]benzoato(2-)-.kappa.O]-, sodium (1:1) | 599688 | 86591
Chromate(1-), bis[N-[8-[2-[4-chloro-2-(hydroxy-.kappa.O)-5-methoxyphenyl]diazenyl-.kappa.N1]-7-(hydroxy-.kappa.O)-1-naphthalenyl]methanesulfonamidato(2-)]-, sodium (1:1) | 599670 | 86592
Cuprate(4-), bis[2-(amino-.kappa.N)ethanol-.kappa.O][.mu.-[7-(benzoylamino)-3-[2-[3,3'-di(hydroxy-.kappa.O)-4'-[2-[1-(hydroxy-.kappa.O)-4,8-disulfo-2-naphthalenyl]diazenyl-.kappa.N1][1,1'-biphenyl]-4-yl]diazenyl-.kappa.N1]-4-(hydroxy-.kappa.O)-1,5-naphthalenedisulfonato(8-)]]di-, sodium (1:4) | 599662 | 86593
Cuprate(4-), diammine[.mu.-[7-(benzoylamino)-3-[2-[3,3'-di(hydroxy-.kappa.O)-4'-[2-[1-(hydroxy-.kappa.O)-4,8-disulfo-2-naphthalenyl]diazenyl-.kappa.N1][1,1'-biphenyl]-4-yl]diazenyl-.kappa.N1]-4-(hydroxy-.kappa.O)-1,5-naphthalenedisulfonato(8-)]]di-, sodium (1:4) | 599654 | 86594
Butanedioic acid, 2-methylene-, polymer with butyl 2-propenoate, 2-propenamide, 2-propenenitrile and 2-propenoic acid | 599647 | 86595
Poly(oxy-1,2-ethanediyl), .alpha.-sulfo-.omega.-[bis[1-(methylphenyl)ethyl]phenoxy]-, ammonium salt (1:1) | 599639 | 86596
Poly(oxy-1,2-ethanediyl), .alpha.-sulfo-.omega.-[tris[1-(methylphenyl)ethyl]phenoxy]-, ammonium salt (1:1) | 599621 | 86597
Butanedioic acid, 2-methylene-, polymer with butyl 2-propenoate, formaldehyde, 2-propenamide, 2-propenenitrile and 2-propenoic acid | 599613 | 86598
Butanedioic acid, 2-methylene-, polymer with 1,3-butadiene, ethenylbenzene, 2-methyl-2-propenamide and 2-propenenitrile | 599605 | 86599
7-Benzothiazolesulfonic acid, 2-[4-[2-[6-[[[[4-(acetylamino)phenyl]amino]carbonyl]amino]-1-hydroxy-3-sulfo-2-naphthalenyl]diazenyl]-3-sulfophenyl]-6-methyl-, sodium salt (1:4) | 599597 | 86600
2,5-Furandione, polymer with ethenylbenzene and 2,4,4-trimethyl-1-pentene | 599589 | 86601
2-Propenoic acid, 2-methyl-, polymer with 1,3-butadiene, 2-hydroxy-1-methylethyl 2-methyl-2-propenoate, 2-hydroxypropyl 2-methyl-2-propenoate and 2-propenenitrile | 599571 | 86602
Benzene, 1,3-diisocyanato-2-methyl-, polymer with 1,6-diisocyanatohexane and 2,4-diisocyanato-1-methylbenzene | 599563 | 86603
1,4-Butanediol, polymer with 1,1'-methylenebis[4-isocyanatobenzene], 2-methyloxirane and 1,2-propanediol | 599555 | 86604
2-Propenoic acid, 2-methyl-, 2-hydroxy-1-methylethyl ester, polymer with ethyl 2-propenoate, 2-hydroxypropyl 2-methyl-2-propenoate and methyl 2-methyl-2-propenoate | 599548 | 86605
Poly(oxy-1,2-ethanediyl), .alpha.-sulfo-.omega.-[[1-(methylphenyl)ethyl]phenoxy]-, ammonium salt (1:1) | 599530 | 86606
Benzoic acid, 2-[[[[[4,6-bis(difluoromethoxy)-2-pyrimidinyl]amino]carbonyl]amino]sulfonyl]-, methyl ester | 599522 | 86607
2-Propenoic acid, 3,3,5-trimethylcyclohexyl ester | 599514 | 86608
1,3-Benzenedicarboxylic acid, polymer with 1,4-benzenedicarboxylic acid, 1,3-dihydro-1,3-dioxo-5-isobenzofurancarboxylic acid, 2,2-dimethyl-1,3-propanediol, hexanedioic acid and 1,6-hexanediol | 599506 | 86609
1,4-Cyclohexanedicarboxylic acid, 1,4-dimethyl ester, polymer with 1,3-dihydro-1,3-dioxo-5-isobenzofurancarboxylic acid, 2,2-dimethyl-1,3-propanediol, 2,5-furandione, hexanedioic acid, 2-(hydroxymethyl)-2-methyl-1,3-propanediol and 1,3-isobenzofurandione | 599498 | 86610
2-Propanesulfenamide, N,N',N''-1,3,5-triazine-2,4,6-triyltris[N-[(1-methylethyl)thio]- | 599480 | 86611
2,6-Naphthalenedicarboxylic acid, polymer with 1,4-benzenedicarboxylic acid, 1,4-benzenediol and 4-hydroxybenzoic acid | 599415 | 86612
1H-Indole-3-butanethioic acid, S-phenyl ester | 599399 | 86613
1,3-Benzenedicarboxylic acid, polymer with 1,3-bis(2-hydroxyethyl)-5,5-dimethyl-2,4-imidazolidinedione, 2-ethyl-2-(hydroxymethyl)-1,3-propanediol, hexanedioic acid and 1,6-hexanediol | 599381 | 86614
Cobaltate(3-), bis[2-(hydroxy-.kappa.O)-5-nitro-3-[2-[2-(oxo-.kappa.O)-1-[(phenylamino)carbonyl]propyl]diazenyl-.kappa.N1]benzenesulfonato(3-)]-, sodium (1:3) | 599373 | 86615
Cuprate(1-), [3-[2-[3-[2-[4-[[[4-[2-(2-amino-4-hydroxyphenyl)diazenyl]phenyl]amino]carbonyl]phenyl]diazenyl]-2-(hydroxy-.kappa.O)-4-hydroxyphenyl]diazenyl-.kappa.N1]-4-(hydroxy-.kappa.O)benzenesulfonato(3-)]-, sodium (1:1) | 599365 | 86616
Ferrate(2-), [rel-[N(R)]-N-[2-[bis[(carboxy-.kappa.O)methyl]amino-.kappa.N]ethyl]-N-[2-[(S)-[(carboxy-.kappa.O)methyl](carboxymethyl)amino-.kappa.N]ethyl]glycinato(5-)-.kappa.N,.kappa.O]-, ammonium (1:2), (PB-7-13-12564)- | 599357 | 86617
Xanthylium, 3,6-bis(ethylamino)-9-[2-(methoxycarbonyl)phenyl]-2,7-dimethyl-, molybdatetungstatephosphate | 599340 | 86618
Benzoic acid, 5-[2-[4-[[[4-[2-(7-amino-1-hydroxy-3-sulfo-2-naphthalenyl)diazenyl]phenyl]amino]carbonyl]phenyl]diazenyl]-2-hydroxy-, sodium salt (1:2) | 599332 | 86619
2-Naphthalenesulfonic acid, 7-(acetylamino)-4-hydroxy-3-[2-[6-sulfo-8-[[2-(sulfooxy)ethyl]sulfonyl]-2-naphthalenyl]diazenyl]-, sodium salt (1:?) | 599324 | 86620
Chromate(1-), [3-[[[4,5-dihydro-3-methyl-5-(oxo-.kappa.O)-1-(3-sulfophenyl)-1H-pyrazol-4-yl]methylene]amino-.kappa.N]-2-(hydroxy-.kappa.O)-5-nitrobenzenesulfonato(4-)]-, sodium (1:1) | 599316 | 86621
Chromate(1-), [7-[2-[5-chloro-2-(hydroxy-.kappa.O)phenyl]diazenyl-.kappa.N1]-8-(hydroxy-.kappa.O)-1,6-naphthalenedisulfonato(4-)]-, sodium (1:1) | 599308 | 86622
2,7-Naphthalenedisulfonic acid, 5-(acetylamino)-4-hydroxy-3-[2-[4-[[[3-[[2-(sulfooxy)ethyl]sulfonyl]phenyl]amino]carbonyl]phenyl]diazenyl]-, sodium salt (1:?) | 599266 | 86623
2,7-Naphthalenedisulfonic acid, 4-hydroxy-3-[2-[4-[[2-(sulfooxy)ethyl]sulfonyl]phenyl]diazenyl]-, potassium sodium salt (1:?:?) | 599258 | 86624
Benzenesulfonic acid, 5-methoxy-4-[[2-[2-[2-methoxy-5-methyl-4-[[2-(sulfooxy)ethyl]sulfonyl]phenyl]diazenyl]-1,3-dioxobutyl]amino]-2-methyl-, ammonium sodium salt (1:?:?) | 599241 | 86625
1,5-Naphthalenedisulfonic acid, 2-[2-[4,5-dihydro-3-methyl-5-oxo-1-[4-[[2-(sulfooxy)ethyl]sulfonyl]phenyl]-1H-pyrazol-4-yl]diazenyl]-, potassium sodium salt (1:?:?) | 599233 | 86626
Benzoic acid, 2-[(4-amino-9,10-dihydro-9,10-dioxo-3-sulfo-1-anthracenyl)amino]-4-[[2-(sulfooxy)ethyl]sulfonyl]-, potassium sodium salt (1:?:?) | 599225 | 86627
5-Pyrimidinol, 2-(1,1-dimethylethyl)- | 599217 | 86628
Pyridine, 2,3-dichloro-4-(propylsulfonyl)- | 599209 | 86629
2-Butenedioic acid (2Z)-, lithium salt (1:1) | 599118 | 86630
Pyridine, 2,3,4,5-tetrahydro-5-methyl- | 599100 | 86631
2-Naphthalenecarboxamide, N-(4-chlorophenyl)-4-[2-[2,5-dichloro-4-[(dimethylamino)sulfonyl]phenyl]diazenyl]-3-hydroxy- | 599092 | 86632
Poly(difluoromethylene), .alpha.-fluoro-.omega.-(2-sulfoethyl)- | 592188 | 86633
7-Benzothiazolesulfonic acid, 2-[4-[[2-cyano-3-[4-[methyl(2-sulfoethyl)amino]phenyl]-1-oxo-2-propen-1-yl]amino]phenyl]-6-methyl-, magnesium sodium salt (1:?:?) | 592170 | 86634
Benzamide, 3,3'-[(2-chloro-5-methyl-1,4-phenylene)bis[imino(1-acetyl-2-oxo-2,1-ethanediyl)-2,1-diazenediyl]]bis[4-chloro-N-[2-(4-chlorophenoxy)-5-(trifluoromethyl)phenyl]- | 592162 | 86635
Phenoxazin-5-ium, 3,7-bis(diethylamino)-, acetate (1:1) | 592154 | 86636
Benzoic acid, 2-hydroxy-, 2-(1-methylethoxy)ethyl ester | 592147 | 86637
1,3-Benzenedisulfonic acid, 4-amino-, sodium salt (1:?) | 592139 | 86638
2,7-Naphthalenedisulfonic acid, 3-amino-, sodium salt (1:?) | 592121 | 86639
2,7-Naphthalenedisulfonic acid, 4-(benzoylamino)-5-hydroxy-, sodium salt (1:?) | 592113 | 86640
1,3,6-Naphthalenetrisulfonic acid, 8-amino-, sodium salt (1:?) | 592105 | 86641
2,7-Naphthalenedisulfonic acid, 4-hydroxy-, sodium salt (1:?) | 592097 | 86642
Benzenesulfonic acid, 2-amino-5-[2-(4-sulfophenyl)diazenyl]-, sodium salt (1:?) | 592089 | 86643
1,3-Naphthalenedisulfonic acid, 7-amino-, potassium salt (1:?) | 592071 | 86644
1-Naphthalenesulfonic acid, 5-hydroxy-, sodium salt (1:?) | 592063 | 86645
1-Naphthalenesulfonic acid, 8-[(4-methylphenyl)amino]-, ammonium salt (1:1) | 592055 | 86646
Silane, bis(1,1-dimethylethyl)dimethoxy- | 592048 | 86647
Morpholinium, 4-dodecyl-4-ethyl-, ethyl sulfate (1:1) | 592030 | 86648
Chromate(5-), bis[5-[(4-amino-6-chloro-1,3,5-triazin-2-yl)amino]-4-(hydroxy-.kappa.O)-3-[2-[2-(hydroxy-.kappa.O)-5-nitrophenyl]diazenyl-.kappa.N1]-2,7-naphthalenedisulfonato(4-)]-, sodium (1:5) | 592022 | 86649
Cobaltate(5-), bis[5-[(4-amino-6-chloro-1,3,5-triazin-2-yl)amino]-4-(hydroxy-.kappa.O)-3-[2-[2-(hydroxy-.kappa.O)-5-nitrophenyl]diazenyl-.kappa.N1]-2,7-naphthalenedisulfonato(4-)]-, sodium (1:5) | 592014 | 86650
2-Propenoic acid, ethyl ester, polymer with ethene and ethenyltrimethoxysilane | 591958 | 86651
Hexanedioic acid, polymer with 1,4-cyclohexanedimethanol, 2,2-dimethyl-1,3-propanediol, 2-ethyl-2-(hydroxymethyl)-1,3-propanediol and 1,3-isobenzofurandione | 591941 | 86652
2-Propenoic acid, 2-methyl-, monoester with 1,2-propanediol, polymer with ethenylbenzene, ethyl 2-propenoate and 2-oxepanone | 591933 | 86653
1,3-Naphthalenedisulfonic acid, 7-[2-[4-[2-[4-[(4-aminobenzoyl)amino]-2-methylphenyl]diazenyl]phenyl]diazenyl]-, sodium salt (1:2) | 591925 | 86654
Benzenesulfonyl chloride, 4-[2-(trichlorosilyl)ethyl]- | 591917 | 86655
Benzenesulfonic acid, 3-[2-[4-(phenylamino)phenyl]diazenyl]-, compd. with 2,2'-iminobis[ethanol] (1:1) | 591909 | 86656
1-Butanol, 4,4'-(1,3-didecyl-1,3-dimethyl-1,3-disiloxanediyl)bis- | 591891 | 86657
2-Naphthalenesulfonic acid, 8-nitro-, potassium salt (1:1) | 591883 | 86658
2-Naphthalenesulfonic acid, 5-nitro-, potassium salt (1:1) | 591875 | 86659
Ethanol, 2-[4-[2-[4,6-bis(trichloromethyl)-1,3,5-triazin-2-yl]ethenyl]phenoxy]- | 591867 | 86660
4-Pyridinecarboxylic acid, 1-(4-nitrobenzoyl)hydrazide | 591859 | 86661
Pyridinium, 1,1'-[(6,13-dichloro-4,11-disulfo-3,10-triphenodioxazinediyl)bis[imino-2,1-ethanediylimino[6-[(2,5-disulfophenyl)amino]-1,3,5-triazine-4,2-diyl]]]bis[3-carboxy-, bis(inner salt), sodium salt (1:6) | 591842 | 86662
1,3-Benzenedicarboxylic acid, polymer with (2E)-2-butenedioic acid, 2,2-dimethyl-1,3-propanediol, hexanedioic acid, 2,2'-oxybis[ethanol] and 1,2-propanediol | 591834 | 86663
1,6-Hexanediol, polymer with 2,2-dimethyl-1,3-propanediol, 2-ethyl-2-(hydroxymethyl)-1,3-propanediol and 1,3-isobenzofurandione | 591826 | 86664
1,3-Benzenedicarboxylic acid, polymer with 1,3-dihydro-1,3-dioxo-5-isobenzofurancarboxylic acid, dihydro-2,5-furandione, 2-ethyl-2-(hydroxymethyl)-1,3-propanediol, hexanedioic acid and 2,2,4-trimethyl-1,3-pentanediol | 591818 | 86665
1,4-Cyclohexanedicarboxylic acid, 1,4-dimethyl ester, polymer with 2,2-dimethyl-1,3-propanediol, 2,5-furandione, 2-(hydroxymethyl)-2-methyl-1,3-propanediol and 1,3-isobenzofurandione | 591800 | 86666
2-Propenoic acid, 2-hydroxyethyl ester, polymer with 1,1'-methylenebis[4-isocyanatocyclohexane], 2-methyloxirane and oxirane | 591792 | 86667
2-Propenoic acid, polymer with butyl 2-propenoate, 2-hydroxyethyl 2-propenoate, methyl 2-propenoate and 2-propenenitrile | 591784 | 86668
1,3-Benzenedicarboxylic acid, polymer with 1,2-ethanediol, 2,5-furandione, 1,2-propanediol and 4,5,6,7-tetrabromo-1,3-isobenzofurandione | 591776 | 86669
Hexanedioic acid, polymer with 2,5-furandione, 1,3-isobenzofurandione, 2,2'-oxybis[ethanol] and 3a,4,7,7a-tetrahydro-4,7-methano-1H-indene | 591768 | 86670
9,12-Octadecadienoic acid (9Z,12Z)-, dimer, ammonium salt (1:2) | 591750 | 86671
Formaldehyde, polymer with N1-(3-aminopropyl)-1,3-propanediamine, 2-(chloromethyl)oxirane and phenol | 591743 | 86672
2-Propenoic acid, butyl ester, polymer with N-[3-(dimethylamino)propyl]-2-methyl-2-propenamide, ethenylbenzene and 2-hydroxyethyl 2-propenoate | 591735 | 86673
4,7-Methano-1H-inden-5-ol, 3a,4,5,6,7,7a-hexahydrodimethyl- | 591727 | 86674
Octadecanoic acid, hydroxy-, polymer with 2-(chloromethyl)oxirane and 4,4'-(1-methylethylidene)bis[phenol] | 591719 | 86675
1,3-Benzenedicarboxylic acid, polymer with 1,3-dihydro-1,3-dioxo-5-isobenzofurancarboxylic acid, 2,2-dimethyl-1,3-propanediol, 3-hydroxy-2,2-dimethylpropyl 3-hydroxy-2,2-dimethylpropanoate and tetrahydro-1,3-isobenzofurandione | 591701 | 86676
Octadecanoic acid, 12-hydroxy-, polymer with methyl 2-methyl-2-propenoate, 2-methyl-2-propenoic acid, 2-oxiranylmethyl 2-methyl-2-propenoate and 1,2-propanediol mono(2-methyl-2-propenoate) | 591693 | 86677
Phenoxazin-5-ium, 3,7-bis(diethylamino)-, methanesulfonate (1:1) | 583849 | 86678
7-Benzothiazolesulfonic acid, 2-(4-aminophenyl)-6-methyl-, lithium salt (1:1) | 583831 | 86679
7-Benzothiazolesulfonic acid, 2-(4-aminophenyl)-6-methyl-, potassium salt (1:1) | 583823 | 86680
7-Benzothiazolesulfonic acid, 2-(4-aminophenyl)-6-methyl-, sodium salt (1:1) | 583815 | 86681
5-Isobenzofurancarboxylic acid, 1,3-dihydro-1,3-dioxo-, polymer with 2,2-dimethyl-1,3-propanediol, 1,3-isobenzofurandione and poly(oxy-1,2-ethanediyloxycarbonyl-1,4-phenylenecarbonyl) | 583781 | 86682
Phosphonic acid, P-(chloromethyl)-, compd. with tert-docosanamine (1:2) | 583773 | 86683
9,12-Octadecadienoic acid (9Z,12Z)-, polymer with 2-propenoic acid and 1,3,5-tris(2-hydroxyethyl)-1,3,5-triazine-2,4,6(1H,3H,5H)-trione | 583765 | 86684
Poly(oxy-1,2-ethanediyl), .alpha.,.alpha.'-phosphinicobis[.omega.-(tridecyloxy)-, potassium salt (1:1) | 583757 | 86685
D-Glucitol, polymer with formaldehyde and 1,3,5-triazine-2,4,6-triamine | 583740 | 86686
1,3-Isobenzofurandione, polymer with 2,2-dimethyl-1,3-propanediol and 1,6-hexanediol | 583732 | 86687
2,5-Furandione, polymer with 2-ethyl-2-(hydroxymethyl)-1,3-propanediol and 2-(hydroxymethyl)-2-methyl-1,3-propanediol | 583724 | 86688
2-Butenedioic acid (2Z)-, polymer with ethenylbenzene, ethyl 2-propenoate and 1-propyl hydrogen (2Z)-2-butenedioate | 583716 | 86689
1-Propene, 1,1,2,3,3,3-hexafluoro-, polymer with ethene, 1,1,1,2,2,3,3-heptafluoro-3-[(1,2,2-trifluoroethenyl)oxy]propane and 1,1,2,2-tetrafluoroethene | 583708 | 86690
1-Propene, 3-(1,1,2,2-tetrafluoroethoxy)-, polymer with ethene and 1,1,2,2-tetrafluoroethene | 583690 | 86691
1-Propene, 1,1,2,3,3,3-hexafluoro-, polymer with ethene, 1,1,2,2-tetrafluoroethene and 3-(1,1,2,2-tetrafluoroethoxy)-1-propene | 583682 | 86692
Propane, 1,1,1,2,2,3,3-heptafluoro-3-[(1,2,2-trifluoroethenyl)oxy]-, polymer with 1,1-difluoroethene and 1,1,2,2-tetrafluoroethene | 583674 | 86693
2,7-Naphthalenedisulfonic acid, 5-amino-3-[2-[4-[2-[4-[2-(6-amino-1-hydroxy-3-sulfo-2-naphthalenyl)diazenyl]phenyl]diazenyl]phenyl]diazenyl]-4-hydroxy-, sodium salt, compd. with 2,2'-iminobis[ethanol] and 2,2',2''-nitrilotris[ethanol] (1:?:?:?) | 583666 | 86694
Pyridinium, 1-[2-[[4-[2-(2,6-dichloro-4-nitrophenyl)diazenyl]phenyl]ethylamino]ethyl]-3-methyl-, chloride (1:1) | 583658 | 86695
Benzenesulfonic acid, 3-[2-[2-(acetylamino)-4-[2-(4-methoxyphenyl)diazenyl]phenyl]diazenyl]-, sodium salt (1:1) | 583641 | 86696
Cobaltate(1-), [3-[2-[1-(4-chlorophenyl)-4,5-dihydro-3-methyl-5-(oxo-.kappa.O)-1H-pyrazol-4-yl]diazenyl-.kappa.N1]-4-(hydroxy-.kappa.O)-N-methylbenzenesulfonamidato(2-)][N-[7-(hydroxy-.kappa.O)-8-[2-[2-(hydroxy-.kappa.O)-5-[(methylamino)sulfonyl]phenyl]diazenyl-.kappa.N1]-1-naphthalenyl]acetamidato(2-)]-, sodium (1:1) | 583633 | 86697
2-Propenoic acid, hydrazide, polymer with 2-propenamide | 583625 | 86698
2-Propenoic acid, 2-hydroxyethyl ester, polymer with 1,3-diisocyanatomethylbenzene, 2,2'-oxybis[ethanol] and 1,2,3-propanetriol | 583617 | 86699
1-Propanone, 1-(1,2,3,4-tetrahydro-4,4-dimethyl-1-naphthalenyl)- | 583609 | 86700
Bicyclo[4.1.0]heptan-3-one, 4,7,7-trimethyl-4-(3-methyl-2-buten-1-yl)- | 583591 | 86701
Bicyclo[4.1.0]heptan-3-one, 4,7,7-trimethyl-2-(3-methyl-2-buten-1-yl)- | 583583 | 86702
3-Nonen-5-ol, 4,8-dimethyl- | 583575 | 86703
1,3,6-Naphthalenetrisulfonic acid, 7-[2-[4-(acetylamino)phenyl]diazenyl]-8-hydroxy-, sodium salt (1:3) | 583567 | 86704
Benzenesulfonic acid, 3-[2-[4-[2-[5-cyano-6-[(2-hydroxyethyl)amino]-4-methyl-2-[[2-(4-sulfophenyl)ethyl]amino]-3-pyridinyl]diazenyl]-2,5-dimethylphenyl]diazenyl]-, sodium salt (1:2) | 583559 | 86705
3-Butenoic acid, 3-methyl-, 3,7-dimethyloctyl ester | 583542 | 86706
2-Butenoic acid, 3-methyl-, (1R,2S,5S)-5-methyl-2-(1-methylethyl)cyclohexyl ester, rel- | 583534 | 86707
2-Butenoic acid, 3-methyl-, (1R,2S,5R)-5-methyl-2-(1-methylethyl)cyclohexyl ester, rel- | 583526 | 86708
3-Butenoic acid, 3-methyl-, 3,7-dimethyl-7-octen-1-yl ester | 583518 | 86709
3-Butenoic acid, 3-methyl-, 3,7-dimethyl-6-octen-1-yl ester | 583500 | 86710
2-Butenoic acid, 3-methyl-, 2-ethyl-6-methyl-5-hepten-1-yl ester | 583492 | 86711
2-Butenoic acid, 3-methyl-, 3,7-dimethyl-7-octen-1-yl ester | 583484 | 86712
2-Butenoic acid, 3-methyl-, (3E)-3,7-dimethyl-3,6-octadien-1-yl ester | 583476 | 86713
Neodecanoic acid, ethenyl ester, polymer with ethenyl acetate and methyl 2-methyl-2-propenoate | 606525 | 86714
Neodecanoic acid, ethenyl ester, polymer with ethenyl acetate and 2-ethylhexyl 2-propenoate | 606517 | 86715
Neodecanoic acid, ethenyl ester, polymer with butyl 2-propenoate, 2-hydroxyethyl 2-methyl-2-propenoate and methyl 2-methyl-2-propenoate | 606509 | 86716
Neodecanoic acid, ethenyl ester, polymer with butyl 2-propenoate, ethenyl acetate and 2-methylpropyl 2-propenoate | 606491 | 86717
Neodecanoic acid, ethenyl ester, polymer with ethenyl acetate, ethyl 2-propenoate, methyl 2-methyl-2-propenoate and 2-methyl-2-propenoic acid | 606483 | 86718
Benzoic acid, 3,5-bis(1,1-dimethylethyl)-2-hydroxy-, potassium salt (1:1) | 606475 | 86719
2-Piperazinone, 1-[2-(cyclohexylamino)ethyl]-3,3,5,5-tetramethyl- | 606467 | 86720
2-Propenoic acid, polymer with 2-methyl-2-[(1-oxo-2-propen-1-yl)amino]-1-propanesulfonic acid and 3a,4,7,7a-tetrahydro-1,3-isobenzofurandione, sodium salt | 606459 | 86721
2,5,7,10-Tetraoxa-6-silaundecane, 6-ethenyl-6-(2-methoxy-1-methylethoxy)-4,8-dimethyl- | 606442 | 86722
Phosphorothioic acid, O-[2-(1,1-dimethylethyl)-5-pyrimidinyl] O-ethyl O-(1-methylethyl) ester | 606400 | 86723
Acetamide, N-[3-[[4-(diethylamino)-2-methylphenyl]imino]-6-oxo-1,4-cyclohexadien-1-yl]- | 606343 | 86724
Nonanedioic acid, polymer with 1,2-ethanediol, hexanedioic acid and 1,3-isobenzofurandione, 2-ethylhexyl ester | 606327 | 86725
Propanol, 1(or 2)-[methyl-2-(methyl-2-propoxyethoxy)ethoxy]- | 606137 | 86726
Tetradecanedioic acid, polymer with 2,5-furandione, nonanedioic acid and oxybis[propanol], isohexadecanoate nonanoate octadecanoate | 606129 | 86727
Tetradecanedioic acid, polymer with 2,2-bis(hydroxymethyl)-1,3-propanediol, 1,4-cyclohexanedimethanol, 2,2-dimethyl-1,3-propanediol, 1,3-isobenzofurandione and nonanedioic acid, isohexadecanoate nonanoate octadecanoate | 606111 | 86728
Tetradecanedioic acid, polymer with 2,2-dimethyl-1,3-propanediol, 2-ethyl-2-(hydroxymethyl)-1,3-propanediol, 2,5-furandione, 1,3-isobenzofurandione and nonanedioic acid, isohexadecanoate nonanoate octadecanoate | 606103 | 86729
1-Pyrenecarboxaldehyde, 2,2-diphenylhydrazone | 606095 | 86730
Cyclopentanone, 2-[2-(4-methyl-3-cyclohexen-1-yl)propyl]- | 606087 | 86731
2-Butenedioic acid, polymer with 1,4-cyclohexanedimethanol | 606079 | 86732
1,4-Benzenedicarboxylic acid, 1,4-dimethyl ester, polymer with 1,4-butanediol and .alpha.-[2-(5-carboxy-1,3-dihydro-1,3-dioxo-2H-isoindol-2-yl)methylethyl]-.omega.-[2-(5-carboxy-1,3-dihydro-1,3-dioxo-2H-isoindol-2-yl)methylethoxy]poly[oxy(methyl-1,2-ethanediyl)] | 606046 | 86733
9H-Carbazole-3-carboxaldehyde, 9-methyl-, 2,2-diphenylhydrazone | 606038 | 86734
Chromate(5-), bis[4-[2-[4,5-dihydro-3-methyl-5-(oxo-.kappa.O)-1-(3-sulfophenyl)-1H-pyrazol-4-yl]diazenyl-.kappa.N1]-3-(hydroxy-.kappa.O)-1-naphthalenesulfonato(4-)]-, hydrogen (1:5) | 606020 | 86735
Poly[oxy(methyl-1,2-ethanediyl)], .alpha.-[2-(5-carboxy-1,3-dihydro-1,3-dioxo-2H-isoindol-2-yl)methylethyl]-.omega.-[2-(5-carboxy-1,3-dihydro-1,3-dioxo-2H-isoindol-2-yl)methylethoxy]- | 606012 | 86736
1,2,4-Benzenetricarboxylic acid, 1(or 2)-[2,2-bis(hydroxymethyl)butyl] 2,4(or 1,4)-bis[2-hydroxy-3-[(1-oxoneodecyl)oxy]propyl] ester, mono(hydrogen 1,2-benzenedicarboxylate) | 606004 | 86737
2-Propenoic acid, 2-methyl-, telomer with methyl 3-mercaptopropanoate and methyl 2-methyl-2-propenoate, ammonium salt | 605998 | 86738
1,4-Benzenedicarboxylic acid, polymer with 1,3-dihydro-1,3-dioxo-5-isobenzofurancarboxylic acid, 4,4'-(1-methylethylidene)bis[phenol], 2-methyloxirane and oxirane | 605980 | 86739
2-Propenoic acid, 2-methyl-, methyl ester, polymer with ethenyl acetate, 1-ethenyl-2-pyrrolidinone, ethyl 2-propenoate and 2-propenoic acid | 598862 | 86740
2,7-Naphthalenedisulfonic acid, 5-amino-3-[2-[4-[[4-[2-(2-amino-8-hydroxy-6-sulfo-1-naphthalenyl)diazenyl]benzoyl]amino]phenyl]diazenyl]-4-hydroxy-, sodium salt (1:3) | 598854 | 86741
2,9,11,13-Tetraazanonadecanethioic acid, 19-isocyanato-11-(6-isocyanatohexyl)-10,12-dioxo-, S-[3-(trimethoxysilyl)propyl] ester | 598805 | 86742
Hexanoic acid, 6-[(1-oxoisononyl)amino]-, compd. with 2,2',2''-nitrilotris[ethanol] (1:1) | 598797 | 86743
3H-Indol-3-one, 5-bromo-7-chloro-2-(5,7-dibromo-1,3-dihydro-3-oxo-2H-indol-2-ylidene)-1,2-dihydro- | 598789 | 86744
1-Propanesulfonic acid, 3-[[1-amino-9,10-dihydro-9,10-dioxo-4-(phenylamino)-2-anthracenyl]oxy]-, sodium salt (1:1) | 598771 | 86745
2,7-Naphthalenedisulfonic acid, 4-amino-3,6-bis[2-[5-[[4-chloro-6-[(2-hydroxyethyl)amino]-1,3,5-triazin-2-yl]amino]-2-sulfophenyl]diazenyl]-5-hydroxy-, sodium salt (1:4) | 598763 | 86746
7-Benzothiazolesulfonic acid, 2-[4-[[4-[[3-[2-[5-(aminocarbonyl)-1-ethyl-1,6-dihydro-2-hydroxy-4-methyl-6-oxo-3-pyridinyl]diazenyl]-4-sulfophenyl]amino]-6-chloro-1,3,5-triazin-2-yl]amino]phenyl]-6-methyl-, sodium salt (1:2) | 598755 | 86747
Cuprate(1-), [29H,31H-phthalocyanine-C-sulfonato(2-)-.kappa.N29,.kappa.N30,.kappa.N31,.kappa.N32]-, hydrogen, compd. with (9Z)-9-octadecen-1-amine (1:1:1) | 598748 | 86748
Cuprate(1-), [C-chloro-29H,31H-phthalocyanine-C-sulfonato(3-)-.kappa.N29,.kappa.N30,.kappa.N31,.kappa.N32]-, hydrogen, compd. with (9Z)-9-octadecen-1-amine (1:1:1) | 598730 | 86749
2,7-Naphthalenedisulfonic acid, 5-[[4-chloro-6-(methylphenylamino)-1,3,5-triazin-2-yl]amino]-4-hydroxy-3-[2-(4-methoxy-2-sulfophenyl)diazenyl]-, sodium salt (1:3) | 598714 | 86750
Xanthylium, 9-(2-carboxyphenyl)-3,6-bis[(2-ethyl-6-methylphenyl)amino]-, inner salt | 598623 | 86751
Benzenesulfonic acid, 4,4'-[1,3-phenylenebis[2,1-diazenediyl(4,6-diamino-3,1-phenylene)-2,1-diazenediyl]]bis-, ammonium salt (1:2) | 598615 | 86752
2,7-Naphthalenedisulfonic acid, 5-(benzoylamino)-4-hydroxy-3-[2-[1-sulfo-6-[[2-(sulfooxy)ethyl]sulfonyl]-2-naphthalenyl]diazenyl]-, sodium salt (1:?) | 598607 | 86753
2,7-Naphthalenedisulfonic acid, 5-(acetylamino)-4-hydroxy-3-[2-[8-[[2-(sulfooxy)ethyl]sulfonyl]-2-naphthalenyl]diazenyl]-, sodium salt (1:?) | 598540 | 86754
2-Naphthalenesulfonic acid, 4-hydroxy-3-[2-(4-methoxy-2-sulfophenyl)diazenyl]-6-[methyl[[2-(sulfooxy)ethyl]sulfonyl]amino]-, potassium sodium salt (1:?:?) | 598532 | 86755
1,7-Naphthalenedisulfonic acid, 4-(benzoylamino)-5-hydroxy-6-[2-[4-[[2-(sulfooxy)ethyl]sulfonyl]phenyl]diazenyl]-, sodium salt (1:?) | 598524 | 86756
1,5-Naphthalenedisulfonic acid, 2-[2-[8-[[4-[bis[2-[(2-chloroethyl)sulfonyl]ethyl]amino]-6-chloro-1,3,5-triazin-2-yl]amino]-1-hydroxy-3,6-disulfo-2-naphthalenyl]diazenyl]-, sodium salt (1:?) | 598516 | 86757
1H-Pyrazole-3-carboxylic acid, 4,5-dihydro-5-oxo-4-[2-[4-[[2-(sulfooxy)ethyl]sulfonyl]phenyl]diazenyl]-1-(4-sulfophenyl)-, sodium salt (1:?) | 598508 | 86758
C8-10 Alcohols | 598490 | 86759
2,7-Naphthalenedisulfonic acid, 5-[[4-[bis[2-[(2-chloroethyl)sulfonyl]ethyl]amino]-6-chloro-1,3,5-triazin-2-yl]amino]-4-hydroxy-3-[2-(2-sulfophenyl)diazenyl]-, potassium sodium salt (1:?:?) | 598482 | 86760
1-Naphthalenesulfonic acid, 6-amino-5-[2-[2-sulfo-4-[[2-(sulfooxy)ethyl]sulfonyl]phenyl]diazenyl]-, sodium salt (1:?) | 598466 | 86761
2-Naphthalenesulfonic acid, 6-amino-4-hydroxy-5-[2-[2-sulfo-4-[[2-(sulfooxy)ethyl]sulfonyl]phenyl]diazenyl]-, sodium salt (1:?) | 598458 | 86762
2-Anthracenesulfonic acid, 1-amino-4-[[4-[[3-[(2-chloroethyl)sulfonyl]benzoyl]methylamino]-2-sulfophenyl]amino]-9,10-dihydro-9,10-dioxo-, sodium salt (1:?) | 598441 | 86763
1,3-Isobenzofurandione, polymer with 2-ethyl-2-(hydroxymethyl)-1,3-propanediol and 2,5-furandione, isononanoate | 591404 | 86764
Neodecanoic acid, 2-oxiranylmethyl ester, polymer with butyl 2-propenoate, ethenylbenzene, 2-hydroxyethyl 2-propenoate and 2-propenoic acid | 591396 | 86765
2-Naphthalenesulfonic acid, 7,7'-(carbonyldiimino)bis[4-hydroxy-3-[2-(6-sulfo-2-naphthalenyl)diazenyl]-, sodium salt, compd. with 2,2',2''-nitrilotris[ethanol] (1:?:?) | 591388 | 86766
1,3-Naphthalenedisulfonic acid, 7-[2-[4-[2-[4-[[4-(benzoylamino)benzoyl]amino]-2-methylphenyl]diazenyl]phenyl]diazenyl]-, sodium salt (1:2) | 591370 | 86767
Methanaminium, N,N,N-trimethyl-, 1,2-benzenedicarboxylate (1:1) | 591362 | 86768
2,5-Pyrrolidinedione, 3-dodecyl-1-(2,2,6,6-tetramethyl-4-piperidinyl)- | 591354 | 86769
Cholest-5-en-3-ol (3.beta.)-, 3-[11-[(1-oxo-2-propen-1-yl)oxy]undecanoate] | 591347 | 86770
9,10-Anthracenedione, 1,1'-[(4-methyl-1,3-phenylene)diimino]bis- | 591339 | 86771
2-Naphthalenecarboxamide, N,N'-(2,5-dimethyl-1,4-phenylene)bis[4-[2-(5-chloro-2-methylphenyl)diazenyl]-3-hydroxy- | 591321 | 86772
Acetamide, 2,2-dichloro-N-(1,3-dioxolan-2-ylmethyl)-N-2-propen-1-yl- | 591313 | 86773
2-Propenoic acid, octahydro-4,7-methano-1H-indenyl ester | 591305 | 86774
1-Propanol, 3,3'-[(1-methylpropyl)phosphinylidene]bis- | 591297 | 86775
Isocyanic acid, polymethylenepolyphenylene ester, polymer with 1,1'-methylenebis[4-isocyanatobenzene] and 2-methyloxirane polymer with oxirane ether with 1,2,3-propanetriol (3:1) | 591289 | 86776
Cyclopropanecarboxylic acid, 3-[(1Z)-2-chloro-3,3,3-trifluoro-1-propenyl]-2,2-dimethyl-, (2,3,5,6-tetrafluoro-4-methylphenyl)methyl ester, (1R,3R)-rel- | 591271 | 86777
Poly(oxy-1,4-butanediyl), .alpha.-(4-nitrobenzoyl)-.omega.-[(4-nitrobenzoyl)oxy]- | 591263 | 86778
Nonanedioic acid, polymer with 1,4-butanediol, 1,4-cyclohexanedimethanol, hexanedioic acid and 1,1'-methylenebis[4-isocyanatobenzene] | 591255 | 86779
Benzenesulfonic acid, 3,3'-[(9,10-dihydro-9,10-dioxo-1,4-anthracenediyl)diimino]bis[2,4,6-trimethyl-, ammonium salt (1:2) | 591248 | 86780
1,2-Cyclohexanedicarboxylic acid, 1,2-bis(2-oxiranylmethyl) ester, polymer with 1,6-diisocyanatohexane and 2-propenoic acid | 591230 | 86781
Formaldehyde, polymer with methylphenol, nonylphenol and phenol | 583237 | 86782
Benzamide, N-[4-(aminocarbonyl)phenyl]-4-[2-[1-[[(2,3-dihydro-2-oxo-1H-benzimidazol-5-yl)amino]carbonyl]-2-oxopropyl]diazenyl]- | 583229 | 86783
Benzeneacetic acid, (1S,5R)-2-methyl-5-(1-methylethenyl)-2-cyclohexen-1-yl ester | 583211 | 86784
2-Cyclohexen-1-ol, 2-methyl-5-(1-methylethenyl)-, 1-propanoate, (1S,5R)- | 583203 | 86785
Chromate(1-), bis[1-[2-[2-(hydroxy-.kappa.O)-5-nitrophenyl]diazenyl-.kappa.N1]-2-naphthalenolato(2-)-.kappa.O]-, hydrogen, compd. with N-cyclohexylcyclohexanamine (1:1:1) | 583195 | 86786
Benzenesulfonic acid, 2,5-bis[(4-aminobenzoyl)amino]-, potassium salt (1:1) | 583187 | 86787
Benzenediazonium, 4-(benzoylamino)-2-sulfo-, chloride (1:1) | 583179 | 86788
2-Naphthalenesulfonic acid, 6-amino-5-[2-[5-[(3-chlorobenzoyl)amino]-2-sulfophenyl]diazenyl]-4-hydroxy-, sodium salt (1:2) | 583161 | 86789
1,3-Naphthalenedisulfonic acid, 6-amino-5-[2-[4-[2-(4-nitro-2-sulfophenyl)ethenyl]-3-sulfophenyl]diazenyl]-, sodium salt (1:?) | 583153 | 86790
2H-Naphtho[1,2-d]triazole-6,8-disulfonic acid, 2-[4-[2-[4-[2-[3-[[[4-[2-[4-[[[4-(6,8-disulfo-2H-naphtho[1,2-d]triazol-2-yl)phenyl]oxidoimino]amino]-2-sulfophenyl]ethenyl]-3-sulfophenyl]oxidoimino]amino]-2-sulfophenyl]ethenyl]-3-sulfophenyl]-1-oxidodiazenyl]phenyl]-, sodium salt (1:4) | 583146 | 86791
2-Naphthalenesulfonic acid, 6-amino-3-[2-[2-[(ethylphenylamino)sulfonyl]phenyl]diazenyl]-4-hydroxy-, sodium salt (1:1) | 583138 | 86792
8,16-Pyranthrenedione, bromo-2,10-dichloro- | 583120 | 86793
1-Butene, 4-bromo-3,3,4,4-tetrafluoro-, polymer with 1,1-difluoroethene, 1,1,2,3,3,3-hexafluoro-1-propene and 1,1,2,2-tetrafluoroethene | 583112 | 86794
9-Octadecenoic acid, 12-(2-oxiranylmethoxy)-, 1,2,3-propanetriyl ester, homopolymer | 583104 | 86795
3H-Indolium, 2-[2-[4-[(2-cyanoethyl)ethylamino]-2-methylphenyl]ethenyl]-1,3,3-trimethyl-, sulfate (1:1) | 583096 | 86796
Silane, trichloro(2,5-dimethylhexyl)- | 583088 | 86797
Benzenesulfonic acid, 2,5-bis[[4-[2-[4,5-dihydro-3-methyl-5-oxo-1-(4-sulfophenyl)-1H-pyrazol-4-yl]diazenyl]benzoyl]amino]-, sodium salt (1:3) | 583070 | 86798
Benzene, 1-(chloromethyl)-3,5-dinitro- | 583062 | 86799
2-Propenoic acid, 2-chloro-, 2,2,2-trifluoroethyl ester, homopolymer | 583054 | 86800
Chromium, [2-(hydroxy-.kappa.O)-3-[2-[2-(hydroxy-.kappa.O)-1-naphthalenyl]diazenyl-.kappa.N1]-5-nitrobenzenesulfonato(3-)]- | 583047 | 86801
2-Propen-1-aminium, N,N-dimethyl-N-2-propen-1-yl-, chloride (1:1), polymer with potassium 2-propenoate (1:1) and 2-propenamide | 583039 | 86802
6-Octen-3-one, 2,4,4,7-tetramethyl- | 583021 | 86803
9,10-Anthracenedione, 1-[2-(5,7-dichloro-1,9-dihydro-2-methyl-9-oxopyrazolo[5,1-b]quinazolin-3-yl)diazenyl]- | 583013 | 86804
Pyrazolo[5,1-b]quinazolin-9(1H)-one, 3-[2-(4-chloro-2-nitrophenyl)diazenyl]-2-methyl- | 583005 | 86805
Amylopectin, 2-hydroxypropyl ether | 582999 | 86806
Benzonitrile, 4-(trans-5-pentyl-1,3-dioxan-2-yl)- | 582866 | 86807
Benzonitrile, 4-(trans-5-butyl-1,3-dioxan-2-yl)- | 582858 | 86808
Benzonitrile, 4-(trans-5-propyl-1,3-dioxan-2-yl)- | 582841 | 86809
Propanedinitrile, 2-[2-[[4-(dihexylamino)-2-methylphenyl]methylene]-1,1-dioxidobenzo[b]thien-3(2H)-ylidene]- | 582833 | 86810
Phenol, 4-nonyl-, zinc salt (2:1) | 582742 | 86811
Sulfonium, S,S'-(thiodi-4,1-phenylene)bis[S,S-diphenyl-, hexafluorophosphate(1-) (1:2) | 582734 | 86812
Benzoic acid, 2-[[[[(4-methoxy-6-methyl-1,3,5-triazin-2-yl)amino]carbonyl]amino]sulfonyl]-, methyl ester | 582726 | 86813
Benzoic acid, 2-[[[[(4,6-dimethyl-2-pyrimidinyl)amino]carbonyl]amino]sulfonyl]-, methyl ester | 582718 | 86814
Cuprate(3-), [2-[2-[2-[[2-(hydroxy-.kappa.O)-5-sulfo-3-[(2,5,6-trichloro-4-pyrimidinyl)amino]phenyl]imino-.kappa.N]-1-phenylethyl]diazenyl-.kappa.N1]-5-sulfobenzoato(5-)-.kappa.O]-, sodium hydrogen (1:2:1) | 582700 | 86815
Ferrate(2-), [2-[[4-[2-[2-(hydroxy-.kappa.O)-6-hydroxy-3-[2-[2-(hydroxy-.kappa.O)-3,5-dinitrophenyl]diazenyl-.kappa.N1]phenyl]diazenyl]phenyl]amino]-5-nitrobenzenesulfonato(3-)][4-[2-[2-(hydroxy-.kappa.O)-3,5-dinitrophenyl]diazenyl-.kappa.N1]-1,3-benzenediolato(2-)-.kappa.O3]-, ammonium sodium (1:1:1) | 582692 | 86816
Cobaltate(5-), bis[4-(hydroxy-.kappa.O)-3-[2-[2-(hydroxy-.kappa.O)-5-nitrophenyl]diazenyl-.kappa.N1]-5-[(2,5,6-trichloro-4-pyrimidinyl)amino]-2,7-naphthalenedisulfonato(4-)]-, sodium (1:5) | 582684 | 86817
Cobaltate(7-), bis[4-(hydroxy-.kappa.O)-5-[2-(2-hydroxy-1-naphthalenyl)diazenyl]-3-[2-[2-(hydroxy-.kappa.O)-3-nitro-5-sulfophenyl]diazenyl-.kappa.N1]-2,7-naphthalenedisulfonato(5-)]-, sodium (1:7) | 582676 | 86818
Chromate(5-), bis[3-[2-[2,4-diamino-5-[2-(4-sulfophenyl)diazenyl]phenyl]diazenyl]-2-hydroxy-5-nitrobenzenesulfonato(4-)]-, sodium (1:5) | 582668 | 86819
Chromate(3-), bis[4-(amino-.kappa.N)-3-[2-[2-(hydroxy-.kappa.O)-3,5-dinitrophenyl]diazenyl-.kappa.N1]-1-naphthalenesulfonato(3-)]-, sodium (1:3) | 582650 | 86820
Chromate(5-), bis[2-hydroxy-4-(hydroxy-.kappa.O)-5-[2-[2-(hydroxy-.kappa.O)-3-nitro-5-sulfophenyl]diazenyl-.kappa.N1]benzoato(4-)]-, sodium (1:5) | 582643 | 86821
Ferrate(9-), bis[3-[2-[2-amino-5-(hydroxy-.kappa.O)-6-[2-[2-(hydroxy-.kappa.O)-5-nitro-3-sulfophenyl]diazenyl-.kappa.N1]-7-sulfo-1-naphthalenyl]diazenyl]-2-hydroxy-5-sulfobenzoato(6-)]-, sodium (1:9) | 582635 | 86822
Pyridine, 2-[1-methyl-2-(4-phenoxyphenoxy)ethoxy]- | 605915 | 86823
Hexaneperoxoic acid, 2-ethyl-, 3-hydroxy-1,1-dimethylbutyl ester | 605907 | 86824
Neodecaneperoxoic acid, 3-hydroxy-1,1-dimethylbutyl ester | 605899 | 86825
Ethanol, 2,2'-[(2-heptadecyl-4(5H)-oxazolylidene)bis(methyleneoxy-2,1-ethanediyloxy)]bis- | 605881 | 86826
Lignosulfonic acid, calcium salt, polymer with N-cyanoguanidine, formaldehyde and sodium lignosulfonate | 605873 | 86827
Lignosulfonic acid, sodium salt, polymer with N-cyanoguanidine and formaldehyde | 605865 | 86828
Triphosphoric acid, 2-butoxyethyl ester, potassium salt | 605741 | 86829
Tetradecanedioic acid, polymer with abitol, 2,2-dimethyl-1,3-propanediol, 2-ethyl-2-(hydroxymethyl)-1,3-propanediol, 2,5-furandione, hexanedioic acid, 1,3-isobenzofurandione and nonanedioic acid, isohexadecanoate nonanoate octadecanoate | 605733 | 86830
2-Propenoic acid, 2-methyl-, 3-(trimethoxysilyl)propyl ester, polymer with ethenylbenzene, 2-[ethyl[(1,1,2,2,3,3,4,4,5,5,6,6,7,7,8,8,8-heptadecafluorooctyl)sulfonyl]amino]ethyl 2-propenoate and 2-hydroxyethyl 2-propenoate | 605725 | 86831
2-Propenoic acid, 2-methyl-, ethyl ester, polymer with butyl 2-propenoate and 3-(trimethoxysilyl)propyl 2-methyl-2-propenoate | 605709 | 86832
2-Propenoic acid, 2-methyl-, 3-(trimethoxysilyl)propyl ester, polymer with 2-ethylhexyl 2-propenoate and 2-propenamide | 605691 | 86833
Formaldehyde, polymer with 2-(chloromethyl)oxirane, 4,4'-(1-methylethylidene)bis[phenol] and (2-propen-1-yloxy)benzene | 605683 | 86834
1,3-Benzenedicarboxylic acid, polymer with 1,3-butadiene, 1,2-ethanediol, ethenylbenzene and rel-(3aR,4R,7aS)-3a,4,7,7a-tetrahydro-4-methyl-1,3-isobenzofurandione | 605675 | 86835
1,3-Benzenedicarboxylic acid, polymer with 1,2-ethanediol, ethenylbenzene and rel-(3aR,4R,7aS)-3a,4,7,7a-tetrahydro-4-methyl-1,3-isobenzofurandione | 605667 | 86836
1,3-Isobenzofurandione, 3a,4,7,7a-tetrahydro-4-methyl-, (3aR,4R,7aS)-rel-, polymer with 1,2-ethanediol and ethenylbenzene | 605659 | 86837
1,3-Isobenzofurandione, 3a,4,7,7a-tetrahydro-4-methyl-, (3aR,4R,7aS)-rel-, polymer with 1,3-butadiene, 1,2-ethanediol and ethenylbenzene | 605642 | 86838
1,6-Hexanediamine, polymer with 1,6-diisocyanatohexane and 6-isocyanato-1-hexanamine | 605634 | 86839
Hexanedioic acid, polymer with 1,3-diisocyanato-2-methylbenzene, 2,4-diisocyanato-1-methylbenzene, 1,2-ethanediol, 1,3-isobenzofurandione and 2,2'-(methylimino)bis[ethanol] | 605626 | 86840
Hexanedioic acid, polymer with 1,3-diisocyanato-2-methylbenzene, 2,4-diisocyanato-1-methylbenzene, 2-ethyl-2-(hydroxymethyl)-1,3-propanediol, 1,3-isobenzofurandione, 2,2'-oxybis[ethanol] and 1,2-propanediol | 605618 | 86841
Formaldehyde, polymer with 1-amino-2-propanol | 605600 | 86842
Hexanedioic acid, polymer with 1,6-diisocyanatohexane, 1,2-ethanediol, formaldehyde, 3-hydroxy-2-(hydroxymethyl)-2-methylpropanoic acid, 1,3-isobenzofurandione and urea | 605592 | 86843
2-Propenoic acid, 2-methyl-, 3-(trimethoxysilyl)propyl ester, polymer with ethenylbenzene, isooctyl 2-propenoate and 2-propenoic acid | 605584 | 86844
2-Propenoic acid, isooctyl ester, polymer with 2-propenamide and 3-(trimethoxysilyl)propyl 2-methyl-2-propenoate | 605576 | 86845
Octadecanamide, N-(13Z)-13-docosen-1-yl- | 605568 | 86846
Ethanaminium, N-ethyl-N,N-dimethyl-, hydroxide (1:1) | 605550 | 86847
1,4-Cyclohexanedimethanol, polymer with 1,6-hexanediol, .alpha.-hydro-.omega.-hydroxypoly(oxy-1,4-butanediyl) and 1,1'-methylenebis[4-isocyanatobenzene] | 605543 | 86848
1,4-Cyclohexanedimethanol, polymer with 1,1'-methylenebis[4-isocyanatobenzene], 2-methyloxirane and oxirane | 605535 | 86849
1H-Pyrazole-3-carboxylic acid, 4-[2-[2,5-dimethoxy-4-[[2-(sulfooxy)ethyl]sulfonyl]phenyl]diazenyl]-4,5-dihydro-5-oxo-1-(4-sulfophenyl)-, sodium salt (1:?) | 598433 | 86850
2-Naphthalenesulfonic acid, 7-(acetylamino)-4-hydroxy-3-[2-[4-[[2-(sulfooxy)ethyl]sulfonyl]phenyl]diazenyl]-, sodium salt (1:?) | 598425 | 86851
1H-1,2,4-Triazole, 1-[[bis(4-fluorophenyl)methylsilyl]methyl]- | 598375 | 86852
Azacyclotridecan-2-one, polymer with hexahydro-2H-azepin-2-one and .alpha.-hydro-.omega.-hydroxypoly[oxy(methyl-1,2-ethanediyl)] | 598367 | 86853
1,3-Benzenedicarboxylic acid, polymer with 1,4-butanediol, 4-hydroxy-.gamma.-(4-hydroxyphenyl)-.gamma.-methylbenzenebutanoic acid and nonanedioic acid | 598342 | 86854
2-Propenoic acid, 2-methyl-, methyl ester, polymer with butyl 2-propenoate, ethenylbenzene and (1-methylethenyl)benzene | 598334 | 86855
Hydrazine, polymer with 2-methyloxirane | 598292 | 86856
Methanesulfonamide, N-[2-(4-hydrazinylphenyl)ethyl]-, hydrochloride (1:1) | 598284 | 86857
Chromate(1-), [5-[2-[5-chloro-2-(hydroxy-.kappa.O)phenyl]diazenyl-.kappa.N1]-6-(hydroxy-.kappa.O)-2-naphthalenesulfonato(3-)]hydroxy-, sodium (1:1) | 598276 | 86858
Chromate(1-), [3-[2-[4,5-dihydro-3-methyl-5-(oxo-.kappa.O)-1-phenyl-1H-pyrazol-4-yl]diazenyl-.kappa.N1]-2-(hydroxy-.kappa.O)-5-nitrobenzenesulfonato(3-)]hydroxy-, (T-4)-, hydrogen, compd. with 3-[(2-ethylhexyl)oxy]-1-propanamine (1:1:1) | 598268 | 86859
Chromate(1-), [3-[2-[4,5-dihydro-3-methyl-5-(oxo-.kappa.O)-1-phenyl-1H-pyrazol-4-yl]diazenyl-.kappa.N1]-2-(hydroxy-.kappa.O)-5-nitrobenzenesulfonato(3-)]hydroxy-, hydrogen (1:1) | 598250 | 86860
Chromate(1-), [5-chloro-3-[2-[4,5-dihydro-3-methyl-5-(oxo-.kappa.O)-1-phenyl-1H-pyrazol-4-yl]diazenyl-.kappa.N1]-2-(hydroxy-.kappa.O)benzenesulfonato(3-)]hydroxy-, hydrogen (1:1) | 598243 | 86861
2-Propenoic acid, 1,1'-[[2-ethyl-2-[[1-oxo-3-[(1-oxo-2-propen-1-yl)oxy]propoxy]methyl]-1,3-propanediyl]bis[oxy(3-oxo-3,1-propanediyl)]] ester | 598235 | 86862
Quaternary ammonium compounds, C12-14-alkyl[(ethylphenyl)methyl]dimethyl, chlorides | 598151 | 86863
Iron, [.mu.-[2-(hydroxy-.kappa.O)-3-[2-[5-[[2-hydroxy-4-(hydroxy-.kappa.O)-5-[2-[2-(hydroxy-.kappa.O)-3-nitro-5-sulfophenyl]diazenyl-.kappa.N1]phenyl]methyl]-2-(hydroxy-.kappa.O)-4-hydroxyphenyl]diazenyl-.kappa.N1]-5-nitrobenzenesulfonato(6-)]]di- | 598128 | 86864
Benzenesulfonamide, 4-[(1-amino-9,10-dihydro-4-hydroxy-9,10-dioxo-2-anthracenyl)thio]-N-(3-ethoxypropyl)- | 598110 | 86865
3-Pyridinecarbonitrile, 5-[2-[2-chloro-4-(2-phenyldiazenyl)phenyl]diazenyl]-2,6-bis[(3-methoxypropyl)amino]-4-methyl- | 598102 | 86866
2-Naphthalenesulfonic acid, 7-[(5-chloro-2,6-difluoro-4-pyrimidinyl)amino]-4-hydroxy-3-[2-(4-methoxy-2-sulfophenyl)diazenyl]-, sodium salt (1:?) | 598094 | 86867
1H-1,2,4-Triazolium, 3(or 5)-[2-[4-[ethyl(phenylmethyl)amino]phenyl]diazenyl]-1,4-dimethyl-, tetrafluoroborate(1-) (1:1) | 598086 | 86868
Spiro[isobenzofuran-1(3H),9'-[9H]xanthen]-3-one, 2'-[cyclohexyl(phenylmethyl)amino]-6'-(diethylamino)- | 598045 | 86869
Oxirane, 2,2',2''-[1-propanyl-3-ylidenetris(phenyleneoxymethylene)]tris- | 598037 | 86870
1,2-Benzenedicarboxylic acid, 4,4'-(hydroxymethylene)bis-, ar,ar'-dimethyl ester, polymer with 4,4'-methylenebis[benzenamine] | 598029 | 86871
Benzenesulfonamide, ar-methyl-, polymer with 5,5-dimethyl-2,4-imidazolidinedione and formaldehyde | 598011 | 86872
1,2-Benzenedicarboxylic acid, 4,4'-(hydroxymethylene)bis-, ar,ar'-dimethyl ester | 598003 | 86873
Formaldehyde, polymer with 2-furanmethanol and 2-methyloxirane | 597997 | 86874
D-Glucuronic acid, polymer with 6-deoxy-L-mannose and D-glucose, ammonium calcium magnesium potassium sodium salt | 597989 | 86875
Diplumboxane, 1-(2-methyl-4,6-dinitrophenoxy)-3-(nitrooxy)-, hydrate (1:1) | 591040 | 86876
Acetic acid, 2-hydroxy-, compd. with 2,3-dihydro-1,3,3-trimethyl-2-[(2-phenyldiazenyl)methylene]-1H-indole (1:1) | 591032 | 86877
1H-Indole, 2,3-dihydro-1,3,3-trimethyl-2-[(2-phenyldiazenyl)methylene]-, acetate (1:1) | 591024 | 86878
1H-Indole, 2,3-dihydro-2-[[2-(2-methoxyphenyl)diazenyl]methylene]-1,3,3-trimethyl-, acetate (1:1) | 591016 | 86879
1-Propene, 3-[2-(2-methoxymethylethoxy)methylethoxy]- | 591008 | 86880
Hexanedioic acid, polymer with 1,4-butanediol, 2-ethyl-2-(hydroxymethyl)-1,3-propanediol, 1,1'-methylenebis[4-isocyanatobenzene], 2-methyloxirane and 1,2-propanediol | 590992 | 86881
Oxirane, 2-methyl-, polymer with oxirane, (phenylimino)dialkylene ether | 590984 | 86882
2-Thiophenecarboxylic acid, 3-[[[[(4-methoxy-6-methyl-1,3,5-triazin-2-yl)amino]carbonyl]amino]sulfonyl]-, methyl ester | 590976 | 86883
1,3-Benzenedicarboxylic acid, polymer with 1,3-diisocyanatomethylbenzene, 2,2-dimethyl-1,3-propanediol, hexanedioic acid, 1,6-hexanediol, 2-methyloxirane and oxirane | 590968 | 86884
1,2-Benzenedicarboxylic acid, polymer with 1,3-diisocyanatomethylbenzene, 2,2-dimethyl-1,3-propanediol, hexanedioic acid, 1,6-hexanediol and .alpha.-hydro-.omega.-hydroxypoly(oxy-1,4-butanediyl) | 590950 | 86885
1,3-Propanediol, 2,2-dimethyl-, polymer with 1,3-diisocyanatomethylbenzene and .alpha.-hydro-.omega.-hydroxypoly[oxy(methyl-1,2-ethanediyl)] | 590943 | 86886
1,3-Propanediol, 2,2-dimethyl-, polymer with 5-isocyanato-1-(isocyanatomethyl)-1,3,3-trimethylcyclohexane, 2-methyloxirane and oxirane | 590935 | 86887
2-Propenoic acid, polymer with butyl 2-propenoate, ethenyl acetate, 2-ethylhexyl 2-propenoate and N-(1,1,3,3-tetramethylbutyl)-2-propenamide | 590927 | 86888
Hexanedioic acid, polymer with 1,3-diisocyanatomethylbenzene, 2,2-dimethyl-1,3-propanediol, 1,6-hexanediol, 2-methyloxirane and oxirane | 590919 | 86889
1,5-Naphthalenedisulfonic acid, 3-[2-[4-[2-(6-amino-1-hydroxy-3-sulfo-2-naphthalenyl)diazenyl]-5-methoxy-2-methylphenyl]diazenyl]-, lithium potassium sodium salt, compd. with 2,2',2''-nitrilotris[ethanol] (1:?:?:?:?) | 590901 | 86890
1,3-Naphthalenedisulfonic acid, 7-[2-[4-[2-(6-amino-1-hydroxy-3-sulfo-2-naphthalenyl)diazenyl]-5-methoxy-2-methylphenyl]diazenyl]-, lithium potassium sodium salt, compd. with 2,2',2''-nitrilotris[ethanol] (1:?:?:?:?) | 590893 | 86891
1,3-Naphthalenedisulfonic acid, 7-[2-[4-[[[[4-[2-(4,8-disulfo-2-naphthalenyl)diazenyl]-3-methylphenyl]amino]carbonyl]amino]-2-methylphenyl]diazenyl]-, lithium potassium sodium salt (1:?:?:?) | 590877 | 86892
1,3-Naphthalenedisulfonic acid, 7-[2-[4-[[[[4-[2-(4,8-disulfo-2-naphthalenyl)diazenyl]-2-methoxy-5-methylphenyl]amino]carbonyl]amino]-5-methoxy-2-methylphenyl]diazenyl]-, lithium potassium sodium salt (1:?:?:?) | 590869 | 86893
1,3-Naphthalenedisulfonic acid, 7-[2-(4-amino-2-methylphenyl)diazenyl]-, potassium sodium salt (1:?:?) | 590851 | 86894
1,5-Naphthalenedisulfonic acid, 3-[2-(4-amino-5-methoxy-2-methylphenyl)diazenyl]-, potassium sodium salt (1:?:?) | 590844 | 86895
1,3-Naphthalenedisulfonic acid, 7-[2-(4-amino-5-methoxy-2-methylphenyl)diazenyl]-, potassium sodium salt (1:?:?) | 590836 | 86896
Propanoic acid, 2-[4-[[5-(trifluoromethyl)-2-pyridinyl]oxy]phenoxy]-, butyl ester, (2R)- | 590828 | 86897
Chromulinidae | 17280678 | 86898
Agrionidae | 17280330 | 86899
Sphaeriidae | 17163338 | 86900
Sphaeriidae (Mollusca) | 17163320 | 86901
Compositae | 17279845 | 86902
Kenkiinae | 17279464 | 86903
Parnidae | 17279035 | 86904
Tomoceridae | 17278763 | 86905
Montacutidae | 17278565 | 86906
Amphictenidae | 17278169 | 86907
Asaphidae | 17278128 | 86908
Pyrenidae | 17278102 | 86909
Thaididae (Mollusca) | 17277971 | 86910
Tironidae | 17277583 | 86911
Helophoridae | 17277542 | 86912
Synoicidae | 17277146 | 86913
Arabellidae | 17277005 | 86914
Dotodae | 17276908 | 86915
Dotonidae | 17276759 | 86916
Ligididae | 17275645 | 86917
Kelliidae | 17275561 | 86918
Leptochelliidae | 17290032 | 86919
Limifossoriidae | 17289687 | 86920
Stipitococceae | 17289422 | 86921
Cordyluridae | 17288531 | 86922
Scopeumatidae | 17287681 | 86923
Botryllidae | 17287376 | 86924
Botryllinae | 17287145 | 86925
Scatomyzidae | 17287137 | 86926
Smynthuridae | 17286923 | 86927
Polyodontidae (Polychaeta) | 17286683 | 86928
Amnicolidae | 17286311 | 86929
Acanthochitonida | 17285529 | 86930
Polyodontidae | 17285412 | 86931
Idotheidae | 17285172 | 86932
Renieridae | 17284951 | 86933
Helmidae | 17284944 | 86934
Siphluridae | 17284670 | 86935
Cryptostemmatidae | 17283201 | 86936
Heterospionidae | 17283102 | 86937
Spirorbidae | 17283052 | 86938
Fusininae | 17282930 | 86939
Photidae | 17282823 | 86940
Zoothamniidae | 17282625 | 86941
Bernardinidae | 17282393 | 86942
Colurinae | 17282385 | 86943
Biological diversity, Shannon-Wiener index | 17164286 | 86944
Cyclopropanecarboxylic acid, 3-(2,2-dichloroethenyl)-2,2-dimethyl-, (3-phenoxyphenyl)methyl ester, (1R,3R)- | 17164278 | 86945
D-Streptamine, O-4-amino-4-deoxy-.alpha.-D-glucopyranosyl-(1.fwdarw.8)-O-(8R)-2-amino-2,3,7-trideoxy-7-(methylamino)-D-glycero-.alpha.-D-allo-octodialdo-1,5:8,4-dipyranosyl-(1.fwdarw.4)-2-deoxy- | 17164260 | 86946
1-Oxa-6-azacyclopentadecan-15-one, 13-[(2,6-dideoxy-3-C-methyl-3-O-methyl-.alpha.-L-ribo-hexopyranosyl)oxy]-2-ethyl-3,4,10-trihydroxy-3,5,6,8,10,12,14-heptamethyl-11-[[3,4,6-trideoxy-3-(dimethylamino)-.beta.-D-xylo-hexopyranosyl]oxy]-, (2R,3S,4R,5R,8R,10R,11R,12S,13S,14R)- | 17164252 | 86947
4-Thia-1-azabicyclo[3.2.0]heptane-2-carboxylic acid, 6-[[(2R)-aminophenylacetyl]amino]-3,3-dimethyl-7-oxo-, (2S,5R,6R)- | 17164245 | 86948
4-Thia-1-azabicyclo[3.2.0]heptane-2-carboxylic acid, 6-[[(2R)-amino(4-hydroxyphenyl)acetyl]amino]-3,3-dimethyl-7-oxo-, trihydrate, (2S,5R,6R)- | 17164237 | 86949
5-Thia-1-azabicyclo[4.2.0]oct-2-ene-2-carboxylic acid, 3-[(acetyloxy)methyl]-8-oxo-7-[(2-thienylacetyl)amino]-, (6R,7R)- | 17164229 | 86950
5-Thia-1-azabicyclo[4.2.0]oct-2-ene-2-carboxylic acid, 7-[[(2Z)-(2-amino-4-thiazolyl)(methoxyimino)acetyl]amino]-8-oxo-3-[[(1,2,5,6-tetrahydro-2-methyl-5,6-dioxo-1,2,4-triazin-3-yl)thio]methyl]-, (6R,7R)- | 17164211 | 86951
5-Thia-1-azabicyclo[4.2.0]oct-2-ene-2-carboxylic acid, 3-[[(aminocarbonyl)oxy]methyl]-7-methoxy-8-oxo-7-[(2-thienylacetyl)amino]-, (6R,7S)- | 17164203 | 86952
D-Streptamine, O-3-amino-3-deoxy-.alpha.-D-glucopyranosyl-(1.fwdarw.6)-O-[6-amino-6-deoxy-.alpha.-D-glucopyranosyl-(1.fwdarw.4)]-N1-[(2S)-4-amino-2-hydroxy-1-oxobutyl]-2-deoxy- | 17164195 | 86953
3-Quinolinecarboxylic acid, 1-cyclopropyl-6-fluoro-1,4-dihydro-4-oxo-7-(1-piperazinyl)- | 17164187 | 86954
7H-Pyrido[1,2,3-de]-1,4-benzoxazine-6-carboxylic acid, 9-fluoro-2,3-dihydro-3-methyl-10-(4-methyl-1-piperazinyl)-7-oxo- | 17164179 | 86955
1-Azabicyclo[3.2.0]hept-2-ene-2-carboxylic acid, 3-[[(3S,5S)-5-[(dimethylamino)carbonyl]-3-pyrrolidinyl]thio]-6-[(1R)-1-hydroxyethyl]-4-methyl-7-oxo-, (4R,5S,6S)- | 17164161 | 86956
1-Azabicyclo[3.2.0]hept-2-ene-2-carboxylic acid, 6-[(1R)-1-hydroxyethyl]-3-[[2-[(iminomethyl)amino]ethyl]thio]-7-oxo-, (5R,6S)- | 17164153 | 86957
Tylosin | 17164146 | 86958
5H-Dibenz[b,f]azepine-5-propanamine, 10,11-dihydro-N,N,.beta.-trimethyl-, (2Z)-2-butenedioate (1:1) | 17164138 | 86959
Tylosin, 4A-O-de(2,6-dideoxy-3-C-methyl-.alpha.-L-ribo-hexopyranosyl)-20-deoxo-20-[(3R,5S)-3,5-dimethyl-1-piperidinyl]- | 17164120 | 86960
Acetic acid, [[2-(diethylamino)ethyl]thio]-, (3aS,4R,5S,6S,8R,9R,9aR,10R)-6-ethenyldecahydro-5-hydroxy-4,6,9,10-tetramethyl-1-oxo-3a,9-propano-3aH-cyclopentacycloocten-8-yl ester | 17164112 | 86961
1-Naphthalenamine, 4-(3,4-dichlorophenyl)-1,2,3,4-tetrahydro-N-methyl-, (1S,4S)- | 17164104 | 86962
5H-Dibenzo[a,d]cycloheptene-5-propanamine, N-methyl- | 17164096 | 86963
Benzeneethanol, .alpha.-[(1R)-2-(dimethylamino)-1-methylethyl]-.alpha.-phenyl-, propanoate (ester), (.alpha.S)- | 17164088 | 86964
Piperidine, 3-[(1,3-benzodioxol-5-yloxy)methyl]-4-(4-fluorophenyl)-, (3S,4R)- | 17164070 | 86965
2-Naphthacenecarboxamide, 4-(dimethylamino)-1,4,4a,5,5a,6,11,12a-octahydro-3,5,6,10,12,12a-hexahydroxy-6-methyl-1,11-dioxo-, hydrate (1:2), (4S,4aR,5S,5aR,6S,12aS)- | 17164062 | 86966
Oleandomycin, phosphate (1:1) (salt) | 17164054 | 86967
1-Propanamine, 3-(10,11-dihydro-5H-dibenzo[a,d]cyclohepten-5-ylidene)-N-methyl- | 17164047 | 86968
2-Naphthacenecarboxamide, 4,7-bis(dimethylamino)-1,4,4a,5,5a,6,11,12a-octahydro-3,10,12,12a-tetrahydroxy-1,11-dioxo-, (4S,4aS,5aR,12aS)- | 17164039 | 86969
Pregn-4-ene-3,20-dione, 17-hydroxy-6-methyl-, (6.alpha.)- | 17164021 | 86970
5H-Dibenz[b,f]azepine-5-propanamine, 10,11-dihydro-N,N-dimethyl- | 17164013 | 86971
Estra-1,3,5(10),7-tetraen-17-one, 3-hydroxy- | 17164005 | 86972
1-Propanamine, 3-dibenz[b,e]oxepin-11(6H)-ylidene-N,N-dimethyl- | 17163999 | 86973
5H-Dibenz[b,f]azepine-5-propanamine, 10,11-dihydro-N-methyl- | 17163981 | 86974
Cyclohexane, 1-bromo-2-chloro-, cis- | 17163973 | 86975
3H-1,2-Dithiol-3-one, 4,5-dimethyl- | 17163965 | 86976
Cyclohexane, 1,4-dichloro-, trans- | 17163957 | 86977
Bicyclo[3.2.1]oct-2-ene, 3-chloro- | 17163940 | 86978
4H-1,2,4-Triazol-3-amine, 4-ethyl- | 17163932 | 86979
3-Hexanol, 2,3-dimethyl- | 17163924 | 86980
9-Octadecene | 17163916 | 86981
Ethanol, 1-(2-butoxyethoxy)- | 17163908 | 86982
Cyclohexanol, 2-bromo-, cis- | 17163890 | 86983
Phenol, 4-fluoro-2-nitro- | 17163882 | 86984
7-Thiabicyclo[4.1.0]heptane | 17163874 | 86985
Phenol, 2-fluoro-4-nitro-, potassium salt | 17163866 | 86986
1,2-Cyclohexanediol, (1R,2R)-rel- | 17163858 | 86987
Sulfur, mol. (S8) | 17163841 | 86988
Sulfur, mol. (S6) | 17163833 | 86989
Phenol, 3-fluoro-4-nitro- | 17163825 | 86990
Benzene, 1-ethoxy-2-fluoro- | 17163817 | 86991
Benzaldehyde, 4-hydroxy-3-methoxy-5-nitro- | 17163809 | 86992
2-Thiophenemethanamine | 17163791 | 86993
Phenol, 2-fluoro-6-nitro- | 17163783 | 86994
2,6,10-Dodecatrien-1-ol, 3,7,11-trimethyl-, (2E,6E)- | 17163775 | 86995
Pentane, 1,1,1-trichloro- | 17163767 | 86996
Butanedioic acid, hydroxy-, dimethyl ester, (2S)- | 17163759 | 86997
1,1'-Biphenyl, 2,2',3,3',4,4',5,5',6,6'-decafluoro- | 17163742 | 86998
1H-Indole-3-ethanamine | 17163734 | 86999
Phosphonic dichloride, P-phenyl- | 71456 | 87000
9,10-Anthracenedione, 1-amino- | 9290 | 87001
Phenol, 2-nitro-, sodium salt (1:1) | 71415 | 87002
9,10-Anthracenedione, 1-chloro-4-hydroxy- | 9266 | 87003
Phenol, 4-nitroso-, sodium salt (1:1) | 71381 | 87004
1-Anthracenediazonium, 9,10-dihydro-9,10-dioxo-, sulfate (1:1) | 9233 | 87005
9,10-Anthracenedione, 1,5-dinitro- | 9217 | 87006
1,3-Benzenediamine, 2-methyl- | 71357 | 87007
9,10-Anthracenedione, 1,4-diamino-5-nitro- | 9191 | 87008
Dibenzo[b,e][1,4]dioxin, 1,2,4,8,9-pentachloro- | 714071 | 87009
Cyclohexane, 1,2-dichloro-, (1R,2R)-rel- | 71324 | 87010
Phosphine, cyclohexyl- | 709295 | 87011
1,3-Dithiolane-2-thione | 71290 | 87012
Acetic acid, octadecyl ester | 71266 | 87013
5-Hexen-1-ol | 17119330 | 87014
7H-Benz[de]anthracen-7-one, 3,3'-thiobis- | 9050 | 87015
Xanthylium, 9-(2-carboxyphenyl)-3,6-bis(diethylamino)-, chloride (1:1) | 9027 | 87016
2-Propenoic acid, 2-hydroxyethyl ester | 71035 | 87017
3H-Naphtho[1,2,3-de]quinoline-2,7-dione, 6-bromo-3-methyl- | 9001 | 87018
2H-1-Benzopyran-2-one, 3-[1-(4-chlorophenyl)-3-oxobutyl]-4-hydroxy- | 17122235 | 87019
2H-1-Benzopyran-2-one, 4-hydroxy-3-(3-oxo-1-phenylbutyl)- | 8979 | 87020
Aluminum, bis(dodecanoato-.kappa.O)hydroxy- | 70995 | 87021
6,8-Nonadien-3-one, 2,4,4,7-tetramethyl-, oxime | 17005711 | 87022
5,9,14,18-Anthrazinetetrone, 6,15-dihydro- | 8953 | 87023
Benzenamine, 4,4'-[(2-chlorophenyl)methylene]bis[2,5-dimethyl- | 8938 | 87024
Benzenesulfonamide, N-(4-amino-9,10-dihydro-3-methoxy-9,10-dioxo-1-anthracenyl)-4-methyl- | 8912 | 87025
Propanoic acid, 2-methyl-, 2-methyl-2-propen-1-yl ester | 70979 | 87026
9,10-Anthracenedione, 1,4-diamino-2,3-dihydro- | 8896 | 87027
9,10-Anthracenedione, 2,3-dihydro-1,4,5,8-tetrahydroxy- | 8870 | 87028
Butanedioic acid, 2,3-dihydroxy- (2R,3R)-, tin(2+) salt (1:1) | 70946 | 87029
2-Propenoyl chloride, 2,3,3-trichloro- | 70896 | 87030
9,10-Anthracenedione, 1,8-dihydroxy-4,5-dinitro- | 8854 | 87031
Acetamide, 2,2,2-trifluoro-N-methyl- | 70862 | 87032
9,10-Anthracenedione, 1-amino-4-bromo-2-methyl- | 8839 | 87033
Ethanedioic acid, lead(2+) salt (1:1) | 70821 | 87034
Propanoic acid, 2-hydroxy-, calcium salt (2:1) | 70797 | 87035
Acetic acid, 2-mercapto-, calcium salt (2:1) | 70755 | 87036
Benzamide, N-(4-amino-9,10-dihydro-9,10-dioxo-1-anthracenyl)- | 8805 | 87037
Phosphorochloridic acid, diethyl ester | 70722 | 87038
Benzamide, N-(4-bromo-9,10-dihydro-9,10-dioxo-1-anthracenyl)- | 8789 | 87039
Aluminum, bis[29H,31H-phthalocyaninato(2-)-.kappa.N29,.kappa.N30,.kappa.N31,.kappa.N32][.mu.-[1,1,3,3-tetraphenyl-1,3-disiloxanediolato(2-)-.kappa.O1:.kappa.O3]]di- | 592899 | 87040
2,3-Anthracenedicarbonitrile, 1,4-diamino-9,10-dihydro-9,10-dioxo- | 8763 | 87041
1H-Benz[de]isoquinoline-1,3(2H)-dione, 5,5'-[1,2-ethenediylbis(4,1-phenylene-2,1-diazenediyl)]bis[2-ethyl-6-hydroxy- | 592873 | 87042
1,2,3-Propanetricarboxylic acid, 2-hydroxy-, bismuth(3+) salt (1:1) | 1648757 | 87043
Naphtho[3,2,1-kl]xanthene, 2,8-dimethyl- | 8748 | 87044
3-Pyridinecarboxylic acid, 2-[4,5-dihydro-4-methyl-4-(1-methylethyl)-5-oxo-1H-imidazol-2-yl]-5-ethyl- | 592824 | 87045
3-Quinolinecarboxylic acid, 2-[4,5-dihydro-4-methyl-4-(1-methylethyl)-5-oxo-1H-imidazol-2-yl]- | 592790 | 87046
2,3-Quinoxalinediamine, 6-chloro-N2,N3-di-2-propen-1-yl- | 540070 | 87047
Octadecanoic acid, triester with hexaglycerol | 539791 | 87048
Carbamic chloride, N-(2,3-dihydro-2-methyl-1,3-dioxo-1H-isoindol-4-yl)-N-methyl- | 539726 | 87049
2-Naphthalenecarbonyl chloride, 5-[[[3-(fluorosulfonyl)phenyl]sulfonyl]amino]-1-hydroxy- | 539700 | 87050
1H-Pyrazole-3-carboxylic acid, 4,5-dihydro-5-oxo- | 539684 | 87051
Acetamide, 2,2,2-trifluoro-N-methyl-N-[[2-(methylamino)-5-[[(4-methylphenyl)sulfonyl]amino]phenyl]methyl]- | 539668 | 87052
Urea, N-[bis[4-(dimethylamino)phenyl]methyl]- | 539635 | 87053
Ethanethioic acid, S-[(2E)-3,7-dimethyl-2,6-octadien-1-yl] ester | 539593 | 87054
Methylium, bis[4-(dimethylamino)phenyl][4-[(2-hydroxyethyl)amino]phenyl]- | 539569 | 87055
4a,9a-Epoxyanthracene-9,10-dione, 6-(1,1-dimethylethyl)-1,2,3,4-tetrahydro- | 539460 | 87056
Benzene, 1,2-dimethoxy-4-[1-(4-methoxyphenoxy)ethyl]-5-nitro- | 539429 | 87057
Acetamide, N-[[5-amino-2-(methylamino)phenyl]methyl]-2,2,2-trifluoro-N-methyl- | 539114 | 87058
Carbamic acid, N-(4-cyanophenyl)-, phenyl ester | 539080 | 87059
Urea, N,N''-1,4-phenylenebis[N',N'-diethyl- | 537753 | 87060
7-Oxabicyclo[4.1.0]hepta-1,3,5-trien-2-amine, 5,5'-methylenebis[N-methyl- | 537621 | 87061
1H-Purine-2,6,8(3H)-trione, 7,9-dihydro-1,3,7,9-tetrakis(hydroxymethyl)- | 537571 | 87062
L-Histidine | 4705 | 87063
2-Propenoic acid, 2-methyl-, (2,2-dimethyl-1,3-dioxolan-4-yl)methyl ester | 147157 | 87064
1,3,5-Triazin-2(1H)-one, tetrahydro- | 147132 | 87065
7,15-Dioxa-10,12-dithia-11-stannaheneicosanedioic acid, 11,11-dibutyl-6,16-dioxo-, 1,21-dimethyl ester | 535351 | 87066
Hexanoic acid, 3,5,5-trimethyl-, 2-ethylhexyl ester | 535336 | 87067
7,15-Dioxa-10,12-dithia-11-stannaheneicosanedioic acid, 11,11-dimethyl-6,16-dioxo-, 1,21-dimethyl ester | 535302 | 87068
.beta.-D-Glucopyranoside, methyl | 68601 | 87069
10-Oxa-4,6-dithia-5-stannatricosanoic acid, 5,5-dibutyl-9-oxo-, tridecyl ester | 534321 | 87070
Propanoic acid, 3-(octylthio)-, 1,1'-[2,2-bis[[3-(octylthio)-1-oxopropoxy]methyl]-1,3-propanediyl] ester | 534289 | 87071
Acetamide, 2-[2,4-bis(1,1-dimethylpropyl)phenoxy]-N-[4-[3-ethoxy-4,5-dihydro-5-oxo-4-[(1-phenyl-1H-tetrazol-5-yl)thio]-1H-pyrazol-1-yl]phenyl]- | 534255 | 87072
2,4,8,10-Tetraoxa-3,9-diphosphaspiro[5.5]undecane, 3,9-diethoxy- | 147108 | 87073
2-Propenoic acid, 2-cyano-, ethyl ester | 147074 | 87074
3H-Pyrazol-3-imine, 4-[2-[4-(ethylsulfonyl)-2-nitrophenyl]diazenyl]-2,4-dihydro-5-methyl-2-phenyl- | 530253 | 87075
2,7-Naphthalenedisulfonic acid, 4-amino-3,6-bis[2-[4-[2-(4-aminophenyl)diazenyl]-2-methoxy-5-methylphenyl]diazenyl]-5-hydroxy- | 530204 | 87076
1-Naphthalenesulfonic acid, 2-[2-[1-(2-chloro-6-methylphenyl)-4,5-dihydro-3-methyl-5-oxo-1H-pyrazol-4-yl]diazenyl]- | 530196 | 87077
1-Naphthalenecarboxaldehyde, 2-hydroxy- | 68577 | 87078
Ethanone, 1-[(1R,4E,9R)-4,11,11-trimethyl-8-methylenebicyclo[7.2.0]undec-4-enyl]- | 529727 | 87079
Methanone, [4-(dichloromethyl)phenyl](2,5-dichlorophenyl)- | 529636 | 87080
Cyclotrisiloxane, 2-methyl-2,4,4,6-tetrakis(1-methylpropoxy)-6-[[tris(1-methylpropoxy)silyl]oxy]- | 529099 | 87081
Pyridinium, 2-[2-[4-(dimethylamino)phenyl]diazenyl]-1-methyl-, methyl sulfate (1:1) | 147033 | 87082
Phosphoric acid, 2,2-dichloroethenyl 2-(ethylsulfinyl)ethyl methyl ester | 17121492 | 87083
Benzenemethanaminium, N-[3-[[(9Z,12R)-12-hydroxy-1-oxo-9-octadecen-1-yl]amino]propyl]-N,N-dimethyl-, chloride (1:1) | 527507 | 87084
Benzene, 1-chloro-3-(1-methylethyl)- | 147017 | 87085
1,5-Dioxaspiro[5.5]undecane, 3,3-dimethyl- | 68551 | 87086
Isooctadecanoic acid, compd. with N,N-dimethyl-1-dodecanamine (1:1) | 527432 | 87087
Pyridine, 2-[2-(1-methylethoxy)ethyl]- | 527135 | 87088
Ethanol, 2-[3-(6-methyl-2-pyridinyl)propoxy]- | 527119 | 87089
9-Octadecenoic acid (9Z)-, compd. with (9Z)-N,N-dimethyl-9-octadecen-1-amine (1:1) | 527085 | 87090
9-Octadecenoic acid (9Z)-, compd. with N,N-dimethyl-1-tetradecanamine (1:1) | 527069 | 87091
Butanedioic acid, 2-[[(diethylamino)thioxomethyl]thio]-, 1,4-dibutyl ester | 527044 | 87092
1-Propanone, 1-[2-(.beta.-D-glucopyranosyloxy)-4,6-dihydroxyphenyl]-3-(4-hydroxyphenyl)- | 17163726 | 87093
2-Naphthacenecarboxamide, 4-(dimethylamino)-1,4,4a,5,5a,6,11,12a-octahydro-3,6,10,12,12a-pentahydroxy-6-methyl-1,11-dioxo-, (4S,4aS,5aS,6S,12aS)- | 17163718 | 87094
Benzenaminium, 3-[[(dimethylamino)carbonyl]oxy]-N,N,N-trimethyl- | 17163700 | 87095
2H-Indol-2-one, 1,3-dihydro- | 17163692 | 87096
Benzoic acid, 4-(acetylamino)-2-ethoxy-, methyl ester | 17163684 | 87097
13H-4,6:21,24-Dietheno-8,12-metheno-1H-pyrido[3',2':14,15][1,11]dioxacycloeicosino[2,3,4-ij]isoquinolinium, 2,3,13a,14,15,16,25,25a-octahydro-9,19-dihydroxy-18,29-dimethoxy-1,14,14-trimethyl-, (13aR,25aS)- | 17163676 | 87098
4,6-Dioxa-5-thia-3,7-distannanonane, 3,3,7,7-tetraethyl-, 5,5-dioxide | 17163668 | 87099
2,4,6(1H,3H,5H)-Pyrimidinetrione, 5,5-diethyl- | 17163650 | 87100
2,4,6(1H,3H,5H)-Pyrimidinetrione, 5-(1-cyclohexen-1-yl)-1,5-dimethyl- | 17163643 | 87101
Benzenemethanamine, N-(2-chloroethyl)-N-(phenylmethyl)-, hydrochloride | 17163635 | 87102
Phosphorothioic acid, O-[3,5-dimethyl-4-(methylthio)phenyl] O,O-dimethyl ester | 17163627 | 87103
1-Propanone, 2-methyl-1,2-di-3-pyridinyl- | 17163619 | 87104
Adenosine, 3'-[[(2S)-2-amino-3-(4-methoxyphenyl)-1-oxopropyl]amino]-3'-deoxy-N,N-dimethyl- | 17163601 | 87105
Phosphorothioic acid, O-[3,5-dimethyl-4-(methylthio)phenyl] O,O-diethyl ester | 17163593 | 87106
Benzeneacetonitrile, .alpha.-[3-[[2-(3,4-dimethoxyphenyl)ethyl]methylamino]propyl]-3,4-dimethoxy-.alpha.-(1-methylethyl)- | 17163585 | 87107
Ethanaminium, 2-(acetyloxy)-N,N,N-trimethyl- | 17163577 | 87108
Phenol, 4-(2-aminoethyl)- | 17163569 | 87109
1,2-Benzenediol, 4-(2-aminoethyl)- | 17163551 | 87110
1,2-Benzenediol, 4-[(1R)-2-amino-1-hydroxyethyl]- | 17163544 | 87111
Benzoic acid, 3,4,5-trichloro- | 17163536 | 87112
Pyridinium, 2-[(hydroxyimino)methyl]-1-methyl-, chloride | 17163528 | 87113
Benzoic acid, 2,4,5-trichloro- | 17163510 | 87114
Benzoic acid, 2,3,4-trichloro- | 17163502 | 87115
1H-Indol-5-ol, 3-(2-aminoethyl)- | 17163494 | 87116
1,4-Pentanediamine, N4-(7-chloro-4-quinolinyl)-N1,N1-diethyl-, phosphate (1:2) | 17163486 | 87117
1-Propanamine, 3-(10,11-dihydro-5H-dibenzo[a,d]cyclohepten-5-ylidene)-N,N-dimethyl- | 17163478 | 87118
Benzoic acid, 2,3-dichloro- | 17163460 | 87119
Benzoic acid, 2,4,6-trichloro- | 17163452 | 87120
Estra-1,3,5(10)-triene-3,16,17-triol, (16.alpha.,17.beta.)- | 17163445 | 87121
Pregn-4-ene-3,20-dione, 11,21-dihydroxy-, (11.beta.)- | 17163437 | 87122
2,4,6(1H,3H,5H)-Pyrimidinetrione, 5-(1-cyclohexen-1-yl)-1,5-dimethyl-, sodium salt | 17163429 | 87123
Pregn-4-ene-3,11,20-trione, 21-(acetyloxy)-17-hydroxy- | 17163411 | 87124
2-Propanol, 1,1,1-tribromo-2-methyl- | 17163403 | 87125
1,2-Benzenedicarboxylic acid, di-n-heptyl-n-nonyl undecyl ester | 17163395 | 87126
Alcohols, linear, sulfated sodium salt | 17163387 | 87127
Alcohols,linear, ethoxylated and sulfated, sodium salt | 17163379 | 87128
Butadiene, mixt. with butene | 17163361 | 87129
Alcohols, >C-11 | 17163353 | 87130
Alcohols, LT C12 | 17163346 | 87131
Seafood processing waste | 17163312 | 87133
TUC STAT Cyprinodon varigatas | 17163304 | 87134
Chiral | 17163296 | 87135
Cycles of Concentration | 17163288 | 87136
Benzene, 1-methyl-4-nitro- | 19083 | 87137
Ethanaminium, 2-chloro-N,N,N-trimethyl-, chloride (1:1) | 76034 | 87138
Benzoic acid, 4-hydroxy- | 19059 | 87139
2-Propenoic acid, 2-hydroxypropyl ester | 76000 | 87140
Ethanone, 1-(4-aminophenyl)- | 19026 | 87141
2-Butenedioic acid (2Z)-, 1,4-di-2-propen-1-yl ester | 75978 | 87142
Phenol, 4-(1-methylethyl)- | 18994 | 87143
Heptane, 4-bromo- | 75945 | 87144
2,7-Naphthalenedisulfonic acid, 3,3'-[(1-oxido-1,2-diazenediyl)bis[(2-methoxy-4,1-phenylene)-2,1-diazenediyl]]bis[4,5-dihydroxy-, sodium salt (1:?) | 610568 | 87145
1,4-Cyclohexadiene, 1-methyl-4-(1-methylethyl)- | 18960 | 87146
Silane, tripropyl- | 75911 | 87147
Ethanone, 2-bromo-1-(4-nitrophenyl)- | 18937 | 87148
Benzoic acid, 4-hydroxy-, methyl ester | 18911 | 87149
Benzeneacetaldehyde, .alpha.,4-dimethyl- | 18887 | 87150
Ethanone, 1-[3-(trifluoromethyl)phenyl]-, oxime | 1650472 | 87151
Ethanedioic acid, 1,2-dihydrazide | 75895 | 87152
Butanedioic acid, 2-[(carboxymethyl)thio]- | 18853 | 87153
Silanamine, N,N-diethyl-1,1,1-trimethyl- | 75861 | 87154
Benzoic acid, 3-(dimethylamino)- | 18838 | 87155
Benzaldehyde, 3-nitro- | 18804 | 87156
3,4,9,10-Perylenetetracarboxylic acid | 8722 | 87157
1-Butanesulfonamide, 1,1,2,2,3,3,4,4,4-nonafluoro-N-(4-hydroxybutyl)-N-methyl- | 70672 | 87158
[1,1'-Bianthracene]-9,9',10,10'-tetrone, 2,2'-dimethyl- | 8706 | 87159
Ethanesulfonic acid, 2-[[(3.alpha.,5.beta.,7.alpha.,12.alpha.)-3,7,12-trihydroxy-24-oxocholan-24-yl]amino]- | 8680 | 87160
1H-Indole-2-carboxaldehyde, 2,3-dihydro-2-hydroxy-1,3,3-trimethyl-, 2-(4-methoxyphenyl)-2-methylhydrazone | 592766 | 87161
2,4-Methano-2H-indeno[1,2-b:5,6-b']bisoxirene, octahydro- | 8664 | 87162
Propane, 1,1,1,2-tetrachloro- | 70656 | 87163
Methanaminium, N,N,N-trimethyl-, methyl sulfate (1:1) | 70615 | 87164
1-Naphthalenesulfonic acid, 2-amino- | 8631 | 87165
Ethanone, 1-[4-(1,1-dimethylethyl)-2,6-dimethyl-3,5-dinitrophenyl]- | 8615 | 87166
Benzenesulfonic acid, 2,2'-(1,2-ethenediyl)bis[5-amino- | 8581 | 87167
3H-2,1-Benzoxathiol-3-one, 1,1-dioxide | 8565 | 87168
1,5-Naphthalenedisulfonic acid | 8532 | 87169
Cholestan-3-ol, (3.beta.,5.alpha.)- | 8516 | 87170
Benzene, 1-((2-(4-ethoxyphenyl)-2-methylpropoxy)methyl)-3-phenoxy- | 963769 | 87171
Disiloxane, 1,3-dimethyl-1,1,3,3-tetraphenyl- | 70599 | 87172
Guanidine, N,N,N',N'-tetramethyl- | 8482 | 87173
Lignin, organosolv | 160242 | 87174
1-Propene, 1,3-dichloro-, mixt. with 1,2-dichloropropane and isothiocyanatomethane | 962126 | 87175
Phosphorothioic acid, O,O-diethyl O-[2-(ethylthio)ethyl] ester, mixt. with O,O-diethyl S-[2-(ethylthio)ethyl] phosphorothioate | 160234 | 87176
1,4-Benzenedicarboxylic acid, 2,2'-[(2,5-dimethyl-1,4-phenylene)bis[iminocarbonyl(2-hydroxy-3,1-naphthalenediyl)-2,1-diazenediyl]]bis-, 1,1',4,4'-tetrakis(1-methylethyl) ester | 592618 | 87177
2-Propenoic acid, 2-chloro-, methyl ester | 8466 | 87178
Butanoic acid, 2-bromo- | 8433 | 87179
Benzenesulfonamide, N-ethyl-2(or 4)-methyl- | 689620 | 87180
Octadecanoic acid, ester with 2,2-bis(hydroxymethyl)-1,3-propanediol | 159921 | 87181
Cuprate(4-), [.mu.-[[7,7'-[[6-(phenylamino)-1,3,5-triazine-2,4-diyl]diimino]bis[3-[2-[3-chloro-2-(hydroxy-.kappa.O)-5-sulfophenyl]diazenyl-.kappa.N1]-4-(hydroxy-.kappa.O)-2-naphthalenesulfonato]](8-)]]di-, sodium (1:4) | 592519 | 87182
Benzenesulfonic acid, 4-chloro-, 4-chlorophenyl ester | 960849 | 87183
1,3-Benzenedimethanol, .alpha.1,.alpha.1,.alpha.3,.alpha.3-tetrakis(trifluoromethyl)- | 70573 | 87184
Benzene, 1,1'-(2-nitrobutylidene)bis[4-chloro-, mixt. with 1,1'-(2-nitropropylidene)bis[4-chlorobenzene] | 962084 | 87185
Sandalwood oil, Western Australia | 1714234 | 87186
Phosphorothioic acid, O-[2-(ethylthio)ethyl] O,O-dimethyl ester, mixt. with S-[2-(ethylthio)ethyl] O,O-dimethyl phosphorothioate | 775957 | 87187
Benzenesulfonamide, 3-amino-N-phenyl- | 8235 | 87188
Benzenesulfonamide, 3-amino-4-hydroxy-N-(1-methylethyl)- | 8219 | 87189
Hydroperoxide, 1-methyl-1-phenylethyl | 8185 | 87190
1,3,6-Naphthalenetrisulfonic acid, 7-[2-[2-[(aminocarbonyl)amino]-4-[[4-chloro-6-[[3-[[2-(sulfooxy)ethyl]sulfonyl]phenyl]amino]-1,3,5-triazin-2-yl]amino]phenyl]diazenyl]-, sodium salt (1:4) | 592337 | 87191
2,7-Naphthalenedisulfonic acid, 5-[[4-chloro-6-[[4-[[2-(sulfooxy)ethyl]sulfonyl]phenyl]amino]-1,3,5-triazin-2-yl]amino]-4-hydroxy-3-(2-phenyldiazenyl)-, sodium salt (1:3) | 592329 | 87192
Benzoic acid, 3,3'-[(3,7-disulfo-1,5-naphthalenediyl)bis[2,1-diazenediyl(6-hydroxy-3,1-phenylene)-2,1-diazenediyl[6(or 7)-sulfo-4,1-naphthalenediyl]-2,1-diazenediyl[1,1'-biphenyl]-4,4'-diyl-2,1-diazenediyl]]bis[6-hydroxy-, sodium salt (1:6) | 158501 | 87193
2,6-Dithia-1,3,5,7-tetraazatricyclo[3.3.1.13,7]decane, 2,2,6,6-tetraoxide | 684993 | 87194
Benzene, 1,1'-(dichlorosilylene)bis- | 8151 | 87195
Diphosphoric acid, P,P,P'-trioctyl phosphate | 526962 | 87196
Diphosphoric acid, P,P'-ditridecyl ester | 526947 | 87197
2-Naphthalenamine, N-(dimethylphenyl)- | 526889 | 87198
Hydrazine, [4-(phenylsulfonyl)phenyl]- | 526780 | 87199
Propanedinitrile, 2-[[2-methyl-4-[methyl(phenylmethyl)amino]phenyl]methylene]- | 526756 | 87200
9,10-Anthracenedione, 1,4-bis[(4-cyclohexylphenyl)amino]- | 526723 | 87201
1-Propanone, 1-(4-aminophenyl)- | 4689 | 87202
Sulfuric acid, diethyl ester, compd. with N,N'-[[(2-cyanoethyl)imino]di-2,1-ethanediyl]bis[octadecanamide] (1:1) | 526442 | 87203
Benzenemethanaminium, N-[3-[(hydroxy-1-oxooctadecyl)amino]propyl]-N,N-dimethyl-, chloride (1:1) | 526418 | 87204
Sulfuric acid, diethyl ester, compd. with N,N'-[[(2-cyanoethyl)imino]di-2,1-ethanediyl]bis[docosanamide] (1:1) | 525568 | 87205
Sulfuric acid, diethyl ester, compd. with N-[2-[(2-cyanoethyl)[2-[(2-cyanoethyl)amino]ethyl]amino]ethyl]octadecanamide (1:1) | 525535 | 87206
5-Hexadecen-9-yne, 16-chloro-, (5E)- | 525519 | 87207
2-Naphthalenesulfonamide, 6-hydroxy-N-(2-hydroxyethyl)-N-methyl- | 525485 | 87208
Cyclopentene, octachloro- | 68528 | 87209
Stannane, butyltricyclohexyl- | 146985 | 87210
2-Naphthalenesulfonic acid, 5(or 8)-[2-[2,4-diamino-5-[2-(4-sulfophenyl)diazenyl]phenyl]diazenyl]-8(or 5)-(2-phenyldiazenyl)- | 525402 | 87211
1-Propanamine, 3-[(2,4,6-trimethylheptyl)oxy]-, acetate (1:1) | 525386 | 87212
Stibine, 1,1'-oxybis[1,1-diphenyl- | 146969 | 87213
Dibenzofuran, 1,2,3,4,6,7,9-heptachloro- | 695734 | 87214
2-Pyridinamine, 6-methyl-N-(phenylmethyl)- | 525121 | 87215
Pyridine, 2-(2-propoxyethyl)- | 525105 | 87216
Benzoic acid, 5-[2-[4'-[2-[2,6-diamino-3-[2-(4-sulfophenyl)diazenyl]phenyl]diazenyl]-3,3'-dimethyl[1,1'-biphenyl]-4-yl]diazenyl]-2-hydroxy-, lithium salt (1:2) | 524991 | 87217
1,5-Naphthalenedisulfonic acid, 2-[2-[6-[(4,6-dichloro-1,3,5-triazin-2-yl)methylamino]-1-hydroxy-3-sulfo-2-naphthalenyl]diazenyl]-, sodium salt (1:3) | 524843 | 87218
Octadecanamide, 12-hydroxy- | 146936 | 87219
2H-Pyran-2-one, tetrahydro-6-pentyl- | 68494 | 87220
Benzoic acid, 2-amino-, cadmium salt (1:1) | 146910 | 87221
Benzenesulfonic acid, 3,5-diamino-4-chloro- | 146886 | 87222
2-Anthracenesulfonic acid, 1-amino-4-[[3-(benzoylamino)phenyl]amino]-9,10-dihydro-9,10-dioxo-, sodium salt (1:1) | 524603 | 87223
Benzene, 1-(chloromethyl)-3-(trifluoromethyl)- | 68460 | 87224
Sulfuric acid, mono(2-ethylhexyl) ester, ammonium salt (1:1) | 524041 | 87225
Butanedioic acid, 2-mercapto- | 4655 | 87226
2H-Azepin-7-amine, 3,4,5,6-tetrahydro-N-(phenylmethyl)- | 146837 | 87227
9,10-Anthracenedicarboxaldehyde | 146787 | 87228
1,2-Benzenediamine, N1,N1,N2,N2-tetramethyl- | 68445 | 87229
3-Heptenoic acid, 2-ethyl-4-methyl-, methyl ester | 710376 | 87230
1,2-Benzisothiazole-2(3H)-carboxylic acid, 3,3-bis(4-hydroxy-3,5-dimethoxyphenyl)-, 2-(methylsulfonyl)ethyl ester, 1,1-dioxide | 17010018 | 87231
Phenol, 2,2'-methylenebis[3,4,6-trichloro- | 4622 | 87232
1,3-Diazaspiro[4.5]decane-2,4-dione | 68403 | 87233
Hexanedioic acid, ester with 2,2-dimethyl-1,3-propanediol | 522433 | 87234
1-Propanaminium, 3-[[(1,1,2,2,3,3,4,4,5,5,6,6,7,7,8,8,8-heptadecafluorooctyl)sulfonyl]amino]-N,N,N-trimethyl-, sulfate (2:1) | 522078 | 87235
1-Propanaminium, N,N,N-trimethyl-3-[[(1,1,2,2,3,3,4,4,5,5,5-undecafluoropentyl)sulfonyl]amino]-, sulfate (2:1) | 522060 | 87236
Benzeneethanol, 4-methoxy- | 68379 | 87237
2-Naphthalenesulfonic acid, 8-[2-[4-[2-(4-amino-3-sulfophenyl)diazenyl]-6-sulfo-1-naphthalenyl]diazenyl]-5-[2-[6-(benzoylamino)-1-hydroxy-3-sulfo-2-naphthalenyl]diazenyl]-, sodium salt (1:4) | 521591 | 87238
Silane, dibutylchloromethyl- | 75770 | 87239
Phenol, 2-amino-4-nitro- | 18770 | 87240
Benzenamine, 2-methyl-5-nitro- | 18754 | 87241
Phenol, 2-methyl-4-nitro- | 708610 | 87242
Pentanoic acid, 4,4-bis[(1,1-dimethylethyl)dioxy]-, butyl ester | 75754 | 87243
D-Glucitol, 1,2:4,5-bis-O-(1,2-dihydroxy-1,2-ethanediyl)- | 610071 | 87244
Benzene, 1,2-dimethyl-4-nitro- | 18721 | 87245
Benzoic acid, 3,4-dihydroxy- | 685040 | 87246
2-Cyclohexen-1-ol, 2-methyl-5-(1-methylethenyl)- | 18705 | 87247
Germane, tetrapropyl- | 75721 | 87248
Ethanaminium, N,N-diethyl-N-methyl-, iodide (1:1) | 75689 | 87249
1-Propanaminium, N,N'-[methylenebis[4,1-phenyleneimino(2-oxo-2,1-ethanediyl)]]bis[N,N-dimethyl-3-[(4-nitrobenzoyl)amino]-, chloride (1:2) | 610006 | 87250
Naphtho[2,3-d]thiazolium, 2-methyl-3-(3-sulfopropyl)-, inner salt | 609982 | 87251
Benzoic acid, 3-methyl-, methyl ester | 18689 | 87252
Phosphine oxide, tris(2,4,4-trimethylpentyl)- | 698613 | 87253
Furan, tetrahydro-2,4-dimethyl-4-phenyl-, (2R,4R)-rel- | 609875 | 87254
Benzoyl chloride, 3,5-dinitro- | 18655 | 87255
Stannane, trichloromethyl- | 75630 | 87256
Benzenamine, 2-bromo-6-chloro-4-nitro- | 18622 | 87257
1,3,2-Benzodioxabismole-5-carboxylic acid, 2,7-dihydroxy- | 18598 | 87258
1-Naphthalenesulfonic acid, 3,3'-[(3,3'-dimethyl[1,1'-biphenyl]-4,4'-diyl)bis(2,1-diazenediyl)]bis[4-amino-, sodium salt (1:2) | 75580 | 87259
Benzamide, N-(4-amino-5-methoxy-2-methylphenyl)- | 18572 | 87260
Acetic acid, 2,2-bis[(aminocarbonyl)amino]- | 18556 | 87261
7-Tridecen-6-one, 3,9-diethyl- | 609768 | 87262
4,7-Methano-1H-isoindole-1,3(2H)-dione, 3a,4,7,7a-tetrahydro-5-(hydroxyphenyl-2-pyridinylmethyl)-8-(phenyl-2-pyridinylmethylene)- | 75556 | 87263
4-Pyridinecarboxylic acid, 1,2-dihydro-6-hydroxy-2-oxo- | 18523 | 87264
Benzene, 1-methyl-3-nitro- | 18499 | 87265
Benzoic acid, 3-amino- | 18465 | 87266
Ethanone, 1-(3-chlorophenyl)- | 18432 | 87267
Benzene, nitro- | 18408 | 87268
Xanthylium, 9-[2-(ethoxycarbonyl)phenyl]-3,6-bis(ethylamino)-2,7-dimethyl-, chloride (1:1) | 75531 | 87269
Benzenecarbothioic acid | 18374 | 87270
Phosphonothioic acid, (2-oxo-3-thiazolidinyl)-, O-ethyl S-(1-methylpropyl) ester | 17131046 | 87271
Benzene, (dichloromethyl)- | 18341 | 87272
Benzene, (1-methylethenyl)- | 18317 | 87273
1-Piperidinecarbodithioic acid, compd. with piperidine (1:1) | 18275 | 87274
Adenosine 5'-(tetrahydrogen triphosphate), sodium salt (1:2) | 75515 | 87275
Pregna-1,4-diene-3,20-dione, 21-(acetyloxy)-9-fluoro-11,17-dihydroxy-16-methyl-, (11.beta.,16.beta.)- | 686535 | 87276
Benzenesulfonic acid, 4-hydrazinyl- | 18242 | 87277
Benzenesulfonic acid, 4-hydroxy- | 18226 | 87278
Benzenesulfonyl fluoride, 4-amino- | 18192 | 87279
Benzenesulfonyl chloride, 4-methyl- | 18168 | 87280
Benzene, 1-chloro-4-(trifluoromethyl)- | 18135 | 87281
Phenol, 4-(1,1-dimethylethyl)- | 18119 | 87282
Benzene, 1-(1,1-dimethylethyl)-4-methyl- | 18085 | 87283
Phenol, 4-(1,1-dimethylethyl)-2-methyl- | 17897 | 87284
Butanedioic acid, mono[(2R,3R)-2-[(dichloroacetyl)amino]-3-hydroxy-3-(4-nitrophenyl)propyl] ester, monosodium salt | 17003476 | 87285
Benzene, 1-(1,1-dimethylethyl)-3,5-dimethyl- | 17863 | 87286
Phenol, 3-(trifluoromethyl)- | 17848 | 87287
Benzenamine, 4,4'-sulfonylbis- | 8136 | 87288
Thiourea, N-[2,6-bis(1-methylethyl)-4-phenoxyphenyl]-N'-(1,1-dimethylethyl)- | 696641 | 87289
9,10-Anthracenedione, 1,5(or 1,8)-bis[(4-methylphenyl)amino]- | 157537 | 87290
Cyclohexanol, 4,4'-(1-methylethylidene)bis- | 8102 | 87291
Benzenesulfonic acid, 5(or 8)-[2-[3-methyl-4-[[(4-methylphenyl)sulfonyl]oxy]phenyl]diazenyl]-8(or 5)-[2-[4-[(4-nitro-2-sulfophenyl)amino]phenyl]diazenyl]-, sodium salt (1:2) | 157412 | 87292
Benzoic acid, 3,3'-[thiobis(phenylene-2,1-diazenediyl)]bis[6-hydroxy-, sodium salt (1:2) | 689588 | 87293
2-Naphthalenesulfonic acid, 6-[2-(7-amino-1-hydroxy-3-sulfo-2-naphthalenyl)diazenyl]-3-[2-[4-[2-[4-amino-6(or 7)-sulfo-1-naphthalenyl]diazenyl]phenyl]diazenyl]-4-hydroxy-, sodium salt (1:3) | 157388 | 87294
Benzene, trichloro-1,3-dinitro- | 17125501 | 87295
Benzoic acid, 2-(acetyloxy)-, mixt. with 3,7-dihydro-1,3,7-trimethyl-1H-purine-2,6-dione and N-(4-ethoxyphenyl)acetamide | 17004540 | 87296
2,7-Naphthalenedisulfonic acid, 3-[2-[5-[[4-chloro-6-[[3-[[2-(sulfooxy)ethyl]sulfonyl]phenyl]amino]-1,3,5-triazin-2-yl]amino]-2-sulfophenyl]diazenyl]-4-hydroxy-5-[(1-oxopropyl)amino]-, sodium salt (1:4) | 592220 | 87297
Toxaphene | 156919 | 87298
Terpineol | 156729 | 87299
Phenol, 4,4'-(1-methylethylidene)bis[2-chloro- | 8086 | 87300
Phenol, 4,4'-(1-methylethylidene)bis[2,6-dichloro- | 8052 | 87301
Bicyclo[2.2.1]heptane, 2,2-dimethyl-3-methylene- | 8037 | 87302
Retinol, hexadecanoate | 8003 | 87303
1,5-Naphthalenedisulfonic acid, 2-[2-[6-[[4-chloro-6-[[4-[[2-(sulfooxy)ethyl]sulfonyl]phenyl]amino]-1,3,5-triazin-2-yl]amino]-1-hydroxy-3-sulfo-2-naphthalenyl]diazenyl]-, sodium salt (1:4) | 592006 | 87304
3-Buten-2-one, 4-(2,6,6-trimethyl-1-cyclohexen-1-yl)-, (3E)- | 7989 | 87305
Benzenesulfonamide, 5-amino-2-methyl-N-phenyl- | 7955 | 87306
3-Buten-2-one, 4-(2,5,6,6-tetramethyl-2-cyclohexen-1-yl)- | 7930 | 87307
2-Pyridinamine, 3-chloro-N-[3-chloro-2,6-dinitro-4-(trifluoromethyl)phenyl]-5-(trifluoromethyl)- | 696591 | 87308
2-Naphthacenecarboxamide, 4-(dimethylamino)-1,4,4a,5,5a,6,11,12a-octahydro-3,5,6,10,12,12a-hexahydroxy-6-methyl-1,11-dioxo-, (4S,4aR,5S,5aR,6S,12aS)- | 7906 | 87309
Benzoic acid, 2-(((((4-methoxy-6-methyl-1,3,5-triazin-2-yl)amino)carbonyl)amino)sulfonyl)- | 52450442 | 87310
2(3H)-Furanone, dihydro-3-hydroxy-4,4-dimethyl- | 7880 | 87311
Methanol, [[6-[2-(5-nitro-2-furanyl)ethenyl]-1,2,4-triazin-3-yl]imino]bis- | 17000803 | 87312
1-Propene, 3-chloro-1,1,2,3,3-pentafluoro- | 684969 | 87313
Acetic acid, 2,2-dichloro- | 7856 | 87314
2-Cyclohexen-1-one, 5-(2-(ethylthio)propyl)-3-hydroxy-2-(1-oxobutyl)- | 696567 | 87315
2-Propenamide, 2-methyl- | 7815 | 87316
Acetyl chloride, 2,2-dichloro- | 7781 | 87317
Propanoic acid, 2-methyl- | 7757 | 87318
2-Thiophenecarboxylic acid, 3-[[[[(4-methoxy-6-methyl-1,3,5-triazin-2-yl)amino]carbonyl]amino]sulfonyl]- | 17130527 | 87319
Ethane, 1,1,2,2-tetrabromo- | 7716 | 87320
[1,1'-Biphenyl]-4,4'-dicarboxylic acid, 4,4'-dimethyl ester | 70557 | 87321
2-Naphthalenesulfonic acid, 7,7'-(carbonyldiimino)bis[4-hydroxy-3-[2-(2-methyl-4-sulfophenyl)diazenyl]-, sodium salt, compd. with 2,2',2''-nitrilotris[ethanol] (1:?:?) | 590885 | 87322
Copper(1+), [5'-[2-[3-[4,5-dihydro-4-[2-[2-(hydroxy-.kappa.O)-5-nitrophenyl]diazenyl-.kappa.N1]-3-methyl-5-(oxo-.kappa.O)-1H-pyrazol-1-yl]phenyl]diazenyl]-1'-[3-(dimethylamino)propyl]-1',2'-dihydro-6'-hydroxy-4'-methyl-2'-oxo-1,3'-bipyridiniumato(2-)]-, 2-hydroxypropanoate (1:2) | 590778 | 87323
Iron(1+), bis[5'-[2-[4-[4,5-dihydro-4-[2-[2-(hydroxy-.kappa.O)-5-nitrophenyl]diazenyl-.kappa.N1]-3-methyl-5-(oxo-.kappa.O)-1H-pyrazol-1-yl]phenyl]diazenyl]-1'-[3-(dimethylamino)propyl]-1',2'-dihydro-6'-hydroxy-4'-methyl-2'-oxo-1,3'-bipyridiniumato(2-)]-, 2-hydroxypropanoate, 2-hydroxypropanoate (1:1:2) | 590752 | 87324
Iron(1+), bis[5'-[2-[4-[4,5-dihydro-4-[2-[2-(hydroxy-.kappa.O)-4-nitrophenyl]diazenyl-.kappa.N1]-3-methyl-5-(oxo-.kappa.O)-1H-pyrazol-1-yl]phenyl]diazenyl]-1'-[3-(dimethylamino)propyl]-1',2'-dihydro-6'-hydroxy-4'-methyl-2'-oxo-1,3'-bipyridiniumato(2-)]-, 2-hydroxypropanoate, 2-hydroxypropanoate (1:1:2) | 590745 | 87325
[1,1'-Biphenyl]-2,2'-disulfonic acid, 4,4'-bis[2-[1-[[(2,4-dimethylphenyl)amino]carbonyl]-2-oxopropyl]diazenyl]- | 590539 | 87326
Benzoic acid, 5-[[4'-[[6-amino-5-(1H-benzotriazol-5-ylazo)-1-hydroxy-3-sulfo-2-naphthalenyl]azo]-3,3'-dimethoxy[1,1'-biphenyl]-4-yl]azo]-2-hydroxy-4-methyl-, disodium salt | 713479 | 87327
Ethanesulfonic acid, 2-[2-[[2,2,4(or 2,4,4)-trimethylpentyl]phenoxy]ethoxy]-, sodium salt (1:1) | 521096 | 87328
Ethanol, 2-[[4-[2-(6-chloro-2-benzothiazolyl)diazenyl]phenyl]ethylamino]-, 1-acetate | 521062 | 87329
Cyclohexanepropanoic acid | 68346 | 87330
Benzenesulfonic acid, oxybis[hexadecyl-, sodium salt (1:2) | 521047 | 87331
Benzenesulfonic acid, oxybis[decyl- | 521021 | 87332
Glycine, L-.gamma.-glutamyl-L-cysteinyl- | 4580 | 87333
Benzenesulfonic acid, 2,5-bis[(1,3-dioxobutyl)amino]- | 521005 | 87334
1-Naphthalenesulfonic acid, 4-diazenyl-3-hydroxy-8-nitro- | 520940 | 87335
5H-Benz[6,7]isoquino[1,2-b]quinazoline-8-carboxamide, 11-(diethylamino)-7,9-dihydro-7-imino- | 520916 | 87336
Phosphoric acid, monophenyl ester | 68312 | 87337
1,1'-Biphenyl, 2,4,4'-trichloro- | 689331 | 87338
Benzene, 1-isocyanato-2-methoxy- | 68296 | 87339
Furo[3,4-b]pyridine-5,7-dione | 68262 | 87340
Benzoic acid, 2-[4,5-dihydro-4-methyl-4-(1-methylethyl)-5-oxo-1H-imidazol-2-yl]-5-methyl-, methyl ester | 963645 | 87341
Benzenesulfonic acid, 5-(2H-naphtho[1,2-d]triazol-2-yl)-2-(2-phenylethenyl)-, phenyl ester | 146597 | 87342
1H-Purine-2,6,8(3H)-trione, 7,9-dihydro- | 4564 | 87343
Magnesium, butyloctyl- | 518480 | 87344
Benzenesulfonic acid, 4,4'-oxybis[dodecyl- | 518340 | 87345
Benzoxazolium, 2-[2-(acetylphenylamino)ethenyl]-3-ethyl-, iodide (1:1) | 146563 | 87346
3-Thiophenecarboxamide, N-(2-hydroxyethyl)-5-(2-methyl-1-oxopropyl)-2-[2-[1,2,3,4-tetrahydro-1-(2-hydroxyethyl)-2,7-dimethyl-6-quinolinyl]diazenyl]- | 518316 | 87347
Propanedinitrile, 2-[[1-[2-(acetyloxy)ethyl]-1,2,3,4-tetrahydro-2,2,4-trimethyl-6-quinolinyl]methylene]- | 518290 | 87348
Ethanol, 2-(phenylthio)- | 68239 | 87349
Zinc, bis(O,O-dibutyl phosphorodithioato-.kappa.S,.kappa.S')-, (T-4)- | 146548 | 87350
Furo[3,4-b]pyridin-7(5H)-one, 5-[4-(diethylamino)-2-ethoxyphenyl]-5-(1-ethyl-2-methyl-1H-indol-3-yl)- | 517987 | 87351
Benzeneethanol, .alpha.-methyl- | 68205 | 87352
9-Octadecenoic acid (9Z)-, 1,1',1''-[[(3-butoxy-3-oxopropyl)stannylidyne]tris(thio-2,1-ethanediyl)] ester | 517631 | 87353
Hexanoic acid, 2,6-diisocyanato-, 2-isocyanatoethyl ester | 517581 | 87354
Cyclohexanamine, 4-[(4-aminocyclohexyl)methyl]-N-[4-[(4-aminocyclohexyl)methyl]cyclohexyl]- | 517565 | 87355
Benzoic acid, 2-[2-[3-[[(2,3-dihydro-2-oxo-1H-benzimidazol-5-yl)amino]carbonyl]-2-hydroxy-1-naphthalenyl]diazenyl]-, methyl ester | 146522 | 87356
Propanenitrile, 3-[[3-(dimethylamino)propyl]amino]- | 517300 | 87357
1-Naphthalenesulfonic acid, 3-[2-[4-(acetylamino)phenyl]diazenyl]-4-amino-5-hydroxy-, sodium salt (1:1) | 517177 | 87358
3H-Pyrazol-3-one, 2-(4-chlorophenyl)-2,4-dihydro-5-methyl-4-(2-phenyldiazenyl)- | 517144 | 87359
3,6,9,12-Tetraoxatetradecan-1-ol, 14-(4-methylphenoxy)-, 1-(dihydrogen phosphate), potassium salt (1:2) | 517110 | 87360
Pentanoic acid, 4-hydroxy-, butyl ester | 517045 | 87361
Benzenesulfonic acid, 4,4'-oxybis[decyl- | 516971 | 87362
Benzene, 1,1'-oxybis[dodecyl- | 516948 | 87363
Cyclopropanecarbonyl chloride, 3-(2,2-dichloroethenyl)-2,2-dimethyl-, (1R,3R)- | 17009994 | 87364
9(10H)-Anthracenone, 10-[2,3-bis[3,5-bis(1,1-dimethylethyl)-4-oxo-2,5-cyclohexadien-1-ylidene]cyclopropylidene]- | 516856 | 87365
D-chiro-Inositol, 3-O-[2-amino-4-[(carboxyiminomethyl)amino]-2,3,4,6-tetradeoxy-.alpha.-D-arabino-hexopyranosyl]- | 689315 | 87366
2,5-Cyclohexadiene-1,4-dione, 2,6-dichloro- | 68171 | 87367
Benzoic acid, 3,3'-dithiobis[6-nitro- | 4531 | 87368
[1,1'-Biphenyl]-4-carboxylic acid, 4'-[(2S)-2-methylbutyl]-, 4-[(2S)-2-methylbutyl]phenyl ester | 516716 | 87369
Benzoic acid, 4-pentyl-, 4-[(2S)-2-methylbutyl]phenyl ester | 516690 | 87370
Benzene, (trichlorosilyl)- | 17814 | 87371
Diazene, 1-phenyl-2-(triphenylmethyl)- | 75499 | 87372
Benzenesulfonamide | 17780 | 87373
Benzene, (trichloromethyl)- | 17756 | 87374
Benzenaminium, N,N,N-trimethyl-, iodide (1:1) | 17723 | 87375
2-Furancarboxaldehyde | 17699 | 87376
[2,2'-Biquinoline]-4,4'-dicarboxylic acid, sodium salt (1:2) | 75465 | 87377
Ethane, 2-chloro-1,1-dimethoxy- | 17665 | 87378
Aluminum, triethyl- | 17624 | 87379
Propanoic acid, 2-methyl-, 3,7-dimethyl-6-octen-1-yl ester | 17590 | 87380
2-Propenoic acid, 2-methyl-, 2-methylpropyl ester | 17574 | 87381
Ethanesulfonic acid, 2-[methyl[(9Z)-1-oxo-9-octadecen-1-yl]amino]- | 17541 | 87382
Thiodicarbonic diamide ([(H2N)C(S)]2S), N,N,N',N'-tetramethyl- | 17517 | 87383
Butanedioic acid, 2-hydroxy-, (2S)- | 17483 | 87384
Phosphonic acid, P-[[3,5-bis(1,1-dimethylethyl)-4-hydroxyphenyl]methyl]-, diethyl ester | 75440 | 87385
2-Propenoic acid, 2-methyl-, ethyl ester | 17459 | 87386
Acetamide, N-(2-hydroxy-5-nitrophenyl)- | 17426 | 87387
Phenol, 2-methoxy-4-(1-propen-1-yl)- | 17392 | 87388
Benzaldehyde, 2-hydroxy-5-nitro- | 17368 | 87389
2-Cyclohexen-1-ol, 2-methyl-5-(1-methylethenyl)-, 1-propanoate | 17343 | 87390
Cyclopropanecarboxylic acid, 2,2-dimethyl-3-(2-methyl-1-propen-1-yl)-, ethyl ester | 17319 | 87391
3-Hexene, 1-(1-methoxypropoxy)-, (3Z)- | 17119868 | 87392
Benzenesulfonamide, 3-amino-N,N-diethyl-4-methoxy- | 17285 | 87393
Benzamide, 4-methoxy-3-nitro-N-phenyl- | 17269 | 87394
Carbonic acid, 1-methylethyl 2-(1-methylpropyl)-4,6-dinitrophenyl ester | 686519 | 87395
Hexasulfide, bis(1-piperidinylthioxomethyl) | 75424 | 87396
Cyclopropanecarboxylic acid, 2,2-dimethyl-3-(2-methyl-1-propenyl)-, 3-(2-cyclopenten-1-yl)-2-methyl-4-oxo-2-cyclopenten-1-yl ester | 960898 | 87397
Benzenesulfonic acid, 3-amino-4-hydroxy-5-nitro- | 17002361 | 87398
2-Piperidinecarboxamide, N-(2,6-dimethylphenyl)-1-methyl- | 17079 | 87399
Benzenesulfonic acid, 5-(acetylamino)-2-amino- | 17053 | 87400
Benzenesulfonic acid, 2-amino-5-nitro- | 17020 | 87401
Benzenesulfonic acid, 2-chloro-5-nitro- | 17004 | 87402
Benzenesulfonic acid, 3-amino-2-hydroxy-5-nitro- | 16972 | 87403
Benzo[a]phenoxazin-7-ium, 9-(dimethylamino)-, chloride (1:1) | 75408 | 87404
Benzenesulfonamide, 4-chloro-N-(1-methylethyl)-3-nitro- | 16956 | 87405
1-Heptadecanaminium, 1-carboxy-N,N,N-trimethyl-, inner salt | 16931 | 87406
2-Thiazolidinethione | 16907 | 87407
2(3H)-Furanone, dihydro- | 16873 | 87408
Thiophene, 2-chloro- | 16840 | 87409
Cyclopentene, 3-chloro- | 685024 | 87410
Acetic acid, 2-chloro-, methyl ester | 16808 | 87411
Urea, N,N'-dimethyl- | 16774 | 87412
1,2-Propanediol, 3-chloro- | 16733 | 87413
1-Butanol, 2-amino- | 16691 | 87414
Butanal, 2-methyl- | 16667 | 87415
1,2-Ethanediamine, N,N-dimethyl-N'-phenyl-N'-(phenylmethyl)- | 17003450 | 87416
Benzenamine, 2,4-dinitro-N-phenyl- | 75374 | 87417
1-Propanol, 2,3-dibromo- | 16626 | 87418
Phosphoric acid, 2-chloro-1-(2,4,5-trichlorophenyl)ethenyl dimethyl ester | 75366 | 87419
Aluminum, chlorodiethyl- | 16592 | 87420
2-Propenoic acid, 2-methyl-, 2-propen-1-yl ester | 16568 | 87421
6,9-Methano-2,4,3-benzodioxathiepin, 6,7,8,9,10,10-hexachloro-1,5,5a,6,9,9a-hexahydro-, 3-oxide, (3.alpha.,5a.beta.,6.alpha.,9.alpha.,9a.beta.)- | 75333 | 87422
Benzene, 1,1',1''-silylidynetris- | 70524 | 87423
1-Propanol, 2-chloro- | 7419 | 87424
Butane, 2-chloro- | 7385 | 87425
Propanenitrile, 2-methyl- | 7344 | 87426
1,4-Benzenediamine, N1-(1-methylpropyl)-N4-phenyl- | 70508 | 87427
Propane, 1-bromo-2-methyl- | 7302 | 87428
[1,1'-Biphenyl]-4,4'-dicarboxylic acid | 70474 | 87429
Ethane, 1,1,2-tribromo- | 7278 | 87430
1,6-Octadien-3-ol, 3,7-dimethyl- | 7245 | 87431
4-Octyne-3,6-diol, 3,6-dimethyl- | 7211 | 87432
Silane, diethoxydimethyl- | 7195 | 87433
Phosphorodithioic acid, S-[[(4-chlorophenyl)thio]methyl] O,O-diethyl ester | 70458 | 87434
Phosphorodithioic acid, S-[(4,6-diamino-1,3,5-triazin-2-yl)methyl] O,O-dimethyl ester | 17122201 | 87435
Silane, trichloro(3,3,4,4,5,5,6,6,7,7,8,8,9,9,10,10,10-heptadecafluorodecyl)- | 1650092 | 87436
Dodecanoic acid, compd. with 2-(2-aminoethoxy)ethanol (1:1) | 1650084 | 87437
Ethanol, 2-butoxy-, 1,1',1''-phosphate | 7161 | 87438
Phosphonic acid, P-butyl-, dibutyl ester | 7138 | 87439
4H-1-Benzothiopyran-4-one, 2-phenyl- | 70433 | 87440
Carbamic acid, (1-methylethyl)-, 2-[[(aminocarbonyl)oxy]methyl]-2-methylpentyl ester | 708529 | 87441
Phosphoric acid, tris(2-ethylhexyl) ester | 7112 | 87442
Phosphonic acid, P-ethyl-, diethyl ester | 7088 | 87443
Propanoic acid, 2-methyl-, 1-ethenyl-1,5-dimethyl-4-hexen-1-yl ester | 7054 | 87444
Phenol, 4-(1,1-dimethylethyl)-, 1,1',1''-phosphate | 7039 | 87445
Phosphoric acid, tris(2-methylphenyl) ester | 7013 | 87446
1,3-Propanediol, 2,2-bis[[3-hydroxy-2,2-bis(hydroxymethyl)propoxy]methyl]- | 6981 | 87447
Morpholinium, 4-ethyl-4-hexadecyl-, ethyl sulfate (1:1) | 6957 | 87448
1-Propanaminium, 3-hydroxy-N-(2-hydroxyethyl)-N,N-dimethyl-, chloride (1:1) | 589903 | 87449
Cyclohexanol, 1-[(1-hydroperoxycyclohexyl)dioxy]- | 6932 | 87450
Heptanoic acid, 1,1'-[2-ethyl-2-[[(1-oxoheptyl)oxy]methyl]-1,3-propanediyl] ester | 6916 | 87451
Anthracene, 9,10-dimethyl- | 709253 | 87452
1,3-Propanediol, 2,2-bis[(nitrooxy)methyl]-, 1,3-dinitrate | 6882 | 87453
Silane, ethenyltriethoxy- | 6866 | 87454
1,3,2-Dioxastannepin-4,7-dione, 2,2-dibutyl- | 6833 | 87455
Hypophosphoric acid | 156612 | 87456
Ethanaminium, N,N,N-triethyl-, hydroxide (1:1) | 6809 | 87457
4-Pentenoic acid, 3,3-dimethyl-, ethyl ester | 156547 | 87458
Benzenaminium, 3,3'-[carbonylbis[imino(5-methoxy-2-methyl-4,1-phenylene)-2,1-diazenediyl]]bis[N,N,N-trimethyl-, chloride (1:2) | 589812 | 87459
Nickel chloride (NiCl2), hexahydrate | 689562 | 87460
Stannane, tetraiodo- | 156208 | 87461
Sodium iodide (Na131I) | 156091 | 87462
Propane, 1,1,1-trichloro- | 710442 | 87463
Bromine fluoride (BrF3) | 155556 | 87464
Nitric acid, beryllium salt, trihydrate | 155473 | 87465
Bicyclo[2.2.1]heptan-2-one, 1,3,3-trimethyl-, (1R,4S)- | 155374 | 87466
Phenol, 4-ethenyl-2-methoxy- | 155341 | 87467
2-Butenoic acid, 3-[(dimethoxyphosphinyl)oxy]-, methyl ester | 155309 | 87468
Phenol, 2,2'-methylenebis[4-methyl-6-nonyl- | 155275 | 87469
2-Anthracenesulfonic acid, 1-amino-9,10-dihydro-4-[(4-methyl-3-sulfophenyl)amino]-9,10-dioxo- | 589713 | 87470
Molybdenum fluoride (MoF6), (OC-6-11)- | 154849 | 87471
Silane, tetrafluoro- | 154781 | 87472
Indium fluoride (InF3) | 154708 | 87473
1,2-Propanediol, 3-[ethyl[3-methyl-4-[2-(5-nitro-2-thiazolyl)diazenyl]phenyl]amino]- | 516633 | 87474
1,3-Propanediol, 2-[bis(2-hydroxyethyl)amino]-2-(hydroxymethyl)- | 146506 | 87475
2-Propanone, 1-(2-furanyl)- | 146472 | 87476
2-Propenal, 3-(1,3-benzodioxol-5-yl)-2-methyl- | 146449 | 87477
Benzenesulfonic acid, 5-chloro-4-methyl-2-nitro- | 146423 | 87478
Benzenamine, 4,5-dimethyl-2-nitro- | 146407 | 87479
1,2-Oxathietane, 3,3,4,4-tetrafluoro-, 2,2-dioxide | 68148 | 87480
Benzene, 4-methyl-2-nitro-1-nitroso- | 146373 | 87481
Cyclobutene, hexafluoro- | 686295 | 87482
1,6-Hexanediaminium, N1,N1,N1,N6,N6,N6-hexabutyl-, bromide (1:2) | 516575 | 87483
Magnesium, chloro(4-methylphenyl)- | 1648724 | 87484
Furan, tetrahydro-2,5-dimethoxy- | 68114 | 87485
Thiourea, N,N'-bis(3-pyridinylmethyl)- | 146357 | 87486
Pyrazino[2,3-b:5,6-b']diquinoxaline, 5,12-dihydro- | 516336 | 87487
1,5-Pentanediol, 1,5-diacetate | 146324 | 87488
Cyclohexane, (1-methylethyl)- | 68080 | 87489
Benzenamine, 4,4'-dithiobis-, hydrochloride (1:2) | 146290 | 87490
2,4(1H,3H)-Pyrimidinedione, 5-iodo- | 68056 | 87491
Propanenitrile, 3-butoxy- | 146266 | 87492
Pyridine, 2-(chloromethyl)-, hydrochloride | 17004409 | 87493
4-Thia-1-azabicyclo[3.2.0]heptane-2-carboxylic acid, 3,3-dimethyl-7-oxo-6-[(phenylacetyl)amino]-(2S,5R,6R)-, monosodium salt | 17002155 | 87494
2,4-Oxazolidinedione, 5,5-dimethyl- | 68031 | 87495
4-Pyrimidinecarboxylic acid, 1,2,3,6-tetrahydro-6-oxo-2-thioxo- | 146233 | 87496
Morpholine, 4-(3-methoxy-4-nitrophenyl)- | 146209 | 87497
Phosphoric acid, bis(2-(1-methylethyl)phenyl) phenyl ester | 695619 | 87498
2-Propanol, 1-(methylthio)- | 146175 | 87499
Propane, 1-chloro-3-iodo- | 146142 | 87500
1(3H)-Isobenzofuranone, 3-bromo- | 146118 | 87501
1(2H)-Naphthalenone, 3,4-dihydro-5-methyl- | 146092 | 87502
3-Pyridinecarboxylic acid, butyl ester | 146068 | 87503
Ethane, 1-chloro-2-(ethylthio)- | 67785 | 87504
1-Hexyne | 67751 | 87505
1,2-Benzenedicarboxylic acid, 3,4,5,6-tetrachloro-, 1,2-dipropyl ester | 146035 | 87506
Octadecanoic acid, 9(or 10)-(sulfooxy)-, compd. with 2,2'-iminobis[ethanol] (1:2) | 515189 | 87507
Arsine, diethyl- | 67728 | 87508
7-Silabicyclo[2.2.1]heptane, 7,7-dichloro- | 515155 | 87509
Nonanoic acid, 2-methylbutyl ester | 514737 | 87510
Benzeneacetic acid, 2,?,?-trichloro- | 514695 | 87511
Bicyclo[2.2.1]heptane-2,3-dicarboxylic acid, 5-methyl-, 2-[2-[[(6-amino-1-oxohexyl)oxy]methyl]-2-(hydroxymethyl)butyl] ester | 514612 | 87512
1-Naphthalenamine, 4,4'-[1,2-diazenediylbis(4,1-phenylene-2,1-diazenediyl)]bis[N,N-dimethyl- | 514588 | 87513
2-Pentene, 4-methyl-, (2Z)- | 524670015 | 87514
Ethanol, 2,2-dibromo-2-nitro- | 695585 | 87515
10H-Phenothiazine-10-propanamine, 2-chloro-N,N-dimethyl-, hydrochloride (1:1) | 4507 | 87516
Pyridine, 2,3-dichloro-5-(trifluoromethyl)- | 713404 | 87517
Pyridine, 2,3-dichloro-5-(trichloromethyl)- | 695569 | 87518
Propane, 1,1,1,3,3,3-hexafluoro- | 67694 | 87519
Ethane, (trifluoromethoxy)- | 709220 | 87520
1H-Azepine-1-carboxamide, N,N',N''-[(2,4,6-trioxo-1,3,5-triazine-1,3,5(2H,4H,6H)-triyl)tris[methylene(3,5,5-trimethyl-3,1-cyclohexanediyl)]]tris[hexahydro-2-oxo- | 505859 | 87521
Hexanedioic acid, 2,2,4-trimethyl-, 1,6-dioctyl ester | 505834 | 87522
1H-Imidazole-1-carboxamide, N-[3-[[[(4,5-dihydro-2,4-dimethyl-1H-imidazol-1-yl)carbonyl]amino]methyl]-3,5,5-trimethylcyclohexyl]-4,5-dihydro-2,4-dimethyl- | 505800 | 87523
Glycine, N,N'-(1,2-dithioxo-1,2-ethanediyl)bis- | 16535 | 87524
2-Propen-1-one, 1,1',1''-(1,3,5-triazine-1,3,5(2H,4H,6H)-triyl)tris- | 75317 | 87525
1,4-Benzenedicarboxylic acid, 1,4-bis(2-hydroxyethyl) ester | 75283 | 87526
Benzenamine, 2-chloro-5-methyl- | 1714762 | 87527
Adenosine, 2'-deoxy- | 75267 | 87528
1,4-Dioxaspiro[4.11]hexadecane, 2,3-dimethyl- | 75242 | 87529
Benzenamine, 3,4-dimethyl- | 16279 | 87530
Pyrazine, 2-chloro-3-methyl- | 16246 | 87531
Furan, 2,5-diphenyl- | 75218 | 87532
Phenol, 2-amino- | 16212 | 87533
Benzenamine, 2-chloro- | 16170 | 87534
Phenol, 2,6-bis(1,1-dimethylethyl)-4-nitroso- | 75192 | 87535
Benzene, 1,2-dimethyl- | 16139 | 87536
2-Cyclopenten-1-one, 2-hexyl- | 16105 | 87537
1H-Imidazole-1-ethanamine, 4,5-dihydro-2-undecyl- | 16071 | 87538
2-Benzothiazolesulfenamide, N-cyclohexyl- | 16055 | 87539
Phosphorodithioic acid, S-[[(4-chlorophenyl)thio]methyl] O,O-dimethyl ester | 961326 | 87540
Carbamodithioic acid, N,N-diethyl-, 2-benzothiazolyl ester | 16022 | 87541
Benzothiazole, 2,5-dimethyl- | 16006 | 87542
Benzenamine, 4-(6-methyl[2,6'-bibenzothiazol]-2'-yl)- | 15966 | 87543
1H-Indole, 2-methyl- | 15941 | 87544
Benzo[b]thiophene | 15917 | 87545
Bicyclo[2.2.1]hept-5-ene-2-methanol | 15883 | 87546
Carbamodithioic acid, diethyl-, 2-chloro-2-propenyl ester | 15867 | 87547
Phosphoric acid, dimethyl-4-nitrophenyl ester | 686493 | 87548
Benzenemethanamine, 2,4-dichloro- | 15834 | 87549
1H-Benzotriazole, 6-chloro- | 15800 | 87550
1,2-Ethanediamine, N1,N2-bis(2-methylphenyl)- | 15776 | 87551
Propanenitrile, 3-[(2-chlorophenyl)amino]- | 15750 | 87552
Phenol, 2-ethoxy-5-(1-propen-1-yl)- | 15727 | 87553
Cyclohexanamine, N-cyclohexyl-N-nitroso- | 650267 | 87554
1,3-Naphthalenedisulfonic acid, 6,6'-[1,2-ethenediylbis[(3-sulfo-4,1-phenylene)-2,1-diazenediyl]]bis[4-amino-5-hydroxy-, compd. with 2,2',2''-nitrilotris[ethanol] (1:6) | 605048 | 87555
Methanone, (1-hydroxycyclohexyl)phenyl- | 75028 | 87556
Benzenesulfonic acid, 2-chloro-5-nitro-, sodium salt (1:1) | 74997 | 87557
Benzenesulfonic acid, 4-chloro-2-[2-[1-(2,5-dichloro-4-sulfophenyl)-4,5-dihydro-3-methyl-5-oxo-1H-pyrazol-4-yl]diazenyl]-5-methyl-, calcium salt (1:1) | 605014 | 87558
1H-Benzimidazole, 6-nitro- | 15495 | 87559
1,2-Ethanediol, dibenzoate | 708586 | 87560
2,6-Octadien-1-ol, 3,7-dimethyl-, 1-benzoate, (2E)- | 15479 | 87561
Benzene, 1,2,3,4-tetrachloro-5,6-dimethoxy- | 709402 | 87562
Benzoic acid, 4-propyl-, 4-[(2S)-2-methylbutyl]phenyl ester | 604975 | 87563
3-Pyridinecarboxylic acid, phenylmethyl ester | 15446 | 87564
2-Propenoic acid, 3-(4-methoxyphenyl)-, (2E)- | 74963 | 87565
1H-1,2,4-Triazole-1-ethanol, .alpha.-(4-chlorophenyl)-.alpha.-(1-cyclopropylethyl)- | 604900 | 87566
Propanenitrile, 3-(methylphenylamino)- | 15412 | 87567
Benzene, 1-methyl-4-(1-methylethyl)-2-nitro- | 74930 | 87568
Benzaldehyde, 4-[(2-chloroethyl)methylamino]- | 15388 | 87569
Cuprate(2-), [4-[4,5-dihydro-4-[2-[2-(hydroxy-.kappa.O)-5-[[2-(sulfooxy)ethyl]sulfonyl]phenyl]diazenyl-.kappa.N1]-3-methyl-5-(oxo-.kappa.O)-1H-pyrazol-1-yl]benzenesulfonato(4-)]-, potassium (1:2) | 604785 | 87570
Chromate(3-), bis[3-(hydroxy-.kappa.O)-4-[2-[2-(hydroxy-.kappa.O)-1-naphthalenyl]diazenyl-.kappa.N1]-7-nitro-1-naphthalenesulfonato(3-)]-, hydrogen, compd. with 2-(dodecylamino)ethanol and 2-ethyl-1-hexanamine (1:3:2:1) | 604769 | 87571
Oxygen fluoride (OF2) | 689547 | 87572
Sulfuric acid, mercury(2+) salt (1:1) | 154609 | 87573
Selenious acid | 154484 | 87574
Butanamide, 2,2'-[1,2-ethanediylbis(oxy-2,1-phenylene-2,1-diazenediyl)]bis[N-(2,3-dihydro-2-oxo-1H-benzimidazol-5-yl)-3-oxo- | 589598 | 87575
Butanoic acid, 3-oxo-, 2-methylpropyl ester | 154138 | 87576
2-Propenoic acid, 3-phenyl-, 3-methylbutyl ester | 154104 | 87577
2-Propenoic acid, 2-methyl-, 3,3,5-trimethylcyclohexyl ester | 154070 | 87578
Hexanoic acid, 1-ethenyl-1,5-dimethyl-4-hexen-1-yl ester | 154039 | 87579
Cinchonan-9-ol, 6'-methoxy-, (8.alpha.,9R)-, sulfate (1:?) | 154013 | 87580
Perchloric acid, potassium salt (1:1) | 153973 | 87581
Chromic acid (H2Cr2O7), potassium salt (1:2) | 153916 | 87582
1,3-Dioxolane, 2-(3-bromo-4-fluorophenyl)- | 589572 | 87583
1,2,3-Propanetricarboxylic acid, 2-hydroxy-, 1,2,3-trioctadecyl ester | 153841 | 87584
Benzenemethanol, .alpha.-methyl-, 1-formate | 153817 | 87585
Butanedioic acid, 2-sulfo-, 1,4-bis[3-methyl-1-(2-methylpropyl)butyl] ester, sodium salt (1:1) | 153759 | 87586
Benzenepropanal, 4-(1-methylethyl)- | 17005695 | 87587
Butanoic acid, 2-hydroxy-2-methyl-, ethyl ester | 6627 | 87588
Butanamide, N-(aminocarbonyl)-2-bromo-2-ethyl- | 6593 | 87589
Oxirane, chloro- | 710418 | 87590
Phenol, 2,2'-methylenebis[4-methyl-6-(1-methylcyclohexyl)- | 6577 | 87591
Dodecanoic acid, 1,1'-(dibutylstannylene) ester | 6551 | 87592
Phosphoric acid, calcium salt (1:1) | 153379 | 87593
Sulfuric acid sodium salt (1:2) | 153320 | 87594
Disiloxane, 1,3-dichloro-1,1,3,3-tetraphenyl- | 153270 | 87595
1H-3a,7-Methanoazulen-6-ol, octahydro-3,6,8,8-tetramethyl-, (3R,3aS,6R,7R,8aS)- | 6536 | 87596
1,3-Propanediol, 2-methyl-2-nitro- | 6510 | 87597
Benzenamine, 3-chloro-4-methyl-, hydrochloride | 153247 | 87598
Benzene, (diethoxymethyl)- | 70243 | 87599
2-Penten-1-ol, 2-methyl-5-[(1S,2R,4R)-2-methyl-3-methylenebicyclo[2.2.1]hept-2-yl]-, (2Z)- | 6486 | 87600
8-Quinolinol, 5,7-dichloro- | 70219 | 87601
1,16-Hexadecanediol | 153205 | 87602
Oxaziridine, 2-(1,1-dimethylethyl)-3-phenyl- | 153163 | 87603
Peroxydisulfuric acid ([(HO)S(O)2]2O2), potassium salt (1:2) | 153106 | 87604
2-Naphthalenesulfonic acid, 6-[(4-methylphenyl)amino]- | 153056 | 87605
Phenol, 2-(bromomethyl)-4-nitro- | 70177 | 87606
Aziridine, 1,1',1''-(1,3,5-benzenetriyltricarbonyl)tris[2-ethyl- | 152991 | 87607
1,3-Dioxane, 4-phenyl- | 70144 | 87608
Benzene, 1-cyclohexen-1-yl- | 17121369 | 87609
[1,1'-Bicyclohexyl]-1-carboxylic acid, 2-(diethylamino)ethyl ester | 6460 | 87610
Benzenamine, 2,3,4,5,6-pentafluoro- | 70110 | 87611
1H-Indole-3-acetonitrile | 70094 | 87612
Gibb-3-ene-1,10-dicarboxylic acid, 2,4a,7-trihydroxy-1-methyl-8-methylene-, 1,4a-lactone, (1.alpha.,2.beta.,4a.alpha.,4b.beta.,10.beta.)- | 6437 | 87613
Phosphorodichloridic acid, phenyl ester | 70060 | 87614
Benzeneacetonitrile, .alpha.-ethyl- | 70037 | 87615
Cyclopropanecarboxylic acid, 2,2-dimethyl-3-(2-methyl-1-propenyl)-, (1,3,4,5,6,7-hexahydro-1,3-dioxo-2H-isoindol-2-yl)methyl ester | 152678 | 87616
Carbonochloridic acid, 4-nitrophenyl ester | 152652 | 87617
Silanamine, 1-ethenyl-N-(ethenyldimethylsilyl)-1,1-dimethyl- | 152611 | 87618
Tricyclo[3.3.1.13,7]decan-1-amine | 70003 | 87619
Benzeneacetic acid, .alpha.-hydroxy-.alpha.-phenyl-, methyl ester | 6411 | 87620
Benzenamine, N,N-dimethyl-4-[2-(1-oxido-2-pyridinyl)diazenyl]- | 152587 | 87621
Tridecane, 1,1'-[methylenebis(oxy)]bis- | 505784 | 87622
5,9-Undecadien-2-one, 6,10-dimethyl- | 67652 | 87623
1H-Benzimidazolesulfonic acid, 2-heptadecyl-1-methyl- | 505370 | 87624
Benzeneethanol, ar-nitro- | 505354 | 87625
9,10-Anthracenedione, 1,4-bis[(4-methylphenyl)amino]dinitro- | 505339 | 87626
Propanenitrile, 3-[[2-[(2-aminoethyl)amino]ethyl]amino]-, bis(1-oxooctadecyl) deriv., acetate (1:3) | 505180 | 87627
1-Naphthalenesulfonic acid, 2-[2-[1-(2,5-dichloro-4-sulfophenyl)-4,5-dihydro-3-methyl-5-oxo-1H-pyrazol-4-yl]diazenyl]-, sodium salt, compd. with 2,2',2''-nitrilotris[ethanol] (1:?:?) | 505057 | 87628
2,7-Naphthalenedisulfonic acid, 3,3'-[(3,3'-dimethoxy[1,1'-biphenyl]-4,4'-diyl)bis(2,1-diazenediyl)]bis[5-amino-4-hydroxy-, sodium salt, compd. with 2,2'-iminobis[ethanol] (1:?:?) | 505024 | 87629
1H-Imidazole-1-ethanol, 2-hexyl-4,5-dihydro- | 505016 | 87630
9-Octadecenoic acid (9Z)-, 1,1'-[2,2-bis[[(1-oxooctadecyl)oxy]methyl]-1,3-propanediyl] ester | 504993 | 87631
Benzenesulfonic acid, [[4-[(4-aminophenyl)(4-imino-2,5-cyclohexadien-1-ylidene)methyl]phenyl]amino]- | 504969 | 87632
Benzenemethanol, 4-amino-.alpha.,.alpha.-bis[4-(phenylamino)phenyl]- | 504928 | 87633
Benzenamine, 4-[(4-aminophenyl)(4-imino-2,5-cyclohexadien-1-ylidene)methyl]-N-phenyl-, hydrochloride (1:1) | 504902 | 87634
Ethanesulfonic acid, 2-[(2,4-dihydroxy-3,3-dimethyl-1-oxobutyl)amino]-, sodium salt (1:?) | 504878 | 87635
Benzene, 1,3,5-tris(1-methylethoxy)-2,4,6-trinitro- | 504829 | 87636
2H-Pyran-2-one, 6-(3Z)-3-hexen-1-yltetrahydro- | 504696 | 87637
Ethanol, 2-[3-[2-(2-hydroxyethoxy)ethoxy]-2,2-dimethyl-1-(1-methylethyl)propoxy]- | 504662 | 87638
1H-Benzimidazolium, 1,2-dimethyl-3-[(4-sulfophenyl)methyl]-5-(trifluoromethyl)-, inner salt | 504647 | 87639
2-Naphthalenesulfonic acid, 7-hydroxy-8-[2-(4-nitrophenyl)diazenyl]- | 504555 | 87640
2,7-Naphthalenedisulfonic acid, 4-[2-(5-chloro-4-methyl-2-sulfophenyl)diazenyl]-3-hydroxy-, barium salt (2:3) | 504530 | 87641
Isohexadecanoic acid, 1,1'-(2,2-dimethyl-1,3-propanediyl) ester | 503326 | 87642
Benzoic acid, 2-[2-[4,5-dihydro-3-methyl-1-(2-methyl-4-sulfophenyl)-5-oxo-1H-pyrazol-4-yl]diazenyl]-4-sulfo- | 503235 | 87643
Phenol, 2,2'-methylenebis[4,6-dichloro-, sodium salt (1:2) | 503227 | 87644
Benzoic acid, 4-[2-[4-(2-benzoxazolyl)phenyl]ethenyl]-, (1-iminoethyl)azanyl ester | 503185 | 87645
1-Heptanesulfonamide, N-ethyl-1,1,2,2,3,3,4,4,5,5,6,6,7,7,7-pentadecafluoro- | 503144 | 87646
1-Pentanesulfonamide, N-[3-(dimethylamino)propyl]-1,1,2,2,3,3,4,4,5,5,5-undecafluoro-, hydrochloride (1:1) | 503128 | 87647
1-Propanaminium, N,N,N-trimethyl-3-[[(1,1,2,2,3,3,4,4,5,5,6,6,6-tridecafluorohexyl)sulfonyl]amino]-, iodide (1:1) | 503102 | 87648
1-Propanaminium, N,N,N-trimethyl-3-[[(1,1,2,2,3,3,4,4,5,5,5-undecafluoropentyl)sulfonyl]amino]-, chloride (1:1) | 503086 | 87649
Glycine, N-ethyl-N-[(1,1,2,2,3,3,4,4,5,5,6,6,6-tridecafluorohexyl)sulfonyl]-, ethyl ester | 503060 | 87650
Sulfuric acid, monoethyl ester, compd. with N-[2-[ethyl(2-hydroxyethyl)amino]ethyl]octadecanamide (1:1) | 503045 | 87651
Phosphorothioic acid, O-[5-chloro-1-(1,1-dimethylethyl)-1H-1,2,4-triazol-3-yl] O,O-diethyl ester | 503029 | 87652
3H-Indolium, 2-[[2-(4-methoxyphenyl)-2-methylhydrazinylidene]methyl]-1,3,3-trimethyl-, 1,5-naphthalenedisulfonate (2:1) | 502997 | 87653
Benzoic acid, 3,6-dichloro-2-hydroxy-, potassium sodium salt (1:1:1) | 497321 | 87654
2-Propanol, 1-chloro-3-[2-chloro-1-[[(2-ethylpentyl)oxy]methyl]ethoxy]- | 497305 | 87655
1-Naphthalenediazonium, 4-[2-(5-sulfo-1-naphthalenyl)diazenyl]-, sulfate (2:1) | 497230 | 87656
Butanoic acid, 4-oxo-4-[[3-(pentadecyloxy)propyl]amino]sulfo-, sodium salt (1:2) | 495093 | 87657
8,12-Dioxa-4,16-dithianonadecanedioic acid, 10-ethyl-10-[[3-[[3-(isotridecyloxy)-3-oxopropyl]thio]-1-oxopropoxy]methyl]-, 1,19-diisotridecyl ester | 495051 | 87658
1-Propanaminium, N,N,N-trimethyl-3-[4-(1-methyl-1-phenylethyl)phenoxy]-, chloride (1:1) | 494914 | 87659
Butanedioic acid, 2-sulfo-, 4-[2-[(1-oxododecyl)amino]ethyl] ester, sodium salt (1:2) | 494880 | 87660
Hexanoic acid, 2-ethyl-, 1,1'-[1,2-ethanediylbis(oxy-2,1-ethanediyl)] ester | 15362 | 87661
1H-Pyrazol-5-ol, 3-methyl-1-phenyl- | 74914 | 87662
Propanenitrile, 3-[(4-formylphenyl)methylamino]- | 15339 | 87663
Benzenesulfonamide, 4-chloro-N-[(propylamino)carbonyl]- | 17002320 | 87664
Benzenesulfonyl azide, 4-methyl- | 74880 | 87665
Benzoic acid, 4-amino-, 2-methylpropyl ester | 15305 | 87666
3-Octen-1-ol, 1-propanoate, (3Z)- | 17119843 | 87667
Acetic acid, (2,4-dichlorophenoxy)-, 1-methylethyl ester | 15289 | 87668
2-Propenoic acid, 1,1'-[2-[[2,2-bis[[(1-oxo-2-propen-1-yl)oxy]methyl]butoxy]methyl]-2-ethyl-1,3-propanediyl] ester | 604405 | 87669
2.lambda.5,4.lambda.5,6.lambda.5-1,3,5,2,4,6-Triazatriphosphorine, 2,2,4,4,6,6-hexachloro- | 74856 | 87670
1,2-Benzenedicarboxylic acid, 1-decyl 2-dodecyl ester | 604306 | 87671
2-Propenoic acid, 2-cyano-3-ethoxy-, ethyl ester | 15255 | 87672
Pyridine, 2-[3-(4-chlorophenyl)propyl]- | 604132 | 87673
1,3-Benzenediol, 1,3-dibenzoate | 15222 | 87674
Benzaldehyde, 4-(1,1-dimethylethyl)- | 74823 | 87675
2-Cyclopentene-1-acetic acid, 1-methylheptyl ester | 1650407 | 87676
Benzoic acid, 1,1'-anhydride | 15198 | 87677
11H-Benzo[a]carbazole-3-carboxamide, 2-hydroxy-N-(4-methoxy-2-methylphenyl)-, sodium salt (1:1) | 604025 | 87678
Butanamide, 2-[2,4-bis(1,1-dimethylpropyl)phenoxy]-N-(3,5-dichloro-4-ethyl-2-hydroxyphenyl)- | 714543 | 87679
Benzenemethanol, .alpha.-methyl-, 1-acetate | 15172 | 87680
Pyridine, 4-phenyl- | 74799 | 87681
Hexanoic acid, 3,5,5-trimethyl-, potassium salt (1:1) | 17119827 | 87682
Benzoic acid, ethyl ester | 15149 | 87683
1-Propanone, 1-(2-hydroxy-5-methylphenyl)- | 74765 | 87684
9-Octadecenamide, N,N-bis(2-hydroxyethyl)-, (9Z)- | 15115 | 87685
9-Octadecenamide, N-(2-aminoethyl)-N-(2-hydroxyethyl)-, (9Z)- | 15099 | 87686
Butanoic acid, 4-(2,4,5-trichlorophenoxy)- | 960872 | 87687
Cobaltate(1-), [2-[2-[2-(amino-.kappa.N)-1-naphthalenyl]diazenyl-.kappa.N1]-5-nitrophenolato(2-)-.kappa.O][N-(2-chlorophenyl)-2-[2-[2-(hydroxy-.kappa.O)-5-[(methylamino)sulfonyl]phenyl]diazenyl-.kappa.N1]-3-(oxo-.kappa.O)butanamidato(2-)]-, sodium (1:1) | 603688 | 87688
Acetic acid, 2-(2,4,5-trichlorophenoxy)- | 15065 | 87689
1,3-Dithiolo[4,5-b]quinoxaline-2-thione | 17122300 | 87690
Benzeneacetic acid, hydrazide | 74732 | 87691
Butanamide, N-(2-chlorophenyl)-3-oxo- | 15032 | 87692
Cyclohexanol, 4-(1,1-dimethylethyl)-, cis- | 74708 | 87693
Butanamide, N-(2-methylphenyl)-3-oxo- | 15016 | 87694
1H-Imidazole, 4,5-dihydro-2-phenyl- | 74674 | 87695
2,5-Furandione, dihydro-3-[3-(triethoxysilyl)propyl]- | 17119801 | 87696
Formamide, N-methyl-N-phenyl- | 14985 | 87697
2,5-Cyclohexadiene-1,4-dione, 2,3,5-trimethyl- | 74641 | 87698
Phenol, 4,4'-[methylenebis(oxy-2,1-ethanediylthio)]bis- | 603605 | 87699
1,2-Ethanediol, 1-phenyl- | 14951 | 87700
Tricyclo[3.3.1.13,7]decane, 1-chloro- | 74617 | 87701
Benzene, (1,2-dibromoethyl)- | 14928 | 87702
Benzene, 1-ethyl-3,5-dimethyl- | 74591 | 87703
1,4-Benzenediamine, N1,N4-di-2-naphthalenyl- | 14886 | 87704
2-Naphthalenol, 2-benzoate | 14860 | 87705
2(3H)-Benzothiazolone | 74567 | 87706
Benzoyl chloride, 2-methyl- | 74534 | 87707
1,3-Cyclobutanedione, 2,2,4,4-tetramethyl- | 74500 | 87708
2-Naphthalenesulfonyl chloride | 14688 | 87709
Ethanone, 1-(2-naphthalenyl)- | 14654 | 87710
Benzene, 1,1',1''-(chlorosilylidyne)tris- | 6395 | 87711
Benzenamine, N-(1-methylethyl)- | 69989 | 87712
1,1'-Biphenyl, 2,3,3',4',5'-pentachloro- | 740431 | 87713
Benzene, (chlorodimethylsilyl)- | 69955 | 87714
Disulfurous acid, sodium salt (1:2) | 152546 | 87715
Picrasa-2,12-diene-1,11,16-trione, 2,12-dimethoxy- | 6361 | 87716
Silanecarbonitrile, trimethyl- | 152470 | 87717
1H-Indene, 1-methyl- | 69922 | 87718
2,4,6(1H,3H,5H)-Pyrimidinetrione, 5-ethyl-5-(1-methylbutyl)- | 684936 | 87719
1,3,5-Triazine-2,4,6-triamine, N2,N4,N6-trichloro- | 152454 | 87720
4(3H)-Pyrimidinone, 6-amino-2-methyl- | 69898 | 87721
2-Furanpropanol, tetrahydro- | 69864 | 87722
Benzene, 1-iodo-3-methoxy- | 69831 | 87723
1H-1,2,4-Triazole-1-ethanol, .alpha.-(2-fluorophenyl)-.alpha.-(4-fluorophenyl)- | 696260 | 87724
Oxirane, 2-[(1,1-dimethylethoxy)methyl]- | 152413 | 87725
Benzene, 1-chloro-2-methoxy- | 69807 | 87726
3,6-Nonadien-1-ol | 588475 | 87727
Hexanoic acid, 3-methyl-2-buten-1-yl ester | 588442 | 87728
Cyclopentanol, 3-methyl-2-pentyl- | 588426 | 87729
Hydrofluoric acid | 152371 | 87730
1(3H)-Isobenzofuranone, 3,3-bis(3,5-dibromo-4-hydroxyphenyl)- | 6346 | 87731
1,3-Dioxane, 4,4-dimethyl- | 961268 | 87732
Benzene, (methylsilyl)- | 69773 | 87733
Phenol, 4,4'-(1,1-dioxido-3H-2,1-benzoxathiol-3-ylidene)bis[2,6-dibromo-3-methyl- | 6320 | 87734
Bicyclo[2.2.1]heptane, 1-chloro- | 69740 | 87735
Ethanone, 1-cyclopropyl- | 17003369 | 87736
Spiro[isobenzofuran-1(3H),9'-[9H]xanthen]-3-one, 2',7'-dichloro-3',6'-dihydroxy- | 6304 | 87737
Oxiranecarboxaldehyde | 69716 | 87738
Phosphonic acid, P,P',P'',P'''-[1,2-ethanediylbis[nitrilobis(methylene)]]tetrakis-, sodium salt (1:5) | 152322 | 87739
1-Pentadecyne | 69682 | 87740
Phosphine, tricyclopentyl- | 1649045 | 87741
Phosphine, diphenylpropyl- | 689505 | 87742
Butanoic acid, 3-methyl-, (1R,2S,4R)-1,7,7-trimethylbicyclo[2.2.1]hept-2-yl ester, rel- | 6288 | 87743
4,7-Methano-1H-indene, 1,4,5,6,7,8,8-heptachloro-3a,4,7,7a-tetrahydro- | 6262 | 87744
3-Hexene, (3Z)- | 524669991 | 87745
Cinchonan-9-ol, 6'-methoxy-, (8.alpha.,9R)-, (hydrogen triiodide) sulfate (4:2:3) | 151969 | 87746
Bicyclo[2.2.1]heptan-2-one, 3-bromo-1,7,7-trimethyl- | 6239 | 87747
Ethanesulfonyl fluoride, 2-chloro- | 686394 | 87748
[5,5'-Bipyrimidine]-2,2',4,4',6,6'(1H,1'H,3H,3'H,5H,5'H)-hexone, 5,5'-dihydroxy- | 6213 | 87749
1H-Benzimidazol-6-amine, 2-(4-aminophenyl)- | 151936 | 87750
Peroxide, bis(1-oxooctyl) | 69427 | 87751
Benzenaminium, N,N,N-triethyl-, hydroxide (1:1) | 151902 | 87752
Phosphonic acid, diethyl ester | 69393 | 87753
Propane, 1,1,1,2,2,3,3,3-octafluoro- | 6197 | 87754
3H-Imidazo[4,5-f]quinolin-2-amine, 3-methyl- | 17001488 | 87755
1-Propanamine, 3-(tetradecyloxy)- | 151886 | 87756
1-Propanamine, 3-(dodecyloxy)- | 151852 | 87757
Ethane, 1-chloro-1,1,2,2,2-pentafluoro- | 6163 | 87758
Thiourea, N,N'-didecyl- | 151811 | 87759
Ethane, 1,1,2,2-tetrachloro-1,2-difluoro- | 6130 | 87760
5-Hepten-2-one, 3,6-dimethyl- | 69351 | 87761
Dodecanoic acid, 1,1',1''-[(butylstannylidyne)tris(thio-2,1-ethanediyl)] ester | 494864 | 87762
1,3,5-Trithiane-2,4,6-tricarboxylic acid | 494856 | 87763
Hexadecanoic acid, 1,1'-[(dimethylstannylene)bis(thio-2,1-ethanediyl)] ester | 494831 | 87764
Decanoic acid, 1,1'-[(dibutylstannylene)bis(thio-2,1-ethanediyl)] ester | 494815 | 87765
D-Glucitol, 1,1',1''-[3,3',3''-[(methylstannylidyne)tris(thio)]tris[propanoate]] | 494781 | 87766
9,12-Octadecadienoic acid (9Z,12Z)-, 1,1',1''-[(methylstannylidyne)tris(thio-2,1-ethanediyl)] ester | 494740 | 87767
9,12-Octadecadienoic acid (9Z,12Z)-, 1,1',''-[(butylstannylidyne)tris(thio-2,1-ethanediyl)] ester | 494716 | 87768
Propanoic acid, 3,3'-thiobis-, 1,1'-bis(2,3-dihydroxypropyl) ester | 494708 | 87769
1-Octadecanaminium, N,N-diethyl-N-methyl-, (OC-6-11)-hexakis(cyano-.kappa.C)ferrate(4-) (4:1) | 494633 | 87770
1H-Azepine-1-carboxamide, N,N'-(methylenedi-4,1-cyclohexanediyl)bis[hexahydro-2-oxo- | 17119736 | 87771
Cyclohexanol, 2-methoxy-4-(1,7,7-trimethylbicyclo[2.2.1]hept-2-yl)- | 494401 | 87772
2-Butenoic acid, 3-phenylpropyl ester | 494385 | 87773
Butanoic acid, 3-methyl-, (4-hydroxyphenyl)methyl ester | 494351 | 87774
Carbonic acid, ethyl 4-formyl-3-methoxyphenyl ester | 494328 | 87775
Benzene, 1-(2-methyl-1-buten-1-yl)-4-(3-methylbutoxy)- | 494302 | 87776
Benzenepropanoic acid, 3,4-dichloro-.alpha.-hydroxy- | 494260 | 87777
Pyrimidine, 4,6-dichloro-5-nitro-2-phenyl- | 494245 | 87778
Phosphoric acid, 2-bromo-1-(chloromethyl)ethyl 3-bromo-2,2-dimethylpropyl 2-chloro-1-(chloromethyl)ethyl ester | 494187 | 87779
1-Propanaminium, N,N-dimethyl-3-[(1-oxooctadecyl)amino]-N-[2-oxo-2-(tetradecyloxy)ethyl]-, chloride (1:1) | 494161 | 87780
2-Propenoic acid, 1-methylethyl ester | 67629 | 87781
L-Aspartic acid, N-[(2Z)-3-carboxy-1-oxo-2-propen-1-yl]-N-octadecyl-, bis(2-methylpropyl) ester | 484386 | 87782
1-Naphthalenesulfonic acid, 6-diazo-5,6-dihydro-5-oxo-, 1,1'-(thiodi-4,1-phenylene) ester | 484311 | 87783
Cyclohexanone, 4-[(3,3-dimethylbicyclo[2.2.1]hept-2-yl)methyl]-2-methyl- | 484295 | 87784
1-Propanesulfonic acid, 3-[[(dimethylamino)thioxomethyl]thio]- | 484279 | 87785
2-Propanol, 1-chloro-3-[1-(chloromethyl)-2-(2-pyridinylamino)ethoxy]- | 484253 | 87786
2(1H)-Pyrimidinethione, 4,6-dimethyl-, sulfate (1:?) | 484212 | 87787
2,4-Cyclohexadien-1-one, 3,5,6-trihydroxy-4,6-bis(3-methyl-2-buten-1-yl)-2-(3-methyl-2-oxobutyl)-, lead salt (1:?), (6R)- | 484196 | 87788
Acetamide, N-[2-[2-(2,4-dinitrophenyl)diazenyl]-5-[(2-hydroxy-3-methoxypropyl)amino]-4-methoxyphenyl]- | 484162 | 87789
2-Propenoic acid, 2-methyl-, 1,1'-[1,3-propanediylbis(oxy-3,1-propanediyl)] ester | 484147 | 87790
Benzenediazonium, 2,5-bis(1-methylethoxy)-4-(4-morpholinyl)-, sulfate (1:1) | 484121 | 87791
Methanone, [4-[2,5-bis(1-methylethoxy)-4-nitrophenyl]-1-piperazinyl]phenyl- | 484097 | 87792
Propanamide, N-[6-[2-(2-cyano-4,6-dinitrophenyl)diazenyl]-1-ethyl-1,2,3,4-tetrahydro-2,2,4-trimethyl-7-quinolinyl]- | 484048 | 87793
Silane, bromotrioctyl- | 483990 | 87794
Propanoic acid, 2-methyl-, 2,4,5,6,7,7a-hexahydro-4,7-methano-1H-inden-5(or 6)-yl ester | 483768 | 87795
3-Cyclohexene-1-carboxylic acid, 3,4-dimethyl-, 1,1'-[(1-methylethylidene)di-4,1-phenylene] ester | 483719 | 87796
3-Tetradecen-1-ol, (3Z)- | 483693 | 87797
Aluminum, (1Z)-1-pentenyldipropyl- | 483669 | 87798
Aluminum, [(3Z)-3-hepten-1-olato]dipropyl- | 483636 | 87799
Aluminum, [(3Z)-6-methyl-3-hepten-1-olato]bis(2-methylpropyl)- | 483610 | 87800
2-Propanol, 1-[(2-pyridinylmethyl)amino]- | 483586 | 87801
1,3-Decanedione, 1-phenyl- | 483552 | 87802
Heptane, 1,1-diethoxy- | 67595 | 87803
Ethanol, 2-[2-[4-[(4-chlorophenyl)phenylmethyl]-1-piperazinyl]ethoxy]- | 4481 | 87804
Boric acid (H3BO3), tripropyl ester | 67561 | 87805
Benzenamine, 4-methoxy-2-methyl-N-(3-methylphenyl)- | 17005927 | 87806
Naphthalene, 2-methoxy- | 14621 | 87807
2-Naphthalenesulfonic acid, 6-hydroxy- | 14597 | 87808
Ethanaminium, 2-(ethylphenylamino)-N,N,N-trimethyl-, chloride (1:1) | 14563 | 87809
Docosanoic acid, methyl ester | 74237 | 87810
Benz[cd]indolium, 6-chloro-2-[4-[ethyl(2-hydroxyethyl)amino]phenyl]-1-methyl-, acetate (1:1) | 1650373 | 87811
1,1'-Biphenyl, 4-nitro- | 14548 | 87812
3-Hexen-1-ol, (3E)- | 74195 | 87813
[1,1'-Biphenyl]-4-carboxylic acid, 4'-nitro- | 14514 | 87814
2-Hexen-1-ol, (2Z)- | 74161 | 87815
3-Decanone | 74120 | 87816
Silane, trichlorohexyl- | 74088 | 87817
1,1'-Biphenyl, 4,4'-dibromo- | 14480 | 87818
9H-Xanthene | 14456 | 87819
2-Naphthalenecarboxamide, 3-hydroxy-N-(4-methoxyphenyl)- | 14423 | 87820
Ethanaminium, 2-(acetyloxy)-N,N,N-trimethyl-, perchlorate (1:1) | 74054 | 87821
2-Naphthalenecarboxamide, 3-hydroxy-N-phenyl- | 14407 | 87822
1-Butanamine, N,N-dimethyl- | 74021 | 87823
6-Undecanone | 73999 | 87824
2-Naphthalenecarboxamide, N-(2-ethoxyphenyl)-3-hydroxy- | 14373 | 87825
2-Naphthalenecarboxamide, N-(5-chloro-2,4-dimethoxyphenyl)-3-hydroxy- | 14357 | 87826
Propaneperoxoic acid, 2,2-dimethyl-, 1,1-dimethylethyl ester | 73965 | 87827
2-Naphthalenecarboxylic acid, 3-hydroxy- | 14332 | 87828
[1,1'-Biphenyl]-4-amine | 14308 | 87829
Propane, 2-(ethenyloxy)- | 73932 | 87830
Propanenitrile, 3-[(2-hydroxyethyl)phenylamino]- | 14274 | 87831
Ethanol, 2-amino-, 1-(hydrogen sulfate) | 73908 | 87832
Propane, 2-(ethenyloxy)-2-methyl- | 73874 | 87833
Benzenemethanamine, N-ethyl-N-phenyl- | 14241 | 87834
3-Nonanone | 73841 | 87835
Benzenesulfonic acid, 4-[ethyl(phenylmethyl)amino]- | 14225 | 87836
Morpholine, 4-phenyl- | 14191 | 87837
Butanedioic acid, 1,4-di-2-propen-1-yl ester | 73817 | 87838
2-Butenedioic acid (2Z)-, 1-propyl ester | 73783 | 87839
Ethanol, 2-(ethylphenylamino)- | 14167 | 87840
2H-1-Benzopyran-2-one, 3,4-dihydro-6-methyl- | 14134 | 87841
2-Butenoic acid, 3-methyl-, methyl ester | 73759 | 87842
Nitrous acid, 1-methylpropyl ester | 73726 | 87843
2,7-Naphthalenedisulfonic acid | 14100 | 87844
10H-Phenothiazine, 2-chloro- | 14084 | 87845
2-Octene, 8,8-dimethoxy-2,6-dimethyl- | 73692 | 87846
Xanthylium, 3,6-bis(dimethylamino)-, chloride (1:1) | 14050 | 87847
2-Propenamide, N-(hydroxymethyl)-2-methyl- | 73668 | 87848
1,3-Butadiene, 1,1,2,3-tetrachloro- | 709386 | 87849
Benzaldehyde, 4-[(2-chloroethyl)ethylamino]-2-methyl- | 13888 | 87850
[1,1'-Biphenyl]-3,4-diol | 13854 | 87851
Acetamide, N-[3-[bis(2-hydroxyethyl)amino]phenyl]- | 13839 | 87852
Ethanol, 2,2'-[(3-methylphenyl)imino]bis- | 13805 | 87853
1,1'-Biphenyl, 4,4'-diisocyanato-3,3'-dimethyl- | 13789 | 87854
[1,1'-Biphenyl]-3,3',4,4'-tetramine | 13763 | 87855
Phosphoric acid, dimethyl (1Z)-1-methyl-3-(methylamino)-3-oxo-1-propenyl ester | 17122979 | 87856
2-Naphthalenecarboxamide, N,N'-(3,3'-dimethoxy[1,1'-biphenyl]-4,4'-diyl)bis[3-hydroxy- | 13730 | 87857
Butanamide, N,N-dimethyl- | 69336 | 87858
Benzoic acid, 3,5-dichloro-2-hydroxy-, methyl ester | 151779 | 87859
Methane, trichloronitro- | 6106 | 87860
Acetic acid, 2,2,2-trichloro- | 6072 | 87861
Silane, diethylmethyl- | 69302 | 87862
1-Pentene, 3-methyl- | 686352 | 87863
Propane, 2-bromo-1,1,3-trimethoxy- | 69260 | 87864
Propanoic acid, 2,2-dichloro- | 6049 | 87865
1H-Indazole, 6-nitro- | 151738 | 87866
Butanedioic acid, 2-methyl-3-oxo-, 1,4-diethyl ester | 69237 | 87867
.beta.-Cyclodextrin | 151712 | 87868
Silane, ethyldimethyl- | 69203 | 87869
Butane, 2,3-dichloro- | 151696 | 87870
1,3,5-Trioxane, 2,4,6-tris(1-methylethyl)- | 151654 | 87871
Propanoic acid, 3-mercapto-, 1,1'-[2,2-bis[(3-mercapto-1-oxopropoxy)methyl]-1,3-propanediyl] ester | 151605 | 87872
Phosphonic acid, P-[2-(triethoxysilyl)ethyl]-, diethyl ester | 69179 | 87873
Methane, trichlorofluoro- | 5785 | 87874
Benzenesulfonamide, 4,4'-oxybis- | 151571 | 87875
2-Propanol, 2-methyl- | 5751 | 87876
1H-Phosphole, 2,5-dihydro-3-methyl-1-phenyl-, 1-oxide | 151555 | 87877
Methane, bromotrichloro- | 5728 | 87878
3-Pentanone, 1,1,1,2,2,4,5,5,5-nonafluoro-4-(trifluoromethyl)- | 17010083 | 87879
Cyclohexene, 4-(dimethoxymethyl)- | 151522 | 87880
Phosphoric acid, sodium salt (1:1) | 151498 | 87881
Tetradecanoic acid, 1,1'-[2-[[3-[(1-oxotetradecyl)oxy]-2,2-bis[[(1-oxotetradecyl)oxy]methyl]propoxy]methyl]-2-[[(1-oxotetradecyl)oxy]methyl]-1,3-propanediyl] ester | 17119751 | 87882
Methanaminium, N,N,N-trimethyl-, iodide (1:1) | 5686 | 87883
Propanoic acid, 2,2,3,3-tetrafluoro-3-methoxy-, methyl ester | 69146 | 87884
Aziridine, 2-methyl- | 5652 | 87885
Butanedioic acid, 2-hydroxy-, 1,4-diethyl ester | 151464 | 87886
Methanamine, N,N-dimethyl- | 5629 | 87887
2,6-Octadiene, 1,1-dimethoxy-3,7-dimethyl- | 151415 | 87888
Tetradecanamide, N,N-bis(2-hydroxyethyl)- | 151373 | 87889
Carbonic dichloride | 5587 | 87890
Propanamide, 2,2-dimethyl- | 69120 | 87891
Stannane, dichlorodimethyl- | 69088 | 87892
Acetyl chloride | 5546 | 87893
2-Propanamine | 5504 | 87894
Butanedioic acid, 2-mercapto-, 1,4-dibutyl ester | 151209 | 87895
Propane, 2-methyl- | 5470 | 87896
Aluminum, trimethyl- | 5439 | 87897
Silane, butyltrichloro- | 151175 | 87898
Calcium carbide (Ca(C2)) | 5397 | 87899
Benzenesulfonic acid, 4-[2-[1-[[(2-methoxyphenyl)amino]carbonyl]-2-oxopropyl]diazenyl]-3-nitro- | 585240 | 87900
2,7-Naphthalenedisulfonic acid, 4-amino-3-[2-[4-(aminosulfonyl)phenyl]diazenyl]-6-[2-[5-[(5-chloro-2,6-difluoro-4-pyrimidinyl)amino]-2-sulfophenyl]diazenyl]-5-hydroxy-, sodium salt (1:3) | 585174 | 87901
2-Butenedioic acid (2Z)-, 1,4-dioctadecyl ester | 151159 | 87902
Magnesium, bromomethyl- | 5355 | 87903
Butanamide, N-[2-[2-(2,6-dicyano-4-nitrophenyl)diazenyl]-5-(diethylamino)phenyl]- | 584441 | 87904
2,5-Cyclohexadiene-1,4-dione, 2,5-bis(1,1,3,3-tetramethylbutyl)- | 151126 | 87905
Propanamide, N-[2-[2-(2,6-dicyano-4-nitrophenyl)diazenyl]-5-(diethylamino)phenyl]-2-methyl- | 584383 | 87906
Methane, difluoro- | 5314 | 87907
Benzeneacetamide, .alpha.-oxo- | 151092 | 87908
Diphosphoric acid, P,P'-dimethyl ester, zinc salt (1:1) | 481218 | 87909
Sulfuric acid, monomethyl ester, compd. with 2-heptadecyl-1-methyl-1H-benzimidazole (1:1) | 481192 | 87910
3H-Indolium, 1,3,3-trimethyl-2-[2-(2-methyl-3H-indol-3-yl)ethenyl]-, sulfate (1:1) | 479543 | 87911
3H-Naphth[1,8a-b]oxiren-7-ol, octahydro-4,4,7-trimethyl- | 479444 | 87912
4,9-Decadienal, 5,9-dimethyl- | 479410 | 87913
Pyrazine, 2-methoxy-3-(4-methylpentyl)- | 479386 | 87914
9-Octadecenoic acid (9Z)-, aluminum salt | 650234 | 87915
1H-Xantheno[2,1,9-def]isoquinoline-1,3(2H)-dione, 2-[[[[4,6-bis[bis(methoxymethyl)amino]-1,3,5-triazin-2-yl](methoxymethyl)amino]methyl]amino]-9-methoxy- | 479246 | 87916
1,2,3-Propanetricarboxylic acid, 2-hydroxy-, 1-[2-hydroxy-3-(octadecyloxy)propyl] ester | 479238 | 87917
2-Anthracenesulfonic acid, 1-amino-9,10-dihydro-4-[[4-[[(4-methylphenyl)sulfonyl]oxy]phenyl]amino]-9,10-dioxo- | 479196 | 87918
Phosphonic acid, P-(phenylmethyl)- | 145805 | 87919
Cyclohexanol, 4-(1,1-dimethylethyl)-, 1-propanoate | 477000 | 87920
Octanenitrile, 7-hydroxy-3,7-dimethyl- | 476986 | 87921
1-Propanaminium, N-ethyl-N,N-dimethyl-3-[(1-oxodocosyl)amino]-, ethyl sulfate (1:1) | 476952 | 87922
Oxetane, dibromo- | 476911 | 87923
Benzenemethanesulfonic acid, .alpha.-hydroxy-3,4-dimethoxy-, ammonium salt (1:1) | 476838 | 87924
Butanedioic acid, 2-sulfo-, 1-(1,3-dimethylbutyl) ester, sodium salt (1:2) | 476804 | 87925
2-Butenedioic acid (2Z)-, 1-[2-[(2-hydroxyethyl)[(9Z)-1-oxo-9-octadecen-1-yl]amino]ethyl] ester, sodium salt (1:1) | 474577 | 87926
Methanediamine, N,N'-bis[2-[[[(2-aminophenyl)thio]methyl]thio]phenyl]- | 474361 | 87927
Benzeneacetic acid, 4-hydroxy-.alpha.-imino-, methyl ester, hydrochloride (1:1) | 474346 | 87928
Benzene, 2-chloro-1-ethoxy-4-methyl- | 474312 | 87929
1-Tetradecanesulfonyl chloride, 3,3,4,4,5,5,6,6,7,7,8,8,9,9,10,10,11,11,12,12,13,13,14,14,14-pentacosafluoro- | 474247 | 87930
2-Propenoic acid, 2-[methyl[(2,2,3,3,4,4,5,5,6,6,7,7,8,8,9,9,10,10,11,11,12,12,13,13,14,14,15,15,15-nonacosafluoropentadecyl)sulfonyl]amino]ethyl ester | 474221 | 87931
2-Propenoic acid, 2-chloro-, ethyl ester | 67538 | 87932
Phosphonic acid, P-decyl- | 145771 | 87933
Phosphorodithioic acid, O-ethyl O-(1-methylpropyl) ester, sodium salt (1:1) | 474189 | 87934
Pyrazine, 2-ethyl-5(or 6)-methoxy- | 474114 | 87935
1-Cyclohexene-1-butanol, 4(or 5)-(di-1H-indol-1-ylmethyl)-.alpha.,.alpha.-dimethyl- | 474080 | 87936
Tetradecatetraen-5-one, 9,13-dimethyl- | 474056 | 87937
2-Naphthalenesulfonic acid, 8-hydroxy-5,7-dinitro-, aluminum salt (3:2) | 473686 | 87938
9-Octadecenoic acid, 18-sulfo-, (9Z)-, compd. with 2,2',2''-nitrilotris[ethanol] (1:1) | 473637 | 87939
Phosphoric acid, dipentyl ester, barium salt (2:1) | 473488 | 87940
Octanoic acid, 2,2-dimethyl-, barium salt (2:1) | 473454 | 87941
Bicyclo[2.2.1]hept-5-ene-2-carboxylic acid, 1,6-dimethyl-5-(1-methylethenyl)-, methyl ester | 473421 | 87942
Carbamic acid, N-[[[[2,2-bis[(2-propen-1-yloxy)methyl]butoxy]carbonyl]amino]methylphenyl]-, 2-propen-1-yl ester | 473405 | 87943
Benzenesulfinic acid, 2-chloro-5-nitro-, sodium salt (1:1) | 473371 | 87944
1,3,5-Pentanetriol, 3-methyl-, sodium salt (1:?) | 473314 | 87945
9-Octadecenoic acid, 12-hydroxy-, calcium salt (2:1), (9Z,12R)- | 145706 | 87946
2-Butenedioic acid (2E)-, 1,4-ditridecyl ester | 145680 | 87947
Hexaneperoxoic acid, 2-ethyl-, 1,1-dimethylpropyl ester | 67512 | 87948
2,7-Naphthalenedisulfonic acid, 4-hydroxy-5-[[(4-methylphenyl)sulfonyl]amino]- | 145656 | 87949
D-Galacturonic acid | 67488 | 87950
Benzenediazonium, 4-methyl-2-nitro-, chloride, compd. with zinc chloride (ZnCl2) (1:1:?) | 457259 | 87951
1,3,5-Triazine-2,4,6-triamine, tris(methoxymethyl)tris[(octadecyloxy)methyl]- | 457150 | 87952
Ethanol, 2-[ethyl(3-methylphenyl)amino]- | 13714 | 87953
1,2-Ethanediamine, N-[(4-methoxyphenyl)methyl]-N',N'-dimethyl-N-2-pyridinyl- | 17002304 | 87954
1,2-Ethanediamine, N,N-dimethyl-N'-2-pyridinyl-N'-(2-thienylmethyl)- | 13698 | 87955
1,2,3,4-Butanetetracarboxylic acid, 1,2,3,4-tetrakis(1,2,2,6,6-pentamethyl-4-piperidinyl) ester | 1650340 | 87956
1,3,5-Triazine-2,4-diamine, 6-phenyl- | 13664 | 87957
Magnesium, iodomethyl- | 73411 | 87958
Cyclohexanemethanol, 2-hydroxy-.alpha.,.alpha.,4-trimethyl-, (1R,2R,4R)- | 17005893 | 87959
Benzenesulfonic acid, 4-[bis(phenylmethyl)amino]- | 13649 | 87960
Benzenamine, N,N-diethyl- | 13615 | 87961
Quinoline, 2-methyl- | 13581 | 87962
2-Naphthalenethiol | 13557 | 87963
Naphthalene, 2-methyl- | 13524 | 87964
2,7-Naphthalenedisulfonic acid, 3-hydroxy-4-[2-(4-sulfo-1-naphthalenyl)diazenyl]-, sodium salt (1:3) | 73361 | 87965
Quinoline, 6-ethoxy-1,2-dihydro-2,2,4-trimethyl- | 13490 | 87966
Benzoic acid, 2-[[3-[4-(1,1-dimethylethyl)phenyl]-2-methylpropylidene]amino]-, methyl ester | 13474 | 87967
2H-1-Benzopyran-2-one, 7-(diethylamino)-4-methyl- | 13441 | 87968
Benzoic acid, 5-[[(2-carboxyphenyl)amino]sulfonyl]-2-chloro- | 13417 | 87969
Benzenesulfonic acid, 2,2'-(1,2-ethenediyl)bis[5-[2-(4-hydroxyphenyl)diazenyl]- | 13391 | 87970
Benzenesulfonic acid, 2-[(4-aminophenyl)amino]-5-nitro- | 13375 | 87971
Quinoline | 13342 | 87972
Quinoxaline | 13318 | 87973
Benzamide, N-[4-[(aminoiminomethyl)amino]-1-[[(4-nitrophenyl)amino]carbonyl]butyl]-, hydrochloride (1:1) | 73353 | 87974
1,2-Benzenedicarbonitrile | 13284 | 87975
Ethanamine, 2-[4-(2-chloro-1,2-diphenylethenyl)phenoxy]-N,N-diethyl- | 17003419 | 87976
Cobaltate(5-), bis[4-[2-[6-[(4-amino-6-chloro-1,3,5-triazin-2-yl)amino]-1-(hydroxy-.kappa.O)-3-sulfo-2-naphthalenyl]diazenyl-.kappa.N1]-3-(hydroxy-.kappa.O)-7-nitro-1-naphthalenesulfonato(4-)]-, sodium (1:5) | 1650324 | 87977
.alpha.-D-Xylopyranoside, methyl | 13250 | 87978
Benzoic acid, 2-[[[[(4-chloro-6-methoxy-2-pyrimidinyl)amino]carbonyl]amino]sulfonyl]-, ethyl ester | 602326 | 87979
Carbamic acid, N-[1-[3-(1-isocyanato-1-methylethyl)phenyl]-1-methylethyl]-, methyl ester | 602276 | 87980
2,5-Hexadienoic acid, 3-methoxy-5-methyl-4-oxo- | 17000522 | 87981
Benzeneacetic acid, .alpha.-hydroxy- | 13078 | 87982
Benzoxazolium, 3-ethyl-2-[3-(3-ethyl-2(3H)-benzoxazolylidene)-1-propen-1-yl]-, iodide (1:1) | 73338 | 87983
2-Propenoic acid, 3-(3,4,5-trimethoxyphenyl)- | 13045 | 87984
9H-Xanthen-9-ol | 13029 | 87985
[1,1'-Bicyclohexyl]-2-one | 12997 | 87986
2H-1-Benzopyran-2-one, 7-hydroxy-4-methyl- | 12963 | 87987
1,4-Benzenediol, 2,5-bis(1,1,3,3-tetramethylbutyl)- | 73312 | 87988
3H-Pyrazol-3-one, 2-(3-chlorophenyl)-2,4-dihydro-5-methyl- | 12948 | 87989
Benzene, 1-chloro-3,5-dimethoxy-2-nitro- | 12914 | 87990
Benzenemethanol, .alpha.-(trichloromethyl)-, 1-acetate | 12898 | 87991
Naphthalene, 1-iodo- | 12864 | 87992
Naphthalene, 1-bromo- | 12831 | 87993
Acetic acid, triphenylstannyl ester | 73296 | 87994
Methanesulfonamide, 1,1,1-trifluoro-N-[(trifluoromethyl)sulfonyl]-, lithium salt (1:1) | 601716 | 87995
Mercury, chloro(2-hydroxyphenyl)- | 12807 | 87996
Phenol, 2-ethyl- | 12773 | 87997
Benzenemethanamine, 2-chloro- | 12740 | 87998
Benzenemethanamine, 2-methyl- | 12716 | 87999
Benzene, 2,4-dimethyl-1-nitro- | 12682 | 88000
4-Cyclohexene-1,2-dicarboxylic acid, 1,2-dimethyl ester | 151076 | 88001
Propanoic acid, 4-methylphenyl ester | 151050 | 88002
Heptanoic acid, pentyl ester | 151027 | 88003
2,4-Hexadienoic acid, 2-propen-1-yl ester, (2E,4E)- | 150995 | 88004
Butanoic acid, 2-ethyl-, 2-propen-1-yl ester | 150961 | 88005
Butanoic acid, 2-butoxy-1-methyl-2-oxoethyl ester | 150938 | 88006
2,6-Octadiene, 1,1-diethoxy-3,7-dimethyl- | 150912 | 88007
Hexanal, 2-(phenylmethylene)- | 150870 | 88008
4-Octanone, 2-methyl- | 962019 | 88009
9-Octadecenoic acid, 12-hydroxy-, potassium salt (1:1), (9Z,12R)- | 150854 | 88010
Dodecanoic acid, compd. with 2,2'-iminobis[ethanol] (1:1) | 150763 | 88011
[4,4'-Bi-3H-pyrazole]-3,3'-dione, 2,2',4,4'-tetrahydro-5,5'-dimethyl-2,2'-diphenyl- | 150706 | 88012
1,4-Naphthalenedione, 5,6,7,8-tetrahydro- | 150680 | 88013
9H-Fluoren-9-one, 2,4,5,7-tetranitro- | 69047 | 88014
Octadecanoic acid, oxiranylmethyl ester | 689463 | 88015
Phosphonic acid, P,P'-1,12-dodecanediylbis- | 17010042 | 88016
1,1'-Biphenyl, 2,2',3,4,4',5,6,6'-octachloro- | 740407 | 88017
1,1'-Biphenyl, 2,3,3',4,4',5',6-heptachloro- | 740381 | 88018
1,1'-Biphenyl, 2,2',3,4,4',5,6-heptachloro- | 740357 | 88019
1,1'-Biphenyl, 2,3,3',4',5,6-hexachloro- | 740332 | 88020
1,1'-Biphenyl, 2,2',3,4',5,6'-hexachloro- | 740308 | 88021
1,1'-Biphenyl, 2,3',4',5',6-pentachloro- | 740282 | 88022
1,1'-Biphenyl, 2,3,3',5,6-pentachloro- | 740258 | 88023
1,1'-Biphenyl, 2,3,3',6-tetrachloro- | 740225 | 88024
1,3-Benzenedicarboxylic acid, 1,3-diphenyl ester | 69039 | 88025
Benzenediazonium, 2,4-dimethoxy-, tetrafluoroborate(1-) (1:1) | 149534 | 88026
Hexanoic acid, 2-ethyl-, 2-methylpropyl ester | 149500 | 88027
Octadecanoic acid, lead salt (1:?) | 149450 | 88028
Ethanol, 2-[(3-amino-4-methoxyphenyl)sulfonyl]- | 149435 | 88029
Hexanoic acid, 2-ethyl-, 2-ethylhexyl ester | 149401 | 88030
2-Butenedioic acid (2Z)-, 1-(2-ethylhexyl) ester | 149377 | 88031
Trisiloxane, 1,1,1,3,5,5,5-heptamethyl-3-[3-(2-oxiranylmethoxy)propyl]- | 149344 | 88032
1,5-Pentanedisulfonic acid, 1,5-dihydroxy-, sodium salt (1:2) | 149328 | 88033
1-Oxa-2,5-disilacyclopentane, 2,2,5,5-tetramethyl- | 149302 | 88034
1,2-Benzenedicarboxylic acid, 1,2-bis(2,3-dibromopropyl) ester | 149278 | 88035
[1,1'-Biphenyl]-3,3',4,4'-tetramine, hydrochloride (1:4) | 149245 | 88036
Acetic acid, 2-[(aminoiminomethyl)thio]- | 149229 | 88037
Ethanone, 2,2,2-tribromo-1-phenyl- | 689448 | 88038
2-Propenoic acid, 2-methyl-, 1,1',1''-(1,2,3-propanetriyl) ester | 149195 | 88039
Octanoic acid, 1,1'-(1-methyl-1,2-ethanediyl) ester | 148965 | 88040
Dodecanoic acid, 2-sulfoethyl ester, sodium salt (1:1) | 148924 | 88041
Glycine, N,N'-1,2-ethanediylbis[N-(carboxymethyl)-, sodium salt (1:?) | 148890 | 88042
Glycine, N,N'-1,2-ethanediylbis[N-(carboxymethyl)-, ammonium salt (1:?) | 148874 | 88043
Dodecanamide, N-[2-[[2-[[2-[(2-aminoethyl)amino]ethyl]amino]ethyl]amino]ethyl]- | 581249 | 88044
9,10-Anthracenedione, 1,5-dihydroxy-4,8-bis[[4-[2-[2-(2-hydroxyethoxy)ethoxy]ethoxy]phenyl]amino]- | 148841 | 88045
Benzene, 1,4-bis(1-chloro-1-methylethyl)- | 148817 | 88046
Propionic acid, 2-(2,4,5-trichlorophenoxy)-, compd. with 2-aminoethanol (1:1) | 17125428 | 88047
Benzoic acid, 3,5-bis(acetylamino)-2,4,6-triiodo-, monosodium salt | 686329 | 88048
2-Propanone, 1-(2-furanylthio)- | 456996 | 88049
Methanone, (2,5-dimethoxy-4-nitrophenyl)phenyl- | 456962 | 88050
2-Naphthalenecarboxamide, N-(2-ethoxyphenyl)-3-hydroxy-, sodium salt (1:1) | 456947 | 88051
2-Propenamide, 3,3'-(1,4-phenylene)bis[N-(5-chloro-2,4-dimethoxyphenyl)-3-hydroxy-, sodium salt (1:2) | 456921 | 88052
9H-Carbazole-3-carboxamide, N-(4-chlorophenyl)-2-hydroxy-, sodium salt (1:1) | 456905 | 88053
2-Naphthalenecarboxamide, N-(2,5-dimethoxyphenyl)-3-hydroxy-, sodium salt (1:1) | 456889 | 88054
2-Naphthalenecarboxamide, N-(3-chlorophenyl)-3-hydroxy-, sodium salt (1:1) | 456863 | 88055
2-Naphthalenecarboxamide, 3-hydroxy-N-(4-nitrophenyl)-, sodium salt (1:1) | 456848 | 88056
2-Naphthalenecarboxamide, N-(4-chloro-2-methylphenyl)-3-hydroxy-, sodium salt (1:1) | 456814 | 88057
1,3-Propanediol, 2-[(2,3-dibromopropoxy)methyl]-2-ethyl-, 1,1',1''-phosphite | 456624 | 88058
1,3-Propanediol, 2-[(2,3-dibromopropoxy)methyl]-2-ethyl-, 1,1',1''-triester with boric acid (H3BO3) | 456616 | 88059
Benzamide, N-hydroxy-2-[(2-methyl-1-oxo-2-propen-1-yl)amino]- | 456582 | 88060
1-Pentanesulfonamide, N-[3-(dimethylamino)propyl]-1,1,2,2,3,3,4,4,5,5,5-undecafluoro- | 456566 | 88061
1-Heptanesulfonamide, 1,1,2,2,3,3,4,4,5,5,6,6,7,7,7-pentadecafluoro-N-(2-hydroxyethyl)-N-methyl- | 456541 | 88062
1-Pentanesulfonamide, 1,1,2,2,3,3,4,4,5,5,5-undecafluoro-N-(2-hydroxyethyl)-N-methyl- | 456525 | 88063
Glycine, N-ethyl-N-[(1,1,2,2,3,3,4,4,5,5,6,6,7,7,7-pentadecafluoroheptyl)sulfonyl]-, sodium salt (1:1) | 456491 | 88064
Glycine, N-ethyl-N-[(1,1,2,2,3,3,4,4,5,5,6,6,6-tridecafluorohexyl)sulfonyl]-, sodium salt (1:1) | 456483 | 88065
Glycine, N-ethyl-N-[(1,1,2,2,3,3,4,4,4-nonafluorobutyl)sulfonyl]-, sodium salt (1:1) | 456467 | 88066
1-Heptanesulfinic acid, 1,1,2,2,3,3,4,4,5,5,6,6,7,7,7-pentadecafluoro-, sodium salt (1:1) | 456442 | 88067
4H-Pyran-4-one, 2-methyl-3-(1-oxopropoxy)- | 456418 | 88068
3-Buten-2-ol, 3-methyl-4-(2,6,6-trimethyl-2-cyclohexen-1-yl)-, 2-acetate | 456392 | 88069
Benzoic acid, 2-hydroxy-, 3-methyl-2-buten-1-yl ester | 456368 | 88070
Isooctadecanoic acid, 1,1'-[2-ethyl-2-[[(1-oxoisooctadecyl)oxy]methyl]-1,3-propanediyl] ester | 451625 | 88071
Nonanoic acid, 1,1'-[2-ethyl-2-(hydroxymethyl)-1,3-propanediyl] ester | 451328 | 88072
Phosphoric acid, mono(2-methylpropyl) ester, potassium salt (1:2) | 451302 | 88073
2,4-Pentanediamine, N2-cyclohexyl-4-methyl- | 451286 | 88074
1H-Pyrazole-3-carboxylic acid, 4,5-dihydro-5-oxo-1-(4-sulfophenyl)-4-[3-(tetrahydro-1,3-dimethyl-2,4,6-trioxo-5(2H)-pyrimidinylidene)-1-propen-1-yl]-, 3-ethyl ester | 451260 | 88075
1-Butanol, 2-amino-, 1-(hydrogen sulfate) | 451245 | 88076
Methanone, (3-chloro-2-hydroxy-5-nonylphenyl)phenyl- | 451203 | 88077
Benzenediazonium, 5-(aminocarbonyl)-2-methoxy-, chloride, compd. with zinc chloride (ZnCl2) (1:1:?) | 451161 | 88078
Benzenediazonium, 2-methoxy-4-nitro-, chloride, compd. with zinc chloride (ZnCl2) (1:1:?) | 451021 | 88079
Benzenediazonium, 2-nitro-, chloride, compd. with zinc chloride (ZnCl2) (1:1:?) | 451005 | 88080
1-Anthracenediazonium, 9,10-dihydro-9,10-dioxo-, chloride, compd. with zinc chloride (ZnCl2) (1:1:?) | 450973 | 88081
Benzenediazonium, 2-methoxy-5-nitro-, chloride, compd. with zinc chloride (ZnCl2) (1:1:?) | 450957 | 88082
7-Octen-2-ol, 8-(1H-indol-1-yl)-2,6-dimethyl- | 450387 | 88083
Phenol, 2-ethoxy-4-(4-methyl-1,3-dioxolan-2-yl)- | 450353 | 88084
Phenol, 2-methoxy-4-(4-methyl-1,3-dioxolan-2-yl)- | 450338 | 88085
8-Quinolinamine, 6-phenyl- | 450304 | 88086
Quinoline, 5,6-dimethyl-8-nitro- | 450270 | 88087
2-Propanamine, 2-methyl-N-(phenylmethylene)- | 145615 | 88088
Ethanamine, N-(phenylmethylene)- | 145599 | 88089
3,5,8,10-Tetraoxadodecane, 4,9-diethyl-6-methyl- | 448472 | 88090
Benzenamine, ar,ar-dimethyl-4-[2-(2-methylphenyl)diazenyl]- | 448456 | 88091
Oxirane, 2,2',2''-[propylidynetris(4,1-phenyleneoxymethylene)]tris- | 448381 | 88092
Propanoic acid, 3-hydroxy-2-(hydroxymethyl)-2-methyl-, polymer with 2,2-dimethyl-1,3-propanediol, 1,2-ethanediamine, 1,1'-methylenebis[4-isocyanatocyclohexane] and 2-oxepanone, compd. with N,N-diethylethanamine | 17275389 | 88093
Bicyclo[2.2.1]heptane, 2-ethyl-6-methoxy- | 17275371 | 88094
Phenol, 5-methyl-2-(1-methylethyl)- | 12658 | 88096
Cyclohexanone, 5-methyl-2-(1-methylethyl)-, (2R,5S)-rel- | 12625 | 88097
Pyridinium, 1,1'-[(1-amino-8-hydroxy-3,6-disulfo-2,7-naphthalenediyl)bis[2,1-diazenediyl(4-sulfo-3,1-phenylene)imino[6-[(4-chloro-3-sulfophenyl)amino]-1,3,5-triazine-4,2-diyl]]]bis[3-carboxy-, hydroxide, sodium salt (1:2:6) | 601443 | 88098
Cyclohexanol, 5-methyl-2-(1-methylethyl)-, (1R,2S,5R)-rel- | 12609 | 88099
Phenol, 2-(1-methylpropyl)- | 12575 | 88100
Phenol, 4-chloro-5-methyl-2-(1-methylethyl)- | 12542 | 88101
Benzenamine, 4-chloro-2-nitro- | 12518 | 88102
Benzene, 1,4-dichloro-2-nitro- | 12492 | 88103
Benzene, 1,4-dimethyl-2-nitro- | 12468 | 88104
Benzoic acid, 5-bromo-2-hydroxy- | 12443 | 88105
[2,2'-Bi-1H-indole]-3,3'-diol, sodium salt (1:2) | 73262 | 88106
Quinoline, 6-dodecyl-1,2-dihydro-2,2,4-trimethyl- | 12260 | 88107
3H-Pyrazol-3-one, 2,4-dihydro-5-methyl-2-phenyl- | 12237 | 88108
1,2-Benzenedicarboxylic acid, 4-chloro- | 12211 | 88109
1,2-Benzenedicarboxylic acid, butyl decyl ester | 17002270 | 88110
4-Pyridinecarboxylic acid, 5-[2-[4-[7-[(5-chloro-2,6-difluoro-4-pyrimidinyl)amino]-5,9-disulfo-2H-naphtho[1,2-d]triazol-2-yl]-2-sulfophenyl]diazenyl]-1,2-dihydro-6-hydroxy-2-oxo- | 601120 | 88111
Benzene, 1-(1-methylethyl)-2,4-dinitro- | 12187 | 88112
1,2,4-Benzenetricarboxylic acid, 1,2,4-trioctyl ester | 12161 | 88113
2,3-Pyridinedicarboxylic acid | 12146 | 88114
Benzoic acid, 2-(aminocarbonyl)- | 12112 | 88115
1,2-Benzenedicarbonyl dichloride | 12096 | 88116
3H-Indolium, 2,2',2''-[1,3,5-triazine-2,4,6-triyltris(imino-4,1-phenyleneimino-2,1-ethenediyl)]tris[1,3,3-trimethyl-, 2-hydroxypropanoate (1:3) | 601054 | 88117
Benzoic acid, 4-[2-(5-cyano-1,6-dihydro-2-hydroxy-1,4-dimethyl-6-oxo-3-pyridinyl)diazenyl]-, 2-phenoxyethyl ester | 601047 | 88118
Propanol, 1(or 2)-(2-methoxymethylethoxy)-, acetate | 600999 | 88119
Phenol, 2,4,6-trinitro- | 12070 | 88120
Phenol, 2-(1-methylpropyl)-4,6-dinitro- | 12047 | 88121
Benzoic acid, 2,3,5-triiodo- | 12021 | 88122
1-Naphthalenediazonium, 2-hydroxy-4-sulfo-, inner salt | 73239 | 88123
Phenol, 2-nitro- | 12005 | 88124
Benzene, 1-methyl-2-nitro- | 11973 | 88125
1,4-Pentadien-3-one, 1,5-di-2-furanyl- | 73213 | 88126
Benzoic acid, 2-iodo- | 11940 | 88127
Benzene, 1,1'-(1,3-butadiene-1,4-diyl)bis- | 73197 | 88128
Benzenesulfonic acid, 4-(acetylamino)-2-amino- | 11916 | 88129
Benzenesulfonic acid, 2,4-dimethyl- | 11882 | 88130
Benzenesulfonic acid, 2,4-dinitro-, sodium salt (1:1) | 73163 | 88131
Benzenesulfonic acid, 2-amino-5-chloro-4-ethyl- | 11858 | 88132
Benzenesulfonic acid, 2,4-diamino-5-methyl- | 11833 | 88133
Benzenesulfonic acid, 2,5-diamino- | 11809 | 88134
Benzenesulfonic acid, 5-amino-2-chloro- | 11783 | 88135
Benzene, 1-(1,1-dimethylethyl)-2-methoxy-4-methyl- | 11759 | 88136
2-Naphthalenecarboxylic acid, 3-hydroxy-, methyl ester | 73148 | 88137
Acetyl chloride, 2-[2,4-bis(1,1-dimethylpropyl)phenoxy]- | 11734 | 88138
Ethanone, 1-(3-ethyl-5,6,7,8-tetrahydro-5,5,8,8-tetramethyl-2-naphthalenyl)- | 11700 | 88139
Ethanone, 1-(2,4-dichlorophenyl)-2-(3-pyridinyl)-, O-methyloxime | 963892 | 88140
Benzenemethanol, 3,5-bis(1,1-dimethylethyl)-4-hydroxy- | 11684 | 88141
Butanamide, 3-oxo-N-(phenylmethyl)- | 73114 | 88142
Benzene, 1,1'-thiobis[3-phenoxy- | 148783 | 88143
Ethanesulfonic acid, 2-[(2-amino-2-oxoethyl)amino]- | 148767 | 88144
3H-Indazol-3-one, 1,2-dihydro- | 148734 | 88145
Benzene, 1,1'-(1,2-ethanediyl)bis[4-nitro- | 69013 | 88146
Hexanoic acid, 2-ethyl-, 1,1',1''-(1,2,3-propanetriyl) ester | 148692 | 88147
Ethanamine, N,N-diethyl-, hydrofluoride (1:3) | 1650050 | 88148
1,1'-Biphenyl, 2,2',3,4,6'-pentachloro- | 740191 | 88149
1,1'-Biphenyl, 2,2',3,5,6'-pentachloro- | 740175 | 88150
1,1'-Biphenyl, 2,3',4,5'-tetrachloro- | 740142 | 88151
Diphosphoric acid, P,P-bis(octylphenyl) ester | 580613 | 88152
Benzoic acid, 5-bromo-2,4-dihydroxy- | 148650 | 88153
9,18-Anthrazinedione, 5,6,14,15-tetrahydro-5,14-dihydroxy- | 580423 | 88154
3-Hexene, 1,1-diethoxy-, (3Z)- | 580407 | 88155
6-Quinazolinesulfonamide, 7-chloro-2-ethyl-1,2,3,4-tetrahydro-4-oxo- | 17002197 | 88156
Ethanesulfonic acid, 2-[methyl(9Z)-9-octadecen-1-ylamino]-, sodium salt (1:1) | 148627 | 88157
Phosphorous acid, 2-ethylhexyl octyl phenyl ester | 148593 | 88158
2H-Furo[2,3-h]-1-benzopyran-2-one, 5-methyl- | 17005513 | 88159
Benzene, 2,4-dinitro-1-[(phenylmethyl)thio]- | 148569 | 88160
Benzenesulfonic acid, dodecyl-, compd. with N,N-dimethyl-1-octadecanamine (1:1) | 579821 | 88161
6H-Purin-6-one, 2-amino-1,9-dihydro- | 5009 | 88162
2,4,6-Undecatriene, 2-methyl- | 579805 | 88163
3-Pyridinecarbonitrile, 5-[2-(9,10-dihydro-9,10-dioxo-1-anthracenyl)diazenyl]-2,6-bis[(2-methoxyethyl)amino]-4-methyl- | 579771 | 88164
2-Naphthalenecarboxamide, 4-[2-[5-(aminocarbonyl)-2-methoxyphenyl]diazenyl]-N-(2-ethoxyphenyl)-3-hydroxy- | 579177 | 88165
Benzenesulfonic acid, 2,2'-(1,2-ethenediyl)bis[5-amino-, sodium salt (1:2) | 148502 | 88166
Benzoic acid, 2-methoxy-, ethyl ester | 148478 | 88167
Benzenediazonium, 4-(diethylamino)-, hexafluorophosphate(1-) (1:1) | 68981 | 88168
Benzoic acid, 4-[(octadecylamino)carbonyl]-, methyl ester | 148452 | 88169
Oxirane, 2,2',2'',2'''-[1,2-ethanediylidenetetrakis(4,1-phenyleneoxymethylene)]tetrakis- | 148411 | 88170
1,3-Propanediamine, 2,2-dimethyl- | 148403 | 88171
1,3-Naphthalenedisulfonic acid, 7-[2-[4-[2-[4-[[4-(benzoylamino)benzoyl]amino]-2-methylphenyl]diazenyl]-2-methylphenyl]diazenyl]- | 578187 | 88172
Ethanol, 2,2'-[[4-[2-(2-bromo-6-chloro-4-nitrophenyl)diazenyl]phenyl]imino]bis- | 578120 | 88173
2,7-Naphthalenedisulfonic acid, 5-[[4-chloro-6-(methylphenylamino)-1,3,5-triazin-2-yl]amino]-4-hydroxy-3-[2-(4-methyl-2-sulfophenyl)diazenyl]- | 578112 | 88174
2-Propenoic acid, 2-(2-ethoxyethoxy)ethyl ester | 148379 | 88175
Propanedinitrile, 2-[[4-[ethyl(phenylmethyl)amino]phenyl]methylene]- | 577734 | 88176
Benzamide, N-[5-(diethylamino)-4-methoxy-2-[2-[4-[2-(4-nitrophenyl)diazenyl]-1-naphthalenyl]diazenyl]phenyl]- | 577676 | 88177
Acetamide, 2-(2-benzothiazolyloxy)-N-methyl-N-phenyl- | 1714758 | 88178
Isooctadecanoic acid, 1-carboxyethyl ester, sodium salt (1:1) | 577494 | 88179
Phenol, 2,4,6-tris(1,1-dimethylethyl)- | 68965 | 88180
L-Tryptophan | 4978 | 88181
Bisbenzimidazo[2,1-b:2',1'-i]benzo[lmn][3,8]phenanthroline-8,17-dione, ethoxy- | 577429 | 88182
Phosphoric acid, 2,6-dimethylphenyl bis(2,4,6-trimethylphenyl) ester | 577403 | 88183
Phosphoric acid, 2,5-dimethylphenyl 2,6-dimethylphenyl phenyl ester | 713743 | 88184
Phosphoric acid, diphenyl 2,4,6-trimethylphenyl ester | 577387 | 88185
Phosphoric acid, 2,5-dimethylphenyl diphenyl ester | 713727 | 88186
Benzenamine, 4-[2-(4-nitrophenyl)diazenyl]- | 68940 | 88187
Benzoic acid, 5-hexadecyl-2-hydroxy-, sodium salt (1:1) | 448233 | 88188
Benzo[b]thiophen-3(2H)-one, 4,7-dimethyl-2-(3-oxobenzo[b]thien-2(3H)-ylidene)- | 448217 | 88189
Benzamide, N-(4-amino-9,10-dihydro-3-methoxy-9,10-dioxo-1-anthracenyl)- | 448183 | 88190
1,4-Benzenedicarboxylic acid, 2,2'-[1,4-phenylenebis[imino(1-acetyl-2-oxo-2,1-ethanediyl)-2,1-diazenediyl]]bis-, 1,1',4,4'-tetramethyl ester | 448142 | 88191
Benzenepropanamide, N-[2-chloro-5-[(phenylamino)sulfonyl]phenyl]-2-(octadecyloxy)-.beta.-oxo- | 448118 | 88192
Thiazolidinium, 5-[2-(6-ethoxy-1-ethyl-2(1H)-quinolinylidene)ethylidene]-3-ethyl-3-methyl-4-oxo-2-thioxo-, 4-methylbenzenesulfonate (1:1) | 448084 | 88193
Propanenitrile, 3-[[2-(acetyloxy)ethyl][4-[2-(2-chloro-4-nitrophenyl)diazenyl]-3-methylphenyl]amino]- | 448076 | 88194
Benzenesulfonic acid, 3-[2-[4-[2-(4-hydroxyphenyl)diazenyl]-2,5-dimethoxyphenyl]diazenyl]-, sodium salt (1:1) | 448035 | 88195
1-Naphthalenesulfonic acid, 3-hydroxy-7-[(4-nitrobenzoyl)amino]- | 448019 | 88196
Ethanol, 2,2'-iminobis-, compd. with 6-methyl-1H-benzotriazole (1:1) | 442566 | 88197
Ethanol, 2,2',2''-nitrilotris-, compd. with 6-methyl-1H-benzotriazole (1:1) | 442541 | 88198
2-Nonynoic acid, (3Z)-3-hexen-1-yl ester | 442525 | 88199
2-Tridecen-1-ol, 1-acetate | 442491 | 88200
Cyclopentanecarboxylic acid, 2-oxo-1-(2-pentyn-1-yl)-, methyl ester | 442467 | 88201
Decane, 1-(2,2-dimethoxyethoxy)- | 442434 | 88202
2-Propenoic acid, 3-(2-furanyl)-, 2-methylpropyl ester | 442418 | 88203
Cyclohexanemethanol, 2,4-dimethyl- | 442384 | 88204
1-Naphthaleneethanol, 1,2,3,4-tetrahydro- | 442350 | 88205
3,9-Undecadien-2-one, 3,6,10-trimethyl- | 442335 | 88206
Naphthalene, 2-(2,2-dimethoxyethoxy)- | 442301 | 88207
3-Penten-2-ol, 3-methyl-5-(2,2,3-trimethyl-3-cyclopenten-1-yl)- | 442277 | 88208
Acetic acid, 2,2,2-trifluoro-, (2,2,2-trifluoroacetyl)azanyl ester | 67454 | 88209
Aluminum, tris[5-amino-4-hydroxy-3-(2-phenyldiazenyl)-2,7-naphthalenedisulfonato(2-)]di- | 438440 | 88210
Zinc, bis(D-glycero-D-ido-heptonato)- | 438424 | 88211
Copper, bis(D-glycero-D-ido-heptonato)- | 438408 | 88212
Magnesium, bis(D-glycero-D-ido-heptonato)- | 438382 | 88213
Octadecanoic acid, 9(or 10)-(sulfooxy)-, potassium salt (1:1) | 438242 | 88214
1,6-Anthracenedisulfonic acid, 8-[[4-(acetylamino)phenyl]amino]-5-amino-9,10-dihydro-9,10-dioxo-, sodium salt (1:2) | 145540 | 88215
Benzenamine, 3-methyl-N-[3-[(3-methylphenyl)amino]-2-propen-1-ylidene]-, hydrochloride (1:1) | 438085 | 88216
Octanoic acid, 1,1'-[oxybis(methyl-2,1-ethanediyl)] ester | 435735 | 88217
1,2-Ethanediol, 1-(dihydrogen phosphate), compd. with urea (1:2) | 435594 | 88218
1-Propanaminium, N,N-bis(2-hydroxyethyl)-N-methyl-3-(tridecyloxy)-, chloride (1:1) | 435578 | 88219
Octanoic acid, 3-oxo-, 1,1',1''-(1,2,3-propanetriyl) ester | 435552 | 88220
Propanenitrile, 3-[[2-(1-oxopropoxy)ethyl]phenylamino]- | 435511 | 88221
2-Anthracenesulfonic acid, 1-amino-9,10-dihydro-4-[[4-[2-(4-hydroxyphenyl)diazenyl]phenyl]amino]-9,10-dioxo-, sodium salt (1:1) | 435495 | 88222
2,4-Imidazolidinedione, 5-ethyl-5-(2-methylbutyl)-1,3-bis(2-oxiranylmethyl)- | 435461 | 88223
Glycine, N-[2-[[2-(dodecylamino)ethyl]amino]ethyl]- | 145524 | 88224
Benzene, 1-(2,2-dimethoxyethoxy)-4-methoxy- | 430736 | 88225
1H-Imidazole-1-carboxamide, N-[3-[[[(4,5-dihydro-4-methyl-2-phenyl-1H-imidazol-1-yl)carbonyl]amino]methyl]-3,5,5-trimethylcyclohexyl]-4,5-dihydro-4-methyl-2-phenyl- | 430694 | 88226
Propanenitrile, 3-[(6-amino-2,2,4-trimethylhexyl)amino]- | 430678 | 88227
1,3,5-Triazine-2,4,6(1H,3H,5H)-trione, 1,3,5-tris[[1,3,3-trimethyl-5-[[[[(1-methylethylidene)amino]oxy]carbonyl]amino]cyclohexyl]methyl]- | 430652 | 88228
2-Propanone, O-[[[[1,3,3-trimethyl-5-[[[[(1-methylethylidene)amino]oxy]carbonyl]amino]cyclohexyl]methyl]amino]carbonyl]oxime | 430637 | 88229
2-Butene-1,4-diamine, N1,N4-bis(3-aminopropyl)- | 428714 | 88230
D-glycero-D-gulo-Heptonic acid, potassium salt (1:1) | 428680 | 88231
Pyridine, 4-[1(4-,5 or 6)-methylbicyclo[2.2.1]hept-5-en-2-yl]- | 17275355 | 88232
Hexanedioic acid, polymer with 2,2-bis(hydroxymethyl)-1,3-propanediol, 2,2-dimethyl-1,3-propanediol and 2,5-furandione | 17275348 | 88233
Propanedioic acid, 1-ethyl 3-(2,6,6-trimethylcycloheptyl) ester | 17275330 | 88234
Cyclohexadecanone, 8(or 9)-methyl-, didehydro deriv. | 17275322 | 88235
Benzenepropanoic acid, 3,5-bis(1,1-dimethylethyl)-4-hydroxy-, isotridecyl ester | 17275215 | 88236
Hexanedioic acid, polymer with 2-ethyl-2-(hydroxymethyl)-1,3-propanediol, 1,3-isobenzofurandione and 2-methyl-1,3-propanediol, 2-hydroxy-3-[(1-oxoneodecyl)oxy]propyl ester | 17275207 | 88237
2,5-Octadien-4-one, 5,6,7-trimethyl-, (2E,5E)- | 17275199 | 88238
Hexanedioic acid, polymer with 2,2-dimethyl-1,3-propanediol, 2-ethyl-2-(hydroxymethyl)-1,3-propanediol and hexahydro-1,3-isobenzofurandione, 3,5,5-trimethylhexanoate | 17275173 | 88239
Cyclohexanol, 4-(3-methylbutyl)- | 17275140 | 88240
Hexanedioic acid, polymer with 2,2-dimethyl-1,3-propanediol, 2-ethyl-2-(hydroxymethyl)-1,3-propanediol, 2,5-furandione, hexahydro-1,3-isobenzofurandione and 1,2-propanediol, 2-ethylhexyl ester | 17275116 | 88241
Benzoic acid, 4,4'-[(3,3'-dimethoxy[1,1'-biphenyl]-4,4'-diyl)bis[2,1-diazenediyl(2-acetyl-1-oxo-2,1-ethanediyl)imino]]bis-, 1,1'-dibutyl ester | 17275108 | 88242
Oxirane, 2-methyl-, polymer with .alpha.-hydro-.omega.-hydroxypoly(oxy-1,4-butanediyl), bis(2-aminomethylethyl) ether | 17275066 | 88243
Aspartic acid, N-[(2Z)-3-carboxy-1-oxo-2-propen-1-yl]-N-(9Z)-9-octadecen-1-yl-, 1,4-bis(2-methylpropyl) ester, compd. with 2-(8Z)-8-heptadecen-1-yl-4,5-dihydro-1H-imidazole-1-ethanol (1:?) | 17275041 | 88244
2-Propenoic acid, 2-methyl-, polymer with butyl 2-propenoate, ethenylbenzene, .alpha.-(2-methyl-1-oxo-2-propen-1-yl)-.omega.-[(2-methyl-1-oxo-2-propen-1-yl)oxy]poly(oxy-1,2-ethanediyl) and 2-propenamide | 17275009 | 88245
Hexanedioic acid, polymer with 1,4-cyclohexanedimethanol, 2-ethyl-2-(hydroxymethyl)-1,3-propanediol and hexahydro-1,3-isobenzofurandione, 3-mercaptopropanoate 3,5,5-trimethylhexanoate | 17274846 | 88246
Disulfide, diphenyl | 73098 | 88247
Benzoic acid, 3-[2-chloro-4-(trifluoromethyl)phenoxy]-, 2-ethoxy-1-methyl-2-oxoethyl ester | 714329 | 88248
Acetamide, N-tricyclo[3.3.1.13,7]dec-1-yl- | 73064 | 88249
1-Propanone, 3-(dimethylamino)-1-phenyl-, hydrochloride (1:1) | 73031 | 88250
1-Naphthalenecarbonyl chloride | 73015 | 88251
1,3,5-Triazine-2,4,6(1H,3H,5H)-trione, 1,3,5-trichloro- | 11478 | 88252
1,4-Benzenediol, 2,3,5,6-tetrachloro- | 11445 | 88253
Benzene, 1,2,3,4,5,6-hexamethyl- | 11429 | 88254
Benzene, 1,2,3,4,5,6-hexabromo- | 11395 | 88255
Silicic acid (H4SiO4), Si,Si'-(dibutylstannylene) Si,Si,Si,Si',Si',Si'-hexaethyl ester | 600478 | 88256
L-Arabinopyranose | 11361 | 88257
1,2-Benzenedicarboxylic acid, potassium salt (1:1) | 72967 | 88258
3-Thiophenamine, N-(2-methoxy-1-methylethyl)-2,4-dimethyl- | 600445 | 88259
Ethanaminium, 2-hydroxy-N,N,N-trimethyl-, (2R,3R)-2,3-dihydroxybutanedioate (1:1) | 11338 | 88260
Benzenamine, 2-chloro-6-methyl- | 11304 | 88261
2-Propenoic acid, 1,1'-[[dihydro-5-(2-hydroxyethyl)-2,4,6-trioxo-1,3,5-triazine-1,3(2H,4H)-diyl]di-2,1-ethanediyl] ester | 600403 | 88262
Benzenamine, 2,3-dimethyl- | 11262 | 88263
Benzeneacetic acid, .alpha.-amino-, (.alpha.R)- | 72942 | 88264
1H-Indole-3-acetic acid | 11239 | 88265
Carbamic acid, dimethyl-, 3-methyl-1-phenyl-1H-pyrazol-5-yl ester | 17122284 | 88266
2-Propenal, 3-(2-furanyl)-2-methyl- | 72918 | 88267
Spiro[isobenzofuran-1(3H),9'-[9H]xanthen]-3-one, 6'-(diethylamino)-2'-[(2-fluorophenyl)amino]- | 600353 | 88268
Benzene, 1-ethyl-2,4-dimethyl- | 72884 | 88269
2,4(1H,3H)-Pyrimidinedione, 1,3-dimethyl- | 72850 | 88270
1(3H)-Isobenzofuranone | 11213 | 88271
Benzene, cyclopropyl- | 961292 | 88272
Tryptophan, N-acetyl- | 11189 | 88273
Benzoic acid, 2-hydroxy-, 2-hydroxyethyl ester | 11163 | 88274
Benzoic acid, 2-hydroxy-, 2-phenylethyl ester | 11130 | 88275
Zinc, [1,2,3-propanetriolato(2-)-.kappa.O1,.kappa.O2]-, homopolymer, stereoisomer | 1714251 | 88276
2-Anthracenesulfonic acid, 1-amino-9,10-dihydro-9,10-dioxo-4-[[3-[(1-oxopropyl)amino]phenyl]amino]- | 600288 | 88277
Benzoic acid, 2-hydroxy-, 4-(1,1-dimethylethyl)phenyl ester | 11106 | 88278
Octadecanedioic acid | 1648765 | 88279
Propanedioic acid, 2-(ethoxymethylene)-, 1,3-diethyl ester | 11080 | 88280
9-Octadecen-1-aminium, N-(carboxymethyl)-N,N-dimethyl-, inner salt, (9Z)- | 72637 | 88281
Butanoic acid, 4,4'-dithiobis[2-amino-, (2R,2'R)-rel- | 72611 | 88282
Hydrazinecarboxylic acid, 1,1-dimethylethyl ester | 72587 | 88283
2-Naphthalenesulfonic acid, 7,7'-iminobis[4-hydroxy- | 11049 | 88284
2H-1-Benzopyran-2-one, 7-(dimethylamino)-4-methyl- | 11023 | 88285
2-Naphthalenol, 5-amino- | 11007 | 88286
3,6,9,12-Tetraazatetradecanedioic acid, 3,6,9,12-tetrakis(carboxymethyl)- | 72546 | 88287
3H-Pyrazol-3-one, 2,4-dihydro-5-methyl-2-(4-methylphenyl)- | 10975 | 88288
Acetic acid, 2-chloro-, hydrazide, hydrochloride (1:1) | 72512 | 88289
1-Naphthaleneacetamide | 10942 | 88290
L-Cysteine, ethyl ester, hydrochloride (1:1) | 72488 | 88291
Butanedioic acid, 2,3-dihydroxy- (2R,3R)-, potassium salt (1:1) | 72447 | 88292
8-Quinolinol, 8-benzoate | 10918 | 88293
Carbamimidothioic acid, methyl ester, sulfate (2:1) | 72363 | 88294
Phosphorothioic acid, O-[2-(ethylthio)ethyl] O,O-dimethyl ester | 17122946 | 88295
Phenol, 4-(9H-carbazol-3-ylamino)- | 10884 | 88296
Hexanedioic acid, ester with 2-ethyl-2-(hydroxymethyl)-1,3-propanediol | 574459 | 88297
Hexanoic acid, 2-ethyl-, 1,1'-[2,2-bis[[(2-ethyl-1-oxohexyl)oxy]methyl]-1,3-propanediyl] ester | 148197 | 88298
L-Alanine, L-leucyl- | 148163 | 88299
Pyrazine, 2-ethyl-3-(methylthio)- | 573683 | 88300
Ethanol, 2-(4-methylphenoxy)-1-(2-phenylethoxy)- | 573659 | 88301
Bicyclo[7.2.0]undeca-2,5-diene-2-ethanol, 6,10,10-trimethyl-, 2-acetate | 573626 | 88302
1,10-Phenanthroline, 2,9-dimethyl-, hydrochloride (1:1) | 148148 | 88303
9,10-Anthracenedione, 1-amino-2-[2-(dibromophenoxy)ethoxy]-4-hydroxy- | 571760 | 88304
Ethanone, 1-phenyl-, 2-(1-phenylethylidene)hydrazone | 68916 | 88305
Benzoic acid, 4-(hexyloxy)-, 4-[(4-butylphenoxy)carbonyl]phenyl ester | 571059 | 88306
2,6-Octadiene, 1,1'-oxybis[3,7-dimethyl-, (2E,2'Z)- | 571026 | 88307
2-Naphthalenecarbonitrile, 1,2,3,4,5,6,7,8-octahydro-8,8-dimethyl- | 571000 | 88308
Butanoic acid, 3-methyl-, decyl ester | 570978 | 88309
Benzoic acid, 2-[[2-(phenylmethylene)octylidene]amino]-, 3-methylbutyl ester | 570952 | 88310
6-Octen-2-ol, 8-(1H-indol-1-yl)-2,5-dimethyl- | 570929 | 88311
Carbonic acid, ethyl 2-phenylethyl ester | 570895 | 88312
Undecanal, 2-methyl-2-(2-propen-1-yl)- | 570861 | 88313
2-Hexenoic acid, 3-methylbutyl ester, (2E)- | 570838 | 88314
Benzoic acid, 4-(trans-4-butylcyclohexyl)-, trans-4-propylcyclohexyl ester | 570804 | 88315
[1,1'-Biphenyl]-4-carbonitrile, 4'-(undecyloxy)- | 570788 | 88316
4,9-Decadien-1-ol, 4,8-dimethyl- | 570762 | 88317
10-Undecen-1-ol, 1-propanoate | 570739 | 88318
Propanenitrile, 3-[[4-[2-(2,6-dichloro-4-nitrophenyl)diazenyl]-3-methylphenyl](2-hydroxyethyl)amino]- | 570671 | 88319
1,3-Hexanedione, 5-methyl-1-(3-methyl-3-cyclohexen-1-yl)- | 570655 | 88320
Benzenamine, 4-[2-(2,6-dichloro-4-nitrophenyl)diazenyl]-N-(4-nitrophenyl)- | 570457 | 88321
Cyclohexanone, 2-heptylidene- | 570382 | 88322
Acetaldehyde, 2-[(3a,4,5,6,7,7a-hexahydro-4,7-methano-1H-inden-6-yl)oxy]- | 570366 | 88323
1,6,9,12-Tetradecatetraen-5-one, 9,13-dimethyl- | 570333 | 88324
2-Naphthalenecarboxamide, 4-[2-(2,5-dichlorophenyl)diazenyl]-N-[4-[[4-[[[4-[2-(2,5-dichlorophenyl)diazenyl]-3-hydroxy-2-naphthalenyl]carbonyl]amino]benzoyl]amino]phenyl]-3-hydroxy- | 570259 | 88325
Carbamic acid, N,N'-[(4,6-dimethyl-1,3-phenylene)bis(methylene)]bis-, C,C'-dimethyl ester | 148122 | 88326
1(4H)-Naphthalenone, 8-amino-2,3,6-tribromo-5-hydroxy-4-imino- | 570192 | 88327
1H-Benz[de]isoquinoline-1,3(2H)-dione, 6,7-diethoxy-2-(phenylmethyl)- | 569335 | 88328
1,3-Propanedione, 2-bromo-1,3-diphenyl- | 68890 | 88329
1,3,5-Triazine-2,4-diamine, N,N'-bis(1-methylethyl)-6-(methylthio)- | 148098 | 88330
1,3,5-Triazine-2,4-diamine, 6-chloro-N2-ethyl-N4-(1-methylpropyl)- | 148072 | 88331
1-Cyclohexene-1-acetonitrile, 3,3,5(or 3,5,5)-trimethyl- | 567511 | 88332
Zinc, bis(O,O-dihexyl phosphorodithioato-.kappa.S,.kappa.S')-, (T-4)- | 148031 | 88333
9H-Purine-2,6-diamine, sulfate (1:?) | 148015 | 88334
3(2H)-Benzoxazolepropanoic acid, 2-[2-[1,5-dihydro-3-methyl-5-oxo-1-(4-sulfophenyl)-4H-pyrazol-4-ylidene]ethylidene]- | 565515 | 88335
[1,2,4]Triazolo[1,5-a]pyrimidin-7-ol, 2-(mercaptomethyl)-5-methyl- | 565481 | 88336
2-Octanol, 2,6-dimethyl-, 2-formate | 565457 | 88337
1,3-Naphthalenedisulfonic acid, 6-(4,5-dihydro-3-methyl-5-oxo-1H-pyrazol-1-yl)- | 147991 | 88338
4-Pentenoic acid, 3-hydroxy-3-methyl-5-(2,6,6-trimethyl-2-cyclohexen-1-yl)-, butyl ester | 564658 | 88339
Benzoic acid, 2-[(3-bicyclo[2.2.1]hept-2-yl-2-methylpropylidene)amino]-, methyl ester | 564625 | 88340
2-Naphthalenemethanol, decahydro-.alpha.-methyl- | 564591 | 88341
7-Benzothiazolesulfonic acid, 2-[4-[2-[1-[[(2-methoxy-5-methyl-4-sulfophenyl)amino]carbonyl]-2-oxopropyl]diazenyl]phenyl]-6-methyl-, ammonium sodium salt (1:1:1) | 713693 | 88342
2,4-Imidazolidinedione, 1-[[[5-(4-nitrophenyl)-2-furanyl]methylene]amino]- | 17004474 | 88343
Benzenediazonium, 4-(ethylamino)-2-methyl-, hexafluorophosphate(1-) (1:1) | 428664 | 88344
Benzoselenazolium, 2-[2-chloro-2-(2-thienyl)ethenyl]-3-ethyl-5-methoxy-, chloride (1:1) | 428649 | 88345
2,3-Quinoxalinediamine, 6-chloro-N2,N3-diphenyl- | 428623 | 88346
Carbamic acid, N,N-bis(hydroxymethyl)-, 2-(1-methylethoxy)ethyl ester | 428607 | 88347
Benzenediazonium, 2,5-bis(1-methylethoxy)-4-(4-morpholinyl)-, (T-4)-tetrachlorozincate(2-) (2:1) | 428417 | 88348
Benzenediazonium, 3-chloro-4-(dimethylamino)-, (T-4)-tetrachlorozincate(2-) (2:1) | 428409 | 88349
Thiodiphosphonic acid ([(HS)HP(S)]2S), P,P'-bis(2,6,6-trimethylbicyclo[3.1.1]hept-2-enyl)-, P,P'-bis(2,6,6-trimethylbicyclo[3.1.1]hept-2-enyl) ester | 424598 | 88350
2,5,8-Trioxa-12-silatridecane, 12-chloro-12-methyl- | 424408 | 88351
Octadecanamide, N-[2-hydroxy-1,1-bis(hydroxymethyl)ethyl]- | 424382 | 88352
1-Propanone, 1-[4-(1,1-dimethylethyl)phenyl]-2-hydroxy-2-methyl- | 424358 | 88353
1-Propanone, 2-hydroxy-2-methyl-1-(4-propylphenyl)- | 424333 | 88354
Morpholine, 4-[2,5-bis(1-methylethoxy)-4-nitrophenyl]- | 424309 | 88355
Cuprate(2-), [6-[2-[7-[(ethenylsulfonyl)methylamino]-1-(hydroxy-.kappa.O)-3-sulfo-2-naphthalenyl]diazenyl-.kappa.N]-5-(hydroxy-.kappa.O)-1-naphthalenesulfonato(4-)]-, hydrogen (1:2) | 424069 | 88356
Benzenediazonium, 4-(butylthio)-2,5-diethoxy-, (T-4)-tetrachlorozincate(2-) (2:1) | 424044 | 88357
Butanamide, 2-[2-[2-chloro-5-(trifluoromethyl)phenyl]diazenyl]-N-(2,3-dihydro-2-oxo-1H-benzimidazol-5-yl)-3-oxo- | 423863 | 88358
2-Naphthalenesulfonic acid, 1-amino-4-bromo- | 423848 | 88359
2-Anthracenesulfonic acid, 1-amino-9,10-dihydro-9,10-dioxo-4-[[4-[2-(4-sulfophenyl)diazenyl]phenyl]amino]- | 423806 | 88360
1-Naphthalenesulfonic acid, 2-[2-[6-(acetylamino)-1-hydroxy-3-sulfo-2-naphthalenyl]diazenyl]-6-[[2-(sulfooxy)ethyl]sulfonyl]- | 423798 | 88361
1H-Pyrazole-3-carboxylic acid, 1-[5-[[(3,6-dichloro-4-pyridazinyl)carbonyl]amino]-2-methyl-3-sulfophenyl]-4,5-dihydro-5-oxo-4-[2-(2-sulfophenyl)diazenyl]- | 423772 | 88362
1,10-Phenanthroline, 4,7-diphenyl-, sulfate (1:1) | 423749 | 88363
Benzenediazonium, 2-chloro-4-(dimethylamino)-5-methoxy-, chloride (1:1) | 423731 | 88364
1-Propanesulfonic acid, 2-hydroxy-3-[(2-hydroxy-1,1-dimethylethyl)amino]- | 423707 | 88365
Magnesate(1-), [N-[2-[bis[(carboxy-.kappa.O)methyl]amino-.kappa.N]ethyl]-N-[2-(hydroxy-.kappa.O)ethyl]glycinato(3-)-.kappa.N,.kappa.O]-, sodium (1:1) | 423418 | 88366
Benzenediazonium, 2-chloro-5-(4-chlorophenoxy)-4-(dimethylamino)-, hexafluorophosphate(1-) (1:1) | 423384 | 88367
1H-Benzimidazole-1-ethanol, 6-chloro-.alpha.,2-dimethyl-, 1-acetate | 423368 | 88368
Carbamic acid, N,N'-(methylenedi-4,1-cyclohexanediyl)bis-, C,C'-bis[2,2-bis[(2-propen-1-yloxy)methyl]butyl] ester | 423335 | 88369
Propanenitrile, 3-[[4-[2-(2-chloro-4-nitrophenyl)diazenyl]-3-methylphenyl]amino]- | 423319 | 88370
Propanenitrile, 3,3'-[[2-[4-[(2-chloro-4-nitrophenyl)diazenyl]phenyl]imino]bis(2,1-ethanediyloxy)]bis- | 423293 | 88371
Acetamide, N-[5-[bis[2-(acetyloxy)ethyl]amino]-2-[2-(2,4-dinitrophenyl)diazenyl]phenyl]- | 423277 | 88372
Benzenediazonium, 2,6-dichloro-4-nitro-, sulfate (2:1) | 423251 | 88373
Benzenediazonium, 2-chloro-4-nitro-, sulfate (2:1) | 423236 | 88374
Ethanamine, 2-chloro-N,N-diethyl-, sulfate (2:1) | 423210 | 88375
Benzenemethanesulfonic acid, 2-chloro-.alpha.-hydroxy-, sodium salt (1:1) | 423137 | 88376
Benzenaminium, 3-[2-(4,5-dihydro-3-methyl-5-oxo-1-phenyl-1H-pyrazol-4-yl)diazenyl]-N,N,N-trimethyl-, chloride (1:1) | 423111 | 88377
1,2-Benzenedicarboxylic acid, 3,4,5,6-tetrachloro-, compd. with 2,4,6-tris[(dimethylamino)methyl]phenol (2:1) | 423079 | 88378
Benzoic acid, 2-(1H-benzimidazol-1-ylcarbonyl)-3,4,5,6-tetrachloro- | 423061 | 88379
Ethanaminium, N-[4-[(2-chlorophenyl)[4-(diethylamino)phenyl]methylene]-2,5-cyclohexadien-1-ylidene]-N-ethyl-, chloride (1:1) | 423046 | 88380
Benzoic acid, carbonylbis[(1H-benzimidazol-1-ylcarbonyl)- | 423004 | 88381
9-Octadecenoic acid (9Z)-, ester with 2,2'-(methylimino)bis[ethanol] | 421545 | 88382
1,2-Benzenedicarboxylic acid, lead(2+) salt (1:1) | 145490 | 88383
Methanesulfonamide, N-[2-[2-(2,6-dicyano-4-methylphenyl)diazenyl]-5-(diethylamino)phenyl]- | 421461 | 88384
Octylphenol diethoxylate | 17164732 | 88388
Octylphenol monoethoxylate | 17164724 | 88389
Spiro[5.5]undec-8-en-1-ol, 2,2,9,11-tetramethyl-, 1-acetate | 17274820 | 88391
1-Hexadecanesulfonic acid, (dimethylphenyl)- | 17274788 | 88392
1-Tetradecanesulfonic acid, (dimethylphenyl)- | 17274762 | 88393
Hexanedioic acid, polymer with 1,4-butanediol, 1,3-diisocyanatomethylbenzene, 1,6-hexanediol, 3-hydroxy-2-(hydroxymethyl)-2-methylpropanoic acid, 5-isocyanato-1-(isocyanatomethyl)-1,3,3-trimethylcyclohexane, .alpha.,.alpha.'-[(1-methylethylidene)di-4,1-phenylene]bis[.omega.-hydroxypoly[oxy(methyl-1,2-ethanediyl)]] and piperazine, compd. with N,N-diethylethanamine | 17274754 | 88394
1,3-Propanediamine, N1,N1-dimethyl-, benzoate (1:1) | 17274721 | 88395
Poly(oxy-1,2-ethanediyl), .alpha.-(2-carboxybenzoyl)-.omega.-[3-[1,3,3,3-tetramethyl-1-[(trimethylsilyl)oxy]-1-disiloxanyl]propoxy]- | 17274713 | 88396
1,4-Benzenedicarboxylic acid, polymer with 1,2-ethanediol, 2,2'-[1,2-ethanediylbis(oxy)]bis[ethanol], 2-ethyl-2-(hydroxymethyl)-1,3-propanediol and .alpha.,.alpha.'-[(1-methylethylidene)di-4,1-phenylene]bis[.omega.-hydroxypoly[oxy(methyl-1,2-ethanediyl)]], benzoate | 17274689 | 88397
Oxirane, 2-methyl-, polymer with oxirane, 2-[bis(phosphonomethyl)amino]propyl methyl ether, compd. with 2,2'-iminobis[ethanol] | 17274671 | 88398
2-Propenoic acid, 2-methyl-, polymer with 2-methyloxirane polymer with oxirane monoether with 1,2-propanediol mono(2-methyl-2-propenoate), sodium salt | 17274655 | 88399
2-Propenoic acid, 2-methyl-, methyl ester, polymer with butyl 2-propenoate, hexadecyl 2-propenoate and octadecyl 2-propenoate | 17274622 | 88400
Hexanedioic acid, polymer with 1,4-butanediol, carbonic acid, 1,6-diisocyanatohexane, 1,6-hexanediol, 2-methyloxirane polymer with oxirane 2,2-bis(hydroxymethyl)butyl 3-sulfopropyl ether sodium salt (1:1), 1,5-pentanediol and 1,2-propanediamine | 17274606 | 88401
Propanedioic acid, 1-[1-(3,3-dimethylcyclohexyl)ethyl] 3-ethyl ester | 17274598 | 88402
Hexanedioic acid, polymer with 1,6-diisocyanatohexane, dimethyl carbonate, 2,2-dimethyl-1,3-propanediol, 2-ethyl-2-(hydroxymethyl)-1,3-propanediol, 1,6-hexanediol, 3-hydroxy-2-(hydroxymethyl)-2-methylpropanoic acid, 1,3-isobenzofurandione and 2-oxepanone | 17274556 | 88403
Inulin, carboxymethyl ether, sodium salt | 17274549 | 88404
2-Propenoic acid, 2-methyl-, polymer with butyl 2-propenoate, ethenylbenzene, methyl 2-methyl-2-propenoate and 2-methylpropyl 2-methyl-2-propenoate, ammonium salt | 17274499 | 88405
2,5-Octadien-4-one, 5,6,7-trimethyl-, (2E,5Z)- | 17274473 | 88406
Benzene, sec-decyl- | 17274465 | 88407
Phosphinic acid, P,P-diethyl-, zinc salt (2:1) | 17274440 | 88408
5-Cyclotetradecen-1-one, 3-methyl-, (5Z)- | 17274432 | 88409
5-Cyclotetradecen-1-one, 3-methyl-, (5E)- | 17274424 | 88410
Ruthenium, [1,3-bis(2,4,6-trimethylphenyl)-2-imidazolidinylidene]dichloro(phenylmethylene)(tricyclohexylphosphine)-, (SP-5-41)- | 17274416 | 88411
9-Octadecenamide, N-(trimethylsilyl)-, (9Z)- | 17274408 | 88412
2-Propenoic acid, 2-methyl-, polymer with 2-methyloxirane polymer with oxirane monoether with 1,2-propanediol mono(2-methyl-2-propenoate) | 17274390 | 88413
2-Propenoic acid, polymer with ethenylbenzene and (1-methylethenyl)benzene, compd. with 2-aminoethanol | 17274382 | 88414
Oxirane, 2-methyl-, polymer with oxirane, mono(hydrogen sulfate), 2-propen-1-yl ether, ammonium salt (1:1) | 17274366 | 88415
1,3-Benzenedicarboxylic acid, 5-sulfo-, sodium salt, compd. with 1,6-hexanediamine (1:1:1), polymer with 1,6-hexanediamine hexanedioate (1:1) | 17274333 | 88416
1-Hexadecanaminium, N,N-dibutyl-N-(2-hydroxyethyl)-, bromide (1:1) | 17274317 | 88417
1,6-Hexanediamine, 1,1,2,2,3,3,4,4,5,5,6,6-dodecafluoro-N,N,N',N'-tetrakis(heptafluoropropyl)- | 17274309 | 88418
9H-Thioxanthen-9-one, 1-chloro-4-propoxy- | 17274291 | 88419
Cyclohexane, 5-isocyanato-1-(isocyanatomethyl)-1,3,3-trimethyl-, polymer with 1,6-diisocyanatohexane | 17274283 | 88420
Cyclopentane, bis(2-octyldodecyl)- | 17274275 | 88421
Pentane, 1,1,1,2,2,3,4,5,5,5-decafluoro-3-methoxy-4-(trifluoromethyl)- | 17274267 | 88422
Carbonic acid, dimethyl ester, polymer with 1,6-hexanediol and 1,5-pentanediol | 17274242 | 88423
Bicyclo[2.2.1]heptane, 2-ethyl-5-methoxy- | 17274234 | 88424
Ethanone, 2-chloro-1-(1-chlorocyclopropyl)- | 17274226 | 88425
Hexanedioic acid, polymer with 1,2-ethanediol, 1,1'-methylenebis[isocyanatobenzene] and 2,2'-oxybis[ethanol] | 17274200 | 88426
Poly(oxy-1,2-ethanediyl), .alpha.,.alpha.'-[[(4-methylphenyl)imino]di-2,1-ethanediyl]bis[.omega.-hydroxy- | 17274192 | 88427
2,5-Furandione, polymer with oxybis[propanol], benzoate | 17274184 | 88428
Xanthylium, 3,6-bis(diethylamino)-9-[2-(methoxycarbonyl)phenyl]-, molybdatesilicate | 17274176 | 88429
Benzene, 1-ethenyl-4-methyl-, polymer with (1-methylethenyl)benzene | 17274150 | 88430
Hexanedioic acid, dimethyl ester, mixt. with dimethyl butanedioate and dimethyl pentanedioate | 17274143 | 88431
Benzenebutanol, .beta.,.delta.-dimethyl- | 17274135 | 88432
1,4-Benzenedicarboxylic acid, polymer with 1,2-ethanediol and 2-methyl-1,3-propanediol | 17274127 | 88433
Alcohols, C7-11-branched and linear | 17274119 | 88434
Resin acids and Rosin acids, maleated, potassium salts | 17274093 | 88435
Benzenesulfonic acid, mono-C10-14-alkyl derivs., sodium salts | 17274085 | 88436
Fatty acids, C16-18 and C18-unsatd., 2-ethylhexyl esters | 17274077 | 88437
1,2,3-Propanetricarboxylic acid, 2-hydroxy-, potassium salt (1:3) | 72330 | 88438
1,3,6-Naphthalenetrisulfonic acid | 10868 | 88439
1,3-Naphthalenedisulfonic acid, 7-[2-(4-amino-5-methoxy-2-methylphenyl)diazenyl]- | 10843 | 88440
Sorbitan, nonanoate | 599977 | 88441
1-Dodecanol, 3,3,4,4,5,5,6,6,7,7,8,8,9,9,10,10,11,11,12,12,12-heneicosafluoro- | 72280 | 88442
1(2H)-Phthalazinone, hydrazone | 17002254 | 88443
Vincaleukoblastine | 686428 | 88444
Phenol, 4-(1,1-dimethylpropyl)-, 1,1',1''-phosphite | 72223 | 88445
Pyridinium, 1,1'-[1,2-ethenediylbis[(3-sulfo-4,1-phenylene)imino[6-[[3-(acetylamino)-4-[2-(4,8-disulfo-2-naphthalenyl)diazenyl]phenyl]amino]-1,3,5-triazine-4,2-diyl]]]bis[3-carboxy-, hydroxide, sodium salt (1:2:6) | 599894 | 88446
Pyridinium, 1,1'-[1,4-phenylenebis[imino[6-[[8-hydroxy-3,6-disulfo-7-[2-(2-sulfophenyl)diazenyl]-1-naphthalenyl]amino]-1,3,5-triazine-4,2-diyl]]]bis[3-carboxy-, hydroxide, sodium salt (1:2:6) | 599886 | 88447
9H-Carbazole, 9-ethyl-3-nitro- | 10652 | 88448
Morpholine, 4-(2,5-diethoxy-4-nitrophenyl)- | 10637 | 88449
1H-Indole-5-sulfonic acid, 2-(1,3-dihydro-3-oxo-5-sulfo-2H-indol-2-ylidene)-2,3-dihydro-3-oxo-, sodium salt (1:2) | 72207 | 88450
Urea, N,N'-diethyl-N,N'-diphenyl- | 10603 | 88451
Nickel, [[2-(hydroxy-.kappa.O)benzoic acid-.kappa.O] [3-[1-cyano-2-(methylamino)-2-(oxo-.kappa.O)ethylidene]-2,3-dihydro-1H-isoindol-1-ylidene-.kappa.N]hydrazidato(2-)]- | 599290 | 88452
Propanoic acid, 2-hydroxy-, potassium salt (1:1), (2S)- | 1650241 | 88453
2-Naphthalenol, 1-[2-[4-(2-phenyldiazenyl)phenyl]diazenyl]- | 10579 | 88454
2-Naphthalenamine, 1-(2-phenyldiazenyl)- | 10553 | 88455
2-Naphthalenesulfonic acid, 5-amino-8-[2-(4-aminophenyl)diazenyl]- | 10538 | 88456
Benzenesulfonic acid, 4-(acetylamino)-2-amino-5-[2-[4-[[2-(sulfooxy)ethyl]sulfonyl]phenyl]diazenyl]-, sodium salt (1:2) | 599084 | 88457
Benzoic acid, 2-[[[4-[(2-thiazolylamino)sulfonyl]phenyl]amino]carbonyl]- | 10504 | 88458
1,2-Benzenedicarboxylic acid, 2-ethoxy-2-oxoethyl methyl ester | 708552 | 88459
1,2-Benzenedicarboxylic acid, 1-butyl 2-(2-ethylhexyl) ester | 10488 | 88460
Coenzyme A | 10454 | 88461
Phenol, 4,4'-butylidenebis[2-(1,1-dimethylethyl)-5-methyl- | 10447 | 88462
Benzoic acid, 2-(4-chloro-3-nitrobenzoyl)- | 10413 | 88463
8-Quinolinesulfonic acid | 10397 | 88464
Benzenamine, 2-methoxy-3-nitro- | 10363 | 88465
1,3-Isobenzofurandione, hexahydro- | 10330 | 88466
2,6-Anthracenedisulfonic acid, 9,10-dihydro-9,10-dioxo-, sodium salt (1:2) | 72181 | 88467
1,5-Anthracenedisulfonic acid, 9,10-dihydro-9,10-dioxo-, sodium salt (1:2) | 72165 | 88468
5'-Guanylic acid | 10298 | 88469
2,7-Naphthalenedisulfonic acid, 4-amino-5-hydroxy-3-[2-(4-nitrophenyl)diazenyl]-6-(2-phenyldiazenyl)-, lithium salt (1:2) | 597963 | 88470
Benzoic acid, 3,3'-methylenebis[6-[2-[2,4-dihydroxy-5-[2-(4-sulfophenyl)diazenyl]phenyl]diazenyl]-, sodium salt (1:?) | 597880 | 88471
Benzene, 1,2,3,4,5-pentabromo-6-ethyl- | 10272 | 88472
Phenol, 2,2'-thiobis[4-chloro-6-nitro- | 709345 | 88473
12H-Dibenzo[d,g][1,3,2]dioxaphosphocin, 2,4,8,10-tetrakis(1,1-dimethylethyl)-6-hydroxy-, 6-oxide, lithium salt (1:1) | 17005794 | 88474
2-Butenoic acid, 4-[(2-ethylhexyl)amino]-4-oxo-, (2Z)-, compd. with 2,2',2''-nitrilotris[ethanol] (1:1) | 597831 | 88475
Ferrate(3-), tris[5,6-di(amino-.kappa.N)-1,3-naphthalenedisulfonato(2-)]-, potassium (1:3) | 597799 | 88476
Hexanoic acid, 2-ethyl-, 5,5-dimethyl-2-(2-methylphenyl)-3-oxo-1-cyclohexen-1-yl ester | 695890 | 88477
2-Naphthalenecarboxylic acid, 3-hydroxy-, phenyl ester | 147967 | 88478
Benzene, 1,1'-(dichloroethenylidene)bis[4-chloro- | 4945 | 88479
2-Propenoic acid, 2-butoxyethyl ester | 147926 | 88480
Propanenitrile, 3-(propylamino)- | 147900 | 88481
Quinoxaline, 2,3-bis(4-methoxyphenyl)- | 147884 | 88482
4(3H)-Quinazolinone, 2-methyl-3-(2-methylphenyl)- | 4911 | 88483
1H-Imidazole-4-carboxamide, 5-amino-, hydrochloride (1:1) | 4895 | 88484
1-Propanamine, N,N,2-trimethyl- | 147868 | 88485
1-Pyrrolidinepropanenitrile, .alpha.-[2-(3,5-dimethyl-1,3,4-oxadiazol-2(3H)-ylidene)ethylidene]-.beta.-thioxo- | 561118 | 88486
Pyridinium, 1-[2-[[4-[2-(2-bromo-4,6-dinitrophenyl)diazenyl]-3-methylphenyl]ethylamino]ethyl]-, chloride (1:1) | 561092 | 88487
Decenoic acid, 5-oxo-, methyl ester | 561050 | 88488
Benzenesulfonamide, 4-amino-N-(5-methyl-3-isoxazolyl)- | 68866 | 88489
1-Triazene, 3,3-dimethyl-1-phenyl- | 17004458 | 88490
2-Naphthalenesulfonic acid, 4-hydroxy-3-[2-(4-methoxy-2-sulfophenyl)diazenyl]-6-[methyl[[2-(sulfooxy)ethyl]sulfonyl]amino]- | 559773 | 88491
Acetic acid, 2-phenoxy-, 2-[(2-cyanoethyl)[4-[2-(4-nitrophenyl)diazenyl]phenyl]amino]ethyl ester | 559765 | 88492
Indenopyrene | 695866 | 88493
L-Threonine | 4879 | 88494
Phenol, 2,2'-[(3,3'-dimethyl[1,1'-biphenyl]-4,4'-diyl)bis(2,1-diazenediyl)]bis[4-(1,1,3,3-tetramethylbutyl)- | 147819 | 88495
[1,1'-Biphenyl]-4,4'-disulfonamide, N4,N4'-bis(phenylsulfonyl)- | 147801 | 88496
Octadecanoic acid, 2-methyl- | 147785 | 88497
Benzenediazonium, 2-methoxy-4-[2-(4-sulfophenyl)diazenyl]-, inner salt | 556076 | 88498
Benzenediazonium, 4-[2-(3-carboxy-4-hydroxyphenyl)diazenyl]-, inner salt | 556027 | 88499
Propanenitrile, 3-[[2-(acetyloxy)ethyl][4-[2-[4-(2-phenyldiazenyl)phenyl]diazenyl]phenyl]amino]- | 556001 | 88500
1-Dodecyn-3-ol, 3-methyl-, 3-acetate | 555987 | 88501
Benzenesulfonic acid, 2-[2-[2,4-dihydroxy-3-[2-(4-nitrophenyl)diazenyl]-5-[2-(4-sulfophenyl)diazenyl]phenyl]diazenyl]-5-nitro- | 555318 | 88502
Benzenesulfonic acid, 4-[2-[5-[2-(2,4-dimethylphenyl)diazenyl]-2,4-dihydroxyphenyl]diazenyl]- | 555268 | 88503
Benzoic acid, 4-methyl-, 1,1'-(oxydi-3,1-propanediyl) ester | 555177 | 88504
9-Octadecen-1-aminium, N,N-dimethyl-N-(9Z)-9-octadecen-1-yl-, chloride (1:1), (9Z)- | 147744 | 88505
2-Cyclohexen-1-ol, 1-methyl-4-(1-methylethenyl)-, (1R,4R)-rel- | 147728 | 88506
Benzenediazonium, 4-(5-sulfo-2H-naphtho[1,2-d]triazol-2-yl)-, inner salt | 554691 | 88507
1,3-Benzodioxole-5-carboxylic acid, 6-nitro-, methyl ester | 68833 | 88508
2-Naphthalenecarboxamide, 4-[2-(3,4-dichlorophenyl)diazenyl]-N-(2-ethylphenyl)-3-hydroxy- | 553933 | 88509
D-Glucitol, 1,2,3,4,5,6-hexaacetate | 147702 | 88510
Thiazole, 2,2'-dithiobis[4-methyl-5-nitro- | 553875 | 88511
1,3-Benzenedicarboxylic acid, 5-(2,5-dihydro-5-thioxo-1H-tetrazol-1-yl)-, 1,3-dimethyl ester | 553826 | 88512
2-Butanone, 3-methyl-, 2-methyl-2-(2-pyridinyl)hydrazone | 553792 | 88513
Hexanoic acid, 6-amino-, isononyl ester | 553701 | 88514
Benzenamine, 3,3'-[(1,1,3,3-tetramethyl-1,3-disiloxanediyl)bis(4,1-butanediyloxy)]bis- | 553677 | 88515
2-Buten-1-ol, 1-acetate, (2E)- | 147678 | 88516
Cyclohexene, 1-ethyl-6-methyl- | 553321 | 88517
Propanedioic acid, 2-[(2,5-dimethoxyphenyl)methyl]- | 553107 | 88518
1,3,2-Dioxaphosphorinane, 5,5-dimethyl-2-(2,4,6-trimethylphenoxy)- | 553065 | 88519
Benzene, 1,1'-butylidenebis- | 68817 | 88520
Cyclohexanol, 2-methyl(1,7,7-trimethylbicyclo[2.2.1]heptyl)- | 552620 | 88521
1,3-Benzenedicarboxylic acid, bis(oxiranylmethyl) ester | 17004433 | 88522
Octatriacontane | 147645 | 88523
Propanedioic acid, 1,3-bis(1,1-dimethylethyl) ester | 52043 | 88524
Pyridine, 3-[(2S)-1-methyl-2-pyrrolidinyl]- | 1727 | 88525
1H-Azepine-1-carboxamide, N,N'-(methylenedi-4,1-phenylene)bis[hexahydro-2-oxo- | 300830 | 88526
Cyclopentasiloxane, 2,2,4,4,6,6,8,8,10,10-decamethyl- | 52019 | 88527
Cyclohexasiloxane, 2,2,4,4,6,6,8,8,10,10,12,12-dodecamethyl- | 51995 | 88528
Pentane, 2,2,4-trimethyl- | 51961 | 88529
5,9,14,18-Anthrazinetetrol, 7,16-dichloro-6,15-dihydro-, 5,9,14,18-tetrakis(hydrogen sulfate), potassium salt (1:4) | 300798 | 88530
Thiocyanic acid, sodium salt (1:1) | 51938 | 88531
3H-Indolium, 2-[2-[4-[(2-cyanoethyl)ethylamino]phenyl]ethenyl]-1,3,3-trimethyl-, chloride (1:1) | 300731 | 88532
Carbonic acid, C,C'-[(1-methylethylidene)bis(2,6-dibromo-4,1-phenylene)] C,C'-bis(2,4,6-tribromophenyl) ester | 300707 | 88533
Benzene, 1,3-bis(3-nitrophenoxy)- | 300699 | 88534
2-Propenoic acid, 3-(4-aminophenyl)-, hydrochloride (1:1) | 300665 | 88535
Butanoic acid, 3-hydroxy-, ethyl ester | 131797 | 88536
Acetamide, N-(4-fluorophenyl)-2-hydroxy-N-(1-methylethyl)- | 300632 | 88537
1H-Indazole, 5-nitro- | 131763 | 88538
Cyclohexane, 1,2-dibromo- | 131748 | 88539
Methanesulfonic acid, 1,1,1-trifluoro-, zinc salt (2:1) | 300590 | 88540
1,3-Benzenedicarboxylic acid, 5-phenoxy-, 1,3-dimethyl ester | 300566 | 88541
2-Propanesulfonic acid, sodium salt (1:1) | 131714 | 88542
Isononanoic acid, calcium salt (2:1) | 300509 | 88543
Propanoic acid, 3-[(aminoiminomethyl)thio]- | 131698 | 88544
1,3-Butadiene, 1,2,3-trichloro-, (E)- | 712489 | 88545
Butanoic acid, 3-oxo-, phenylmethyl ester | 131656 | 88546
1,4-Benzenediamine, N1-methyl-, hydrochloride (1:2) | 131623 | 88547
2,4-Imidazolidinedione, 5-ethyl-5-methyl- | 131607 | 88548
9H-Carbazole, 3-nitro-9-nitroso- | 131573 | 88549
1-Triazene, 1-(4-nitrophenyl)-3-[4-(2-phenyldiazenyl)phenyl]- | 131557 | 88550
2(1H)-Pyrimidinethione, 3,4-dihydro-4,4,6-trimethyl- | 131524 | 88551
Benzoic acid, 4-[1-[[[5-[[4-[2,4-bis(1,1-dimethylpropyl)phenoxy]-1-oxobutyl]amino]-2-chlorophenyl]amino]carbonyl]-3,3-dimethyl-2-oxobutoxy]- | 300277 | 88552
1H-Benzimidazole-5-sulfonic acid, 2,3-dihydro-2-thioxo-, sodium salt (1:1) | 300269 | 88553
Benzenamine, 4-[2-(4-aminophenyl)diazenyl]-N,N-dimethyl- | 51664 | 88554
2-Propenoic acid, 2-nitrobutyl ester | 131490 | 88555
1,2,4-Benzenetricarboxylic acid, 1,2,4-triisononyl ester | 300228 | 88556
Benzene, (2-methylpropyl)- | 51649 | 88557
Benzene, 1-(dibromomethyl)-3-phenoxy- | 300145 | 88558
1-Dodecanaminium, N,N-dimethyl-N-(2-phenoxyethyl)-, bromide (1:1) | 51607 | 88559
2-Propenoic acid, 3-phenyl-, butyl ester | 51581 | 88560
Dibenz[a,e]aceanthrylene | 131474 | 88561
Adenosine 5'-(trihydrogen diphosphate), P'.fwdarw.5'-ester with 3-(aminocarbonyl)-1-.beta.-D-ribofuranosylpyridinium, inner salt | 1693 | 88562
2-Propenoic acid, 3-phenyl-, sodium salt (1:1) | 51557 | 88563
5,9-Undecadien-2-ol, 6,10-dimethyl- | 300087 | 88564
Dodecanoic acid, 1,1',1''-(1,2,3-propanetriyl) ester | 51524 | 88565
Decanoic acid, 1,1'-(1-methyl-1,2-ethanediyl) ester | 300046 | 88566
1,3-Benzodioxole, 5-[2-(octylthio)propyl]- | 131441 | 88567
1(2H)-Quinolineethanol, 3,4-dihydro-2,2,4,7-tetramethyl- | 300004 | 88568
Cyanamide, N,N-di-2-propen-1-yl- | 51490 | 88569
Disulfide, bis(3-nitrophenyl) | 51466 | 88570
Cyclohexanol, 2-(1,1-dimethylethyl)-4-methyl- | 359729 | 88571
2-Furanmethanol, tetrahydro-.alpha.-pentyl-, 2-acetate | 359695 | 88572
Cyclohexanemethanol, 2,4,6-trimethyl-, 1-acetate | 359661 | 88573
Ethanaminium, N-(2-cyanoethyl)-N-ethyl-N-(2-hydroxyethyl)-2-[(1-oxooctadecyl)amino]-, ethyl sulfate (1:1) | 359430 | 88574
Octadecanamide, N-(2-hydroxyethyl)-N-[2-[(1-oxooctadecyl)amino]ethyl]-, acetate (1:1) | 359414 | 88575
Ethanaminium, 2-cyano-N-ethyl-N,N-bis[2-[(1-oxodocosyl)amino]ethyl]-, ethyl sulfate (1:1) | 359398 | 88576
Ethanaminium, N-(2-cyanoethyl)-N-ethyl-N-(2-hydroxyethyl)-2-[[(9Z)-1-oxo-9-octadecen-1-yl]amino]-, ethyl sulfate (1:1) | 359380 | 88577
1-Propanaminium, N-ethyl-N,N-dimethyl-3-[(1-oxoisooctadecyl)amino]-, ethyl sulfate (1:1) | 359315 | 88578
Benzenemethanaminium, N,N-dimethyl-N-[3-[(1-oxoisooctadecyl)amino]propyl]-, chloride (1:1) | 359299 | 88579
Ethanaminium, 2-cyano-N-ethyl-N,N-bis[2-[(1-oxoisooctadecyl)amino]ethyl]-, ethyl sulfate (1:1) | 359265 | 88580
2H-Pyran-2-one, 5-(1-buten-1-yl)-5-ethyltetrahydro- | 359190 | 88581
[1,1'-Biphenyl]-4-carboxamide, 4'-pentyl- | 359141 | 88582
6-Octen-1-ol, 3,7-dimethyl-, 1-acetate, (3S)- | 359109 | 88583
Phenol, 4-(2-methylbutoxy)- | 358929 | 88584
Carbamic acid, N,N'-[(2,4-dioxo-1,3-diazetidine-1,3-diyl)bis(6-methyl-3,1-phenylene)]bis-, C,C'-bis(2,6-dimethyl-4-nitrosophenyl) ester | 358796 | 88585
9-Octadecenamide, N-[2-[[2-[[2-[(2-aminoethyl)amino]ethyl]amino]ethyl]amino]ethyl]-, (9Z)- | 358770 | 88586
Silane, [2-(3-cyclohexen-1-yl)ethyl]trimethoxy- | 358705 | 88587
Cyclohexanecarboxylic acid, 4-pentyl-, 4-methoxyphenyl ester, trans- | 358689 | 88588
Cyclohexanecarboxylic acid, 4-propyl-, 4-methoxyphenyl ester, trans- | 358648 | 88589
Glycine, N-ethyl-N-[(1,1,2,2,3,3,4,4,5,5,6,6,7,7,7-pentadecafluoroheptyl)sulfonyl]-, potassium salt (1:1) | 358614 | 88590
2-Propenoic acid, 2-methyl-, 2-[methyl[(1,1,2,2,3,3,4,4,5,5,6,6,6-tridecafluorohexyl)sulfonyl]amino]ethyl ester | 358606 | 88591
2-Propenoic acid, 2-methyl-, 2-[methyl[(1,1,2,2,3,3,4,4,4-nonafluorobutyl)sulfonyl]amino]ethyl ester | 358580 | 88592
2-Propenoic acid, 2-[methyl[(1,1,2,2,3,3,4,4,5,5,6,6,6-tridecafluorohexyl)sulfonyl]amino]ethyl ester | 358564 | 88593
2-Propenoic acid, 2-[methyl[(1,1,2,2,3,3,4,4,4-nonafluorobutyl)sulfonyl]amino]ethyl ester | 358549 | 88594
Glycine, N-ethyl-N-[(1,1,2,2,3,3,4,4,5,5,6,6,6-tridecafluorohexyl)sulfonyl]-, potassium salt (1:1) | 358523 | 88595
Glycine, N-ethyl-N-[(1,1,2,2,3,3,4,4,4-nonafluorobutyl)sulfonyl]-, potassium salt (1:1) | 358507 | 88596
1-Heptanesulfonamide, 1,1,2,2,3,3,4,4,5,5,6,6,7,7,7-pentadecafluoro-N-2-propen-1-yl- | 358481 | 88597
Benzeneacetic acid, .alpha.-[(3-methoxy-1-methyl-3-oxo-1-propen-1-yl)amino]-, potassium salt (1:1) | 358416 | 88598
Butanoic acid, 3,3-bis[(1,1-dimethylpropyl)dioxy]-, ethyl ester | 358390 | 88599
1,3,2-Dioxaphospholane, 2-butoxy-, 2-oxide | 358366 | 88600
2,4-Nonadienal | 145045 | 88601
Benzoic acid, 2-[2-[2-amino-6-[2-[4'-[2-(3-carboxy-4-hydroxyphenyl)diazenyl]-3,3'-dimethoxy[1,1'-biphenyl]-4-yl]diazenyl]-5-hydroxy-7-sulfo-1-naphthalenyl]diazenyl]-5-nitro-, sodium salt (1:3) | 145011 | 88602
9,10-Anthracenedione, 1,4-bis[(2-methylphenyl)amino]- | 144998 | 88603
.alpha.-D-Glucopyranose, 1-(dihydrogen phosphate), dipotassium salt | 144964 | 88604
Acetamide, N-[5-[ethyl(phenylmethyl)amino]-2-[2-[5-(ethylthio)-1,3,4-thiadiazol-2-yl]diazenyl]phenyl]- | 358069 | 88605
2-Naphthalenecarboxylic acid, 5-amino-1-hydroxy- | 358044 | 88606
Acetamide, N-[3-[[2-(2-ethoxyethoxy)ethyl]ethylamino]phenyl]- | 358028 | 88607
Benzothiazolium, 2-[2-[4-[(2,3-dimethoxypropyl)ethylamino]phenyl]diazenyl]-6-methoxy-3-methyl-, chloride (1:1) | 358002 | 88608
Peroxide, 1,1'-(3,3,5-trimethylcyclohexylidene)bis[2-(1,1-dimethylethyl) | 144931 | 88609
Morpholine, 4-[3-[4-(1,1-dimethylethyl)phenyl]-2-methylpropyl]-2,6-dimethyl- | 963611 | 88610
Benzenemethanaminium, N-(3-chloro-2-hydroxypropyl)-N,N-dimethyl-, chloride (1:1) | 357962 | 88611
4-Heptenal, (4Z)- | 144915 | 88612
1H-Benzimidazole, 2-(5-ethyl-2-pyridinyl)- | 357905 | 88613
Silicon(1+), tris(2,4-pentanedionato-.kappa.O2,.kappa.O4)-, (OC-6-11)-, hexafluoroarsenate(1-) (1:1) | 357863 | 88614
Spiro[isobenzofuran-1(3H),9'-[9H]xanthen]-3-one, 6'-[ethyl(4-methylphenyl)amino]-2'-(phenylamino)- | 331553 | 88615
Methanaminium, N-[4-[amino[4-(dimethylamino)phenyl]methylene]-2,5-cyclohexadien-1-ylidene]-N-methyl-, dodecyl(sulfophenoxy)benzenesulfonate (2:1) | 331413 | 88616
Copper(2+), bis(1,2-ethanediamine-.kappa.N1,.kappa.N2)-, (SP-4-1)-tetrakis(cyano-.kappa.C)nickelate(2-) (1:1) | 331405 | 88617
2-Propanone, 1,1-dimethoxy- | 140160 | 88618
D-Glucose, 4-O-.beta.-D-galactopyranosyl- | 3749 | 88619
Quinolinium, 1-ethyl-2-[(1-ethyl-4(1H)-quinolinylidene)methyl]-, iodide (1:1) | 65391 | 88620
1,3-Nonanediol, 1-propanoate | 331363 | 88621
1H-Pyrazole-3-carboxylic acid, 4-[2-(5-amino-2-sulfophenyl)diazenyl]-4,5-dihydro-5-oxo-1-(4-sulfophenyl)- | 331330 | 88622
Benzenesulfonic acid, 4-[2-(2-hydroxy-1-naphthalenyl)diazenyl]-, sodium salt (1:1) | 65375 | 88623
2,6-Anthracenedisulfonic acid, 9,10-dihydro-1,5-dihydroxy-4,8-dinitro-9,10-dioxo-, sodium salt (1:2) | 140111 | 88624
Benzoic acid, 2-hydroxy-, ion(1-) | 708495 | 88625
Butane, 1,1'-oxybis[4-chloro- | 140095 | 88626
Cholest-5-en-3-ol (3.beta.)-, 3-propanoate | 65359 | 88627
Benzamide, 4-nitro-N-(4-nitrophenyl)- | 140061 | 88628
Benzenesulfonic acid, 2-amino-4,5-dichloro- | 17009903 | 88629
Phosphoric acid, bis[(1-methyl-1-phenylethyl)phenyl] phenyl ester | 331009 | 88630
Phosphoric acid, bis(nonylphenyl) phenyl ester | 330993 | 88631
Benzene, (3-cyclohexyl-1,1-dimethylbutyl)- | 330951 | 88632
Phosphorochloridous acid, bis(4-nonylphenyl) ester | 330928 | 88633
Ethanol, 2-(hexyloxy)-, 1-(dihydrogen phosphate) | 330878 | 88634
Propanenitrile, 3-(phenylmethoxy)- | 140012 | 88635
3-Pyridinecarbonitrile, 5-[2-[2-chloro-4-(methylsulfonyl)phenyl]diazenyl]-4-methyl-2,6-bis[[3-(2-phenoxyethoxy)propyl]amino]- | 330837 | 88636
1,3-Isobenzofurandione, 4,5,6,7-tetraiodo- | 65318 | 88637
5-Hepten-2-ol, 3,6-dimethyl-, 2-acetate | 330779 | 88638
Spiro[isobenzofuran-1(3H),9'-[9H]xanthen]-3-one, 4,5,6,7-tetrachloro-3',6'-dihydroxy-2',4',5',7'-tetraiodo-, sodium salt (1:2) | 65292 | 88639
2H-Benzimidazole-2-thione, 1,3-dihydro-5-nitro- | 139998 | 88640
Benzene, 1,1',1'',1'''-(1,2-ethenediylidene)tetrakis- | 65268 | 88641
Tetradecanoic acid, 2-[4-(acetyloxy)-3-(1,1-dimethylethyl)phenoxy]- | 330704 | 88642
2H-Naphtho[1,2-d]triazole-6,8-disulfonic acid, 2-(4-aminophenyl)- | 330670 | 88643
Dodecanedioic acid, 1,12-bis[2-(2-hydroxybenzoyl)hydrazide] | 330654 | 88644
1H-Isoindole-1,3(2H)-dione, 4-[4-[1-[4-[(2,3-dihydro-2-methyl-1,3-dioxo-1H-isoindol-5-yl)oxy]phenyl]-1-methylethyl]phenoxy]-2-methyl- | 330522 | 88645
2-Propenoic acid, 2-[[(butylamino)carbonyl]oxy]ethyl ester | 330506 | 88646
2-Naphthalenesulfonic acid, 8-amino-, sodium salt (1:1) | 139964 | 88647
2-Naphthalenesulfonamide, 6,7-bis[(phenylsulfonyl)oxy]- | 330464 | 88648
Benzoic acid, 4-[1-[[[5-[[4-[2,4-bis(1,1-dimethylpropyl)phenoxy]-1-oxobutyl]amino]-2-chlorophenyl]amino]carbonyl]-3,3-dimethyl-2-oxobutoxy]-, methyl ester | 330373 | 88649
Ethanesulfonic acid, 2-[cyclohexyl(1-oxooctadecyl)amino]-, sodium salt (1:1) | 330332 | 88650
Butanedioic acid, 2-sulfo-, 1,4-bis(2,6-dimethylheptyl) ester, sodium salt (1:1) | 330316 | 88651
Ethanol, 2-[2-(4-dodecylphenoxy)ethoxy]-, 1-(dihydrogen phosphate) | 330290 | 88652
3,6,9,12-Tetraoxahexadecan-1-ol, 15-methyl-, 1-(dihydrogen phosphate) | 330274 | 88653
Benzenesulfonic acid, 3-[2-[4-[2-(4-hydroxyphenyl)diazenyl]-3-methylphenyl]diazenyl]- | 330258 | 88654
Phenol, 2-[2-(2-amino-1-naphthalenyl)diazenyl]-4-(1,1,3,3-tetramethylbutyl)- | 330217 | 88655
2,5-Cyclohexadiene-1,4-dione, 2,5-dichloro-3,6-bis(1-pyrenylamino)- | 330191 | 88656
Benzenesulfonic acid, 2,2'-thiobis[5-nitro- | 330167 | 88657
2,4,8,10-Tetraoxa-3,9-diphosphaspiro[5.5]undecane, 3,9-diphenyl-, 3,9-dioxide | 314971 | 88658
2-Thiazolamine, 4-(chloromethyl)-, hydrochloride (1:1) | 314955 | 88659
1-Naphthalenol, 4-amino-, hydrochloride (1:1) | 136382 | 88660
Stannane, tetraphenyl- | 57737 | 88661
Nonanoic acid, 2-ethylhexyl ester | 314922 | 88662
1,3,6,8-Pyrenetetrasulfonic acid, sodium salt (1:4) | 314898 | 88663
Ethanaminium, N,N,N-triethyl-2-hydroxy-, iodide (1:1) | 136358 | 88664
Pregna-4,6-diene-3,20-dione, 17-(acetyloxy)-6-methyl- | 17003120 | 88665
1-Propanol, 2,3-dimercapto- | 3129 | 88666
Ethanol, 2,2'-oxybis-, 1,1'-dicarbamate | 136325 | 88667
2(3H)-Benzoxazolone | 3095 | 88668
6-Octenal, 3,7-dimethyl-, (3S)- | 136309 | 88669
Ethane, 1,1-dichloro-1-nitro- | 709048 | 88670
Acetamide, 2,2,2-trichloro- | 57703 | 88671
Ethanesulfonyl chloride | 57679 | 88672
Propane, 1,2-dibromo-2-methyl- | 57638 | 88673
Propane, 2,2-dichloro- | 57604 | 88674
Propane, 2,2-dibromo- | 57570 | 88675
Benzenesulfonamide, 4-amino-N-2-quinoxalinyl- | 3079 | 88676
Ethane, 1-bromo-1-chloro- | 685982 | 88677
Arsonous dichloride, As-methyl- | 57539 | 88678
Quinoline, 1,2,3,4-tetrahydro-2,2,4,7-tetramethyl- | 314625 | 88679
1H-Xantheno[2,1,9-def]isoquinoline-2(3H)-ethanesulfonic acid, 9-methoxy-1,3-dioxo- | 314583 | 88680
2,3-Pyridinediamine, 5-bromo-6-methyl- | 314559 | 88681
2(1H)-Quinolinone | 3053 | 88682
3-Pyridinecarbonitrile, 1,2-dihydro-6-hydroxy-1,4-dimethyl-2-oxo-5-[2-[3-[(phenylsulfonyl)oxy]phenyl]diazenyl]- | 314492 | 88683
Thioperoxydiphosphoric acid ([(HO)2P(S)]2S2), Op,Op,Op',Op'-tetramethyl ester | 136242 | 88684
Boron, trifluoro[1,1'-oxybis[butane]]-, (T-4)- | 57331 | 88685
Pyrazine, 2-[(2-furanylmethyl)thio]-5-methyl- | 314468 | 88686
1,1'-Biphenyl, 2,2',3,4,4',6'-hexachloro- | 739789 | 88687
1-Propene, 3,3'-thiobis- | 57299 | 88688
Formic acid, butyl ester | 57265 | 88689
Benzenamine, N-hydroxy-2-methyl-3,5-dinitro- | 314435 | 88690
Acetic acid, 2-(dimethoxyphosphinyl)-, methyl ester | 136226 | 88691
3-Pyridinecarboxamide, N,N-diethyl- | 17002080 | 88692
Propane, 1,1'-thiobis[2-methyl- | 57232 | 88693
Methanol, (methyl-ONN-azoxy)-, acetate (ester) | 17003104 | 88694
Benzenamine, 4,4'-(1,2-ethanediyl)bis[N-[(4-butoxyphenyl)methylene]- | 314385 | 88695
Pentadecanoic acid, 1,1'-anhydride | 314351 | 88696
Pentane, 1-fluoro- | 57190 | 88697
1,5-Hexadiene | 57166 | 88698
Urea, N-butyl- | 57117 | 88699
9-Octadecenoic acid (9Z)-, isodecyl ester | 314302 | 88700
1-Hexanaminium, N,N,N-trihexyl-, chloride (1:1) | 136192 | 88701
2-Naphthalenesulfonic acid, 6-amino-5-[2-(4-chloro-5-methyl-2-sulfophenyl)diazenyl]-4-hydroxy- | 314286 | 88702
Furan, tetrahydro-2-octyl- | 136168 | 88703
Hexane, 2,5-dimethyl- | 685958 | 88704
Silane, trichloro(3,3,3-trifluoropropyl)- | 57083 | 88705
Calcium cyanide (Ca(CN)2) | 57059 | 88706
2-Propenoic acid, 2-methyl-, 2,3-dihydroxypropyl ester | 136143 | 88707
Pentanamide, N-(5-amino-2-chlorophenyl)-4,4-dimethyl-3-oxo- | 314203 | 88708
Mercury, bis(4-methylphenyl)- | 51433 | 88709
2,5-Cyclohexadien-1-one, 2,6-dibromo-4-(chloroimino)- | 51417 | 88710
Benzene, iodosyl- | 51359 | 88711
2-Pyridinecarboxylic acid, 5-butyl- | 51318 | 88712
Benzenemethanol, 4-(1-methylethyl)- | 51292 | 88713
1,3,5-Triazine-1,3,5(2H,4H,6H)-triethanol, compd. with bromine (1:1) | 299578 | 88714
Propanoic acid, 2-hydroxy-, propyl ester, (2S)- | 1649722 | 88715
Benzenemethanol, .alpha.,4-dimethyl- | 51268 | 88716
Butanedioic acid, 2-methylene-, sodium salt (1:2) | 131417 | 88717
Benzo[b]thiophen-3(2H)-one, 2-[[4-(dimethylamino)phenyl]imino]- | 299495 | 88718
Benzoic acid, 3-amino-4-hydroxy-, methyl ester | 51227 | 88719
Benzothiazolium, 5-chloro-2-methyl-3-(3-sulfobutyl)-, inner salt | 299453 | 88720
Octadecanamide, N,N'-[1,2-ethanediylbis(imino-2,1-ethanediyl)]bis- | 299420 | 88721
10H-Phenothiazine-10-propanamine, N,N-dimethyl-, hydrochloride (1:1) | 1677 | 88722
Methanol, 1,1'-(1,1,3,3-tetramethyl-1,3-disiloxanediyl)bis-, 1,1'-diacetate | 131383 | 88723
4-Pyrimidinamine, 2-chloro-N,N,6-trimethyl- | 51201 | 88724
Benzene, 1-methyl-3-(1-methylethyl)- | 51177 | 88725
L-Glutamic acid, N-(1-oxododecyl)-, compd. with 2,2',2''-nitrilotris[ethanol] (1:1) | 299339 | 88726
Adenosine 5'-(trihydrogen diphosphate), 2'-(dihydrogen phosphate), P'.fwdarw.5'-ester with 1,4-dihydro-1-.beta.-D-ribofuranosyl-3-pyridinecarboxamide | 1651 | 88727
Trisiloxane, 3-ethenyl-1,1,1,5,5,5-hexamethyl-3-[(trimethylsilyl)oxy]- | 131359 | 88728
Butaneperoxoic acid, 2,2-dimethyl-, 1,1-dimethylethyl ester | 299305 | 88729
9,10-Anthracenedione, 1-amino-6,7-dichloro- | 131334 | 88730
Urea, N-(4-nitrophenyl)-N'-(3-pyridinylmethyl)- | 299271 | 88731
[1,1'-Biphenyl]-2-ol, 3(or 5)-chloro- | 712448 | 88732
Acetic acid, (2,4,5-trichlorophenoxy)-, methyl-2-[methyl-2-[methyl-2-(2-methylpropoxy)ethoxy]ethoxy]ethyl ester | 17129370 | 88733
Propanoic acid, 2-(2,4,5-trichlorophenoxy)-, methyl-2-[methyl-2-[methyl-2-(2-methylpropoxy)ethoxy]ethoxy]ethyl ester | 17129354 | 88734
Benzoic acid, 3,3'-[1,2-ethenediylbis[(3-sulfo-4,1-phenylene)-2,1-diazenediyl]]bis[6-hydroxy-5-methyl-, lithium salt (1:4) | 299206 | 88735
2,5-Furandione, 3-(eicosen-1-yl)dihydro- | 299198 | 88736
Hydrazinecarbothioamide, 2-(1,3-benzodioxol-5-ylmethylene)- | 131318 | 88737
1H,5H,11H-[1]Benzopyrano[6,7,8-ij]quinolizin-11-one, 2,3,6,7-tetrahydro-9-(trifluoromethyl)- | 299172 | 88738
Propanoic acid, 2-chloro-, ethyl ester | 51144 | 88739
Methanone, diphenyl-, hydrazone | 131284 | 88740
Octadecanoic acid, 26-hydroxy-3,6,9,12,15,18,21,24-octaoxahexacos-1-yl ester | 131250 | 88741
Methanesulfonamide, N-(methylsulfonyl)- | 131235 | 88742
1,2-Benzenedicarboxylic acid, 3,3'-[(1-methylethylidene)bis(4,1-phenyleneoxy)]bis- | 298851 | 88743
1-Decanol, 10-bromo- | 298836 | 88744
Benzene, 1-(2-chloroethyl)-4-(chloromethyl)- | 298802 | 88745
Zinc, bis[N,N-bis(2-ethylhexyl)carbamodithioato-.kappa.S,.kappa.S']-, (T-4)- | 298737 | 88746
2-Propenoic acid, 1,1'-[2,2-bis(hydroxymethyl)-1,3-propanediyl] ester | 298703 | 88747
Methanesulfonic acid, tin(2+) salt (2:1) | 298679 | 88748
2-Propanol, 1,3-diiodo- | 17122763 | 88749
Acetic acid, (2,4,5-trichlorophenoxy)-, compd. with (Z)-N,N-dimethyl-9-octadecen-1-amine (1:1) | 17129081 | 88750
Acetic acid, (2,4,5-trichlorophenoxy)-, compd. with 1-tridecanamine (1:1) | 17129040 | 88751
Propanoic acid, 2-(2,4,5-trichlorophenoxy)-, 2-ethylhexyl ester | 17128992 | 88752
Propanoic acid, 2-(2,4,5-trichlorophenoxy)-, compd. with N,N-diethylethanamine (1:1) | 17128976 | 88753
Acetic acid, (2,4-dichlorophenoxy)-, 2-ethyl-4-methylpentyl ester | 298570 | 88754
2,4(1H,3H)-Pyrimidinedione, 5-bromo-6-methyl-3-(1-methylpropyl)-, lithium salt (1:1) | 298505 | 88755
Propanoic acid, 2-(2,4,5-trichlorophenoxy)-, 1-methylheptyl ester | 17128620 | 88756
Cytidine, N-benzoyl-5'-O-[bis(4-methoxyphenyl)phenylmethyl]-2'-deoxy- | 17119710 | 88757
2H-1-Benzopyran-2-one, 7-(diethylamino)-4-methyl-, sulfate (1:1) | 357830 | 88758
2,4-Imidazolidinedione, 1-[[(5-nitro-2-furanyl)methylene]amino]- | 4192 | 88759
1H-Pyrazol-5-amine, 4-[2-(2,4-dinitrophenyl)diazenyl]-3-methyl-1-phenyl- | 357780 | 88760
5-Hepten-2-one | 144873 | 88761
2-Propanol, 1-(tert-dodecylthio)- | 357756 | 88762
Phenol, 2-chloro-4,5-dimethyl-, methylcarbamate | 961235 | 88763
1,5-Heptadiene, 2,6-dimethyl- | 144824 | 88764
1,6-Dioxacycloheptadecan-7-one | 144808 | 88765
Glycine, N-[imino(phosphonoamino)methyl]-N-methyl- | 4176 | 88766
2-Naphthalenol, 1,1'-[[(2-chlorophenyl)methylene]bis[(2,5-dimethyl-4,1-phenylene)-2,1-diazenediyl]]bis- | 144774 | 88767
Trisiloxane, 3-methyl-1,1,1,3,5,5,5-heptakis(1-methylpropoxy)- | 357715 | 88768
1,1,2,2-Ethenetetracarbonitrile | 66993 | 88769
9,10-Anthracenedione, 1-amino-4-hydroxy-2-[4-(2-oxopropoxy)phenoxy]- | 357699 | 88770
Hexanoic acid, 2-ethyl-, 1-methylethyl ester | 357657 | 88771
2-Propenoic acid, 2-methyl-, 1,1'-(1,10-decanediyl) ester | 144758 | 88772
D-arabino-2-Hexulosonic acid | 66977 | 88773
2-Naphthalenesulfonic acid, 6-[[(3,6-dichloro-4-pyridazinyl)carbonyl]amino]-4-hydroxy-3-[2-(4-sulfophenyl)diazenyl]- | 144725 | 88774
Propanedinitrile, 2-[[4-[[2-(benzoyloxy)ethyl]ethylamino]-2-methylphenyl]methylene]- | 144683 | 88775
D-Glucose, 2-amino-2-deoxy-, hydrochloride (1:1) | 4150 | 88776
Naphthalene, 1,2,3,4-tetrahydro-1,1,4,4-tetramethyl- | 144667 | 88777
3-Hexanol, 4-ethyl-3-methyl- | 357376 | 88778
1-Naphthalenecarboxaldehyde | 4135 | 88779
Octadecanoic acid, 1,1'-[2-ethyl-2-(hydroxymethyl)-1,3-propanediyl] ester | 357327 | 88780
2,4(1H,3H)-Pyrimidinedione, 5-[bis(2-chloroethyl)amino]- | 4119 | 88781
Benzenepropanoic acid, 4-(1,1-dimethylethyl)-.alpha.-methyl- | 713271 | 88782
Benzenesulfonic acid, 2-chloro-5-nitro-, potassium salt (1:1) | 144618 | 88783
2-Propenoic acid, 1,1'-[(1-methylethylidene)bis[(2,6-dibromo-4,1-phenylene)oxy-2,1-ethanediyl]] ester | 357228 | 88784
Ethanol, 2-butoxy-, 1-(4-methylbenzenesulfonate) | 144592 | 88785
Benzenepropanal, .alpha.-methyl-4-(2-methylpropyl)- | 144543 | 88786
.beta.-Alanine, N-[4-[2-(2-chloro-4-nitrophenyl)diazenyl]phenyl]-N-(2-cyanoethyl)-, methyl ester | 144527 | 88787
Propanenitrile, 3-[(2-hydroxyethyl)[4-[2-(4-nitrophenyl)diazenyl]phenyl]amino]- | 144501 | 88788
Ethanamine, N,N',N''-[(2,4,6,8,8-pentamethylcyclotetrasiloxane-2,4,6-triyl)tris(oxy)]tris[N-ethyl- | 356196 | 88789
Glycine, N,N'-1,2-ethanediylbis[N-(carboxymethyl)-, compd. with 2,2',2''-nitrilotris[ethanol] (1:?) | 356188 | 88790
2-Naphthalenecarboxamide, 3-hydroxy-4-[2-(2-methyl-5-nitrophenyl)diazenyl]-N-(2-methylphenyl)- | 144444 | 88791
Ethanaminium, N,N,N-triethyl-, fluoride (1:1) | 66944 | 88792
Aluminum, trioctacosyl- | 144402 | 88793
Benzenamine, 4,5-dichloro-2-nitro- | 689257 | 88794
1-Naphthalenediazonium, 4-(2-phenyldiazenyl)-7-sulfo-, inner salt | 355941 | 88795
2-Cyclohexene-1-octanoic acid, 5-carboxy-4-hexyl-, potassium salt (1:2) | 355925 | 88796
2-Propanol, 1-[bis(2-hydroxyethyl)amino]-3-(decyloxy)- | 355891 | 88797
Benzamide, N-[3-(1-methylethoxy)phenyl]-2-(trifluoromethyl)- | 355859 | 88798
2,4(1H,3H)-Pyrimidinedione, 6-amino-1,3-dimethyl-5-nitroso- | 144238 | 88799
3-Cyclohexene-1-carboxaldehyde, 4-(4-methyl-3-penten-1-yl)-1-(2-propen-1-yl)- | 355784 | 88800
9,10-Anthracenedione, 1,5-dihydroxy-4,8-bis[hydroxy(hydroxymethyl)amino]- | 355768 | 88801
Ethanedioic acid, 1,2-bis[2-(phenylmethylene)hydrazide] | 144196 | 88802
Propanoic acid, 2,3-dichloro-, ethyl ester | 144170 | 88803
2H-Naphtho[1,2-d]triazole-5-sulfonic acid, 2-[4-[2-(4-amino-2-sulfophenyl)ethenyl]-3-sulfophenyl]- | 330142 | 88804
1,3-Naphthalenedisulfonic acid, 7-[2-[4-[2-[4-[(4-aminobenzoyl)amino]-2-methylphenyl]diazenyl]-2-methylphenyl]diazenyl]- | 330118 | 88805
Butane, 1,2,3-tribromo- | 65235 | 88806
3H-Indolium, 2-[3-(1,3-dihydro-1,3,3-trimethyl-2H-indol-2-ylidene)-1-propen-1-yl]-1,3,3-trimethyl-, chloride (1:1) | 139923 | 88807
2-Naphthalenesulfonic acid, 6-amino-5-[2-[4-(benzoylamino)-2-sulfophenyl]diazenyl]-4-hydroxy-, sodium salt (1:2) | 330043 | 88808
1,3-Naphthalenedisulfonic acid, 7-[2-(4-amino-3-methoxyphenyl)diazenyl]- | 330027 | 88809
Phenol, bis(1,1-dimethylpropyl)-, dimer | 329938 | 88810
Benzenesulfonic acid, 4-[1-[[[1-(2-chloro-4,6-dimethylphenyl)-4,5-dihydro-5-oxo-1H-pyrazol-3-yl]amino]carbonyl]propoxy]-2-pentadecyl- | 329847 | 88811
1H-Benzimidazolium, 5,6-dichloro-1-ethyl-2-methyl-3-(3-sulfobutyl)-, inner salt | 329797 | 88812
Acetic acid, 2,2-dibromo- | 65201 | 88813
Pentanamide, N-(2-chloro-5-nitrophenyl)-4,4-dimethyl-3-oxo- | 329680 | 88814
Ethanol, 2-(dimethylamino)-, 4-methylbenzenesulfonate (1:1) | 329649 | 88815
2-Naphthalenecarboxamide, N-[4-[2,4-bis(1,1-dimethylpropyl)phenoxy]butyl]-1-hydroxy-4-[[(3-nitrophenyl)sulfonyl]amino]- | 329375 | 88816
1-Piperazinecarboxylic acid, 4-[5-[(phenylamino)methylene]-2-[(phenylimino)methyl]-1-cyclopenten-1-yl]-, ethyl ester | 329342 | 88817
L-Cysteine, compd. with pentanedial (1:4) | 329326 | 88818
2-Naphthalenecarboxamide, N-[4-[2,4-bis(1,1-dimethylpropyl)phenoxy]butyl]-1-hydroxy-4-[[(4-nitrophenyl)sulfonyl]amino]- | 329300 | 88819
2-Naphthalenecarboxamide, 4-(4-aminophenoxy)-N-[4-[2,4-bis(1,1-dimethylpropyl)phenoxy]butyl]-1-hydroxy- | 329276 | 88820
Benzoselenazolium, 2-methyl-3-(3-sulfobutyl)-, inner salt | 329250 | 88821
Benzenesulfonic acid, 4-[1-[[[4-chloro-3-[(4,4-dimethyl-1,3-dioxopentyl)amino]phenyl]amino]carbonyl]propoxy]-2-pentadecyl-, sodium salt (1:1) | 329235 | 88822
2-Naphthalenecarboxamide, 4-[[4-(diethylamino)-2-methylphenyl]imino]-1,4-dihydro-N-(3-methoxyphenyl)-1-oxo- | 329193 | 88823
2-Naphthalenecarboxamide, N-[4-[4-(1,1-dimethylethyl)phenoxy]phenyl]-1-hydroxy- | 329169 | 88824
1H-Benzimidazolium, 5,6-dichloro-2-[3-[5,6-dichloro-1-ethyl-1,3-dihydro-3-(3-sulfobutyl)-2H-benzimidazol-2-ylidene]-1-propen-1-yl]-1-ethyl-3-(3-sulfobutyl)-, inner salt, compd. with N,N-diethylethanamine (1:1) | 328997 | 88825
Benzoxazolium, 5-chloro-2-(2-ethoxy-1-buten-1-yl)-3-(3-sulfopropyl)-, inner salt | 328971 | 88826
1H-Benzimidazolium, 5,6-dichloro-1-ethyl-2-[2-(phenylamino)ethenyl]-3-(3-sulfobutyl)-, inner salt | 328948 | 88827
Naphtho[2,3-d]thiazolium, 2-[4-(acetylphenylamino)-1,3-butadien-1-yl]-3-(3-sulfobutyl)-, inner salt | 328922 | 88828
Methanaminium, N-[4-[[4-(dimethylamino)phenyl](4-methoxy-3-sulfophenyl)methylene]-2,5-cyclohexadien-1-ylidene]-N-methyl-, inner salt | 328906 | 88829
Carbonothioic acid, S-(5-acetyl-4-methyl-2-thiazolyl) O-(phenylmethyl) ester | 328880 | 88830
Benzoxazolium, 3-ethyl-5-phenyl-2-[2-[[3-(3-sulfopropyl)-2(3H)-benzoxazolylidene]methyl]-1-buten-1-yl]-, inner salt | 328856 | 88831
2-Naphthalenesulfonic acid, 7-amino-4-hydroxy-3-[2-[4-[2-(4-sulfophenyl)diazenyl]phenyl]diazenyl]- | 328732 | 88832
Phosphoric acid, tris(2-chlorophenyl) ester | 709170 | 88833
Cyclopropanecarboxylic acid, 3-(2,2-dichloroethenyl)-2,2-dimethyl-, ethyl ester, (1R,3S)-rel- | 328716 | 88834
1-Propanaminium, N,N,N-tripropyl-, iodide (1:1) | 65169 | 88835
Pentanamide, N-(2,4-dichlorophenyl)-4,4-dimethyl-3-oxo- | 328682 | 88836
Acetic acid, 2-[4-[[5-amino-2-[2,4-bis(1,1-dimethylpropyl)phenoxy]benzoyl]amino]phenyl]hydrazide | 328666 | 88837
Hydrazine, (2-chloro-4,6-dimethylphenyl)-, hydrochloride (1:?) | 328641 | 88838
Benzenepropanamide, N-(2-methoxyphenyl)-3-nitro-.beta.-oxo- | 328625 | 88839
Benzamide, N-[4,5-dihydro-5-oxo-1-(2,4,6-trichlorophenyl)-1H-pyrazol-3-yl]-3-nitro- | 328591 | 88840
Benzoyl chloride, 2-[2,4-bis(1,1-dimethylpropyl)phenoxy]-5-nitro- | 328575 | 88841
Tetradecanoic acid, 2-[4-(acetylamino)phenoxy]-, methyl ester | 328542 | 88842
1,2-Benzenediamine, 4,5-dichloro-N1-ethyl- | 328526 | 88843
1-Hexadecanesulfonamide, N-(3-amino-4-chlorophenyl)- | 328492 | 88844
Phosphorous acid, didodecyl 4-[1-(4-hydroxyphenyl)-1-methylethyl]phenyl ester | 314187 | 88845
Acetic acid, 2-propen-1-yl ester | 57026 | 88846
Piperidine, 1-dodecyl- | 136127 | 88847
Pentanoic acid, 4-oxo-, calcium salt (2:1) | 56960 | 88848
10-Oxa-4,6-dithia-5-stannahexadecanoic acid, 12-ethyl-5-[[3-[(2-ethylhexyl)oxy]-3-oxopropyl]thio]-5-octyl-9-oxo-, 2-ethylhexyl ester | 314138 | 88849
Lithium, phenyl- | 56945 | 88850
2-Cyclohexene-1-carboxylic acid, 2-methyl-4-oxo-6-pentyl-, ethyl ester | 314096 | 88851
Cyclohexene, 4-methyl- | 56903 | 88852
Uridine, 5-bromo-2'-deoxy- | 3020 | 88853
Benzaldehyde, 3-methoxy- | 56879 | 88854
Cyclohexanol, 3-methyl- | 56846 | 88855
Benzenamine, 3-bromo- | 56812 | 88856
2(3H)-Furanone, 5-methyl- | 56788 | 88857
2,4-Nonadienal, (2E,4E)- | 136085 | 88858
Urea, N-(aminoiminomethyl)-, sulfate (2:1) | 56754 | 88859
2-Propenoic acid, 2-[ethyl[(1,1,2,2,3,3,4,4,5,5,6,6,7,7,7-pentadecafluoroheptyl)sulfonyl]amino]ethyl ester | 313874 | 88860
Ethanone, 1-(octahydro-7,7,8,8-tetramethyl-2,3b-methano-3bH-cyclopenta[1,3]cyclopropa[1,2]benzen-4-yl)- | 313841 | 88861
2,3b-Methano-3bH-cyclopenta[1,3]cyclopropa[1,2]benzene-4-methanol, octahydro-7,7,8,8-tetramethyl- | 313817 | 88862
Cyclododecanol, 1-formate | 313791 | 88863
9,12,15-Octadecatrienoyl chloride, (9Z,12Z,15Z)- | 313775 | 88864
Arsonic acid, methyl-, calcium salt (2:1) | 136028 | 88865
2H-1-Benzopyran-6-ol, 3,4-dihydro-2,5,7,8-tetramethyl-2-[(4R,8R)-4,8,12-trimethyltridecyl]-, (2R)- | 3004 | 88866
2-Pyrazinemethanethiol | 313742 | 88867
Benzenesulfonamide, 4-amino-2,5-dichloro-N-ethyl- | 313684 | 88868
Benzene, 1-bromo-4-iodo- | 56507 | 88869
Hexanedioic acid, ester with 2,2'-oxybis[ethanol] | 712828 | 88870
5'-Uridylic acid | 2980 | 88871
Octanoic acid, butyl ester | 56473 | 88872
Benzene, 1,2,4,5-tetrabromo-3,6-bis(2,3,4,5,6-pentabromophenoxy)- | 313619 | 88873
Phosphorochloridous acid, diethyl ester | 56440 | 88874
2H-1-Benzopyran-6-ol, 3,4-dihydro-2,5,7,8-tetramethyl-2-[(4R,8R)-4,8,12-trimethyltridecyl]-, 6-acetate, (2R)- | 2964 | 88875
Formic acid, 1-methylpropyl ester | 56416 | 88876
2H-1,2,4-Benzothiadiazine-7-sulfonamide, 6-chloro-3,4-dihydro-, 1,1-dioxide | 2949 | 88877
Hexane, 3-methyl- | 56374 | 88878
Benzenamine, 4-ethyl- | 56341 | 88879
Benzaldehyde, 2-(phenylmethylene)hydrazone | 56309 | 88880
D-Xylose | 2915 | 88881
Benzene, (3-bromopropoxy)- | 56283 | 88882
Hexadecanoic acid, 2-sulfo-, 1-methyl ester | 313239 | 88883
Butane, 1,1',1''-[methylidynetris(oxy)]tris- | 56259 | 88884
Hexanoic acid, 2-ethyl-, compd. with N,N-dibutyl-1-butanamine (1:1) | 313189 | 88885
Phosphonic acid, P-[2-[[(2-chloroethoxy)(2-chloroethyl)phosphinyl]oxy]ethyl]-, bis(2-chloroethyl) ester | 313163 | 88886
Dibenzo[b,e][1,4]dioxin, 1,2,4,7,8-pentachloro- | 712802 | 88887
Benzenesulfonic acid, 3-[2-[4-(phenylamino)phenyl]diazenyl]-, sodium salt (1:1) | 56226 | 88888
Mercury, diphenyl- | 56200 | 88889
Benzenesulfonic acid, 5-[2-[4,5-dihydro-3-methyl-5-oxo-1-[4-[[2-(sulfooxy)ethyl]sulfonyl]phenyl]-1H-pyrazol-4-yl]diazenyl]-2,4-dimethoxy- | 313106 | 88890
2-Butenedioic acid (2Z)-, 1-[2-[(1-oxododecyl)amino]ethyl] ester | 135749 | 88891
Cyclopropanecarboxylic acid, 3-[(E)-(dihydro-2-oxo-3(2H)-thienylidene)methyl]-2,2-dimethyl-, [5-(phenylmethyl)-3-furanyl]methyl ester, (1R,3S)- | 17129701 | 88892
1-Octanaminium, N,N-bis(2-hydroxyethyl)-N-methyl-, 4-methylbenzenesulfonate (1:1) | 313080 | 88893
5-Dodecen-3-yne, 12-(1-ethoxyethoxy)-, (5E)- | 313056 | 88894
Propanoic acid, 2-(2,4,5-trichlorophenoxy)-, compd. with 1,1'-iminobis[2-propanol] (1:1) | 17128596 | 88895
Hexanoic acid, (2E)-2-hexen-1-yl ester | 298448 | 88896
Butanoic acid, (2E)-2-hexen-1-yl ester | 298414 | 88897
2,4-Hexadienal, (2E,4Z)- | 298380 | 88898
1H-Benz[e]indole, 1,1,2-trimethyl-, hydrochloride (1:1) | 17121146 | 88899
Phosphorodithioic acid, O,O-bis(2-methylpropyl) ester, sodium salt (1:1) | 298356 | 88900
Cyclohexanol, 5-methyl-2-(1-methylethyl)-, ester with boric acid (H3BO3) (1:1), (1R,2S,5R)-rel- | 298331 | 88901
Quinoline, 6-bromo- | 131011 | 88902
Acetamide, N-(2-chlorophenyl)- | 50872 | 88903
Hydrazinecarboxylic acid, phenylmethyl ester | 130971 | 88904
2-Propanone, 1-(2-nitrophenoxy)- | 130948 | 88905
Carbonohydrazonic dihydrazide, hydrochloride (1:1) | 130914 | 88906
Quinolinium, 2-[[3-(carboxymethyl)-2(3H)-benzothiazolylidene]methyl]-1-ethyl-, inner salt | 298117 | 88907
Cyclohexene, 4-(5-methyl-1-methylene-4-hexen-1-yl)-1-(4-methyl-3-penten-1-yl)- | 50823 | 88908
[1,1'-Biphenyl]-3-carboxylic acid, 2-hydroxy-, copper(2+) salt (2:1) | 17124678 | 88909
9,10-Anthracenediol, 1,4-diamino- | 130872 | 88910
Acetamide, 2,2-dichloro-N,N-bis(1-methylethyl)- | 130856 | 88911
1,2-Ethanedisulfonic acid, sodium salt (1:2) | 130823 | 88912
2-Pentenenitrile, 3-methyl-5-phenyl-, (2Z)- | 298075 | 88913
Thiazolium, 3-[(4-amino-2-methyl-5-pyrimidinyl)methyl]-5-(2-hydroxyethyl)-4-methyl-, nitrate (1:1) | 50799 | 88914
1-Propanol, 2,3-dibromo-, dihydrogen phosphate | 710152 | 88915
Benzoic acid, sodium salt (1:1) | 50773 | 88916
7-Octen-2-ol, 2-methyl-6-methylene-, dihydro deriv. | 298026 | 88917
Benzeneacetyl chloride, .alpha.-amino-, hydrochloride (1:1), (.alpha.S)- | 130799 | 88918
2H-1-Benzopyran-6-ol, 3,4-dihydro-2-methoxy-2,5,7,8-tetramethyl- | 297994 | 88919
1,2-Propanediol, 3-(2-methoxyphenoxy)-, 1-carbamate | 50724 | 88920
1,3-Isobenzofurandione, 4-[4-[1-[4-[(1,3-dihydro-1,3-dioxo-5-isobenzofuranyl)oxy]phenyl]-1-methylethyl]phenoxy]- | 297945 | 88921
[1,1'-Biphenyl]-4,4'-diamine, N4,N4'-diphenyl- | 50708 | 88922
Phosphorous acid, P,P'-[(1-methylethylidene)di-4,1-phenylene] P,P,P',P'-tetrakis[(3-ethyl-3-oxetanyl)methyl] ester | 297879 | 88923
Phenylalanine, 4-[bis(2-chloroethyl)amino]- | 17003021 | 88924
Pyrazine, 2-ethoxy-6-methyl- | 297796 | 88925
2H-1-Benzopyran-2-one, 7-methoxy- | 50674 | 88926
3-Octene, 1-bromo-, (3Z)- | 297754 | 88927
2-Nonenenitrile, 3-methyl- | 297721 | 88928
Methanone, phenyl(2-phenyldiazenyl)-, 2-phenylhydrazone | 50658 | 88929
Lignosulfonic acid, compd. with 2,2',2''-nitrilotris[ethanol] | 297697 | 88930
Silane, ethyltrimethoxy- | 130765 | 88931
3,13-Octadecadien-1-ol, 1-acetate, (3E,13Z)- | 297614 | 88932
21H,23H-Porphine-2,7,12,17-tetrapropanoic acid, 3,8,13,18-tetramethyl- | 50625 | 88933
Ethanethioamide, N-(4-methoxyphenyl)- | 130732 | 88934
2-Butanone, 4-[2,5-bis(acetyloxy)-3,4,6-trimethylphenyl]- | 297598 | 88935
1,2-Cycloheptanedione, 1,2-dioxime | 50609 | 88936
1,4-Benzenediamine, 2-nitro- | 130716 | 88937
Methanone, di-1H-imidazol-1-yl- | 50575 | 88938
Benzene, 1,1'-ethenylidenebis- | 50542 | 88939
Methanone, [4-(dimethylamino)phenyl]phenyl- | 50518 | 88940
2,4-Dodecadienoic acid, 11-methoxy-3,7,11-trimethyl-, ammonium salt (1:1), (2Z,4E)- | 297390 | 88941
Benzothiazolium, 3-ethyl-2,6-dimethyl-, iodide (1:1) | 130682 | 88942
Pregna-1,4-diene-3,11,20-trione, 17,21-dihydroxy- | 1636 | 88943
2,7-Naphthalenedisulfonic acid, 5-(acetylamino)-4-hydroxy-3-[2-(2-methoxyphenyl)diazenyl]-, sodium salt (1:2) | 144121 | 88944
Hexanoic acid, (4-methoxyphenyl)methyl ester | 144105 | 88945
Ethanaminium, 2-(acetyloxy)-N,N,N-trimethyl-, bromide (1:1) | 4077 | 88946
Hexanenitrile, 6-bromo- | 144071 | 88947
Benzoic acid, 2-[2-(7-amino-1-hydroxy-3-sulfo-2-naphthalenyl)diazenyl]-, sodium salt (1:2) | 355321 | 88948
2-Naphthalenesulfonic acid, 7-[[2-hydroxy-5-[(4-hydroxyphenyl)sulfonyl]phenyl]methyl]- | 355305 | 88949
3,6,9,12,15,18,21-Heptaoxatritriacontan-1-ol, 1-(hydrogen sulfate), sodium salt (1:1) | 355271 | 88950
Propane, 1,2-dibromo-1,1,2,3,3,3-hexafluoro- | 66910 | 88951
9,10-Anthracenedione, 1,4,5,8-tetrakis(phenylamino)- | 355230 | 88952
3,6,9,12,15,18,21,24-Octaoxahexacosan-1-ol, 26-(dinonylphenoxy)- | 355198 | 88953
3,6,9,12,15,18,21,24-Octaoxahexacosan-1-ol, 26-(nonylphenoxy)-, 1,1'-(hydrogen phosphate) | 355164 | 88954
3,6,9,12,15-Pentaoxaheptadecan-1-ol, 17-(nonylphenoxy)-, 1,1'-(hydrogen phosphate) | 355131 | 88955
Aluminum magnesium chloride hydroxide | 355115 | 88956
Octadecanamide, N-[3-[bis(2-hydroxyethyl)oxidoamino]propyl]- | 355081 | 88957
Dodecanamide, N-[3-[bis(2-hydroxyethyl)oxidoamino]propyl]- | 355057 | 88958
Tetradecanamide, N-[3-[bis(2-hydroxyethyl)amino]propyl]- | 355032 | 88959
3,6,9,12,15,18,21,24-Octaoxaheptatriacontanoic acid | 355008 | 88960
Sulfuric acid, monododecyl ester, compd. with 1,1'-iminobis[2-propanol] (1:1) | 354985 | 88961
3,6,9,12,15,18,21,24,27,30,33,36-Dodecaoxaoctatetracontan-1-ol, 1-(hydrogen sulfate), sodium salt (1:1) | 354969 | 88962
1-Naphthalenesulfonyl chloride, 3-(benzoyloxy)-4-[2-(4,5-dihydro-3-methyl-5-oxo-1-phenyl-1H-pyrazol-4-yl)diazenyl]- | 354621 | 88963
Phenol, 4-[2-[2-methoxy-5-methyl-4-[2-(4-nitrophenyl)diazenyl]phenyl]diazenyl]- | 354589 | 88964
Benzoic acid, 2-[2-[1-(2,5-dichloro-4-sulfophenyl)-2,5-dihydro-3-methyl-5-oxo-1H-pyrazol-4-yl]diazenyl]- | 354563 | 88965
Benzenamine, 4-[2-(2,3-dimethylphenyl)diazenyl]-2,3-dimethyl-, hydrochloride (1:1) | 354548 | 88966
Benzenamine, 4-[2-(2,4-dimethylphenyl)diazenyl]-2-methyl-, hydrochloride (1:1) | 354514 | 88967
1-Phenanthrenecarboxylic acid, 1,2,3,4,4a,4b,5,6,10,10a-decahydro-1,4a-dimethyl-7-(1-methylethyl)-, barium salt (2:1), (1R,4aR,4bR,10aR)- | 354472 | 88968
2,6-Pyridinediamine, 3-[2-(4-methoxyphenyl)diazenyl]-, hydrochloride (1:1) | 354456 | 88969
Acetamide, N-(4,5,6,7-tetrahydro-7-oxobenzo[b]thien-4-yl)- | 354431 | 88970
1-Propanamine, 2-[2-[[4-[3-(4-chlorophenyl)-4,5-dihydro-1H-pyrazol-1-yl]phenyl]sulfonyl]ethoxy]-N,N-dimethyl- | 144048 | 88971
Benzene, (1,2-dichloroethenyl)- | 650432 | 88972
2-Propenoic acid, 2-methyl-, 1,1'-(1,6-hexanediyl) ester | 144006 | 88973
Urea, N-[(4-chlorophenyl)methyl]-N-cyclopentyl-N'-phenyl- | 17129974 | 88974
Octadecanoic acid, copper(2+) salt (2:1) | 66860 | 88975
Benzene, [2-(2-chloroethoxy)ethoxy]bis(2-methylpropyl)- | 352195 | 88976
Phenol, 2-methylbis(2-methylpropyl)- | 352179 | 88977
Pentanamide, N-(5-amino-2-chlorophenyl)-2-chloro-4,4-dimethyl-3-oxo- | 352120 | 88978
[1,1'-Biphenyl]-2,2'-disulfonic acid, 4-[2-(1-hydroxy-4-sulfo-2-naphthalenyl)diazenyl]-5,5'-dimethyl-4'-[2-[4-[[(4-methylphenyl)sulfonyl]oxy]phenyl]diazenyl]-, sodium salt (1:3) | 143958 | 88979
Hexanedioic acid, compd. with N1-(6-aminohexyl)-N1-methyl-1,6-hexanediamine (1:1) | 1714196 | 88980
Butanoic acid, 3-methyl-, 3-methylbutyl ester | 66837 | 88981
Acetic acid, 2-(4-aminophenyl)hydrazide | 143933 | 88982
.beta.-Alanine, N-[3-(acetylamino)-4-[2-(4-nitrophenyl)diazenyl]phenyl]-N-(3-ethoxy-3-oxopropyl)-, ethyl ester | 350975 | 88983
Leucomycin V, 2,3-dihydro-12,13-epoxy-12,13-dihydro-, 4B-acetate 3-propanoate | 350959 | 88984
Benzene, 1-[2-(2-chloroethoxy)ethoxy]-4-(1,1,3,3-tetramethylbutyl)- | 350884 | 88985
Acetamide, N-[4-methoxy-3-[(1-methylpentyl)amino]phenyl]- | 350819 | 88986
Benzoyl fluoride, 3-(trifluoromethoxy)- | 66811 | 88987
Propanamide, N-[6-[2-(2-bromo-4,6-dinitrophenyl)diazenyl]-1-ethyl-1,2,3,4-tetrahydro-2,2,4-trimethyl-7-quinolinyl]- | 328476 | 88988
Butanoic acid, 4-(4-sulfophenoxy)-, 1-(2-hydroxyethyl) ester, sodium salt (1:1) | 328450 | 88989
Acetamide, N-[2-[ethyl[3-methyl-4-[2-(6-methyl-2-benzothiazolyl)diazenyl]phenyl]amino]ethyl]- | 328427 | 88990
Butanamide, N-(3-amino-4-chlorophenyl)-2-(3-pentadecylphenoxy)- | 328401 | 88991
Pentanamide, N-[2-chloro-5-[[1-oxo-2-(3-pentadecylphenoxy)butyl]amino]phenyl]-4,4-dimethyl-3-oxo- | 328278 | 88992
2-Naphthalenecarboxylic acid, 5-(acetylamino)-1-hydroxy- | 328252 | 88993
Propanenitrile, 3-[[2-(2,5-dioxo-1-pyrrolidinyl)ethyl]phenylamino]- | 328237 | 88994
Tetradecanoic acid, 2-(4-aminophenoxy)-, methyl ester | 328195 | 88995
Ethanethioic acid, S-[2-(2-benzothiazolylamino)-2-oxoethyl] ester | 328161 | 88996
Benzothiazolium, 3-(3-hydroxypropyl)-2-[3-[3-(3-hydroxypropyl)-5-methoxy-2(3H)-benzothiazolylidene]-2-methyl-1-propen-1-yl]-5-methoxy-, iodide (1:1) | 328146 | 88997
Benzothiazolium, 3-(2-hydroxyethyl)-2-methyl-, bromide (1:1) | 328120 | 88998
Quinolinium, 1-ethyl-2-[(3-ethyl-2(3H)-benzoxazolylidene)methyl]-, iodide (1:1) | 328096 | 88999
Naphtho[1,2-d]thiazole-2(1H)-thione, 1-ethyl-4,5-dihydro- | 328070 | 89000
4-Oxazolidinone, 5-[2-(3-ethyl-2(3H)-benzoxazolylidene)ethylidene]-3-heptyl-2-thioxo- | 328054 | 89001
[1,2,4]Triazolo[1,5-a]pyrimidine-6-carboxylic acid, 7-hydroxy-5-methyl-2-(methylthio)-, ethyl ester | 328039 | 89002
1,4-Benzenediol, bis(1,1,3,3-tetramethylbutyl)- | 327999 | 89003
Benzoic acid, 2,3-dichloro-5-nitro-, methyl ester | 327932 | 89004
Benzoic acid, 4,5-dichloro-2-nitro-, methyl ester | 327916 | 89005
2,4-Imidazolidinedione, 5,5-diphenyl-, sodium salt (1:1) | 65136 | 89006
1H-Indene-5-carbonitrile, 2,3-dihydro-1,1,2,3,3,6-hexamethyl- | 327817 | 89007
Card-20(22)-enolide, 3-[(6-deoxy-.alpha.-L-mannopyranosyl)oxy]-1,5,11,14,19-pentahydroxy-, (1.beta.,3.beta.,5.beta.,11.alpha.)- | 65110 | 89008
Isooctadecanamide, N,N'-1,2-ethanediylbis- | 327742 | 89009
Quinolinium, 6-(dimethylamino)-1,2-dimethyl-, methyl sulfate (1:1) | 327700 | 89010
3H-Naphtho[1,2,3-de]quinoline-1-carboxylic acid, 2,7-dihydro-3-methyl-6-[(4-methylphenyl)amino]-2,7-dioxo-, ethyl ester | 327544 | 89011
1(2H)-Pyrimidineacetic acid, 3-butyltetrahydro-2,4,6-trioxo- | 327528 | 89012
1(2H)-Pyrimidineacetic acid, 3-butyl-5-[5-[1-butyl-3-(carboxymethyl)hexahydro-2,4,6-trioxo-5-pyrimidinyl]-2,4-pentadien-1-ylidene]tetrahydro-2,4,6-trioxo-, ion(1-), sodium, sodium salt (1:1:2) | 327502 | 89013
Glycine, N-[(butylamino)carbonyl]- | 327486 | 89014
Pregn-4-ene-3,20-dione, 17-[(1-oxohexyl)oxy]- | 17003260 | 89015
9,11-Tetradecadien-1-ol, (9E,11Z)- | 327411 | 89016
Propanenitrile, 2,2-dimethyl- | 65086 | 89017
Hexatriacontane | 65045 | 89018
Tritriacontane | 52450111 | 89019
2-Naphthalenesulfonic acid, 7-amino-4-hydroxy-3-(2-phenyldiazenyl)-, sodium salt (1:1) | 139683 | 89020
Benzenesulfonic acid, 3-[2-(4-amino-1-naphthalenyl)diazenyl]-, sodium salt (1:1) | 139667 | 89021
Hexacosane | 65011 | 89022
1,2,3-Propanetricarboxylic acid, 2-hydroxy-, 1,2,3-tri-2-propen-1-yl ester | 139634 | 89023
Docosane | 64998 | 89024
Octadecane, 1-iodo- | 64964 | 89025
Benzene, 1,4-bis(chloromethyl)-2,5-dimethyl- | 139618 | 89026
Hexadecanal | 64931 | 89027
Heptadecane | 64915 | 89028
1-Hexadecene | 64881 | 89029
Heptane, 1,1'-thiobis- | 64857 | 89030
Lysine, 2-(acetyloxy)benzoate (1:1) | 327262 | 89031
Acetic acid, 2-oxo-, butyl ester | 139584 | 89032
Cyclohexane, 1-bromo-2-methyl- | 139550 | 89033
5-Dodecen-1-ol, (5E)- | 327221 | 89034
Phenol, 2,5-bis(1,1-dimethylethyl)- | 135723 | 89035
Benzamide, 2-hydroxy-N-[3-(trifluoromethyl)phenyl]- | 56184 | 89036
[1,1'-Biphenyl]-4-carbonitrile, 4'-methoxy- | 313023 | 89037
[1,1'-Biphenyl]-4-carbonitrile, 4'-ethyl- | 313007 | 89038
Butanoic acid, heptyl ester | 135681 | 89039
2-Naphthalenecarboxylic acid, 3-methoxy-, 2-[(3-methoxy-2-naphthalenyl)carbonyl]hydrazide | 312959 | 89040
Furan, 2-(methoxymethyl)-5-nitro- | 961185 | 89041
Adenosine 5'-(trihydrogen diphosphate), P'.fwdarw.5'-ester with 1,4-dihydro-1-.beta.-D-ribofuranosyl-3-pyridinecarboxamide | 2873 | 89042
Cyclohexanol, 1-methyl-4-(1-methylethylidene)- | 56135 | 89043
Benzenamine, 4-bromo-N,N-dimethyl- | 56119 | 89044
Cyclohexene, 1-methyl-4-(1-methylethylidene)- | 56085 | 89045
2-Octanone, 5-methyl- | 312918 | 89046
Butanedioic acid, 2-(octen-1-yl)-, potassium salt (1:2) | 312884 | 89047
Adenosine 5'-(trihydrogen diphosphate) | 2865 | 89048
1,3-Naphthalenedisulfonic acid, 8-[2-[4-(acetylcyclohexylamino)phenyl]diazenyl]-7-hydroxy-, sodium salt (1:2) | 135665 | 89049
Carbamic acid, N-(4-methyl-2-oxo-2H-1-benzopyran-7-yl)-, ethyl ester | 312843 | 89050
Quino[2,3-b]acridine-7,14-dione, 5,6,12,13-tetrahydro- | 135582 | 89051
Adenosine, 3'-amino-3'-deoxy-N,N-dimethyl- | 2832 | 89052
Hydrazinecarbonitrile, 1-(1-methylethyl)- | 312801 | 89053
D-Glucose, 6-O-.alpha.-D-galactopyranosyl- | 56051 | 89054
2,5-Furandione, 3-(docosen-1-yl)dihydro- | 312777 | 89055
2-Naphthalenesulfonic acid, 5-[2-(2-chlorophenyl)diazenyl]-6-hydroxy-, barium salt (2:1) | 135566 | 89056
2-Naphthalenecarboxylic acid, 3-hydroxy-4-[2-(4-methyl-2-sulfophenyl)diazenyl]-, sodium salt (1:2) | 135541 | 89057
1-Naphthalenesulfonic acid, 5-hydroxy-6-[2-(1-naphthalenyl)diazenyl]-, sodium salt (1:1) | 135525 | 89058
1-Propene-1,2,3-tricarboxylic acid, (1Z)- | 56036 | 89059
2,7-Naphthalenedisulfonic acid, 3-hydroxy-4-[2-(1-naphthalenyl)diazenyl]-, sodium salt (1:2) | 135509 | 89060
Benzenesulfonic acid, 3-amino-5-chloro-4-hydroxy- | 135475 | 89061
Benzene, (1-bromoethyl)- | 56002 | 89062
7-Benzothiazolesulfonic acid, 2-(4-amino-3-sulfophenyl)-6-methyl- | 135442 | 89063
Benzonitrile, 4-amino-2,5-dimethoxy- | 135426 | 89064
Phenol, 3-(1,1-dimethylethyl)- | 55970 | 89065
1H-Indole-7-carboxylic acid, 3-(3-oxo-1H,3H-naphtho[1,8-cd]pyran-1-yl)- | 312504 | 89066
Benzenesulfonic acid, 4-[2-(2-hydroxy-1-naphthalenyl)diazenyl]-2-methyl-, barium salt (2:1) | 135392 | 89067
Benzoic acid, 2-chloro-5-[2-(2-hydroxy-1-naphthalenyl)diazenyl]-4-sulfo-, calcium sodium salt (2:1:2) | 135376 | 89068
Benzene, 2-(chloromethyl)-1,4-bis(1-methylethyl)- | 312470 | 89069
1-Naphthalenesulfonic acid, 4,4'-[(2,4-dihydroxy-1,3-phenylene)bis(2,1-diazenediyl)]bis-, sodium salt (1:2) | 135293 | 89070
Benzoic acid, 2-hydroxy-3-[2-(4-nitrophenyl)diazenyl]-5-[2-(4-sulfophenyl)diazenyl]-, sodium salt (1:2) | 135277 | 89071
Hexane, 2,3-dimethyl- | 685925 | 89072
Naphtho[1,2-d]thiazolium, 1,2-dimethyl-, 4-methylbenzenesulfonate (1:1) | 312405 | 89073
Cyclopropanecarboxylic acid, 2,2-dimethyl-3-(2-methyl-1-propen-1-yl)-, 2-methyl-4-oxo-3-(2-propen-1-yl)-2-cyclopenten-1-yl ester | 55921 | 89074
Butanediamide, 2,3-dihydroxy-N1,N4-di-2-propen-1-yl-, (2R,3R)- | 312371 | 89075
Benzenamine, 4,4'-cyclohexylidenebis[N,N-bis(4-methylphenyl)- | 312355 | 89076
Benzoic acid, 4-[(4-amino-9,10-dihydro-9,10-dioxo-1-anthracenyl)amino]- | 312330 | 89077
4(3H)-Pyrimidinone, 2,6-diamino-, sulfate (1:?) | 312314 | 89078
Benzaldehyde, 2,4,6-tripropoxy- | 312298 | 89079
2,4-Dodecadienoic acid, 3,7,11-trimethyl-, ammonium salt (1:1), (2E,4E)- | 297283 | 89080
2,4-Dodecadienoic acid, 11-methoxy-3,7,11-trimethyl-, ammonium salt (1:1), (2E,4E)- | 297267 | 89081
2-Pentenedioic acid, 4-(7-methoxy-3,7-dimethyloctylidene)-3-methyl-, sodium salt (1:2), (2Z,4E)- | 297234 | 89082
4,7-Methano-1H-indene, 3a,4,5,6,7,7a-hexahydro-5-methoxy- | 297200 | 89083
Nonane, 2,2-dimethoxy- | 297168 | 89084
Acetamide, N-ethyl-N-phenyl- | 50492 | 89085
1(3H)-Isobenzofuranone, 3-[2,4-bis(dimethylamino)phenyl]-4,5,6,7-tetrachloro-3-[4-(diethylamino)-2-methylphenyl]- | 297127 | 89086
1-Naphthalenol, 1,2,3,4-tetrahydro- | 50468 | 89087
1,4-Benzenedicarboxylic acid, 2-nitro-, 1,4-dimethyl ester | 130658 | 89088
Pyridine, 3-ethyl-4-methyl- | 50435 | 89089
1-Naphthalenesulfonic acid, 8-[(methylphenyl)amino]- | 297085 | 89090
4,7-Methano-1H-isoindole-1,3(2H)-dione, 2,2'-(1,2-ethanediyl)bis[5,6-dibromohexahydro- | 297044 | 89091
1-Naphthalenol, 2,4-bis(2-phenyldiazenyl)- | 130625 | 89092
Silanol, 1,1,1-triethyl-, 1-acetate | 130609 | 89093
Benzoic acid, 4-(hexyloxy)-, 4-[(4-butyl-2-cyanophenoxy)carbonyl]phenyl ester | 297002 | 89094
2-Propenoic acid, 2-methyl-, 1,1'-(2,2,4,4-tetramethyl-1,3-cyclobutanediyl) ester | 296988 | 89095
L-Cysteine, hydrochloride (1:1) | 1610 | 89096
Cholest-5-en-3-ol (3.beta.)-, 3-(2-propen-1-yl carbonate) | 296954 | 89097
Benzenesulfenyl chloride, 2,4-dinitro- | 50393 | 89098
L-Glutamic acid, N-[3,5-dichloro-4-[[(2,4-diamino-6-pteridinyl)methyl]methylamino]benzoyl]- | 17002999 | 89099
9,10-Anthracenedione, 1-[[4-(dimethylamino)phenyl]amino]-4-hydroxy- | 296913 | 89100
1-Butanone, 4-[4-(4-chlorophenyl)-4-hydroxy-1-piperidinyl]-1-(4-fluorophenyl)- | 684795 | 89101
Phosphorothioic acid, O-[4-[(dimethylamino)sulfonyl]phenyl] O,O-dimethyl ester | 1594 | 89102
Benzenamine, 4,4'-methylenebis[N-(1-methylpropyl)- | 130575 | 89103
4H-1-Benzopyran-4-one, 2-(3,4-dihydroxyphenyl)-3,7-dihydroxy- | 50377 | 89104
Benzothiazolium, 3,3'-(1,10-decanediyl)bis-, perchlorate (1:2) | 130559 | 89105
1-Propanesulfonic acid | 130534 | 89106
Butanamide, N-(2,3-dihydro-2-oxo-1H-benzimidazol-5-yl)-2-[2-(4-nitrophenyl)diazenyl]-3-oxo- | 296863 | 89107
1,2,4-Benzenetricarboxylic acid | 50351 | 89108
Ethanone, 1-(2,3,4-trihydroxyphenyl)- | 50336 | 89109
Cyclopropanecarboxylic acid, 3-(2,2-dibromoethenyl)-2,2-dimethyl-, cyano(3-phenoxyphenyl)methyl ester | 17128497 | 89110
2-Naphthalenecarboxylic acid, 3-hydroxy-4-[2-(4-methyl-2-sulfophenyl)diazenyl]-, calcium salt (1:1) | 130492 | 89111
Benzenesulfonic acid, 3-nitro-4-[2-[2-oxo-1-[(phenylamino)carbonyl]propyl]diazenyl]-, barium salt (2:1) | 130450 | 89112
2-Naphthalenecarboxamide, N-(4-chloro-2,5-dimethoxyphenyl)-3-hydroxy-4-[2-[2-methoxy-5-[(phenylamino)carbonyl]phenyl]diazenyl]- | 130443 | 89113
1,4:5,8:9,10-Trimethanoanthracene-2-methanamine, tetradecahydro- | 296640 | 89114
Propane, 2-[2-(2-ethoxyethoxy)ethoxy]-2-methyl- | 296616 | 89115
2-Oxiranecarboxylic acid, 3-(4-methylphenyl)-, ethyl ester | 296582 | 89116
Phosphoric acid, 3-ethylphenyl diphenyl ester | 712398 | 89117
1H-Imidazole, 2-nitro- | 50302 | 89118
Butane, 2,2-diethoxy- | 296541 | 89119
3,6,9,12-Tetraoxatetracosan-1-ol | 130419 | 89120
2-Anthracenecarboxamide, 1-amino-N-(3-bromo-9,10-dihydro-9,10-dioxo-2-anthracenyl)-9,10-dihydro-9,10-dioxo- | 296509 | 89121
2-Propenoic acid, 1,1'-[(4-methyl-1,3-phenylene)bis[iminocarbonyloxy(2-methyl-2,1-ethanediyl)]] ester | 296368 | 89122
1,3-Benzenediol, 4-[2-(2-pyridinyl)diazenyl]-, sodium salt (1:2) | 296343 | 89123
2-Thiophenecarbonyl chloride | 130385 | 89124
1,3-Benzenedicarboxylic acid, 4-[4-(diethylamino)-2-hydroxybenzoyl]- | 296285 | 89125
D-Gluconic acid, compd. with (9S)-6'-methoxycinchonan-9-ol (1:?) | 143909 | 89126
4-Pyrimidinecarboxylic acid, 1,2,3,6-tetrahydro-2,6-dioxo- | 4051 | 89127
1,3,2-Dioxaphosphorinane, 2,2'-[1,4-phenylenebis(methylene)]bis[5,5-dimethyl-, 2,2'-dioxide | 350298 | 89128
1,2-Ethanediamine, N1-(2-aminoethyl)-N2-[2-[2-(8Z)-8-heptadecen-1-yl-4,5-dihydro-1H-imidazol-1-yl]ethyl]- | 350249 | 89129
Benzenesulfonic acid, 4-methyl-, sodium salt (1:1) | 66787 | 89130
1H-Indol-3-ol, 5-bromo-4-chloro-, 3-(dihydrogen phosphate), compd. with 4-methylbenzenamine (1:1) | 143875 | 89131
2,4-Dodecadienoic acid, 3,7,11-trimethyl-, ethyl ester, (2E,4E,7S)- | 349720 | 89132
4-Piperidinecarboxylic acid, 2,2,6,6-tetramethyl- | 349704 | 89133
4-Pyrimidinecarboxylic acid, 1,2,3,6-tetrahydro-5-nitro-2,6-dioxo-, potassium salt (1:1) | 349670 | 89134
2,4(1H,3H)-Pyrimidinedione, 5-methyl- | 4028 | 89135
1-Heptanesulfonyl chloride, 3,3,4,4,5,5,6,6,7,7,7-undecafluoro- | 349654 | 89136
1,2-Benzenedicarboxylic acid, 4,4'-carbonylbis-, ar,ar'-diethyl ester, compd. with 4,4'-methylenebis[benzenamine] (1:1) | 349621 | 89137
5-Thiazoleethanol, 4-methyl-, 5-acetate | 66753 | 89138
myo-Inositol, hexa-3-pyridinecarboxylate | 710335 | 89139
Hexanedioic acid, 1,6-bis[2-[2-(2-butoxyethoxy)ethoxy]ethyl] ester | 348466 | 89140
Pentanedioic acid, 1,5-bis[2-[2-(2-butoxyethoxy)ethoxy]ethyl] ester | 348441 | 89141
Hexadecane, 1,1,1,2,2,3,3,4,4,5,5,6,6,7,7,8,8,9,9,10,10,11,11,12,12,13,13,14,14-nonacosafluoro-16-iodo- | 348409 | 89142
1,1'-Biphenyl, 2,3',4,4',5'-pentachloro- | 739888 | 89143
Butanedioic acid, 2-sulfo-, 4-[2-[(1-oxooctadecadienyl)amino]ethyl] ester, sodium salt (1:2) | 348342 | 89144
2,7-Naphthalenedisulfonic acid, 4,4'-[(3,3'-dichloro[1,1'-biphenyl]-4,4'-diyl)bis(2,1-diazenediyl)]bis[3-amino-, sodium salt (1:4) | 143826 | 89145
Cytidine 5'-(tetrahydrogen triphosphate) | 3996 | 89146
Titanate(2-), bis(ditridecyl phosphito-.kappa.O'')tetrakis(2-propanolato)-, hydrogen (1:2) | 348292 | 89147
Benzamide, 2-hydroxy- | 3970 | 89148
Cyclopentanone, 2,2,5-trimethyl-5-pentyl- | 348243 | 89149
1,4-Benzenediol, 2,6-dimethyl- | 66738 | 89150
1,4-Methanoazulen-7(1H)-one, octahydro-1,5,5,8a-tetramethyl- | 348177 | 89151
1H,3H,5H-Oxazolo[3,4-c]oxazole-7a(7H)-methanol | 143784 | 89152
2-Oxiranecarboxylic acid, 3-(4,8-dimethyl-7-nonen-1-yl)-3-methyl- | 348094 | 89153
2-Propen-1-ol, 3-[4-(1,1-dimethylethyl)phenyl]-2-methyl-, 1,1',1''-triester with boric acid (H3BO3) | 348078 | 89154
6-Octen-1-yn-3-ol, 3,7-dimethyl-, 3-propanoate | 348052 | 89155
2-Butenoic acid, 3-methyl-, (3Z)-3-hexen-1-yl ester | 348037 | 89156
2-Butenoic acid, phenylmethyl ester | 348003 | 89157
Octadecanamide, N-hydroxy- | 143750 | 89158
4-Piperidinecarboxylic acid, 4-hydroxy-2,2,6,6-tetramethyl- | 347658 | 89159
Decanoic acid, ester with 1,2,3-propanetriol octanoate | 347617 | 89160
[2,6'-Bibenzothiazole]-7-sulfonic acid, 2',2'''-(1,2-diazenediyldi-4,1-phenylene)bis[6-methyl-, sodium salt (1:2) | 143735 | 89161
2-Naphthalenecarboxamide, 3-hydroxy-4-[2-(4-methyl-2-nitrophenyl)diazenyl]-N-(2-methylphenyl)- | 143719 | 89162
1-Naphthalenol, 4-[2-(4-ethoxyphenyl)diazenyl]- | 143693 | 89163
[1,1'-Bicyclohexyl]-2-ol | 143651 | 89164
Benzaldehyde, 3-(4-fluorophenoxy)- | 713248 | 89165
1-Tridecanol, 1-(dihydrogen phosphate), compd. with N,N-dimethylcyclohexanamine (1:2) | 347138 | 89166
Quinolinium, 1-butyl-4-[3-(3-ethyl-2(3H)-benzoselenazolylidene)-1-propen-1-yl]-, iodide (1:1) | 347104 | 89167
9,10-Anthracenedione, 1,4,5,8-tetrakis[[3-(dimethylamino)propyl]amino]- | 347088 | 89168
Benzenesulfonamide, N-[6-chloro-8-[[4-(diethylamino)-2-methylphenyl]imino]-5,8-dihydro-5-oxo-1-naphthalenyl]-4-methyl- | 347054 | 89169
1H-Imidazole-5-methanol, compd. with 2,4,6-trinitrophenol (1:1) | 139519 | 89170
1-Octyne | 64584 | 89171
Hexanoic acid, 2-phenylethyl ester | 139477 | 89172
Octanamide | 64550 | 89173
1,2-Ethanediol, 1,2-dinitrate | 64527 | 89174
2-Butenoic acid, 2-phenylethyl ester | 139444 | 89175
Mercury, bis(fulminato-.kappa.C)- | 64485 | 89176
Pentane, 1,5-diiodo- | 64451 | 89177
Ethanol, 2,2'-oxybis-, 1,1'-diacetate | 64410 | 89178
Phenol, 2,4-dimethyl-6-(1,1,3,3-tetramethylbutyl)- | 139410 | 89179
Octane, 2-chloro- | 64386 | 89180
.alpha.-D-Glucopyranose, 1-thio-, 1,2,3,4,6-pentaacetate | 327148 | 89181
4-Octen-3-ol, 3,6-dimethyl- | 327106 | 89182
Benzene, 1,3,5-trichloro-2,4-dinitro- | 139378 | 89183
D-Glucitol, 1-deoxy-1-(methylamino)- | 139352 | 89184
1,4-Cyclohexadiene | 64345 | 89185
1,2-Ethanediol, 1-formate | 64311 | 89186
Benzenamine, 2-chloro-5-nitro- | 139329 | 89187
Pentane, 1-iodo- | 64279 | 89188
2-Imidazolidinone, 1-(2-aminoethyl)- | 139303 | 89189
Carbonochloridic acid, 3-chloropropyl ester | 64246 | 89190
Acetic acid, 2-(2-formylphenoxy)- | 139279 | 89191
Carbamic acid, N-[[[(cyclohexylamino)carbonyl]imino](dimethylamino)methyl]-N-methyl-, ethyl ester | 327049 | 89192
Xanthylium, 9-[4-(chlorosulfonyl)-2-sulfophenyl]-3,6-bis(diethylamino)-, inner salt | 327023 | 89193
Benzenediazonium, 2-chloro-4-nitro-, 1,5-naphthalenedisulfonate (1:1) | 326983 | 89194
3(2H)-Benzoxazolepropanesulfonic acid, 2-[4-(1,3-dibutyltetrahydro-4,6-dioxo-2-thioxo-5(2H)-pyrimidinylidene)-2-buten-1-ylidene]-, sodium salt (1:1) | 326967 | 89195
Hexanedioic acid, 1-methyl ester | 64212 | 89196
Butanedioic acid, bis(2,2,6,6-tetramethyl-4-piperidinyl) ester | 694778 | 89197
1-Propanol, 3-[(4,5-dichloro-2-nitrophenyl)amino]- | 326942 | 89198
Ethanedithioamide, N1,N2-bis[3-(dimethylamino)propyl]- | 326819 | 89199
D-Arginine, hydrochloride (1:1) | 64188 | 89200
Butanedioic acid, 1-ethyl 4-methyl ester | 1648690 | 89201
Benzoic acid, 4-[(1,3-dioxobutyl)amino]-, butyl ester | 326785 | 89202
2-Butenedioyl dichloride, (2E)- | 64154 | 89203
Ethanedioic acid, sodium salt (1:2) | 3715 | 89204
3H-Phenoxazin-3-one, 7-hydroxy-, 10-oxide, sodium salt (1:1) | 326751 | 89205
8-Quinolinamine, 4-methyl- | 326736 | 89206
Formamide, N-ethyl- | 64121 | 89207
2-Propenoic acid, 3-(4-aminophenyl)-2-methyl-, (2R)-2-methylbutyl ester | 326694 | 89208
Methanesulfonic acid, 1-[(3-methylphenyl)amino]-, sodium salt (1:1) | 139246 | 89209
1-Propene, 3-methoxy- | 64097 | 89210
Phosphoric acid, 2,2-dichloroethenyl dimethyl ester | 3681 | 89211
Carbamic acid, 1H-benzimidazol-2-yl-, 2-(2-ethoxyethoxy)ethyl ester | 326652 | 89212
Pyridinium, 1-[2-oxo-2-[[2-[(1-oxododecyl)oxy]ethyl]amino]ethyl]-, chloride (1:1) | 139220 | 89213
3-Buten-1-ol | 64055 | 89214
2-Propenoyl chloride, 3,3'-[(1-oxido-1,2-diazenediyl)di-4,1-phenylene]bis- | 326611 | 89215
2,4,7,9-Tetraazadecanediimidamide, 3,8-diimino-, sulfate (1:2) | 326587 | 89216
Quinolinium, 1-ethyl-2-[(1-ethyl-6-methyl-4(1H)-quinolinylidene)methyl]-6-methyl-, iodide (1:1) | 139204 | 89217
2-Anthracenesulfonic acid, 1-amino-9,10-dihydro-9,10-dioxo-4-(phenylamino)-, compd. with 2,2',2''-nitrilotris[ethanol] (1:1) | 326561 | 89218
4-Hexen-1-ol, 5-methyl-2-(1-methylethenyl)- | 312264 | 89219
5,9-Hexadecadiyne, 16-chloro- | 312223 | 89220
Ethanol, 2-(3,3-dimethylbicyclo[2.2.1]hept-2-ylidene)-, (2E)- | 312181 | 89221
11H-Benzo[a]carbazole-3-carboxamide, 2-hydroxy-N-(4-methoxy-2-methylphenyl)- | 135244 | 89222
2-Butenoic acid, 2-methyl-, ethyl ester, (2E)- | 135228 | 89223
10H-Phenoxarsine, 10,10'-oxybis- | 2808 | 89224
Benzeneacetic acid, 4-chloro-.alpha.-(4-chlorophenyl)-.alpha.-hydroxy-, 1-methylethyl ester | 961953 | 89225
Cyclohexane, 1,2-dimethyl- | 709014 | 89226
Ethanedioic acid, potassium salt (1:2) | 55715 | 89227
1-Phenanthrenecarboxylic acid, 7-ethenyl-1,2,3,4,4a,4b,5,6,7,8,10,10a-dodecahydro-1,4a,7-trimethyl-, (1R,4aR,4bS,7S,10aR)- | 135202 | 89228
Benzeneacetic acid, .alpha.-(2,4-dinitrophenyl)-2,4-dinitro-, ethyl ester | 135178 | 89229
2-Butenoic acid, 4-oxo-4-phenyl- | 55681 | 89230
Stannane, dichlorodidodecyl- | 135145 | 89231
1,4-Naphthalenedione, 2-methyl- | 2782 | 89232
Benzoic acid, 4,4'-(1-oxido-1,2-diazenediyl)bis- | 55657 | 89233
3H-1,4-Benzodiazepin-2-amine, 7-chloro-N-methyl-5-phenyl-, 4-oxide | 17000480 | 89234
.alpha.-D-Glucofuranose, 1,2:5,6-bis-O-(1-methylethylidene)- | 55624 | 89235
1,3-Dioxolane, 4-methyl-2-(4-methylphenyl)- | 311811 | 89236
2-Naphthalenecarboxaldehyde, 3-ethyl-5,6,7,8-tetrahydro-5,5,8,8-tetramethyl- | 311795 | 89237
2-Pentanol, 4-methyl-, 2-(hydrogen phosphorodithioate), sodium salt (1:1) | 311761 | 89238
Mercurate(1-), (acetato-O)(2-aminoethanolato-N,O)phenyl-, hydrogen, (T-4)- | 17124819 | 89239
Ethanone, 2-hydroxy-1-phenyl- | 55582 | 89240
2,4-Dodecadienoyl chloride, 3,7,11-trimethyl-, (2E,4E)- | 311712 | 89241
3-Cyclohexene-1-methanol, .alpha.,.alpha.,4-trimethyl-, 1-acetate, (1S)- | 311670 | 89242
Dibenzo(b,e)(1,4)dioxin, 1,2,3,6,8,9-hexachloro- | 712752 | 89243
Dibenzo(b,e)(1,4)dioxin, 1,2,3,4,6,8-hexachloro- | 712737 | 89244
Propanoyl fluoride, 2,3,3,3-tetrafluoro-2-[1,1,2,2,3,3-hexafluoro-3-(trifluoromethoxy)propoxy]- | 1649805 | 89245
4-Hexenal, 5-methyl-2-(1-methylethyl)- | 311613 | 89246
Androst-4-en-3-one, 17-hydroxy-17-methyl-, (17.beta.)- | 2766 | 89247
2,6-Naphthalenedisulfonic acid | 55558 | 89248
Benzoic acid, 4-[1-[[(2,4-dichlorophenyl)amino]carbonyl]-3,3-dimethyl-2-oxobutoxy]- | 311548 | 89249
Ethanol, 2-[bis(2-aminoethyl)amino]- | 311522 | 89250
2,6-Naphthalenediol | 55533 | 89251
2,4-Pyrimidinediamine, 5-(4-chlorophenyl)-6-ethyl- | 960815 | 89252
Iodonium, diphenyl-, hexafluorophosphate(1-) (1:1) | 311464 | 89253
Propanenitrile, 3-[[4-[2-(2-chloro-4-nitrophenyl)diazenyl]phenyl][2-(2-cyanoethoxy)ethyl]amino]- | 311449 | 89254
Benzenamine, N-[4-[bis[4-[(3-methylphenyl)amino]phenyl]methylene]-2,5-cyclohexadien-1-ylidene]-3-methyl- | 311415 | 89255
3a,7-Methano-3aH-cyclopentacycloocten-3-ol, decahydro-1,1,7-trimethyl-, 3-formate | 311399 | 89256
[1,1'-Biphenyl]-3-ol | 55491 | 89257
Phosphoric acid, diethyl ester, compd. with N,N-diethylethanamine (1:1) | 134965 | 89258
3-Quinolinamine | 55467 | 89259
Acetic acid, 2-ethoxy-, (1R,2S,5R)-5-methyl-2-(1-methylethyl)cyclohexyl ester, rel- | 55434 | 89260
1,4-Benzenediol, 2-chloro-, 1,4-diacetate | 311118 | 89261
Benz[a]anthracene, 7,12-dimethyl- | 2733 | 89262
Ethanone, 1-(2-methoxyphenyl)- | 55418 | 89263
1-Oxaspiro[4.5]decan-6-ol, 2,6,10,10-tetramethyl-, 6-acetate, (2R,5R,6S)-rel- | 311068 | 89264
1-Oxaspiro[4.5]decan-6-ol, 2,6,10,10-tetramethyl-, 6-acetate, (2R,5S,6R)-rel- | 311043 | 89265
1-Oxaspiro[4.5]decan-6-ol, 2,6,10,10-tetramethyl-, (2R,5S,6R)-rel- | 311019 | 89266
Acetamide, 2-cyano-N-[(ethylamino)carbonyl]-2-(methoxyimino)- | 310995 | 89267
1,1'-Biphenyl, 2,2',3,4,5,5'-hexachloro- | 739649 | 89268
Benzoyl chloride, 4-propyl- | 296269 | 89269
[1,1'-Biphenyl]-4-carbonitrile, 4'-propoxy- | 296244 | 89270
Acetamide, N-[2-[2-(2-bromo-4,6-dinitrophenyl)diazenyl]-5-(diethylamino)phenyl]- | 296186 | 89271
1,1'-Biphenyl, 2,2',3,3',4,4',5,6-octachloro- | 739615 | 89272
1,1'-Biphenyl, 2,2',3,4,4',5,5',6-octachloro- | 739599 | 89273
1,1'-Biphenyl, 2,2',3,3',4,5,5'-heptachloro- | 739573 | 89274
1,1'-Biphenyl, 2,2',3,3',4,5',6'-heptachloro- | 739540 | 89275
1,1'-Biphenyl, 2,2',3,3',5,5',6-heptachloro- | 739524 | 89276
1,1'-Biphenyl, 2,2',3,3',4-pentachloro- | 739490 | 89277
Hexanedioic acid, ester with 2,2-bis(hydroxymethyl)-1,3-propanediol | 295915 | 89278
Benzenediazonium, 2,5-dimethoxy-4-(4-morpholinyl)-, (T-4)-tetrachlorozincate(2-) (2:1) | 295824 | 89279
2-Propenoic acid, 3,3,4,4,5,5,6,6,6-nonafluorohexyl ester | 295816 | 89280
Benzenesulfonic acid, 4-[[4,4,5,5,5-pentafluoro-3-(1,1,2,2,2-pentafluoroethyl)-1,2,3-tris(trifluoromethyl)-1-penten-1-yl]oxy]-, sodium salt (1:1) | 295766 | 89281
9,10-Anthracenedione, 1-amino-5-hydroxy-4-[(4-methoxyphenyl)amino]-8-nitro- | 295733 | 89282
Benzenamine, 2-(1-methylethenyl)- | 295709 | 89283
Bicyclo[2.2.1]heptane-2-carboxylic acid, 3,3-dimethyl-, methyl ester | 295675 | 89284
Benzenediazonium, 2,5-diethoxy-4-[(4-methoxybenzoyl)amino]-, (T-4)-tetrachlorozincate(2-) (2:1) | 295626 | 89285
2-Propenoic acid, 2-methyl-, 3,3,4,4,4-pentafluorobutyl ester | 295600 | 89286
1,3-Propanediol, 2-bromo-2-nitro- | 1560 | 89287
Benzenemethanaminium, N,N-dimethyl-N-[3-[(1-oxododecyl)amino]propyl]-, chloride (1:1) | 295576 | 89288
Benzenediazonium, 2,5-diethoxy-4-[(4-methylphenyl)thio]-, sulfate (1:1) | 295550 | 89289
2,7-Naphthalenedisulfonic acid, 3-hydroxy-4-nitroso-, sodium salt (1:2) | 50088 | 89290
Ethanol, 2,2'-[1,2-ethanediylbis(thio)]bis- | 130245 | 89291
1H-Isoindole-1,3(2H)-dione, 2-hydroxy- | 50062 | 89292
Benzothiazolium, 2-[2-[(1,3-dihydro-1,3-dimethyl-2H-benzimidazol-2-ylidene)methyl]diazenyl]-3-methyl-, methyl sulfate (1:1) | 295204 | 89293
5H-Tetrazole-5-thione, 1,2-dihydro-1-(4-hydroxyphenyl)- | 295170 | 89294
2-Propenoic acid, 1,1'-[1,4-butanediylbis[oxy(2-hydroxy-3,1-propanediyl)]] ester | 295089 | 89295
Bicyclo[2.2.1]heptane-2-methanol | 130229 | 89296
1,3-Benzodioxole, 4,7-dimethoxy-5-(2-propen-1-yl)- | 50047 | 89297
7H-[1]Benzopyrano[3',2':3,4]pyrido[1,2-a]benzimidazole-6-carbonitrile, 3-(diethylamino)-7-imino- | 294983 | 89298
Decanoic acid, 2-[2-(nonylphenoxy)ethoxy]ethyl ester | 294967 | 89299
[1,1'-Biphenyl]-4-carbonitrile, 4'-(heptyloxy)- | 294934 | 89300
Hexanoic acid, decyl ester | 294918 | 89301
Phenol, 2,6-bis(2-methylpropyl)- | 294843 | 89302
Naphthalene, 1,2,4a,5,8,8a-hexahydro-4,7-dimethyl-1-(1-methylethyl)-, (1S,4aR,8aS)- | 17002973 | 89303
Benzenamine, 2,2'-[sulfonylbis(4,1-phenyleneoxy)]bis- | 294793 | 89304
2-Propenoic acid, 2-cyano-3,3-diphenyl-, ethyl ester | 130195 | 89305
Benzenesulfonamide, 4-amino-2,5-dimethoxy-N-phenyl- | 294538 | 89306
Morphinan-6-ol, 7,8-didehydro-4,5-epoxy-3-methoxy-17-methyl-, (5.alpha.,6.alpha.)-, phosphate (1:1) (salt) | 708461 | 89307
Benzenesulfonic acid, 2(or 4)-hydroxy-3-methyl- | 294330 | 89308
Benzo[b]thiophen-3(2H)-one, 2-(3-oxobenzo[b]thien-2(3H)-ylidene)- | 50013 | 89309
1,3-Isobenzofurandione, 4,4'-[(1-methylethylidene)bis(4,1-phenyleneoxy)]bis- | 294231 | 89310
Aziridine, 1,1',1''-phosphinothioylidynetris- | 684779 | 89311
.beta.-Alanine, N-ethyl-N-[4-[2-(5-nitro-2,1-benzisothiazol-3-yl)diazenyl]phenyl]-, methyl ester | 294157 | 89312
1H-Indene-5-carbonyl chloride, 2,3-dihydro-2-(3-hydroxy-2-quinolinyl)-1,3-dioxo- | 294124 | 89313
Tetradecanamide, N-[4-chloro-3-[[4-[2-(3,4-dimethoxyphenyl)diazenyl]-4,5-dihydro-5-oxo-1-(2,4,6-trichlorophenyl)-1H-pyrazol-3-yl]amino]phenyl]-2-[3-(1,1-dimethylethyl)-4-hydroxyphenoxy]- | 347039 | 89314
Ethanamine, N-ethyl-N-hydroxy-, sulfate (1:1) | 347013 | 89315
Butanedioic acid, 2,2',2''-[(butylstannylidyne)tris(thio)]tris-, 1,1',1'',4,4',4''-hexabutyl ester | 346957 | 89316
Butanedioic acid, 2-sulfo-, 1-[2-[(12-hydroxy-1-oxo-9-octadecen-1-yl)amino]ethyl] ester, sodium salt (1:2) | 346924 | 89317
2,7-Naphthalenedisulfonic acid, 5-[[4-chloro-6-(methylphenylamino)-1,3,5-triazin-2-yl]amino]-4-hydroxy-3-[2-(4-methoxy-2-sulfophenyl)diazenyl]- | 346890 | 89318
[1,1'-Biphenyl]-4-carboxylic acid, 4'-(2-methylbutyl)-, 4-cyanophenyl ester | 346841 | 89319
3,4-Pyridinedimethanol, 5-hydroxy-6-methyl- | 3954 | 89320
9,10-Anthracenedione, 1,8-diamino-2,7-dibromo-4,5-dihydroxy- | 346825 | 89321
1,2-Benzenedicarboxylic acid, 4-sulfo-, ammonium salt (1:1) | 346759 | 89322
2,4(1H,3H)-Pyrimidinedione, 6-methyl-3-(1-methylpropyl)-, sodium salt (1:1) | 346734 | 89323
2-Naphthalenecarboxamide, 4-amino-1-hydroxy-N,N-dioctadecyl- | 346700 | 89324
Acetamide, N-[2-[2-(2,6-dibromo-4-nitrophenyl)diazenyl]-5-[[2-(2-ethoxyethoxy)ethyl]ethylamino]phenyl]- | 346684 | 89325
1H-Isoindole-1,3(2H)-dione, 2-[2-[ethyl[4-[2-(4-nitrophenyl)diazenyl]phenyl]amino]ethyl]- | 346668 | 89326
2,5-Pyrrolidinedione, 1-[2-[[4-[2-(2-chloro-4-nitrophenyl)diazenyl]-3-methylphenyl]ethylamino]ethyl]- | 346643 | 89327
2-Naphthalenecarboxamide, 1-hydroxy-4-nitro-N,N-dioctadecyl- | 346619 | 89328
Isononane, chloro- | 713214 | 89329
Propanoic acid, isononyl ester | 346353 | 89330
2(1H)-Pyridinone, 3,5,6-trichloro- | 17125188 | 89331
2-Naphthalenesulfonic acid, 6-amino-4-hydroxy-5-[2-[2-(trifluoromethyl)phenyl]diazenyl]-, compd. with 2,2'-iminobis[ethanol] (1:1) | 346320 | 89332
1,7-Naphthalenedisulfonic acid, 4-amino-3-[2-[4'-[2-(1-amino-4-sulfo-2-naphthalenyl)diazenyl]-3,3'-dimethyl[1,1'-biphenyl]-4-yl]diazenyl]-, sodium salt (1:3) | 346296 | 89333
1,6-Naphthalenedisulfonic acid, 4-amino-3-[2-[4'-[2-(1-amino-4-sulfo-2-naphthalenyl)diazenyl]-3,3'-dimethyl[1,1'-biphenyl]-4-yl]diazenyl]-, sodium salt (1:3) | 346288 | 89334
2-Pentanol, 2,4,4-trimethyl-3-nitroso-, 2-nitrate | 346254 | 89335
Phosphoric acid, monooctadecyl ester, ammonium salt (1:2) | 346163 | 89336
Octadecanoic acid, 10-(sulfooxy)-, sodium salt (1:2) | 346148 | 89337
1H-Imidazo[4,5-b]quinoxalinium, 2-[2-(2,5-dihydro-2-methyl-5-oxo-3-phenyl-4-isoxazolyl)ethenyl]-1,3-dimethyl-, 4-methylbenzenesulfonate (1:1) | 346114 | 89338
Ethanaminium, 2-hydroxy-N,N,N-trimethyl-, methyl sulfate (1:1) | 346098 | 89339
Disulfide, bis(3,5-dimethylphenyl) | 346072 | 89340
1-Hexadecanol, 1-(hydrogen sulfate), compd. with N,N-diethylcyclohexanamine (1:1) | 346056 | 89341
2,7-Naphthalenedisulfonic acid, 4,4'-[(3,3'-dimethoxy[1,1'-biphenyl]-4,4'-diyl)bis(2,1-diazenediyl)]bis[3-hydroxy-, sodium salt (1:4) | 346007 | 89342
1,3-Naphthalenedisulfonic acid, 7-[2-[4-[2-[4-[2-(4-amino-2-methylphenyl)diazenyl]-2-methylphenyl]diazenyl]-2-methylphenyl]diazenyl]- | 345983 | 89343
1,5-Naphthalenedisulfonic acid, 3-[2-(4-amino-2-methoxy-5-methylphenyl)diazenyl]- | 345975 | 89344
Octadecane, 1,1,1,2,2,3,3,4,4,5,5,6,6,7,7,8,8,9,9,10,10,11,11,12,12,13,13,14,14,15,15,16,16-tritriacontafluoro-18-iodo- | 345884 | 89345
2-Propenoic acid, 2-methyl-, 2-[4-[1-methyl-1-[4-[2-[2-[(2-methyl-1-oxo-2-propen-1-yl)oxy]ethoxy]ethoxy]phenyl]ethyl]phenoxy]ethyl ester | 345637 | 89346
Formic acid, compd. with 4-[2-(3-aminophenyl)diazenyl]-1,3-benzenediamine (1:1) | 345603 | 89347
5(4H)-Isoxazolone, 3-phenyl-4-[2-(phenylamino)ethenyl]- | 345587 | 89348
Benzenesulfonic acid, 3,3'-[(9,10-dihydro-9,10-dioxo-1,4-anthracenediyl)diimino]bis[2,4,6-triethyl- | 345561 | 89349
Acetamide, 2-cyano-N-[(ethylamino)carbonyl]-2-(methoxyimino)-, (2E)-2-butenedioate (1:?) | 345488 | 89350
Benzo[rst]phenanthro[10,1,2-cde]pentaphene-9,18-dione, 2,11-dichloro- | 345462 | 89351
3H-Indolium, 2-[[2-(4-ethoxyphenyl)-2-methylhydrazinylidene]methyl]-1,3,3-trimethyl-, chloride (1:1) | 345447 | 89352
Diazene, 1-[(1,3-dihydro-1,1,3-trimethyl-2H-inden-2-ylidene)methyl]-2-(2-methoxyphenyl)- | 345421 | 89353
1,3-Propanediol, 1-phenyl-, 1,3-diacetate | 139170 | 89354
Methanaminium, N,N,N-trimethyl-, ethanethioate (1:1) | 326488 | 89355
Cyclohexanol, 5-methyl-2-(1-methylethyl)-, 1,1',1''-triester with boric acid (H3BO3), (1R,1'R,1''R,2S,2'S,2''S,5R,5'R,5''R)-rel- | 326462 | 89356
Benzoic acid, 3,3'-methylenebis[6-amino-, hydrochloride (1:2) | 139147 | 89357
Acridine, 9,10-dihydro-9,9-dimethyl- | 139105 | 89358
Cyclopenta[c][1]benzopyran-4(1H)-one, 7-(dimethylamino)-2,3-dihydro- | 326397 | 89359
Xanthylium, 3,6-diamino-9-[2-(methoxycarbonyl)phenyl]-, chloride (1:1) | 326363 | 89360
2-Anthracenesulfonic acid, 1-amino-4-[[4-(ethenylsulfonyl)phenyl]amino]-9,10-dihydro-9,10-dioxo- | 326348 | 89361
Cyclohexanebutanoic acid, magnesium salt (2:1) | 326314 | 89362
2,5-Cyclohexadiene-1,4-dione, 2,5-dichloro-3,6-dihydroxy-, thorium(4+) salt (2:1) | 326264 | 89363
Benzenesulfonic acid, 5-amino-2-(2-phenylethenyl)- | 139071 | 89364
2,4(1H,3H)-Pyrimidinedione, 6-methyl- | 63776 | 89365
Cyclohexanebutanoic acid, lithium salt (1:1) | 326074 | 89366
2-Pentanol, 2-acetate | 63743 | 89367
1-Naphthalenol, 2-(2-phenyldiazenyl)-, 1-acetate | 326058 | 89368
Cholest-5-en-3-ol (3.beta.)-, 3-(2-buten-1-yl carbonate) | 326033 | 89369
4-Heptanone, 2-methyl- | 63719 | 89370
Heptanoic acid, 1,1'-anhydride | 63693 | 89371
Phenol, 4,4'-(2,2-dioxido-3H-1,2-benzoxathiol-3-ylidene)bis[2,6-dibromo-, sodium salt (1:1) | 325928 | 89372
Phenol, 4,4'-(1,1-dioxido-3H-2,1-benzoxathiol-3-ylidene)bis[5-methyl-2-(1-methylethyl)-, sodium salt (1:1) | 325886 | 89373
Cyclopropane, pentachloro- | 689109 | 89374
Butanoic acid, 1,1'-[(3-oxo-1(3H)-isobenzofuranylidene)di-4,1-phenylene] ester | 325852 | 89375
[1,1'-Biphenyl]-4-carboxylic acid, 4'-pentyl-, 4'-cyano[1,1'-biphenyl]-4-yl ester | 325829 | 89376
1,3-Benzenedicarbonitrile | 63669 | 89377
Cyclopentanol, 2-cyclopentylidene- | 17009879 | 89378
1,5-Naphthalenedisulfonic acid, 3-[2-[4,5-dihydro-3-methyl-5-oxo-1-(4-sulfophenyl)-1H-pyrazol-4-yl]diazenyl]-, sodium salt (1:3) | 325787 | 89379
Benzenesulfonic acid, 4-[4,5-dihydro-3-methyl-5-oxo-4-(3,5,5-trimethyl-2-cyclohexen-1-ylidene)-1H-pyrazol-1-yl]-, compd. with N,N-diethylethanamine (1:1) | 325761 | 89380
Butanamide, 2-(3-pentadecylphenoxy)- | 325746 | 89381
Pentanamide, 2-chloro-N-(2,4-dichlorophenyl)-4,4-dimethyl-3-oxo- | 325704 | 89382
3H-Indolium, 2-[3-[4,6-bis(4-methylphenyl)-1-(methylphenylamino)-2(1H)-pyridinylidene]-1-propen-1-yl]-1,3,3-trimethyl-, iodide (1:1) | 325688 | 89383
Acetamide, N-[5-[bis(2-methoxyethyl)amino]-2-[2-(2-iodo-4,6-dinitrophenyl)diazenyl]-4-methoxyphenyl]- | 325654 | 89384
Phenol, 3-iodo- | 63636 | 89385
Benzene, 1-chloro-3-iodo- | 63602 | 89386
2-Naphthalenecarboxamide, 4-amino-1-hydroxy-N-[2-(3-pentadecylphenoxy)butyl]- | 325597 | 89387
Pyridine, 3,5-dibromo- | 709154 | 89388
2-Naphthalenesulfonic acid, 5-[(methylsulfonyl)amino]-1-[(methylsulfonyl)oxy]-, sodium salt (1:1) | 325563 | 89389
Propane, 2,2'-thiobis- | 63560 | 89390
Benzenamine, 4,4'-(1,2-diazenediyl)bis[N,N-dimethyl- | 138883 | 89391
Thiourea | 3665 | 89392
Benzeneethanol, 2-chloro-.alpha.,.alpha.-dimethyl- | 138867 | 89393
Formic acid, 1-methylethyl ester | 63537 | 89394
Urea, N-ethyl- | 63503 | 89395
1-Propanamine, N,2-dimethyl- | 63479 | 89396
Pentane, 2-chloro- | 63438 | 89397
Benzenesulfonic acid, 4,4'-[1,3-phenylenebis[2,1-diazenediyl(4,6-diamino-3,1-phenylene)-2,1-diazenediyl]]bis-, sodium salt (1:2) | 138818 | 89398
Urea, N-(1,1-dimethylpropyl)- | 63404 | 89399
1,4-Naphthalenedione, 2-(acetyloxy)-3-dodecyl- | 694331 | 89400
1-Propene, 3,3'-[oxybis(2,1-ethanediyloxy)]bis- | 310961 | 89401
Octadecanoic acid, 2-(1-carboxyethoxy)-1-methyl-2-oxoethyl ester, calcium salt (2:1) | 134924 | 89402
Benzeneacetic acid, .alpha.-[(3-ethoxy-1-methyl-3-oxo-1-propen-1-yl)amino]-4-hydroxy-, potassium salt (1:1), (.alpha.R)- | 310938 | 89403
D-Glucaric acid, calcium salt (1:1) | 134916 | 89404
2-Buten-1-one, 1-[(6Z)-6-ethylidene-2,2-dimethylcyclohexyl]-, (2E)- | 310912 | 89405
2-Cyclohexene-1-carboxylic acid, 2-ethyl-6,6-dimethyl-, ethyl ester | 310888 | 89406
2-Butanol, 2-[2-(1,1-dimethylethyl)diazenyl]- | 310805 | 89407
Acetamide, N-methyl-N-phenyl- | 55384 | 89408
Benzene, 1,1'-(1,2-dibromo-1,2-ethanediyl)bis- | 134890 | 89409
2,7-Naphthalenedisulfonic acid, 4-hydroxy- | 55350 | 89410
Glycine, N,N'-1,2-cyclohexanediylbis[N-(carboxymethyl)-, sodium salt (1:2) | 134866 | 89411
Benzene, 1-bromo-2-methoxy- | 55327 | 89412
Naphthalenesulfonic acid, dinonyl-, calcium salt (2:1) | 310706 | 89413
Hexanediamide, N1,N1,N6,N6-tetrakis(2-hydroxypropyl)- | 310698 | 89414
Phenol, 5-(1,1-dimethylethyl)-2-methyl- | 134841 | 89415
4H-1-Benzopyran-4-one, 3-hydroxy-2-phenyl- | 55293 | 89416
Benzene, 1-bromo-2-nitro- | 55269 | 89417
Benzoic acid, 2-(aminosulfonyl)-, methyl ester | 712679 | 89418
Benzene, 2-bromo-1,3,5-trimethyl- | 55244 | 89419
D-Mannitol, 1,6-bis[(2-chloroethyl)amino]-1,6-dideoxy- | 17001520 | 89420
Isoxazole, 5-methyl- | 134809 | 89421
Dibenzo[b,e][1,4]dioxin, 1,2,3,6,7,8-hexachloro- | 694281 | 89422
Ethanone, 1-(1H-indol-1-yl)- | 55202 | 89423
Benzenamine, 4-[2-[5-[4-(diethylamino)phenyl]-4,5-dihydro-1-phenyl-1H-pyrazol-3-yl]ethenyl]-N,N-diethyl- | 310292 | 89424
1,3-Propanediol, 1,3-bis(4-nitrobenzoate) | 310276 | 89425
9-Undecenoic acid, methyl ester | 134775 | 89426
2H-Pyran, tetrahydro-2-[(11E)-11-tetradecen-1-yloxy]- | 310201 | 89427
8-Oxa-3,5-dithia-4-stannatetradecanoic acid, 10-ethyl-4-[[2-[(2-ethylhexyl)oxy]-2-oxoethyl]thio]-4-methyl-7-oxo-, 2-ethylhexyl ester | 310169 | 89428
2-Cyclohexene-1-acetonitrile, 2,6,6-trimethyl- | 310136 | 89429
Benzeneacetaldehyde, .alpha.-(2-furanylmethylene)- | 310102 | 89430
Ethanol, 2,2'-[[3-(dimethylamino)propyl]imino]bis- | 310078 | 89431
Acetamide, N-[2-[2-(4,5-dicyano-1H-imidazol-2-yl)diazenyl]-5-(diethylamino)phenyl]- | 310052 | 89432
1,6-Naphthalenediol | 55186 | 89433
1,7-Naphthalenediol | 55152 | 89434
Naphthalene, 1,7-dimethyl- | 685891 | 89435
1,3-Propanediol, 2-methyl-2-propyl-, 1,3-dicarbamate | 2576 | 89436
1,2-Benzenedicarboxylic acid, 3,3'-[(2,5-dichloro-1,4-phenylene)bis[imino(1-acetyl-2-oxo-2,1-ethanediyl)-2,1-diazenediyl]]bis- | 309971 | 89437
29H,31H-Phthalocyanine | 55129 | 89438
D-Fructose | 2550 | 89439
Methanone, diphenyl-, oxime | 55103 | 89440
L-Ascorbic acid, calcium salt (2:1) | 134742 | 89441
Glycine, N-[5-(acetylamino)-4-[2-(2-bromo-4,6-dinitrophenyl)diazenyl]-2-methoxyphenyl]-N-2-propen-1-yl-, methyl ester | 309641 | 89442
Ethanone, 2-ethoxy-1,2-diphenyl- | 55079 | 89443
1,3-Propanediamine, N1-methyl-N3-(2-nitrophenyl)-N1-[3-[(2-nitrophenyl)amino]propyl]- | 309609 | 89444
Naphthalene, 1,2-dimethyl- | 55053 | 89445
Aziridine, 1,1',1''-phosphinylidynetris[2-methyl- | 2519 | 89446
2-Cyclopenten-1-one, 2-methyl-3-pentyl- | 134700 | 89447
Carbamic acid, N-[[3-(aminomethyl)phenyl]methyl]- | 294066 | 89448
1,2-Ethanedione, 1,2-di-2-furanyl-, 1,2-dioxime | 49999 | 89449
4(1H)-Pyrimidinone, 5-butyl-2-(dimethylamino)-6-methyl- | 961912 | 89450
4-Piperidinol, 2,2,6,6-tetramethyl-1-(phenylmethyl)- | 293845 | 89451
Phenol, 2,4-bis(1,1-dimethylpropyl)-6-[2-(2-nitrophenyl)diazenyl]- | 293829 | 89452
Benzoxazolium, 2-[4-(acetylphenylamino)-1,3-butadien-1-yl]-3-ethyl-, iodide (1:1) | 130153 | 89453
1-Propanaminium, N,N,N-trimethyl-3-[[(1,1,2,2,3,3,4,4,5,5,6,6,6-tridecafluorohexyl)sulfonyl]amino]-, chloride (1:1) | 293779 | 89454
Benzene, 1-chloro-4-(trichloromethyl)- | 130138 | 89455
Pyridinium, 4-(aminocarbonyl)-1-[[(6R,7R)-2-carboxy-8-oxo-7-[[(2R)-2-phenyl-2-sulfoacetyl]amino]-5-thia-1-azabicyclo[4.2.0]oct-2-en-3-yl]methyl]-, inner salt, sodium salt (1:1) | 293746 | 89456
1H-Isoindole, 1,1,3,4,5,6,7-heptachloro- | 293704 | 89457
Ethanone, 1-(4-chloro-3,5-dinitrophenyl)- | 293688 | 89458
1H-Pyrazole-3-carboxylic acid, 4,5-dihydro-5-oxo-1-(4-sulfophenyl)-, sodium salt (1:1) | 293662 | 89459
1-Naphthalenesulfonic acid, 3,4-dihydro-3,4-dioxo-, sodium salt (1:1) | 49965 | 89460
Benzothiazolium, 2-(2-ethoxy-1-propen-1-yl)-3-(3-sulfobutyl)-, inner salt | 293639 | 89461
D-glycero-D-ido-Heptonic acid, .delta.-lactone | 293563 | 89462
1H,3H-Naphtho[1,8-cd]pyran-6-sulfonic acid, 1,3-dioxo- | 293530 | 89463
Tricyclo[3.3.1.13,7]decane, 1,3-bis[2-(trichlorosilyl)ethyl]- | 293498 | 89464
2-Buten-1-ol, 3-methyl-, 1-benzoate | 130096 | 89465
3-Buten-1-ol, 3-methyl-, 1-acetate | 130070 | 89466
4H-1-Benzopyran-4-one, 7-[[6-O-(6-deoxy-.alpha.-L-mannopyranosyl)-.beta.-D-glucopyranosyl]oxy]-2,3-dihydro-5-hydroxy-2-(3-hydroxy-4-methoxyphenyl)-, (2S)- | 49932 | 89467
Pregn-4-ene-21-carboxylic acid, 7-(acetylthio)-17-hydroxy-3-oxo-, .gamma.-lactone, (7.alpha.,17.alpha.)- | 1545 | 89468
1H-Isoindole-1,3(2H)-dione, 2-phenyl- | 49924 | 89469
2-Butenedioic acid (2Z)-, 1-[2-[(2-methyl-1-oxo-2-propen-1-yl)oxy]ethyl] ester | 1649698 | 89470
1-Butanamine, 4-[2,4-bis(1,1-dimethylpropyl)phenoxy]- | 293100 | 89471
Acetic acid, 2-[3-(4-chloro-2-methylphenyl)-1-methyl-2-triazen-1-yl]-, sodium salt (1:1) | 293076 | 89472
Benzoic acid, 2-amino-5-[(4-aminophenyl)methyl]-, methyl ester | 293043 | 89473
1-Propanesulfonic acid, 2-hydroxy-3-(octyloxy)-, sodium salt (1:1) | 293027 | 89474
Octadecanamide, N,N'-[iminobis(2,1-ethanediylimino-2,1-ethanediyl)]bis- | 293001 | 89475
Benzoxazolium, 3-ethyl-2-[3-(3-ethyl-4-methyl-2(3H)-thiazolylidene)-1-propen-1-yl]-, iodide (1:1) | 292979 | 89476
Methanone, (3,4-dihydroxyphenyl)(2,4,6-trihydroxyphenyl)- | 49882 | 89477
Nickel, bis[3-[2-(4-chlorophenyl)diazenyl-.kappa.N2]-2,4(1H,3H)-quinolinedionato-.kappa.O4]- | 292912 | 89478
1,3,7-Nonatriene, 4,8-dimethyl- | 292870 | 89479
3H-Pyrazol-3-one, 4-[2-(1,3-dihydro-1,3,3-trimethyl-2H-indol-2-ylidene)ethylidene]-2,4-dihydro-5-methyl-2-phenyl- | 130021 | 89480
Acetamide, N-[2-[2-(2,6-dicyano-4-nitrophenyl)diazenyl]-5-[(2,3-dihydroxypropyl)ethylamino]phenyl]- | 292847 | 89481
Acetamide, N-[2-[2-(2-bromo-4,6-dinitrophenyl)diazenyl]-5-(cyclohexylamino)-4-methoxyphenyl]- | 292821 | 89482
2-Propanesulfenamide, N,N',N''-phosphinylidynetris[N-phenyl- | 292763 | 89483
1,3-Dioxane-5-methanol, 5-ethyl- | 130005 | 89484
2-Naphthalenecarboxylic acid, 4-[2-(2,5-dichlorophenyl)diazenyl]-3-hydroxy- | 292722 | 89485
Nonanedioic acid, 1,9-bis(2-hydroxypropyl) ester | 292664 | 89486
Spiro[isobenzofuran-1(3H),9'-[9H]xanthen]-3-one, 3',6'-dihydroxy-, sodium salt (1:2) | 49866 | 89487
1,3-Dioxane, 2,4,6-trimethyl-4-phenyl- | 129973 | 89488
Carbamodithioic acid, N,N-dimethyl-, (dimethylamino)methyl ester | 1511 | 89489
7,10-Dioxa-3,14-diazahexadecane-1,2,15,16-tetracarboxylic acid, 1,2,15,16-tetraethyl ester | 17121120 | 89490
4,8,12-Tetradecatrienoic acid, 5,9,13-trimethyl-, (2E)-3,7-dimethyl-2,6-octadien-1-yl ester, (4E,8E)- | 1479 | 89491
Benzenesulfonamide, N-(3,5-dichloro-4-hydroxyphenyl)- | 292433 | 89492
4-Oxazolidinone, 3-ethyl-5-[2-(3-ethyl-2-thiazolidinylidene)-1-methylethylidene]-2-thioxo- | 345405 | 89493
Ethanol, 2,2'-[(3-nitrophenyl)imino]bis-, 1,1'-dibenzoate | 345389 | 89494
Tetradecen-1-ol, 1-(hydrogen sulfate), sodium salt (1:1) | 345322 | 89495
Benzoic acid, 5-[2-[4-[2-[4-[2-[2,6-diamino-3-methyl-5-[2-(4-sulfophenyl)diazenyl]phenyl]diazenyl]-2-sulfophenyl]ethenyl]-3-sulfophenyl]diazenyl]-2-hydroxy-3-methyl-, lithium salt (1:4) | 345272 | 89496
Phosphonium, tetrabutyl-, 5-sulfo-1,3-benzenedicarboxylate (1:1) | 17009945 | 89497
Sulfuric acid, monododecyl ester, compd. with 2-(diethylamino)ethanol (1:1) | 344945 | 89498
Disulfide, 2,6-dimethylphenyl 3,4-dimethylphenyl | 344861 | 89499
Disulfide, 2,5-dimethylphenyl 2,6-dimethylphenyl | 344846 | 89500
Ethanol, 2-[2-[[4-[2-(2-bromo-4,6-dinitrophenyl)diazenyl]-1-naphthalenyl]amino]ethoxy]- | 344804 | 89501
Spiro[cyclohexane-1,2'-[1,3]dioxolo[4,5-f]benzothiazolium], 7'-ethyl-6'-[3-(7'-ethylspiro[cyclohexane-1,2'-[1,3]dioxolo[4,5-f]benzothiazol]-6'(7'H)-ylidene)-2-methyl-1-propen-1-yl]-, iodide (1:1) | 344796 | 89502
Chlorosulfurous acid, 2-(dimethylamino)ethyl ester, hydrochloride (1:1) | 344705 | 89503
Carbamic acid, N-[4-[(4-isocyanatocyclohexyl)methyl]cyclohexyl]-, C,C'-(oxydi-2,1-ethanediyl) ester | 344689 | 89504
Cyclohexanamine, N,N-diethyl-, hydrochloride (1:1) | 344663 | 89505
Disulfide, 2,3-dimethylphenyl 3,4-dimethylphenyl | 344648 | 89506
Phenol, 2,2'-[(2-methyl-1,5-pentanediyl)bis(nitrilomethylidyne)]bis- | 344614 | 89507
Propanenitrile, 3-[[4-[2-(2-chloro-4-nitrophenyl)diazenyl]-3-methylphenyl](2-hydroxyethyl)amino]- | 344259 | 89508
6-Quinolinamine, 2-methyl- | 344176 | 89509
7H-Benz[de]anthracen-7-one, 2-bromo- | 344150 | 89510
Benzamide, N-[9,10-dihydro-4,5,8-tris[(4-methylphenyl)amino]-9,10-dioxo-1-anthracenyl]-4-nitro- | 344127 | 89511
Quinolinium, 1-(3-sulfopropyl)-2-[[3-(3-sulfopropyl)-2(3H)-benzothiazolylidene]methyl]-, inner salt | 344093 | 89512
7-Benzothiazolesulfonic acid, 2-[4-[2-[4,5-dihydro-1-(hydroxymethyl)-3-methyl-5-oxo-1H-pyrazol-4-yl]diazenyl]phenyl]-6-methyl-, compd. with 2,2'-iminobis[ethanol] (1:1) | 344077 | 89513
6-Benzothiazolesulfonic acid, 2-[2-[4-[[(2-chlorophenyl)methyl]ethylamino]-2-methylphenyl]diazenyl]- | 344069 | 89514
7-Benzothiazolesulfonic acid, 2-[4-(5-amino-6-methyl-2-naphthalenyl)phenyl]-6-methyl- | 344044 | 89515
Benzeneethanaminium, 4-[2-[4-(diethylamino)-2-methylphenyl]diazenyl]-N,N,N-trimethyl-.beta.-oxo-, (T-4)-tetrachlorozincate(2-) (2:1) | 343962 | 89516
Piperazinium, 1-methyl-1,4-bis[2-[(1-oxooctadecyl)oxy]ethyl]-, methyl sulfate (1:1) | 343905 | 89517
Piperazinium, 1,4-dimethyl-1,4-bis[2-[(1-oxooctadecyl)oxy]ethyl]-, methyl sulfate (1:2) | 343889 | 89518
Ethanaminium, N-(2-hydroxyethyl)-N-[2-[(2-hydroxyethyl)(1-oxohexadecyl)amino]ethyl]-N-methyl-2-[(1-oxohexadecyl)oxy]-, methyl sulfate (1:1) | 343848 | 89519
2H-Naphth[2,3-f]isoindole-2-propanaminium, 4,11-diamino-1,3,5,10-tetrahydro-N,N,N-trimethyl-1,3,5,10-tetraoxo-, methyl sulfate (1:1) | 343814 | 89520
1-Heptadecanaminium, N-(carboxymethyl)-N,N-dimethyl-, inner salt | 343798 | 89521
Benzenemethanaminium, N,N-bis(2-hydroxypropyl)-N-tetradecyl-, chloride (1:1) | 343764 | 89522
Benzenemethanaminium, N,N-bis(2-hydroxypropyl)-N-octadecyl-, chloride (1:1) | 343749 | 89523
Benzenemethanaminium, N,N-bis(2-hydroxyethyl)-N-pentadecyl-, chloride (1:1) | 343723 | 89524
1-Propanaminium, 2-hydroxy-N-[2-[(2-hydroxyethyl)(2-hydroxypropyl)amino]ethyl]-N-(2-hydroxypropyl)-N-methyl-, dioctadecanoate (ester), methyl sulfate (1:1) | 343582 | 89525
1H-Naphth[2,3-f]isoindole-1,3,5,10(2H)-tetrone, 4,11-diamino-2-[3-(2-methoxyethoxy)propyl]- | 343566 | 89526
1-Octanaminium, N,N,N-trimethyl-, methyl sulfate (1:1) | 343541 | 89527
9,10-Anthracenedione, 1-amino-4,5-dinitro- | 343525 | 89528
Butanamide, 2,2'-[(3,3'-dimethoxy[1,1'-biphenyl]-4,4'-diyl)bis(2,1-diazenediyl)]bis[3-oxo-N-phenyl- | 143487 | 89529
Acetic acid, 2,2,2-trichloro-, sodium salt (1:1) | 66704 | 89530
Zinc, bis[O,O-bis[2-(4-nonylphenoxy)ethyl] phosphorodithioato-.kappa.S,.kappa.S']-, (T-4)- | 343491 | 89531
Zinc, bis[O,O-bis(4-dodecylphenyl) phosphorodithioato-.kappa.S,.kappa.S']-, (T-4)- | 343475 | 89532
1-Propanaminium, 2-(acetyloxy)-N,N,N-trimethyl-, chloride (1:1) | 3624 | 89533
2,7-Naphthalenedisulfonic acid, 4-amino- | 138800 | 89534
Benzoxazolium, 3-ethyl-2,5,6-trimethyl-, iodide (1:1) | 325332 | 89535
Phenol, 4-[2-[4-(2-phenyldiazenyl)phenyl]diazenyl]- | 138784 | 89536
1-Butanol, 3,3-dimethyl- | 63370 | 89537
Aluminum, (1Z)-1-decen-1-yldioctyl- | 325274 | 89538
Hydroxylamine, O-ethyl- | 686147 | 89539
Hydrazinecarboxaldehyde | 63339 | 89540
Ethanamine, N-methyl- | 63305 | 89541
Benzoic acid, 5-[2-chloro-4-(trifluoromethyl)phenoxy]-2-nitro-, sodium salt (1:1) | 325225 | 89542
1,2-Benzenediamine, 4-chloro-N1-ethyl- | 325191 | 89543
2-Anthracenesulfonic acid, 4-[[4-(acetylmethylamino)phenyl]amino]-1-amino-9,10-dihydro-9,10-dioxo- | 138750 | 89544
1-Propyne, 3-chloro- | 63263 | 89545
Propanoic acid, pentyl ester | 63222 | 89546
2-Hexanone, 5-methyl-, oxime | 63180 | 89547
1,2-Octanediol, 7-methoxy-3,7-dimethyl- | 325167 | 89548
Cyclohexanecarboxylic acid, 4-butyl-, 4-cyanophenyl ester, trans- | 325142 | 89549
2-Butanone, 3-methyl-, 2-phenylhydrazone | 138719 | 89550
Benzoxazolium, 5-phenyl-2-[2-[[5-phenyl-3-(3-sulfopropyl)-2(3H)-benzoxazolylidene]methyl]-1-buten-1-yl]-3-(3-sulfopropyl)-, inner salt, potassium salt (1:1) | 325092 | 89551
1,4-Dioxaspiro[4.5]decane, 8-(1,1-dimethylethyl)-2-methyl- | 325068 | 89552
Benzenesulfonyl chloride, 4-(acetylamino)-2-methyl- | 324988 | 89553
2-Butenoic acid, 1,1'-anhydride | 62950 | 89554
Acetamide, N-[(methylamino)carbonyl]- | 62935 | 89555
Carbonocyanidic acid, ethyl ester | 62893 | 89556
Benzenemethanol, 2,4-dimethyl-, 1-acetate | 324947 | 89557
2-Butenoic acid, methyl ester, (2E)- | 62869 | 89558
Calciate(2-), [[N,N'-1,2-ethanediylbis[N-[(carboxy-.kappa.O)methyl]glycinato-.kappa.N,.kappa.O]](4-)]-, sodium (1:2), (OC-6-21)- | 3574 | 89559
3-Hexanol | 62836 | 89560
1H-Naphth[2,3-f]isoindole-1,5,10-trione, 4,11-diamino-2,3-dihydro-3-imino-2-(3-propoxypropyl)- | 324921 | 89561
1,2,4,5-Tetroxonane-3-acetic acid, 3,6,6,9,9-pentamethyl-, ethyl ester | 324905 | 89562
2-Propenal, 3-(2-furanyl)- | 62802 | 89563
Benzoic acid, 4-(bromomethyl)- | 138685 | 89564
Ethanol, 2-[[4-[2-(2,6-dichloro-4-nitrophenyl)diazenyl]phenyl]methylamino]- | 138651 | 89565
Benzene, 1,4-bis(chloromethyl)- | 62778 | 89566
Benzoic acid, 3,3'-[(2,2'-disulfo[1,1'-biphenyl]-4,4'-diyl)bis(2,1-diazenediyl)]bis[6-hydroxy-, sodium salt (1:4) | 138628 | 89567
2-Furanmethanol, 2-propanoate | 62745 | 89568
Benzenesulfonamide, 4-hydroxy-N,N-dimethyl-, sodium salt (1:1) | 324871 | 89569
Benzene, 1-methyl-4-(methylthio)- | 62711 | 89570
Mercury, chloro(4-hydroxyphenyl)- | 62687 | 89571
Benzene, 1-ethyl-4-methyl- | 62653 | 89572
Benzene, propoxy- | 62612 | 89573
1,4-Benzenediacetonitrile | 62588 | 89574
2-Naphthalenesulfonic acid, 4-hydroxy-3-[2-[2-methoxy-5-methyl-4-[2-(4-sulfophenyl)diazenyl]phenyl]diazenyl]-7-(phenylamino)-, sodium salt (1:2) | 138586 | 89575
2,7-Naphthalenedisulfonic acid, 3-hydroxy-4-[2-[4-(2-phenyldiazenyl)phenyl]diazenyl]-, sodium salt (1:2) | 138511 | 89576
Benzene, 1-ethoxy-4-methyl- | 62554 | 89577
Tetradecanamide, N-phenyl- | 62521 | 89578
Urea, (4-methylphenyl)- | 17003237 | 89579
Phosphine, tris(3-methylphenyl)- | 138495 | 89580
Benzene, (nitromethyl)- | 961201 | 89581
4-Morpholineethanol | 62497 | 89582
Ethanone, 1-(4-butoxyphenyl)- | 134676 | 89583
2-Naphthalenecarboxamide, N-[4-[4-(1,1-dimethylethyl)phenoxy]phenyl]-1-hydroxy-4-(2-phenyldiazenyl)- | 309559 | 89584
Benzenamine, 4-(hexahydro-1H-azepin-1-yl)- | 309534 | 89585
5H-3,5a-Epoxynaphth[2,1-c]oxepin, dodecahydro-3,8,8,11a-tetramethyl- | 309484 | 89586
Oxirane, 2-ethyl-3-[3-ethyl-5-(4-ethylphenoxy)pentyl]-2-methyl- | 963405 | 89587
2,4,6(1H,3H,5H)-Pyrimidinetrione, 5-ethyl-5-(1-methylbutyl)-, monosodium salt | 2493 | 89588
2,7-Naphthalenedisulfonic acid, 3-[2-[4-(phenylamino)-1-naphthalenyl]diazenyl]- | 309435 | 89589
1H-Indole, 2-[[2-(4-ethoxyphenyl)diazenyl]methylene]-2,3-dihydro-1,3,3-trimethyl- | 309401 | 89590
Benz[a]anthracene, 2,9-dimethyl- | 708982 | 89591
Phosphorane, chloromethyltriphenyl- | 309351 | 89592
Ethanone, 1-(2,4-dihydroxyphenyl)-2-methoxy- | 309328 | 89593
Methanamine, N-hydroxy-N-methyl- | 134635 | 89594
7H-Benz[de]anthracen-7-one, 6,11-dichloro- | 309294 | 89595
1-Dodecanaminium, N,N,N-trimethyl-, diphenyl phosphate (1:1) | 309252 | 89596
Vincaleukoblastine, 22-oxo- | 17002056 | 89597
Thieno[3,4-d]pyrimidin-4(3H)-one, 5,7-dihydro-2-methyl- | 134601 | 89598
2-Thiabicyclo[2.2.2]octane, 1,3,3-trimethyl- | 134577 | 89599
3,6-Pyridazinedione, 1,2-dihydro-, compd. with 2,2'-iminobis[ethanol] (1:1) | 134551 | 89600
2-Propanol, 1,1,1-trichloro-2-methyl- | 2477 | 89601
Benzene, tribromoethenyl-, homopolymer | 308932 | 89602
[1,1'-Biphenyl]-4-carbonitrile, 4'-(dodecyloxy)- | 308882 | 89603
Cyanide | 2444 | 89604
Ethanol, 2-[2-[[4-[2-(2-chloro-4,6-dinitrophenyl)diazenyl]-1-naphthalenyl]amino]ethoxy]- | 308858 | 89605
Ethanol, 2-[2-[[4-[2-(2-chloro-4,6-dinitrophenyl)diazenyl]-1-naphthalenyl]amino]ethoxy]-, 1-acetate | 308833 | 89606
Dibenzofuran, 1,2,3,7,8-pentachloro- | 308817 | 89607
1-Aziridinepropanoic acid, 1,1'-[2-[[3-(1-aziridinyl)-1-oxopropoxy]methyl]-2-(hydroxymethyl)-1,3-propanediyl] ester | 308791 | 89608
10-Oxa-4,6-dithia-5-stannahexadecanoic acid, 12-ethyl-5-[[3-[(2-ethylhexyl)oxy]-3-oxopropyl]thio]-5-methyl-9-oxo-, 2-ethylhexyl ester | 308734 | 89609
1-Hexadecanaminium, N,N,N-trimethyl-, bromide (1:1) | 2410 | 89610
Tricyclo[6.3.1.02,5]dodecan-1-ol, 4,4,8-trimethyl-, 1-acetate, (1R,2S,5R,8S)- | 308700 | 89611
3-Cyclohexene-1-propanol, .alpha.,6,6-trimethyl-2-methylene- | 308676 | 89612
Phenol, 3,4,5-trichloro-2-methoxy- | 308627 | 89613
1-Phenanthrenecarboxylic acid, chloro-1,2,3,4,4a,9,10,10a-octahydro-1,4a-dimethyl-7-(1-methylethyl)-, (1R-(1.alpha.,4a.beta.,10a.alpha.))- | 694240 | 89614
Hydrazine, 1-phenyl-1-(phenylmethyl)-, hydrochloride (1:1) | 134528 | 89615
Acetamide, N-[3-(ethylamino)-4-methoxyphenyl]- | 308585 | 89616
1,2,3-Propanetriol, 1-(dihydrogen phosphate) | 2386 | 89617
Benzenamine, 2-methyl-6-nitro- | 17003070 | 89618
Phosphorothioic acid, O-(2,6-dichloro-4-methylphenyl) O,O-dimethyl ester | 17129628 | 89619
Silane, triethoxyethynyl- | 134494 | 89620
Pentanoic acid, ester with 2,2'-[oxybis(methylene)]bis[2-(hydroxymethyl)-1,3-propanediol] | 308494 | 89621
Olean-12-en-29-oic acid, 3-(3-carboxy-1-oxopropoxy)-11-oxo-, (3.beta.,20.beta.)- | 134460 | 89622
2-Propanol, 1,1'-(tetradecylimino)bis- | 308452 | 89623
1,3,5-Triazine-2,4,6-triamine, phosphate (2:1) | 712604 | 89624
2,4,11,13-Tetraazatetradecanediimidamide, N,N''-bis(4-chlorophenyl)-3,12-diimino-, diacetate | 2360 | 89625
1,3-Dioxolane-4-methanol, 2-(phenylmethyl)- | 134429 | 89626
Naphthalene, 1,8-dimethyl- | 54908 | 89627
Benzoic acid, 5-[2-[4-[[[4-[2-[2,6-diamino-3-methyl-5-[2-(4-sulfophenyl)diazenyl]phenyl]diazenyl]phenyl]amino]carbonyl]phenyl]diazenyl]-2-hydroxy- | 308213 | 89628
Benzoic acid, 4-[1-[[[2-chloro-5-[[4-(2,4-dipentylphenoxy)-1-oxobutyl]amino]phenyl]amino]carbonyl]-3,3-dimethyl-2-oxobutoxy]- | 308197 | 89629
Phenol, 2,4,6-tribromo-, bismuth(3+) salt (3:1) | 129957 | 89630
1-Propanamine, 3-[(2-ethylhexyl)oxy]-, acetate (1:1) | 292409 | 89631
Benzenesulfonic acid, 2-amino-3,5-dichloro-4-methyl- | 292375 | 89632
2-Butenoic acid, 3-bromo-2-chloro-4-oxo- | 693515 | 89633
Isononanenitrile | 292284 | 89634
Benz[b]indeno[1,2-d]pyran-3,4,6a,9,10(6H)-pentol, 7,11b-dihydro-, (6aS,11bR)- | 49841 | 89635
2(3H)-Furanone, 3-acetyldihydro- | 49825 | 89636
Hydrazine, (2-phenylethyl)- | 17005646 | 89637
Urea, N-phenyl-N'-1,2,3-thiadiazol-5-yl- | 292250 | 89638
Cholestan-3-ol, (3.alpha.,5.alpha.)- | 49809 | 89639
Selenocyanic acid, 2-nitrophenyl ester | 292227 | 89640
Peroxide, 1,1'-(1,1,4,4-tetramethyl-1,4-butanediyl)bis[2-(1,1-dimethylpropyl) | 129924 | 89641
Ethanesulfonic acid, 2-[3-[4-(benzoylamino)-2,5-diethoxyphenyl]-1-methyl-2-triazen-1-yl]-, sodium salt (1:1) | 129882 | 89642
Acetic acid, 2-[3-[4-(benzoylamino)-2-methoxy-5-methylphenyl]-1-methyl-2-triazen-1-yl]-, sodium salt (1:1) | 129866 | 89643
Phenol, 2-[2-(2-nitrophenyl)diazenyl]-4-(1,1,3,3-tetramethylbutyl)- | 292151 | 89644
Phenylalanine, 4-fluoro- | 1438 | 89645
Carbonochloridic acid, octadecyl ester | 292128 | 89646
Benzeneacetic acid, 4-chloro-.alpha.-(1-methylethyl)-, cyano(3-phenoxyphenyl)methyl ester | 292094 | 89647
Methanone, (2-chlorophenyl)phenyl- | 129833 | 89648
Valine | 49783 | 89649
Milbemycin B, 5-O-demethyl-28-deoxy-6,28-epoxy-25-ethyl-, (6R,25R)- | 963181 | 89650
Milbemycin B, 5-O-demethyl-28-deoxy-6-28-epoxy-25-methyl-, (6R,25R)- | 963173 | 89651
Benzenesulfonic acid, 4-[4,5-dihydro-4-[[5-hydroxy-3-methyl-1-(4-sulfophenyl)-1H-pyrazol-4-yl]methylene]-3-methyl-5-oxo-1H-pyrazol-1-yl]- | 291963 | 89652
3-Buten-2-ol, 3-methyl-4-(2,6,6-trimethyl-1-cyclohexen-1-yl)- | 291955 | 89653
1,3-Propanedione, 1,3-di-2-naphthalenyl- | 291922 | 89654
Ethanol, 2,2,2-trichloro-1-ethoxy- | 49734 | 89655
Silanedicarbonitrile, dimethyl- | 129817 | 89656
Benzene, 1,2-dimethyl-4,5-bis(1-phenylethyl)- | 291906 | 89657
Benzeneacetic acid, .alpha.-hydroxy-, (3-endo)-8-methyl-8-azabicyclo[3.2.1]oct-3-yl ester, hydrobromide (1:1) | 1404 | 89658
Benzenesulfonic acid, sodium salt (1:1) | 49700 | 89659
Benzoic acid, 4-hydroxy-, 2-ethylhexyl ester | 129783 | 89660
4(1H)-Pyrimidinone, 2,3-dihydro-6-propyl-2-thioxo- | 1388 | 89661
1-Naphthalenepropanol, .alpha.-ethenyldecahydro-2-hydroxy-.alpha.,2,5,5,8a-pentamethyl-, (.alpha.R,1R,2R,4aS,8aS)- | 49676 | 89662
Benzenediazonium, 4-(diethylamino)-, (T-4)-tetrachlorozincate(2-) (2:1) | 129742 | 89663
p-Phenylenediamine, N-heptyl-N-phenyl- | 688739 | 89664
Retinal, 9-cis- | 49650 | 89665
Morpholine, sulfate (2:1) | 1649664 | 89666
1,3,6,8-Tetraazatricyclo[4.4.1.13,8]dodecane | 1362 | 89667
Urea, N-(2,2-dimethoxyethyl)-N'-(5-(1,1-dimethylethyl)-1,3,4-thiadiazol-2-yl)-N-methyl- | 712349 | 89668
4,7-Methanoazulene, 1,2,3,4,5,6,7,8-octahydro-1,4,9,9-tetramethyl-, (1S,4R,7R)- | 49635 | 89669
Nickel, bis[1-[4-(diethylamino)phenyl]-2-phenyl-1,2-ethenedithiolato(2-)-.kappa.S1,.kappa.S2]- | 291674 | 89670
Pregn-4-ene-3,20-dione, 21-(acetyloxy)-9-fluoro-11,17-dihydroxy-, (11.beta.)- | 685800 | 89671
1,2-Benzenediol, 4-[(1R)-1-hydroxy-2-(methylamino)ethyl]- | 1339 | 89672
Benzenesulfonic acid, 3-[2-[4-[2-[4-(2-hydroxybutoxy)-3-methylphenyl]diazenyl]-3-methoxyphenyl]diazenyl]-, lithium salt (1:1) | 291641 | 89673
3H-Naphtho[1,2,3-de]quinoline-1-carboxylic acid, 6-bromo-2,7-dihydro-4-methyl-2,7-dioxo-, ethyl ester | 291625 | 89674
Benzenemethanaminium, N-ethyl-N-[4-[[4-[ethyl[(3-sulfophenyl)methyl]amino]phenyl](4-sulfophenyl)methylene]-2,5-cyclohexadien-1-ylidene]-3-sulfo-, inner salt, sodium salt (1:2) | 129726 | 89675
Benzenesulfonic acid, 3,3'-[(4,6-dihydroxy-1,3-phenylene)bis(2,1-diazenediyl)]bis-, sodium salt (1:2) | 343335 | 89676
Benzenesulfonic acid, 5-amino-2-[(2,3-dihydro-2-oxo-1H-benzimidazol-5-yl)amino]-, sodium salt (1:1) | 343301 | 89677
1,4-Benzenedisulfonic acid, 2-[2-(4-amino-6-sulfo-1-naphthalenyl)diazenyl]-, sodium salt (1:3) | 343277 | 89678
Benzenediazonium, 2-methoxy-4-[2-(3-sulfophenyl)diazenyl]-, chloride (1:1) | 343236 | 89679
Benzenepropanal, .alpha.-methyl-2-(1-methylethyl)- | 143453 | 89680
9,10-Anthracenedione, 1-(ethylamino)-4-(methylamino)- | 343186 | 89681
2-Naphthalenesulfonic acid, 7-[(4-aminobenzoyl)amino]-3-[2-(5-chloro-2-methoxyphenyl)diazenyl]-4-hydroxy- | 343145 | 89682
Hydrazine, cyclohexyl- | 143420 | 89683
1,4-Naphthalenedione, 2-chloro-3-dodecyl- | 695106 | 89684
3-Cyclohexene-1-carboxylic acid, methyl ester | 17009937 | 89685
Benzoic acid, 3,3'-[1,4-phenylenebis(2,1-diazenediyl)]bis[6-hydroxy-5-sulfo-, sodium salt (1:4) | 143396 | 89686
Benzenesulfonamide, 2-chloro-N-[[(4-methoxy-6-methyl-1,3,5-triazin-2-yl)amino]carbonyl]- | 342899 | 89687
2-Anthracenesulfonic acid, 9,10-dihydro-1,4-dihydroxy-9,10-dioxo-3-(4-sulfophenoxy)- | 143354 | 89688
Acetamide, N-[(7S)-5,6,7,9-tetrahydro-1,2,3,10-tetramethoxy-9-oxobenzo[a]heptalen-7-yl]- | 3921 | 89689
Butanamide, 2-[2-(4-chloro-2-nitrophenyl)diazenyl]-N-(2-chlorophenyl)-3-oxo- | 143339 | 89690
1,2-Benzisothiazol-3(2H)-one, 1,1-dioxide, calcium salt (2:1) | 143305 | 89691
2-Naphthacenecarboxamide, 4-(dimethylamino)-1,4,4a,5,5a,6,11,12a-octahydro-3,6,10,12,12a-pentahydroxy-6-methyl-1,11-dioxo-, hydrochloride (1:1), (4S,4aS,5aS,6S,12aS)- | 3905 | 89692
2-Naphthalenesulfonic acid, 6-[2-(2,4-diaminophenyl)diazenyl]-3-[2-[4-[[4-[2-[7-[2-(2,4-diaminophenyl)diazenyl]-1-hydroxy-3-sulfo-2-naphthalenyl]diazenyl]phenyl]amino]-3-sulfophenyl]diazenyl]-4-hydroxy-, sodium salt (1:3) | 143248 | 89693
[1,1'-Biphenyl]-2,2'-disulfonic acid, 4,4'-bis[2-(2-hydroxy-1-naphthalenyl)diazenyl]-5,5'-dimethyl-, sodium salt (1:2) | 143214 | 89694
Benzoxazolium, 5-methyl-2-[2-[[5-phenyl-3-(3-sulfopropyl)-2(3H)-benzoxazolylidene]methyl]-1-buten-1-yl]-3-(3-sulfopropyl)-, inner salt | 340653 | 89695
Benzenesulfonic acid, 4-amino-5-methoxy-2-methyl- | 143206 | 89696
2-Naphthalenecarboxamide, 4-[2-(4-chloro-2-nitrophenyl)diazenyl]-3-hydroxy-N-(2-methylphenyl)- | 143180 | 89697
Benzoic acid, 5-[2-[4-[[4-[[4-[(4-amino-9,10-dihydro-9,10-dioxo-3-sulfo-1-anthracenyl)amino]-2-sulfophenyl]amino]-6-(phenylamino)-1,3,5-triazin-2-yl]amino]phenyl]diazenyl]-2-hydroxy-, sodium salt (1:3) | 143149 | 89698
Benzoic acid, 5-[2-(4-aminophenyl)diazenyl]-2-hydroxy-, sodium salt (1:1) | 143115 | 89699
Acetamide, N-(7-hydroxy-1-naphthalenyl)- | 143073 | 89700
Benzoic acid, 2-[2-[2,6-dihydroxy-3-[2-(3-sulfophenyl)diazenyl]phenyl]diazenyl]-, sodium salt (1:2) | 340547 | 89701
1-Naphthalenol, 2-[2-(6-ethoxy-2-benzothiazolyl)diazenyl]-4-methoxy- | 143040 | 89702
1H-Pyrazole-3-carboxylic acid, 4-[2-[4-[(4-chloro-6-phenyl-1,3,5-triazin-2-yl)amino]-2-sulfophenyl]diazenyl]-4,5-dihydro-5-oxo-1-(4-sulfophenyl)- | 340208 | 89703
Phenol, 4-(1-methyl-1-phenylethyl)-, 1-benzoate | 340141 | 89704
1,4-Benzenedisulfonic acid, 2-[[4-chloro-6-[[3-[2-(1-hydroxy-4-sulfo-2-naphthalenyl)diazenyl]-4-sulfophenyl]amino]-1,3,5-triazin-2-yl]amino]- | 340109 | 89705
Tetracosane | 66662 | 89706
1,10-Decanediamine | 66647 | 89707
Acetamide, N-[2-[2-(5-bromo-7-nitro-1,2-benzisothiazol-4-yl)diazenyl]-5-(diethylamino)phenyl]-2-phenoxy- | 340059 | 89708
Butanamide, N-(2,4-dimethoxyphenyl)-3-oxo-2-[2-[2-(3-phenyl-1,2,4-oxadiazol-5-yl)phenyl]diazenyl]- | 340034 | 89709
Acetamide, N-[3-[(2-cyanoethyl)-2-propen-1-ylamino]-4-methoxyphenyl]- | 340000 | 89710
Pentanoic acid, 4-methyl- | 66613 | 89711
1,3-Naphthalenedisulfonic acid, 8-[2-[3,3'-dimethyl-4'-[2-[4-[[(4-methylphenyl)sulfonyl]oxy]phenyl]diazenyl][1,1'-biphenyl]-4-yl]diazenyl]-7-hydroxy-, sodium salt (1:2) | 142992 | 89712
1,3,5-Triazin-2(1H)-one, 4,6-diamino- | 66563 | 89713
Phenol, 4-propyl- | 66530 | 89714
1,3-Dioxolane, 2-hexyl-4,5-dimethyl- | 142950 | 89715
1-Butanamine, 3-methyl-N,N-bis(3-methylbutyl)- | 66506 | 89716
2-Anthracenesulfonic acid, 1-amino-4-[(4-aminophenyl)amino]-9,10-dihydro-9,10-dioxo- | 138479 | 89717
4-Piperidineethanol | 62463 | 89718
1,3,6,8-Nonatetraen-5-one, 1,9-diphenyl- | 62430 | 89719
1,6-Hexanediol, 1,6-diacetate | 138446 | 89720
Cyclododecanol, 1-acetate | 138412 | 89721
Methanimidamide, N,N'-diphenyl- | 62406 | 89722
Cyclopentane, 1-butyl-2-propyl- | 694745 | 89723
Phenol, 4-[(4-amino-3-methylphenyl)amino]- | 138396 | 89724
1,4-Benzenediamine, N1,N1-dimethyl-, sulfate (1:?) | 138370 | 89725
1,2-Anthracenedicarboxylic acid, 7-acetyl-6-ethyl-9,10-dihydro-3,5,8-trihydroxy-9,10-dioxo- | 138347 | 89726
Benzenamine, 4,4'-(1,2-ethanediyl)bis- | 62372 | 89727
Benzenediazonium, 4-(diethylamino)-, trichlorozincate(1-) (1:1) | 138321 | 89728
Butanoic acid, 4-[[2-[2-(5-chloro-2-cyanophenyl)diazenyl]-5-(diethylamino)phenyl]amino]-4-oxo- | 324624 | 89729
Carbamic acid, N-ethyl-, C,C'-[[[3-chloro-4-[(2-chloro-4-nitrophenyl)azo]phenyl]imino]di-2,1-ethanediyl] ester | 324582 | 89730
1,2-Propanediol, 2-acetate | 138305 | 89731
2-Naphthalenesulfonic acid, 6-amino-5-[2-(4-amino-2-chlorophenyl)diazenyl]-4-hydroxy-, sodium salt (1:1) | 324566 | 89732
Butane, 2,2,3-tribromo- | 324517 | 89733
Benzene, 1,3,5-trimethoxy- | 62158 | 89734
2-Butenedioic acid (2Z)-, 1,4-dicyclohexyl ester | 62133 | 89735
Cyclopentene, heptachloro- | 324434 | 89736
Ethanimidamide, N,N'-diphenyl- | 62109 | 89737
Acetamide, 2-cyano-N-phenyl- | 62075 | 89738
7,11-Hexadecadiyn-1-ol, 1-acetate | 324400 | 89739
Phenol, 4,4'-methylenebis- | 62059 | 89740
Benzenamine, 4-methyl-N-phenyl- | 62026 | 89741
Acetic acid, 2-chloro-, phenyl ester | 62000 | 89742
.beta.-Alanine, N-[5-(acetylamino)-4-[2-(2,4-dinitrophenyl)diazenyl]-2-methoxyphenyl]-N-(3-methoxy-3-oxopropyl)-, methyl ester | 324350 | 89743
Benzeneacetic acid, .alpha.-(hydroxymethyl)-, (3-endo)-8-methyl-8-azabicyclo[3.2.1]oct-3-yl ester, (.alpha.S)-, sulfate (2:1) | 61978 | 89744
Phosphorous acid, tris(4-methylphenyl) ester | 61945 | 89745
Butane, 1,1',1''-[propylidynetris(oxy)]tris- | 324319 | 89746
Benzaldehyde, 3-methyl- | 61929 | 89747
Phenol, 3-ethyl- | 61895 | 89748
Heptadecane, 1-chloro- | 324277 | 89749
Benzene, (iodomethyl)- | 61861 | 89750
Glycine, N-(4-nitrophenyl)- | 61838 | 89751
Benzoic acid, 4-ethoxy- | 61804 | 89752
Benzene, 1-(dibromomethyl)-4-nitro- | 61770 | 89753
Benzonitrile, 4-nitro- | 61754 | 89754
Benzoic acid, 4-cyano- | 61721 | 89755
Benzoic acid, 4-ethyl- | 686105 | 89756
Benzoic acid, 4-nitro-, methyl ester | 61697 | 89757
Cyclopropanecarboxylic acid, 3-(2,2-dichloroethenyl)-2,2-dimethyl-, (3-phenoxyphenyl)methyl ester, (1R,3R)-rel- | 294827 | 89758
Benzoic acid, 4-bromo-, methyl ester | 61663 | 89759
Benzenamine, N,N-dimethyl-3-nitro- | 61630 | 89760
Benzonitrile, 3-nitro- | 61614 | 89761
Ethanol, 2-phenoxy-, acetate | 650424 | 89762
Benzoic acid, 2-hydroxy-4-nitro- | 61580 | 89763
Benzenediazonium, 2-methoxy-5-nitro-, (T-4)-tetrachlorozincate(2-) (2:1) | 323931 | 89764
Chromate(3-), [3-(hydroxy-.kappa.O)-4-[2-[2-(hydroxy-.kappa.O)-1-naphthalenyl]diazenyl-.kappa.N1]-1-naphthalenesulfonato(3-)][6-(hydroxy-.kappa.O)-5-[2-[2-(hydroxy-.kappa.O)-1-naphthalenyl]diazenyl-.kappa.N1]-1-naphthalenesulfonato(3-)]-, sodium (1:3) | 323923 | 89765
L-Cystine | 2337 | 89766
Benzenesulfonic acid, 4-[4,5-dihydro-4-[2-[2-methoxy-5-[[2-(sulfooxy)ethyl]sulfonyl]phenyl]diazenyl]-3-methyl-5-oxo-1H-pyrazol-1-yl]- | 308155 | 89767
Bicyclo[2.2.1]hept-2-ene, 1,2,3,4,7,7-hexachloro-5-(tribromophenyl)- | 308130 | 89768
Benzoic acid, 2-(6-hydroxy-2,4,5,7-tetraiodo-3-oxo-3H-xanthen-j9-yl)-, disodium salt | 17122789 | 89769
9,12-Octadecadienamide, N,N-bis(2-hydroxyethyl)-, (9Z,12Z)- | 308106 | 89770
L-Glutamine | 2303 | 89771
2(3H)-Thiazolethione, 4-methyl- | 134403 | 89772
3-Pyridinecarbonitrile, 5-[2-(2-cyanophenyl)diazenyl]-2,6-bis[(2-methoxyethyl)amino]-4-methyl- | 308056 | 89773
Benzenepropanol, .alpha.,.beta.-dimethyl- | 308031 | 89774
1-Hexadecanol, phosphate (3:1) | 308007 | 89775
1-Butanone, 2-ethyl-1-phenyl- | 134379 | 89776
Phosphoric acid, (1,1-dimethylethyl)phenyl diphenyl ester | 307934 | 89777
7-Hexadecenal, (7Z)- | 307892 | 89778
Hexanoic acid, 2-ethyl-, cerium(3+) salt (3:1) | 307876 | 89779
Ethanaminium, N,N,N-triethyl-, 1,1,2,2,3,3,4,4,5,5,6,6,7,7,8,8,8-heptadecafluoro-1-octanesulfonate (1:1) | 307819 | 89780
Acetamide, 2,2-dichloro-N-[(1R,2R)-2-hydroxy-1-(hydroxymethyl)-2-(4-nitrophenyl)ethyl]- | 2261 | 89781
Phosphorothioic acid, O-(3-chloro-4-methyl-2-oxo-2H-1-benzopyran-7-yl) O,O-diethyl ester | 2246 | 89782
Phenol, 4-(2-methoxyethyl)- | 694182 | 89783
1-Naphthalenesulfonic acid, 3-amino-4-hydroxy- | 54874 | 89784
Adenosine 5'-(tetrahydrogen triphosphate) | 2220 | 89785
2-Naphthalenesulfonic acid, 1,4-dihydro-1,4-dioxo-, ammonium salt (1:1) | 307538 | 89786
1,2-Benzenedicarboxylic acid, 4,4'-carbonylbis-, potassium salt (1:4) | 307462 | 89787
Quinoline, 4-nitro-, 1-oxide | 684852 | 89788
Butanoic acid, 2-bromo-3-methyl- | 54841 | 89789
3-Penten-2-one, 3-methyl- | 54825 | 89790
1,1'-Biphenyl, 2,3',4,4',6-pentachloro- | 739755 | 89791
Acetamide, N-[2-[2-(2-bromo-4,6-dinitrophenyl)diazenyl]-5-(diethylamino)-4-methoxyphenyl]- | 307371 | 89792
1-Butanol, 3-methoxy-3-methyl- | 307363 | 89793
1,6-Methano-1H-indene, 2,3,3a,4,5,7-hexachloro-3a,6,7,7a-tetrahydro-, (1R,3aR,6S,7S,7aR)-rel- | 694158 | 89794
Octanoic acid, 1,1,3,3-tetrabutyl-1,3-distannoxanediyl ester | 694133 | 89795
Phenol, 4,4'-[(1E)-1,2-diethyl-1,2-ethenediyl]bis- | 2196 | 89796
Propanoic acid, 3,3'-thiobis-, 1,1'-bis[2-[3,5-bis(1,1-dimethylethyl)-4-hydroxyphenyl]ethyl] ester | 307298 | 89797
9,10-Anthracenedione, 1-amino-4,5-dihydroxy-8-(methylamino)- | 307272 | 89798
Octanoic acid, 1,3-propanediyl ester | 712570 | 89799
2-Tetradecanamine, N,N-dimethyl- | 307215 | 89800
Propanoic acid, 3-[2-(4,5-dihydro-2-octyl-1H-imidazol-1-yl)ethoxy]-, sodium salt (1:1) | 307157 | 89801
Phenol, 2,4,6-trimethyl-, 1,1',1''-phosphate | 307025 | 89802
Naphtho[2,1-b]furan-2(1H)-one, decahydro-3a,6,6,9a-tetramethyl-, (3aR,5aS,9aS,9bR)- | 54791 | 89803
L-Alanine | 2162 | 89804
Pentane, 2,2,3-trimethyl- | 524669918 | 89805
Butanedioic acid, 2-sulfo-, 1(or 4)-[2-[2-[[(9Z)-1-oxo-9-octadecen-1-yl]amino]ethoxy]ethyl] ester, sodium salt (1:2) | 306803 | 89806
Propanamide, 2-methyl- | 54775 | 89807
2-Butenedioic acid (2Z)-, 1-[2-[2-[[9Z)-(1-oxo-9-octadecenyl]amino]ethoxy]ethyl] ester, stereoisomer | 306761 | 89808
1-Butene, 2,3-dimethyl- | 685867 | 89809
Ethanedioic acid, calcium salt (1:1) | 54734 | 89810
Benzenemethanaminium, N,N,N-triethyl-, chloride (1:1) | 2139 | 89811
1-Propanaminium, N,N,N-trimethyl-3-[(2-methyl-1-oxo-2-propen-1-yl)amino]-, chloride (1:1) | 291609 | 89812
Formic acid, compd. with 2,2'-oxybis[N,N-dimethylethanamine] (2:1) | 291542 | 89813
Benzenesulfonic acid, 4-chloro-, sodium salt (1:1) | 129700 | 89814
2-Butanone, 3-hydroxy- | 49601 | 89815
Carbonic acid, cadmium salt (1:1) | 49569 | 89816
1-Decanaminium, N,N-didecyl-N-methyl-, chloride (1:1) | 129668 | 89817
Phosphoric acid, diisodecyl phenyl ester | 291476 | 89818
2-Butanethiol | 49536 | 89819
Benzeneacetic acid, .alpha.-(hydroxymethyl)-, (1.alpha.,2.beta.,4.beta.,5.alpha.,7.beta.)-9-methyl-3-oxa-9-azatricyclo[3.3.1.02,4]non-7-yl ester, (.alpha.S)- | 684753 | 89820
2-Propen-1-ol, 2-methyl- | 49494 | 89821
Propanoic acid, 2-[4-(2,4-dichlorophenoxy)phenoxy]-, methyl ester | 291435 | 89822
2-Butene, 2-methyl- | 49460 | 89823
Ethanone, 2,2,2-trichloro-1-[4-(1,1-dimethylethyl)phenyl]- | 291401 | 89824
2,3-Dioxabicyclo(2.2.2)oct-5-ene, 1-methyl-4-(1-methylethyl)- | 708933 | 89825
1-Propanaminium, N,N,N-trimethyl-3-[(1-oxohexadecyl)amino]-, chloride (1:1) | 1649649 | 89826
Acetamide, 2-chloro-N-(2-ethyl-6-methylphenyl)-N-(2-methoxy-1-methylethyl)- | 291013 | 89827
2,4(1H,3H)-Pyrimidinedione, 5-fluoro- | 1305 | 89828
5(4H)-Oxazolone, 2,2'-(1,4-phenylene)bis[4-[(4-methoxyphenyl)methylene]- | 290973 | 89829
1,3,5-Triazine, 2,4,6-tris(1-aziridinyl)- | 684746 | 89830
Cyclohexanecarboxylic acid, 4-methyl-, methyl ester | 290916 | 89831
1H-Tetrazole, 5,5'-dithiobis[1-phenyl- | 129452 | 89832
Propanoic acid, 2-(2,4,5-trichlorophenoxy)-, compd. with 2,2'-iminobis[ethanol] (1:1) | 17128430 | 89833
Phosphorochloridothioic acid, O-ethyl O-(1-methylethyl) ester | 290866 | 89834
2H-Pyran-2-one, 5,6-dihydro-6-pentyl-, (6R)- | 290817 | 89835
2,4,8,10-Tetraoxaspiro[5.5]undecane, 3,9-di-2-furanyl- | 129429 | 89836
5H-Tetrazole-5-thione, 1,2-dihydro-1-methyl-, sodium salt (1:1) | 290767 | 89837
1H-Benzotriazole, potassium salt (1:1) | 290700 | 89838
Benzamide, 4-amino-N-(2-ethylhexyl)- | 290676 | 89839
Butanoic acid, 2-methylbutyl ester | 290643 | 89840
1-Pyrrolidinecarbodithioic acid, ammonium salt (1:1) | 129395 | 89841
Benzenamine, 2-methyl-5-nitro-, hydrochloride (1:1) | 290585 | 89842
Gibb-3-ene-1,10-dicarboxylic acid, 2,4a-dihydroxy-1-methyl-8-methylene-, 1,4a-lactone, (1.alpha.,2.beta.,4a.alpha.,4b.beta.,10.beta.)- | 961144 | 89843
Benzoic acid, 4-amino-, 2-(diethylamino)ethyl ester, hydrochloride (1:1) | 1271 | 89844
4,7-Methano-1H-indene, 1,2,4,5,6,7,8,8-octachloro-2,3,3a,4,7,7a-hexahydro-, (1R,2R,3aS,4S,7R,7aS)-rel- | 129379 | 89845
4,7-Methano-1H-indene, 1,2,4,5,6,7,8,8-octachloro-2,3,3a,4,7,7a-hexahydro-, (1R,2S,3aS,4S,7R,7aS)-rel | 129353 | 89846
Butanamide, 2,2'-[(3,3'-dichloro[1,1'-biphenyl]-4,4'-diyl)bis(2,1-diazenediyl)]bis[N-(2,4-dimethylphenyl)-3-oxo- | 129338 | 89847
D-Glucose | 1255 | 89848
Benzamide, N-(5-chloro-2-hydroxy-4-nitrophenyl)- | 129312 | 89849
2-Butenedioic acid (2Z)-, lithium salt (1:2) | 290262 | 89850
1,3-Naphthalenedisulfonic acid, 6-amino-, sodium salt (1:2) | 290221 | 89851
2-Propenoic acid, 3a,4,7,7a-tetrahydro-4,7-methano-1H-indenyl ester | 290205 | 89852
Butanedioic acid, 1-[2-[(1-oxo-2-propen-1-yl)oxy]ethyl] ester | 290130 | 89853
Spiro[isobenzofuran-1(3H),9'-[9H]xanthen]-3-one, 3',6'-bis(diethylamino)- | 49296 | 89854
Benzoic acid, 3-amino-, ethyl ester, hydrochloride (1:1) | 290072 | 89855
Propanoic acid, 2,2,3,3,3-pentafluoro-, silver(1+) salt (1:1) | 49270 | 89856
Octanedioic acid, 2-butyl- | 290015 | 89857
Silicic acid (H4SiO4), tetrakis(1-methylpropyl) ester | 129288 | 89858
Benzenesulfonic acid, 2,5-dichloro-4-[4-[2-[5-[(4,6-dichloro-1,3,5-triazin-2-yl)amino]-2-sulfophenyl]diazenyl]-4,5-dihydro-3-methyl-5-oxo-1H-pyrazol-1-yl]-, sodium salt (1:2) | 129254 | 89859
Phosphoric acid, 2-(1-methylethyl)phenyl diphenyl ester | 695049 | 89860
9,12-Octadecadienoic acid (9Z,12Z)-, aluminum salt (3:1) | 66472 | 89861
Ethanone, 1-[4-(1-methylethyl)phenyl]- | 66456 | 89862
Benzene, 1-iodo-3-nitro- | 66431 | 89863
1-Naphthalenesulfonic acid, 3-[2-[4'-[2-(6-amino-1-hydroxy-3-sulfo-2-naphthalenyl)diazenyl]-3,3'-dimethoxy[1,1'-biphenyl]-4-yl]diazenyl]-4-hydroxy-, sodium salt (1:2) | 142901 | 89864
Ethanaminium, 2,2'-[oxybis[4,1-phenylene-2,1-diazenediyl-4,1-phenylene(ethylimino)]]bis[N,N,N-triethyl-, 2-methyl-5-nitrobenzenesulfonate (1:2) | 339556 | 89865
2-Naphthalenecarboxamide, 3-hydroxy-4-[2-[2-methoxy-5-[(phenylamino)carbonyl]phenyl]diazenyl]-N-(3-nitrophenyl)- | 142885 | 89866
9,10-Anthracenedione, 1,5-dimethoxy- | 142869 | 89867
Benzoic acid, 2-[2-[3-[[[4-(acetylamino)phenyl]amino]carbonyl]-2-hydroxy-1-naphthalenyl]diazenyl]-4-[[(2,3-dichlorophenyl)amino]carbonyl]-, methyl ester | 339515 | 89868
1,3,5-Triazine-2,4,6(1H,3H,5H)-trione, 1,3,5-trichloro-, compd. with 1,3-dichloro-1,3,5-triazine-2,4,6(1H,3H,5H)-trione potassium salt (1:4:4) | 339507 | 89869
Pyrrolo[2,3-b]indol-5-ol, 1,2,3,3a,8,8a-hexahydro-1,3a,8-trimethyl-, 5-(N-methylcarbamate), (3aS,8aR)-, sulfate (2:1) | 3863 | 89870
Carbamic acid, dimethyl-, 1-[(dimethylamino)carbonyl]-5-methyl-1H-pyrazol-3-yl ester | 66407 | 89871
Dibenzo[b,e][1,4]dioxin, 1,2,3,6,7,9-hexachloro- | 713172 | 89872
1-Propanone, 1-(4-fluorophenyl)-2,2-dimethyl- | 695007 | 89873
Octadecanoic acid, compd. with 2,4,6-tris[(dimethylamino)methyl]phenol (3:1) | 339440 | 89874
Benzenamine, 4,4'-cyclohexylidenebis[2-methyl- | 142836 | 89875
3(2H)-Isothiazolone, 4-chloro-2-octyl- | 338889 | 89876
2,5-Furandione, dihydro-3-(octatriaconten-1-yl)- | 338848 | 89877
2,5-Pyrrolidinedione, 1-[2-[[2-[[2-[[2-[3-(docosen-1-yl)-2,5-dioxo-1-pyrrolidinyl]ethyl]amino]ethyl]amino]ethyl]amino]ethyl]-3-(eicosen-1-yl)- | 338822 | 89878
2,5-Pyrrolidinedione, 1-[2-[[2-[[2-[[2-[2,5-dioxo-3-(tetracosen-1-yl)-1-pyrrolidinyl]ethyl]amino]ethyl]amino]ethyl]amino]ethyl]-3-(octadecen-1-yl)- | 338806 | 89879
Benzamide, N-[3-(diethylamino)-4-methoxyphenyl]- | 338665 | 89880
Benzenamine, N,N-diethyl-2-methoxy- | 338640 | 89881
Acetamide, N-[2-[2-(2-chloro-4-nitrophenyl)diazenyl]-5-[(2-cyanoethyl)(2-hydroxybutyl)amino]phenyl]- | 338582 | 89882
Disulfide, 2,5-dimethylphenyl 3,4-dimethylphenyl | 338574 | 89883
1,1,2-Ethanetricarbonitrile, 2-[4-(dibutylamino)phenyl]- | 338541 | 89884
4-Morpholinecarboxamide, N,N'-(methylenedi-4,1-phenylene)bis- | 338467 | 89885
1-Heptanol, 6-methyl-, 1-(dihydrogen phosphate), compd. with 2-ethyl-1-hexanamine (1:2) | 338442 | 89886
Adenosine, N-benzoyl-5'-O-[bis(4-methoxyphenyl)phenylmethyl]-2'-deoxy- | 17119694 | 89887
Erythromycin octadecanoate (salt) | 17003294 | 89888
1-Naphthalenesulfonic acid, 4-amino-3-((4'-((1-hydroxy-4-sulfo-2-naphthyl)azo)-3,3'-dimethoxy(1,1'-biphenyl)-4-yl)azo)-, disodium salt | 689182 | 89889
2,7-Naphthalenedisulfonic acid, 4-amino-3,6-bis[2-[4-[2-(2,4-diaminophenyl)diazenyl]phenyl]diazenyl]-5-hydroxy-, sodium salt (1:2) | 142695 | 89890
1-Tridecanol, 1-(hydrogen phosphate), compd. with N,N-dimethyl-1-octadecanamine (1:1) | 142653 | 89891
2-Anthracenesulfonic acid, 4-[[4-(acetylamino)phenyl]amino]-1-amino-9,10-dihydro-9,10-dioxo-, sodium salt (1:1) | 142604 | 89892
Dinaphtho[1',2',3':3,4;3'',2'',1'':9,10]perylo[1,12-efg][1,4]dioxocin-5,10-dione, 17,18-dihydro- | 142570 | 89893
2,2-Propanediamine, N,N,N',N'-tetrafluoro-1,3-bis(2-fluoro-2,2-dinitroethoxy)- | 338103 | 89894
Aceanthryleno[2,1-a]aceanthrylene-5,13-dione, 3,11-dichloro- | 142554 | 89895
Benzoic acid, 4-(hexyloxy)-, 4-[(2-methylbutoxy)carbonyl]phenyl ester | 338087 | 89896
1,4-Benzenedicarboxylic acid, 1,4-bis(2-ethylhexyl) ester | 142521 | 89897
2-Propenoic acid, 3-[4-[[(4-methoxyphenyl)methylene]amino]phenyl]-, ethyl ester | 142489 | 89898
Phenol, 2-chloro-4-nitro- | 61556 | 89899
Benzamide, N-(9,10-dihydro-4,5-dinitro-9,10-dioxo-1-anthracenyl)- | 323865 | 89900
Cyclohexanol, 2-methyl-5-(1-methylethenyl)- | 61531 | 89901
Anthra[1,9-cd]pyrazol-6(2H)-one, 9-chloro-2-[2-(1-methylethyl)-7-oxo-7H-benz[de]anthracen-3-yl]- | 323816 | 89902
L-Aspartic acid, N-(3-carboxy-1-oxo-2-propen-1-yl)-N-octadecyl-, sodium salt (1:3) | 323782 | 89903
Benzoxazolium, 2-[2-[[5,6-dimethoxy-3-(3-sulfopropyl)-2(3H)-benzothiazolylidene]methyl]-1-buten-1-yl]-5-phenyl-3-(3-sulfobutyl)-, inner salt, sodium salt (1:1) | 323766 | 89904
1,2-Benzenedicarboxylic acid, 1-isodecyl 2-tridecyl ester | 323741 | 89905
1-Propanaminium, N-ethyl-N,N-dimethyl-3-[(1-oxononyl)amino]-, ethyl sulfate (1:1) | 323709 | 89906
Ethanol, 2-(4-aminophenoxy)-, hydrochloride (1:1) | 323675 | 89907
Cyclohexanebutanoic acid, sodium salt (1:1) | 323634 | 89908
Propanenitrile, 3-[butyl[4-[2-(5,6-dichloro-2-benzothiazolyl)diazenyl]phenyl]amino]- | 323584 | 89909
Benzoic acid, 4-[[(2,5-dichlorophenyl)amino]carbonyl]-2-[2-[2-hydroxy-3-[[(2-methoxyphenyl)amino]carbonyl]-1-naphthalenyl]diazenyl]-, methyl ester | 323550 | 89910
Benzenemethanamine, .alpha.-methyl- | 61333 | 89911
2-Butenoic acid, 2(or 3)-methyl-, (2E)-3,7-dimethyl-2,6-octadien-1-yl ester | 323444 | 89912
2-Benzothiazolamine, 6-chloro-, hydrochloride (1:1) | 323410 | 89913
Hydrazine, 1-methyl-1-phenyl-, sulfate (2:1) | 61309 | 89914
3-Pyridinecarbonitrile, 5-[2-(2-cyano-4-nitrophenyl)diazenyl]-2-[(2-hydroxyethyl)amino]-4-methyl-6-[[3-(2-phenoxyethoxy)propyl]amino]- | 323162 | 89915
1,1'-Biphenyl, 2,2',3,3',4,6-hexachloro- | 739862 | 89916
Pyridinium, 1-(3,3,4,4,5,5,6,6,7,7,8,8,9,9,10,10,10-heptadecafluorodecyl)-, 4-methylbenzenesulfonate (1:1) | 323147 | 89917
4-Hexen-1-ol, 5-methyl-2-(1-methylethylidene)-, 1-acetate, dihydro deriv. | 323113 | 89918
2-Furanmethanamine | 61275 | 89919
Glutamic acid | 61234 | 89920
2H-1-Benzopyran-2-one, 3-chloro-7-hydroxy-4-methyl- | 138115 | 89921
Aspartic acid | 61200 | 89922
Alanine, ethyl ester, hydrochloride (1:1) | 61176 | 89923
Benzoic acid, 4-hydroxy-3-methoxy-, ethyl ester | 61143 | 89924
Naphthalenesulfonic acid, dipentyl- | 320176 | 89925
Benzene, 1,1'-oxybis[(1,1,3,3-tetramethylbutyl)- | 320143 | 89926
9-Octadecenoic acid, 12-(sulfooxy)-, sodium salt (1:2), (9Z,12R)- | 320077 | 89927
1-Naphthalenediazonium, 2-hydroxy-5-nitro-4-sulfo- | 320036 | 89928
Phenol, 2-amino-4-nitro-, sodium salt (1:1) | 320010 | 89929
1H-Imidazole-4,5-dimethanol, 2-phenyl- | 319996 | 89930
1-Propanol, 2-amino- | 138081 | 89931
Benzenesulfonic acid, 4-amino-3-nitro- | 61119 | 89932
Phenol, 2,4-bis(1,1-dimethylethyl)-6-methyl- | 61093 | 89933
Benzene, 2,4-dimethyl-1-(1-phenylethyl)- | 138065 | 89934
2-Pyrazinecarboxylic acid, methyl ester | 138032 | 89935
Sulfurous acid, dimethyl ester | 61051 | 89936
1,2-Propanediol, 3-amino- | 61028 | 89937
3-Pentanamine | 60996 | 89938
Butane, 1-chloro-2-methyl- | 60954 | 89939
2,5-Furandione, 3-methyl- | 60913 | 89940
Ethanedioic acid, 1,2-di-2-propen-1-yl ester | 60897 | 89941
2,5-Cyclohexadiene-1,4-dione, 2,5-dichloro- | 60863 | 89942
4,4'-Bipyridinium, 1,1'-diheptyl-, bromide (1:2) | 137992 | 89943
2-Imidazolidinone, 1-(5-nitro-2-thiazolyl)- | 17000506 | 89944
1,4-Benzenediamine, 2-chloro- | 60830 | 89945
2-Hexene, 1-chloro-6-(1-ethoxyethoxy)-, (2E)- | 319582 | 89946
Acetic acid, thallium(1+) salt (1:1) | 54700 | 89947
1,3,5-Triazine, 2,4,6-tris(tribromophenoxy)- | 306712 | 89948
Distannoxane, 1,1,1,3,3,3-hexabutyl- | 2113 | 89949
2-Naphthalenamine, N-(2-ethylhexyl)-1-[2-[3-methyl-4-[2-(3-methylphenyl)diazenyl]phenyl]diazenyl]- | 1649763 | 89950
1-Propene, 1,2-dichloro- | 54668 | 89951
1-Butene, 3-methyl- | 54627 | 89952
Butanamide, N-(3,5-dichloro-2-hydroxy-4-methylphenyl)-2-(3-pentadecylphenoxy)- | 306662 | 89953
Stannane, dibutyldifluoro- | 54593 | 89954
Silane, decyldimethyl- | 306613 | 89955
Benzenediazonium, 2-methoxy-4-nitro-, (T-4)-tetrachlorozincate(2-) (2:1) | 306597 | 89956
Phosphoric acid, tris(3-methylphenyl) ester | 54569 | 89957
Benzenamine, N-ethyl-2-methyl-5-nitro- | 306571 | 89958
Nonanoic acid, 2-chloro- | 694109 | 89959
Quinolinium, 4-[2-(acetylphenylamino)ethenyl]-1-ethyl-, iodide (1:1) | 306530 | 89960
Silicic acid, trimethylsilyl ester | 306514 | 89961
3-Cyclohexen-1-ol, 4-methyl-1-(1-methylethyl)- | 54528 | 89962
Pentanenitrile, 2-amino-4-methoxy-2,4-dimethyl- | 306472 | 89963
4,7-Epoxyisobenzofuran-1,3-dione, hexahydro-3a,7a-dimethyl-, (3aR,4S,7R,7aS)-rel- | 2089 | 89964
1,4-Piperazinediethanesulfonic acid | 134155 | 89965
Benzene, (2-methyl-1-butenyl)- | 963371 | 89966
2-Anthracenesulfonic acid, 1-amino-9,10-dihydro-4-[[(4-methylphenyl)sulfonyl]amino]-9,10-dioxo-, phenyl ester | 306423 | 89967
Cholest-5-en-3-ol (3.beta.)-, 3-(2-methyl-2-propen-1-yl carbonate) | 306399 | 89968
Butanedioic acid, compd. with N,N-dimethyl-2-[1-phenyl-1-(2-pyridinyl)ethoxy]ethanamine (1:1) | 17003054 | 89969
Benzene, 1,1'-[methylenebis(oxy)]bis[4-methoxy- | 306357 | 89970
1-Naphthalenol, 3-(4'-bromo[1,1'-biphenyl]-4-yl)-1,2,3,4-tetrahydro- | 306324 | 89971
Cyclohexane, heptyl- | 134130 | 89972
Butanoic acid, 4-amino- | 2048 | 89973
17-Norcuran-16-propanoic acid, 19,20-didehydro-.beta.,18-epoxy-10,11-dihydro-12-nitro-10,11-dioxo-, (.beta.S,16.beta.)- | 54494 | 89974
C.I. Acid Black 52 | 134072 | 89975
4-Cyclohexene-1,3-dicarboxylic acid, 4-methyl-6-oxo-, 1,3-diethyl ester | 306043 | 89976
2-Pyrimidinamine, 4,6-dichloro- | 2006 | 89977
Ethanol, 2-[2-(pentadecyloxy)ethoxy]- | 306027 | 89978
Xanthylium, 3,6-dichloro-9-(2-sulfophenyl)-, inner salt | 306001 | 89979
Methanesulfonamide, N-[2-[(4-amino-3-methylphenyl)ethylamino]ethyl]-, phosphate (1:1) | 305979 | 89980
Dodecanoic acid, 2-sulfoethyl ester | 305953 | 89981
1(3H)-Isobenzofuranone, 3-(2-methylpropylidene)-, (3Z)- | 305938 | 89982
1-Hexanesulfonic acid, 2-ethyl- | 305904 | 89983
2-Oxetanone, 4-(8Z)-8-heptadecen-1-ylidene-3-(7Z)-7-hexadecen-1-yl- | 305870 | 89984
Silanetriamine, 1-azido-N,N,N',N',N'',N''-hexamethyl- | 134031 | 89985
Silane, azidotriethyl- | 134015 | 89986
1H-Benz[de]isoquinoline-1,3(2H)-dione, 2-[2-(2-ethoxyethoxy)ethyl]-6-hydroxy-5-[2-(2-methyl-4-nitrophenyl)diazenyl]- | 305839 | 89987
9,10-Anthracenedione, 1-amino-2,3-dichloro-4-(methylamino)- | 305813 | 89988
Phosphorothioic acid, O,O-dimethyl O-(3,5,6-trichloro-2-pyridinyl) ester | 133991 | 89989
3(2H)-Isothiazolone, 5-chloro-2-methyl-, mixt. with 2-methyl-3(2H)-isothiazolone | 963348 | 89990
1H-Azepine-1-carboxamide, N-[3-[[[(hexahydro-2-oxo-1H-azepin-1-yl)carbonyl]amino]methyl]-3,5,5-trimethylcyclohexyl]hexahydro-2-oxo- | 305706 | 89991
1-Butanaminium, N,N,N-tributyl-, salt with 2(3H)-benzothiazolethione (1:1) | 305672 | 89992
Phenol, 2-[2-(2-benzothiazolyl)diazenyl]-5-(diethylamino)- | 305631 | 89993
2,7-Naphthalenedisulfonic acid, 3-hydroxy-4-[2-(4-sulfophenyl)diazenyl]-, sodium salt (1:3) | 289934 | 89994
3-Hexene, 1-(2,2-diethoxyethoxy)-, (3Z)- | 289926 | 89995
2-Naphthalenecarboxamide, N-[4-[2,4-bis(1,1-dimethylpropyl)phenoxy]butyl]-1-hydroxy-4-[(1-phenyl-1H-tetrazol-5-yl)thio]- | 129239 | 89996
Benzoic acid, 2,4-dichloro- | 1222 | 89997
Benzoic acid, 3,4,5-trimethoxy-2-nitro-, methyl ester | 129221 | 89998
Olean-12-en-28-oic acid, 3-hydroxy-, (3.beta.)- | 49254 | 89999
Acetic acid, 2,2'-oxybis-, sodium salt (1:1) | 289595 | 90000
Benzoic acid, 4-hexyl-, 4-cyanophenyl ester | 289561 | 90001
Benzoic acid, 2,5-dichloro- | 1206 | 90002
Benzenemethanol, 3-phenoxy-, 1-acetate | 289538 | 90003
Benzothiazolium, 3-ethyl-2,5-dimethyl-, iodide (1:1) | 289504 | 90004
Benzene, 1-methoxy-4-(propen-1-yl)- | 289488 | 90005
Bufa-4,20,22-trienolide, 6-(acetyloxy)-3-(.beta.-D-glucopyranosyloxy)-8,14-dihydroxy-, (3.beta.,6.beta.)- | 49221 | 90006
Propane, 1,3-dichloro-1,1,2,2,3-pentafluoro- | 49213 | 90007
Cyclopropanecarboxylic acid, 2-pentyl-, (1R,2R)-rel- | 129189 | 90008
1,3-Propanediaminium, N1,N3-didodecyl-2-hydroxy-N1,N1,N3,N3-tetramethyl-, chloride (1:2) | 289447 | 90009
Propane, 2-chloro-2-methyl- | 49189 | 90010
Cyclopentanone, 2-[3-(2,5-dihydroxyphenyl)-1-oxopropyl]- | 289405 | 90011
D-Glucitol | 1172 | 90012
Acetyl iodide | 49148 | 90013
Naphthalene, bis(1,1-dimethylpropyl)- | 289371 | 90014
1,3-Benzenediamine, 4,5-dichloro-6-methyl- | 693424 | 90015
Benzoic acid, 2-chloro-4-hydroxy-, 4-pentylphenyl ester | 289355 | 90016
Carbonic acid, ammonium salt (1:2) | 49106 | 90017
Cyanogen chloride ((CN)Cl) | 49072 | 90018
[1,1'-Biphenyl]-4-carbonitrile, 4'-methyl- | 289322 | 90019
Silver cyanide (Ag(CN)) | 49031 | 90020
Benzenesulfonic acid, 4-[[4-chloro-6-[(4-sulfophenyl)amino]-1,3,5-triazin-2-yl]amino]-2-[2-[1-(2,5-dichloro-4-sulfophenyl)-4,5-dihydro-3-methyl-5-oxo-1H-pyrazol-4-yl]diazenyl]-, sodium salt (1:3) | 289280 | 90021
Benzamide, 5-chloro-N-(2-chloro-4-nitrophenyl)-2-hydroxy- | 960781 | 90022
1-Tetracosanol | 48991 | 90023
Benzoic acid, 4-(pentyloxy)-, 4-cyanophenyl ester | 289215 | 90024
Cadmium, bis[N,N-bis(carboxymethyl)glycinato(3-)]tri- | 289173 | 90025
Glycine, N,N-bis(carboxymethyl)-, sodium salt (1:3) | 129148 | 90026
2H-1,3,5-Oxadiazine-2,4,6(3H,5H)-trione, 3,5-bis(6-isocyanatohexyl)- | 289157 | 90027
9-Eicosenoic acid | 48967 | 90028
3-Furancarboxylic acid, 2-phenyl-, ethyl ester | 289124 | 90029
1-Hexanamine, 2-ethyl-N-(2-ethylhexyl)-, acetate (1:1) | 289108 | 90030
Hexadecanoic acid, 16-hydroxy- | 48942 | 90031
Dibenzo(b,e)(1,4)dioxin, 2,3,7,8-tetrabromo- | 693382 | 90032
Propane, 1,1'-[methylenebis(oxy)]bis- | 48918 | 90033
1,2-Ethanediamine, N1,N2-dinitro- | 48884 | 90034
Ethane, 1,1'-thiobis[2-chloro- | 48850 | 90035
Androst-4-en-3-one, 17-[(trimethylsilyl)oxy]-, (17.beta.)- | 129114 | 90036
Tridecanedioic acid | 48827 | 90037
Cinchonan-9-ol, 6'-methoxy-, (9S)-, sulfate (2:1) | 1149 | 90038
Benzenediazonium, 2,5-dibutoxy-4-(4-morpholinyl)-, tetrafluoroborate(1-) (1:1) | 288878 | 90039
5-Quinolinesulfonic acid, 8-hydroxy-7-[2-(1-naphthalenyl)diazenyl]- | 288852 | 90040
Phenol, 2-(1-methylpropyl)-4,6-dinitro-, compd. with 2,2',2''-nitrilotris[ethanol] (1:1) | 142463 | 90041
Acetic acid | 3848 | 90042
2-Naphthalenamine, N-(1-methylethyl)-1-[2-[4-(2-phenyldiazenyl)phenyl]diazenyl]- | 338038 | 90043
2-Naphthalenecarboxylic acid, 3-hydroxy-4-[2-(1-sulfo-2-naphthalenyl)diazenyl]-, calcium salt (1:1) | 142307 | 90044
Diindolo[3,2,1-de:3',2',1'-ij][1,5]naphthyridine-6,13-dione, 7,14-diphenyl- | 142299 | 90045
Naphth[2,3-c]acridine-10-carboxamide, N-[5-(benzoylamino)-9,10-dihydro-9,10-dioxo-1-anthracenyl]-5,8,13,14-tetrahydro-5,8,14-trioxo- | 142257 | 90046
1-Naphthalenamine, 4-[2-[4-[2-(1-naphthalenyl)diazenyl]-1-naphthalenyl]diazenyl]- | 142224 | 90047
1,3-Benzenediamine, 4-[2-(1-naphthalenyl)diazenyl]- | 142182 | 90048
2,4-Dioxaspiro[5.5]undec-8-ene, 3-ethyl- | 337964 | 90049
Decanoic acid, 2-sulfo-, 1-methyl ester | 337816 | 90050
Hexadecanoic acid, 2,2-bis(hydroxymethyl)butyl ester | 337782 | 90051
1,3-Dioxolane-2-acetic acid, 2-methyl-, ethyl ester | 142133 | 90052
2-Naphthalenecarboxamide, N-(5-chloro-2,4-dimethoxyphenyl)-4-[2-[5-[(diethylamino)sulfonyl]-2-methoxyphenyl]diazenyl]-3-hydroxy- | 142091 | 90053
2-Naphthalenecarboxamide, 4-[2-(4-chloro-2-nitrophenyl)diazenyl]-3-hydroxy-N-(2-methoxyphenyl)- | 142075 | 90054
Benzenesulfonamide, 4-chloro-N-methyl-3-nitro-N-phenyl- | 141945 | 90055
1,7-Naphthalenedisulfonic acid, 4-(acetylamino)-5-hydroxy- | 141929 | 90056
2-Anthracenesulfonic acid, 1-amino-9,10-dihydro-4-[(4-methyl-2-sulfophenyl)amino]-9,10-dioxo-, sodium salt (1:2) | 141879 | 90057
2-Anthracenesulfonic acid, 1-amino-9,10-dihydro-9,10-dioxo-4-(phenylamino)-, sodium salt (1:1) | 141861 | 90058
9,10-Anthracenedione, 1-amino-2-bromo-4-[[4-[(1-methylethyl)amino]-6-phenyl-1,3,5-triazin-2-yl]amino]- | 337485 | 90059
Benzenesulfonic acid, 2-[[9,10-dihydro-4-(methylamino)-9,10-dioxo-1-anthracenyl]amino]-5-methyl-, sodium salt (1:1) | 141796 | 90060
Benzoic acid, 5-[2-[4-(acetylamino)phenyl]diazenyl]-2-hydroxy-, sodium salt (1:1) | 141762 | 90061
3H-Pyrazol-3-one, 4-[2-(2,5-dichlorophenyl)diazenyl]-2,4-dihydro-5-methyl-2-phenyl- | 141663 | 90062
9,10-Anthracenedione, 1-hydrazinyl- | 141648 | 90063
Propanenitrile, 3-[[4-[2-(2-bromo-4-nitrophenyl)diazenyl]phenyl](2-phenylethyl)amino]- | 337428 | 90064
Benzenemethanamine, 4-amino-N,N-dimethyl- | 141622 | 90065
1-Propanesulfonic acid, 2,2'-[(octylimino)bis[(1-oxo-3,1-propanediyl)imino]]bis[2-methyl-, sodium salt (1:2) | 337394 | 90066
Benzenesulfonic acid, 3,3'-[(3,3'-dimethyl[1,1'-biphenyl]-4,4'-diyl)bis(2,1-diazenediyl)]bis[2,4-diamino-5-methyl-, sodium salt (1:2) | 141598 | 90067
2,5-Furandione, 3-(hexatriaconten-1-yl)dihydro- | 337337 | 90068
2,5-Furandione, dihydro-3-(tetratetraconten-1-yl)- | 337311 | 90069
2,5-Pyrrolidinedione, 1-[2-[[2-[[2-[[2-[3-(eicosen-1-yl)-2,5-dioxo-1-pyrrolidinyl]ethyl]amino]ethyl]amino]ethyl]amino]ethyl]-3-(octadecen-1-yl)- | 337279 | 90070
2,5-Pyrrolidinedione, 1-[2-[[2-[[2-[[2-[3-(eicosen-1-yl)-2,5-dioxo-1-pyrrolidinyl]ethyl]amino]ethyl]amino]ethyl]amino]ethyl]-3-(tetracosen-1-yl)- | 337253 | 90071
2,5-Pyrrolidinedione, 1,1'-[iminobis(2,1-ethanediylimino-2,1-ethanediyl)]bis[3-(docosen-1-yl)- | 337246 | 90072
Phenol, dipentyl-, 1,1'-(hydrogen phosphate) | 337212 | 90073
Phosphonic acid, di-9-octadecen-1-yl ester | 337162 | 90074
Ethanol, 2-(hexyloxy)-, 1-(dihydrogen phosphate), compd. with N-ethylethanamine (1:2) | 337147 | 90075
Ethanol, 2-butoxy-, 1-(dihydrogen phosphate), compd. with N-ethylethanamine (1:2) | 337121 | 90076
2-Benzothiazolamine, 4-methyl-, hydrochloride (1:1) | 337097 | 90077
Phenol, 2,4-dinonyl-, 1,1',1''-phosphite | 337071 | 90078
Glycine, N,N'-1,2-ethanediylbis[N-(carboxymethyl)-, sodium salt (1:4) | 3798 | 90079
1,2,3,4-Butanetetracarboxylic acid, 1,2,3,4-tetrakis(2,2,6,6-tetramethyl-4-piperidinyl) ester | 337055 | 90080
1H-Pyrazole-3-carboxamide, 4,5-dihydro-5-oxo-1-phenyl- | 141556 | 90081
1,2-Ethanediol, 1-(3-cyclohexen-1-yl)- | 694935 | 90082
2-Hexyn-1-ol, 6-(1-ethoxyethoxy)- | 319566 | 90083
Benzene, 1,4-dibromo-2-methyl- | 60806 | 90084
1,3-Cyclohexadiene-1-carboxaldehyde, 2,6,6-trimethyl-, oxime | 137968 | 90085
1,4-Benzenediamine, 2-methyl-, sulfate (1:1) | 60756 | 90086
3H-Pyrazol-3-one, 4-[2-(4-chloro-2,5-dimethoxyphenyl)diazenyl]-2,4-dihydro-5-methyl-2-phenyl- | 319509 | 90087
2,2'-Bipyridine, 4,4'-diphenyl- | 137943 | 90088
Nonanoic acid, pentyl ester | 319475 | 90089
1H-Benzimidazole, 6-methyl- | 60541 | 90090
Carbamic acid, ethylnitroso-, ethyl ester | 709121 | 90091
Dodecanoic acid, 2-sulfo-, 1-ethyl ester, sodium salt (1:1) | 137919 | 90092
Acetamide, N-(2-bromo-4-methylphenyl)- | 60517 | 90093
Methanesulfonic acid, 1-[(2-methoxyphenyl)amino]-, sodium salt (1:1) | 319418 | 90094
Thiourea, N-(2-methylphenyl)- | 60483 | 90095
Propanoic acid, 3,3'-(dichlorostannylene)bis-, 1,1'-dibutyl ester | 319368 | 90096
Benzenamine, 4,4'-[(4-imino-2,5-cyclohexadien-1-ylidene)methylene]bis-, nitrate (1:1) | 319343 | 90097
2-Propenoic acid, 3-(2-hydroxyphenyl)-, (2E)- | 60459 | 90098
1-Pentene, 5,5,5-trichloro-2-methyl- | 319319 | 90099
3-Hexenoic acid, (3Z)-3-hexen-1-yl ester, (3Z)- | 319293 | 90100
Benzene, (1-methylethenyl)-, dimer | 137877 | 90101
Benzoic acid, 4-methylphenyl ester | 60426 | 90102
1,5-Naphthalenedisulfonic acid, 2-[2-[1-hydroxy-6-(methylamino)-3-sulfo-2-naphthalenyl]diazenyl]- | 319236 | 90103
Benzoic acid, 3-methylphenyl ester | 60400 | 90104
Benzeneethanol, .alpha.-phenyl- | 60384 | 90105
Benzo[c]cinnoline, 5-oxide | 689059 | 90106
2-Propenoic acid, 2-methyl-, pentadecyl ester | 137844 | 90107
Benzenamine, N-methyl-N-nitroso- | 60350 | 90108
Ethanone, 1-phenyl-, oxime | 60319 | 90109
1,3-Cyclobutanedione, 2,4-bis[3,5-bis(1,1-dimethylethyl)-4-oxo-2,5-cyclohexadien-1-ylidene]- | 319079 | 90110
1,2-Cyclobutanedione, 3,4-bis[3,5-bis(1,1-dimethylethyl)-4-oxo-2,5-cyclohexadien-1-ylidene]- | 319061 | 90111
Methanediol, 1-(2-furanyl)-, 1,1-diacetate | 60285 | 90112
2-Pentanone, 3-ethyl- | 137802 | 90113
Tetradecanamide, N-[4-chloro-3-[[4,5-dihydro-5-oxo-1-(2,4,6-trichlorophenyl)-1H-pyrazol-3-yl]amino]phenyl]-2-[3-(1,1-dimethylethyl)-4-hydroxyphenoxy]- | 319038 | 90114
Quinoline, 2-(tribromomethyl)- | 60251 | 90115
2-Naphthalenecarbonitrile | 60236 | 90116
Quinoline, 2-methyl-6-nitro- | 60202 | 90117
2-Anthramine | 686071 | 90118
Anthracene, 2-methyl- | 60178 | 90119
Heptanoic acid, 2,2,3,3,4,4,5,5,6,6,7,7,7-tridecafluoro-, ammonium salt (1:1) | 137778 | 90120
Benzenemethanamine, N-nitroso-N-phenyl- | 60152 | 90121
[1,1'-Biphenyl]-4,4'-diamine, 3,3'-dichloro-, hydrochloride (1:2) | 60129 | 90122
Phenol, 4-(1-methylethyl)-, sodium salt (1:1) | 318865 | 90123
Quinoline, 7-methyl- | 60095 | 90124
Cyclohexanamine, N-(1-ethylpropylidene)- | 137752 | 90125
Benzene, ethenyl-, heptachloro deriv. | 650952 | 90126
Acetamide, N-(4-methyl-2-nitrophenyl)- | 60079 | 90127
10-Oxa-4,6-dithia-5-stannahexadecanoic acid, 5-butyl-12-ethyl-5-[[3-[(2-ethylhexyl)oxy]-3-oxopropyl]thio]-9-oxo-, 2-ethylhexyl ester | 318816 | 90128
Phosphonic acid, P-(hydroxyphenylmethyl)-, dibutyl ester | 318766 | 90129
Naphthalene, 1,4-dihydro- | 60046 | 90130
1,2-Benzenedimethanol | 60012 | 90131
2-Octene, 8-methoxy-2,6-dimethyl- | 305573 | 90132
Acetic acid, bromochloro- | 650408 | 90133
Nonane, 1,1,1,2,2,3,3,4,4,5,5,6,6,7,7,8,8,9,9-nonadecafluoro-9-iodo- | 54460 | 90134
1,3-Butadiene, pentachloro- | 694067 | 90135
9,10-Anthracenedione, 1,5-bis(phenylthio)- | 305409 | 90136
8-Quinolinol, 7-(2-ethyl-1-hexen-1-yl)- | 305383 | 90137
Silane, diisocyanatodimethyl- | 133959 | 90138
Propanoic acid, 2-hydroxy-, compd. with N-[3-(dimethylamino)propyl]-16-methylheptadecanamide (1:1) | 305318 | 90139
Octadecanamide, N-[3-(4-morpholinyl)propyl]- | 305292 | 90140
3H-Indolium, 1,3,3-trimethyl-2-[(2-methyl-2-phenylhydrazinylidene)methyl]-, chloride (1:1) | 305276 | 90141
Oxirane, 2,2-dimethyl- | 54445 | 90142
3-Heptanol, 3-methyl- | 710186 | 90143
Benzamide, 2-methyl-N-[3-(1-methylethoxy)phenyl]- | 694026 | 90144
Methane, tetrabromo- | 54411 | 90145
1-Anthracenesulfonic acid, 9,10-dihydro-9,10-dioxo-, ammonium salt (1:1) | 305185 | 90146
Benzeneethanamine, 4-methoxy- | 1974 | 90147
Benzamide, 3,3'-[(2,5-dichloro-1,4-phenylene)bis[imino(1-acetyl-2-oxo-2,1-ethanediyl)-2,1-diazenediyl]]bis[4-chloro-N-(5-chloro-2-methylphenyl)- | 133900 | 90148
Benzamide, 3,3'-[(2-chloro-5-methyl-1,4-phenylene)bis[imino(1-acetyl-2-oxo-2,1-ethanediyl)-2,1-diazenediyl]]bis[4-chloro-N-(3-chloro-2-methylphenyl)- | 133892 | 90149
1H,5H,11H-[1]Benzopyrano[6,7,8-ij]quinolizine-10-carbonitrile, 2,3,6,7-tetrahydro-11-oxo- | 305169 | 90150
1H,5H,11H-[1]Benzopyrano[6,7,8-ij]quinolizine-10-carboxylic acid, 2,3,6,7-tetrahydro-11-oxo-, ethyl ester | 305144 | 90151
Aluminum, [N-(2,5-dioxo-4-imidazolidinyl)ureato]dihydroxy- | 133876 | 90152
Butanoic acid, 3,3-bis[(1,1-dimethylethyl)dioxy]-, ethyl ester | 305110 | 90153
Ethane, 1,1-dibromo- | 54379 | 90154
Benzothiazolium, 3-(2-carboxyethyl)-2-methyl-, bromide (1:1) | 305086 | 90155
Benzoic acid, 3,5-dibromo-4-hydroxy-, ethyl ester | 305052 | 90156
1,5-Methano-3H-cyclopent[c]oxepin-3-one, octahydro- | 305029 | 90157
Tetracosanoic acid | 54346 | 90158
Titanium, tetrakis(2-ethyl-1,3-hexanediolato)- | 133827 | 90159
Formic acid, zinc salt (2:1) | 54312 | 90160
Octane, 2-bromo- | 54270 | 90161
4-Penten-2-one, 5-(2,2,3-trimethyl-3-cyclopenten-1-yl)- | 304998 | 90162
1,1'-Biphenyl, octachloro- | 304964 | 90163
1,1'-Biphenyl, 2,3,5-trichloro- | 739722 | 90164
2H-Tetrazole, 5-phenyl-, barium salt (2:1) | 304931 | 90165
Morpholine, 2,2,3,3,5,5,6,6-octafluoro-4-(1,1,2,2,2-pentafluoroethyl)- | 304915 | 90166
2,5-Pyrrolidinedione, 1-[4-chloro-3-[[4,5-dihydro-5-oxo-1-(2,4,6-trichlorophenyl)-1H-pyrazol-3-yl]amino]phenyl]-3-(1-octadecen-1-yl)- | 304865 | 90167
2-Propanol, 2-methyl-, aluminum salt (3:1) | 54080 | 90168
Urea, N-nitro- | 54064 | 90169
Sulfuric acid, monopentyl ester, sodium salt (1:1) | 54031 | 90170
Butanamide, 2,2'-[(3,3'-dichloro[1,1'-biphenyl]-4,4'-diyl)bis(2,1-diazenediyl)]bis[N-(4-chloro-2,5-dimethoxyphenyl)-3-oxo- | 133785 | 90171
Decasiloxane, docosamethyl- | 54007 | 90172
Octasiloxane, 1,1,1,3,3,5,5,7,7,9,9,11,11,13,13,15,15,15-octadecamethyl- | 53991 | 90173
Cyclotetrasiloxane, 2,2,4,4,6,6,8,8-octamethyl- | 53975 | 90174
Methane, isothiocyanato- | 53934 | 90175
2-Oxiranemethanol | 53900 | 90176
Cyclohexanecarboxylic acid, 2,2-dimethyl-4,6-dioxo-5-[1-[(2-propenyloxy)imino]butyl]-, methyl ester, ion(1-), sodium | 693986 | 90177
Butanoic acid, 3-methyl-, methyl ester | 53868 | 90178
1,4-Dithiane | 48793 | 90179
1H-Naphtho[2,3-c]pyran, dodecahydro-1,1-dimethyl- | 288829 | 90180
1,3-Dioxane | 17002957 | 90181
2,4-Oxazolidinedione, 3-(3,5-dichlorophenyl)-5-ethenyl-5-methyl- | 288738 | 90182
Cyanamide, N-cyano- | 48769 | 90183
10-Nonadecanone | 48728 | 90184
2,7-Naphthalenedisulfonic acid, 5-amino-4-hydroxy-3-[2-(1-sulfo-2-naphthalenyl)diazenyl]-, sodium salt (1:3) | 129080 | 90185
1H-Pyrrole, 1-ethyl-2,5-dimethyl- | 129072 | 90186
2-Pyridinamine | 48702 | 90187
Benzenesulfonic acid, 4-amino-3-nitro-, sodium salt (1:1) | 129049 | 90188
1-Naphthalenediazonium, 2-hydroxy-6-nitro-4-sulfo- | 288704 | 90189
4-Hexen-3-one, (4Z)- | 288670 | 90190
Phenol, 2,2'-methylenebis[4,6-bis(1,1-dimethylpropyl)- | 288647 | 90191
Distannoxane, 1,3-dibutyl-1,3-dioxo- | 288621 | 90192
1,2,3,4,5,6-Cyclohexanehexacarboxylic acid, sodium salt (1:5) | 288571 | 90193
Benzeneacetaldehyde, .alpha.-(2-phenylethylidene)- | 128991 | 90194
2-Anthracenesulfonic acid, 1-amino-9,10-dihydro-4-[(4-hydroxyphenyl)amino]-9,10-dioxo-, sodium salt (1:1) | 288506 | 90195
Ethanone, 2-bromo-1-(4-hydroxy-3-nitrophenyl)- | 128975 | 90196
Furo[3,4-b]pyridin-5(7H)-one, 7,7-bis(1-ethyl-2-methyl-1H-indol-3-yl)- | 288480 | 90197
1(3H)-Isobenzofuranone, 3,3-bis(2-methyl-1-octyl-1H-indol-3-yl)- | 288464 | 90198
1-Octanamine, sulfate (1:?) | 288449 | 90199
2,6,10-Dodecatrienal, 3,7,11-trimethyl-, (2E,6E)- | 48462 | 90200
Carbonic acid, 4-formylphenyl hexyl ester | 288415 | 90201
Carbonic acid, 4-formylphenyl propyl ester | 288381 | 90202
Hexanoic acid, 4-formylphenyl ester | 288365 | 90203
Benzaldehyde, 4-(1-oxopropoxy)- | 288332 | 90204
4-Thiazolidinecarboxylic acid, 3-acetyl- | 128942 | 90205
Thioperoxydicarbonic acid ([(HO)C(S)]2S2), OC,OC'-diethyl ester | 48439 | 90206
2-Oxepanone | 48405 | 90207
Silane, diethoxydiethyl- | 128918 | 90208
Benzenesulfonic acid, 4-[2-[4-(dimethylamino)phenyl]diazenyl]- | 48371 | 90209
Benzene, 1,1'-(1,2-ethynediyl)bis- | 48348 | 90210
Benzenesulfonic acid, 4-bromo-, sodium salt (1:1) | 128892 | 90211
Phenol, 4-methyl-2,6-bis(1-methylheptadecyl)- | 128868 | 90212
Phenol, 3-pentadecyl- | 48314 | 90213
2-Naphthalenecarboxamide, N-(4-ethoxyphenyl)-3-hydroxy-4-[2-(2,4,5-trichlorophenyl)diazenyl]- | 17119439 | 90214
Acetic acid, 2-oxo-2-(phenylamino)- | 48280 | 90215
Phosphorothioic acid, O-(3-chloro-4-nitrophenyl) O,O-dimethyl ester | 961110 | 90216
2-Cyclohexen-1-one, 4-(1-methylethyl)- | 48256 | 90217
2,4-Pyridinedicarboxylic acid | 48223 | 90218
2-Oxepanone, 4-methyl-7-(1-methylethyl)- | 48199 | 90219
1-Propene-1,2,3-tricarboxylic acid | 48173 | 90220
Cyclohexanemethanol, .alpha.,.alpha.,4-trimethyl- | 48140 | 90221
Benzenesulfonic acid, 4-[bis(phenylmethyl)amino]-, sodium salt (1:1) | 128678 | 90222
1H-Pyrazolium, 1,2-dimethyl-3,5-diphenyl- | 1852086 | 90223
Pentanoic acid, 2-hydroxy-4-methyl- | 48108 | 90224
9,10-Anthracenediol | 128645 | 90225
Urea, N,N'-bis(butoxymethyl)- | 128629 | 90226
2-Propenoic acid, 2-methyl-, 3,3,4,4,5,5,6,6,7,7,8,8,9,9,10,10,11,11,12,12,13,13,14,14,15,15,16,16,16-nonacosafluorohexadecyl ester | 128603 | 90227
Hexanoic acid, 3,5,5-trimethyl-, manganese(2+) salt (2:1) | 337022 | 90228
Cyclohexanemethanol, 4-ethenyl-.alpha.,.alpha.,4-trimethyl-3-(1-methylethenyl)-, (1R,3S,4S)- | 66191 | 90229
2-Naphthalenesulfonic acid, 6-amino-7-hydroxy- | 141531 | 90230
1H-Indene-5-carboxylic acid, 2,3-dihydro-2-(3-hydroxy-2(1H)-quinolinylidene)-1,3-dioxo- | 141515 | 90231
Phenol, 4-(di-2-propenylamino)-3,5-dimethyl-, methylcarbamate (ester) | 17121484 | 90232
L-Phenylalanine | 3772 | 90233
Benzoic acid, 2-hydroxy-5-[2-[4-[[4-[[8-hydroxy-7-[2-[4-[2-(8-hydroxy-3,6-disulfo-1-naphthalenyl)diazenyl]-2-methoxy-5-methylphenyl]diazenyl]-3,6-disulfo-1-naphthalenyl]amino]-6-(phenylamino)-1,3,5-triazin-2-yl]amino]phenyl]diazenyl]-, sodium salt (1:5) | 141473 | 90234
Naphtho[1,2-d]thiazolium, 2-[2-[[3-(2-carboxyethyl)-6-methoxy-2(3H)-benzothiazolylidene]methyl]-1-buten-1-yl]-1-methyl-, iodide (1:1) | 336693 | 90235
2,7-Naphthalenedisulfonic acid, 4-(acetylamino)-5-(acetyloxy)-, sodium salt (1:2) | 336669 | 90236
Benzenamine, 4-(decyloxy)-, hydrochloride (1:1) | 336651 | 90237
Benzoxazolium, 3-ethyl-2-[2-[(3-ethyl-2(3H)-benzothiazolylidene)methyl]-1-buten-1-yl]-5,6-dimethyl-, iodide (1:1) | 336610 | 90238
Benzothiazolium, 3-ethyl-2-[2-(methylthio)-1-buten-1-yl]-, iodide (1:1) | 336594 | 90239
Acetic acid, 2-hydroxy-, compd. with 5-amino-1H-1,2,4-triazole-3-methanol (1:1) | 336578 | 90240
Acetamide, N-[7-[2-[4-(decyloxy)phenyl]diazenyl]-3,6-bis[(ethylamino)sulfonyl]-8-hydroxy-1-naphthalenyl]- | 336545 | 90241
9H-Carbazol-3-amine, N,N'-(2,3,5,6-tetrachloro-2,5-cyclohexadiene-1,4-diylidene)bis[9-ethyl- | 336511 | 90242
Benzoxazolium, 3-ethyl-2-[3-(3-ethyl-2-thiazolidinylidene)-1-propen-1-yl]-5,6-dimethyl-, iodide (1:1) | 336495 | 90243
1-Imidazolidineacetic acid, 4-oxo-3-phenyl-2-thioxo-, ethyl ester | 336479 | 90244
Triacontane | 66167 | 90245
Phenol, 2,6-dibromo-4-[1-(3-bromo-4-hydroxyphenyl)-1-methylethyl]- | 141440 | 90246
Octadecanenitrile | 66142 | 90247
Propanoic acid, 3-[1-[difluoro[(1,2,2-trifluoroethenyl)oxy]methyl]-1,2,2,2-tetrafluoroethoxy]-2,2,3,3-tetrafluoro-, methyl ester | 336370 | 90248
Tridecanoic acid | 66118 | 90249
Carbonochloridic acid, pentyl ester | 66084 | 90250
2H-Isoindole-2-acetic acid, 1,3-dihydro-.alpha.-[3-[(4-nitrophenyl)amino]-3-oxopropyl]-1,3-dioxo- | 141424 | 90251
1H-Benzimidazolium, 2-[3-[1,3-dihydro-1-methyl-3-(4-sulfobutyl)-5-(trifluoromethyl)-2H-benzimidazol-2-ylidene]-1-propen-1-yl]-1-methyl-3-(4-sulfobutyl)-5-(trifluoromethyl)-, inner salt, sodium salt (1:1) | 336321 | 90252
3H-Pyrazol-3-one, 4-[2-(6-chloro-1,3-dihydro-1,3-diphenyl-2H-imidazo[4,5-b]quinoxalin-2-ylidene)ethylidene]-2,4-dihydro-5-methyl-2-phenyl- | 336313 | 90253
3-Pyridinecarbonitrile, 5-[2-(2-cyano-4-nitrophenyl)diazenyl]-6-[(2-hydroxyethyl)amino]-4-methyl-2-[[3-(2-phenoxyethoxy)propyl]amino]- | 336230 | 90254
Octanoic acid, pentyl ester | 66035 | 90255
Silicic acid (H4SiO4), tetrapentyl ester | 141390 | 90256
Phosphine, phenyl- | 686220 | 90257
Quinolinium, 2-(ethylthio)-6-methoxy-1-(phenylmethyl)-, iodide (1:1) | 336024 | 90258
Benzothiazolium, 3-ethyl-6-methoxy-2,5-dimethyl-, iodide (1:1) | 335984 | 90259
Benzothiazole, 6-methoxy-2,5-dimethyl- | 335968 | 90260
Benzothiazolium, 6-methoxy-2,5-dimethyl-3-(3-sulfopropyl)-, inner salt | 335935 | 90261
Benzothiazolium, 3-ethyl-2-[2-[[3-(2-hydroxyethyl)-6-methoxy-5-methyl-2(3H)-benzothiazolylidene]methyl]-1-buten-1-yl]-6-methoxy-5-methyl-, iodide (1:1) | 335901 | 90262
Benzoxazolium, 2-methyl-3-(phenylmethyl)-, bromide (1:1) | 335885 | 90263
1H-Benzimidazolium, 2-[3-[1,3-dihydro-1-methyl-3-(3-sulfopropyl)-5-(trifluoromethyl)-2H-benzimidazol-2-ylidene]-1-propen-1-yl]-1-methyl-3-(3-sulfopropyl)-5-(trifluoromethyl)-, inner salt, sodium salt (1:1) | 335851 | 90264
Benzothiazolium, 5-chloro-3-ethyl-2-[2-(methylthio)-1-buten-1-yl]-, iodide (1:1) | 335836 | 90265
Benzothiazolium, 3-(2-hydroxyethyl)-2-[5-[3-(2-hydroxyethyl)-6-methoxy-2(3H)-benzothiazolylidene]-1,3-pentadien-1-yl]-6-methoxy-, bromide (1:1) | 335810 | 90266
1,3-Propanedione, 2-(1-methylnaphtho[1,2-d]thiazol-2(1H)-ylidene)-1,3-di-2-thienyl- | 335786 | 90267
Naphtho[1,2-d]thiazolium, 2-[2-chloro-2-(2-thienyl)ethenyl]-1-methyl-, chloride (1:1) | 335760 | 90268
1H-Benzimidazole, 1,2-dimethyl-5-(trifluoromethyl)- | 335737 | 90269
Quinolinium, 1-ethyl-6-methoxy-2-[[3-(4-sulfobutyl)-5-(trifluoromethyl)-2(3H)-benzothiazolylidene]methyl]-, inner salt | 335703 | 90270
2-Butenoic acid, 3-methyl-, ethyl ester | 66001 | 90271
2-Pyrrolidinone, 3-chloro-4-(chloromethyl)-1-[3-(trifluoromethyl)phenyl]- | 17129826 | 90272
Benzonitrile, 4-(trans-4-heptylcyclohexyl)- | 318733 | 90273
Benzonitrile, 4-(trans-4-propylcyclohexyl)- | 318709 | 90274
Benzene, 1,1'-ethylidenebis- | 59980 | 90275
1-Propanone, 2,3-dibromo-1,3-diphenyl- | 59956 | 90276
2-Propenoic acid, 2-(1,1-dimethylethyl)-6-[[3-(1,1-dimethylethyl)-2-hydroxy-5-methylphenyl]methyl]-4-methylphenyl ester | 318626 | 90277
Cyanamide, N-(4-amino-1,6-dihydro-6-oxo-2-pyrimidinyl)- | 137703 | 90278
2-Anthracenesulfonic acid, 1-amino-4-[(2,4-dimethylphenyl)amino]-9,10-dihydro-9,10-dioxo-, sodium salt (1:1) | 318519 | 90279
Benzoic acid, 2-hydroxy-4-methoxy-6-methyl-, ethyl ester | 137679 | 90280
9H-Carbazol-3-amine, 9-ethyl-, monohydrochloride (1:1) | 17004243 | 90281
2(3H)-Furanone, dihydro-5-(5-methoxy-1,5-dimethylhexyl)- | 318493 | 90282
2,4,8,10-Tetraoxa-3,9-diphosphaspiro[5.5]undecane, 3,9-bis[3-bromo-2,2-bis(bromomethyl)propoxy]-, 3,9-dioxide | 318469 | 90283
Benzofluorene | 52450434 | 90284
1H-Purine-2,6,8(3H)-trione, 7,9-dihydro-, lithium salt (1:1) | 137653 | 90285
Benzoic acid, 2,5-dimethyl- | 59741 | 90286
Benzeneacetic acid, .alpha.-(hydroxymethyl)-, (1.alpha.,2.beta.,4.beta.,5.alpha.,7.beta.)-9-methyl-9-oxido-3-oxa-9-azatricyclo[3.3.1.02,4]non-7-yl ester, hydrobromide (1:1), (.alpha.S)- | 137620 | 90287
Benzene, 1-ethoxy-2-nitro- | 59725 | 90288
2-Naphthaleneacetic acid, 1,2,3,4,4a,7-hexahydro-1-hydroxy-.alpha.,4a,8-trimethyl-7-oxo-, sodium salt (1:1), (.alpha.S,1S,2S,4aS)- | 137604 | 90289
Acetamide, N-(2,4-dinitrophenyl)- | 59691 | 90290
2-Naphthalenecarboxamide, N-(2,5-dimethoxyphenyl)-4-[2-(2-ethylphenyl)diazenyl]-3-hydroxy- | 318410 | 90291
2-Naphthalenecarboxamide, N-(2,5-dimethoxyphenyl)-4-[2-(4-ethoxyphenyl)diazenyl]-3-hydroxy- | 318394 | 90292
2-Naphthalenecarboxamide, N-(2,5-dimethoxyphenyl)-4-[2-(2-ethoxyphenyl)diazenyl]-3-hydroxy- | 318378 | 90293
Benzene, 4-methyl-1,2-dinitro- | 59675 | 90294
1,4-Benzenedicarboxylic acid, 2-nitro- | 59642 | 90295
1,2-Benzenedicarboxylic acid, 4-nitro- | 59626 | 90296
1,2-Benzenedicarboxylic acid, 4-nitro-, 1,2-dimethyl ester | 59600 | 90297
Benzenamine, N,N-dimethyl-2-nitro- | 59584 | 90298
Benzamide, 2-nitro- | 17003195 | 90299
Benzoic acid, 2-hydroxy-3,5-dinitro- | 59550 | 90300
1-Naphthalenesulfonic acid, 4-hydroxy-, sodium salt (1:1) | 137547 | 90301
Benzoic acid, 2-amino-3,5-diiodo- | 59535 | 90302
Benzoyl chloride, 2-iodo- | 59501 | 90303
Benzenesulfonyl chloride, 2,4-dimethyl- | 59477 | 90304
Phosphorous acid, trihexyl ester | 137521 | 90305
Thiophene, 2-nitro- | 59444 | 90306
1-Butanol, 2-nitro- | 59410 | 90307
Phenol, 2,4-dibromo-6-methyl- | 59386 | 90308
Phenol, 3,4,5-trichloro- | 59352 | 90309
Piperidine, hydrochloride (1:1) | 137497 | 90310
Butanoic acid, 2-bromo-3-methyl-, ethyl ester | 59329 | 90311
Propanedioic acid, 2-methyl-, 1,3-diethyl ester | 59295 | 90312
Urea, N,N''-(4-methyl-1,3-phenylene)bis[N'-methyl- | 318147 | 90313
1H-Indene, 1-ethyl-2,3-dihydro-1,3,3-trimethyl- | 318121 | 90314
Benzene, 1,2,3,4,5-pentachloro- | 59261 | 90315
10H-Phenothiazine-10-ethanamine, N,N,.alpha.-trimethyl- | 17002106 | 90316
Benzene, 1,2,3,4,5,6-hexaiodo- | 59238 | 90317
Benzamide, 4-nitro-N-[3-(triethoxysilyl)propyl]- | 318089 | 90318
Benzenediazonium, 4-(ethylamino)-3-methyl-, (T-4)-tetrachlorozincate(2-) (2:1) | 318063 | 90319
Butanedioic acid, 2,3-dihydroxy- (2R,3R)-, 1,4-dimethyl ester | 59204 | 90320
Ethanol, 2,2'-[[4-[2-(2,6-dichloro-4-nitrophenyl)diazenyl]phenyl]imino]bis-, 1,1'-diacetate | 304626 | 90321
Benzenamine, N-(2-chloroethyl)-N-ethyl-4-[2-(4-nitrophenyl)diazenyl]- | 304618 | 90322
Benzaldehyde, 4-amino- | 53843 | 90323
Propanoic acid, 2-(2,4,5-trichlorophenoxy)-, compd. with N-methylmethanamine (1:1) | 17129578 | 90324
2(3H)-Furanone, dihydro-4-methyl-5-(3-methylbutyl)- | 133769 | 90325
D-Tyrosine | 53819 | 90326
1,5-Naphthalenedisulfonic acid, 2-[2-[4,5-dihydro-3-methyl-5-oxo-1-[4-[[2-(sulfooxy)ethyl]sulfonyl]phenyl]-1H-pyrazol-4-yl]diazenyl]- | 133744 | 90327
2-Propenoic acid, 3-(3-nitrophenyl)- | 53785 | 90328
Tetradecanoic acid, 1,1',1''-(1,2,3-propanetriyl) ester | 53751 | 90329
Octadecanoic acid, 1,1',1''-(1,2,3-propanetriyl) ester | 53736 | 90330
Hexadecanoic acid, aluminum salt (3:1) | 53710 | 90331
L-Tyrosine, 3-hydroxy-.alpha.-methyl- | 53678 | 90332
Benzothiazolium, 2-methyl-3-(4-sulfobutyl)-, inner salt | 304485 | 90333
Phosphoramidothioic acid, N-cyclohexyl-, O,O-bis[4-(1,1-dimethylethyl)phenyl] ester | 304469 | 90334
Benzothiazolium, 3-methyl-2-(methylthio)-, 4-methylbenzenesulfonate (1:1) | 304428 | 90335
Carbonothioic acid, O-(6-chloro-3-phenyl-4-pyridizinyl) S-octyl ester | 1852110 | 90336
Bicyclo[3.1.1]heptane-1-thiol, 2,6,6-trimethyl- | 304402 | 90337
Cyclohexene, 3-methylene-6-(1-methylethyl)- | 53645 | 90338
Benzene, 1-methoxy-3-nitro- | 53629 | 90339
2-Naphthalenecarboxylic acid, 3-hydroxy-4-[2-(4-methyl-2-sulfophenyl)diazenyl]-, calcium strontium salt (2:1:1) | 304345 | 90340
8-Quinolinamine, 4-phenyl- | 304303 | 90341
Quinolinium, 1-ethyl-2-[(3-methyl-2(3H)-benzothiazolylidene)methyl]-, 4-methylbenzenesulfonate (1:1) | 304287 | 90342
Benzenesulfonic acid, 4-[2-[4-(phenylamino)phenyl]diazenyl]-, sodium salt (1:1) | 53595 | 90343
Cyclohexanecarboperoxoic acid, 1,1,3,3-tetramethylbutyl ester | 304212 | 90344
Morpholine, 4-(2-chloro-4-nitrophenyl)- | 304188 | 90345
2-Propenoic acid, 2-(phosphonooxy)-, sodium salt (1:3) | 133710 | 90346
Carbonic acid, lithium salt (1:2) | 53553 | 90347
Benzenamine, 2,4-dichloro- | 53520 | 90348
Benzene, chlorophenoxy- | 712521 | 90349
Ethanedioic acid, lithium salt (1:2) | 53496 | 90350
1-Octanaminium, N,N-dimethyl-N-octyl-, chloride (1:1) | 133694 | 90351
Phenol, 2-chloro-3,5-dimethyl- | 133678 | 90352
Benzoic acid, magnesium salt (2:1) | 53454 | 90353
Acetic acid, 2-[(3,5,6-trichloro-2-pyridinyl)oxy]- | 303958 | 90354
Octadecanoic acid, phenylmethyl ester | 133645 | 90355
1,1'-Biphenyl, 2,2',3,4,5-pentachloro- | 739698 | 90356
Carbamodithioic acid, N,N-bis(phenylmethyl)-, sodium salt (1:1) | 303933 | 90357
Benzenesulfonamide, 4-[2-(1-butyl-5-cyano-1,6-dihydro-2-hydroxy-4-methyl-6-oxo-3-pyridinyl)diazenyl]-N-(2-ethylhexyl)- | 303875 | 90358
Butanoic acid, 2,4-dihydroxy-3,3-dimethyl-, lithium salt (1:1) | 303859 | 90359
Carbamic acid, methyl(4-morpholinylthio)-, 2,3-dihydro-2,2-dimethyl-7-benzofuranyl ester | 693960 | 90360
Benzenamine, N-ethyl-N-(2-methyl-2-propen-1-yl)-2,6-dinitro-4-(trifluoromethyl)- | 303834 | 90361
Benzenesulfonamide, 4-chloro-N-(2-hydroxyethyl)-N-methyl- | 303800 | 90362
Spiro[isobenzofuran-1(3H),9'-[9H]xanthen]-3-one, 6'-(cyclohexylmethylamino)-3'-methyl-2'-(phenylamino)- | 303776 | 90363
Cyclohexanone, 2-methyl-5-(1-methylethenyl)-, (2R,5R)- | 133629 | 90364
21H,23H-Porphine-2,7,12,18-tetrapropanoic acid, 3,8,13,17-tetramethyl-, 2,7,12,18-tetramethyl ester | 133603 | 90365
Benzoic acid, 2-nitro- | 53280 | 90366
Ethanone, 1-(4-hydroxy-3-methoxyphenyl)- | 48074 | 90367
Benzoic acid, 4-[2-(5-cyano-1-ethyl-1,6-dihydro-2-hydroxy-4-methyl-6-oxo-3-pyridinyl)diazenyl]-, 2-(2-methoxyethoxy)ethyl ester | 288118 | 90368
[1,1'-Biphenyl]-4-carboxylic acid, 4'-methyl-, methyl ester | 288092 | 90369
Phenol, 2,4-bis(1,1-dimethylethyl)-5-methyl- | 48058 | 90370
1,4-Butanediamine, N-(3-aminopropyl)-, phosphate (2:3) | 288043 | 90371
Carbonic acid sodium salt (1:2) | 48017 | 90372
Phosphoric acid, bis(2-ethylhexyl) ester, ammonium salt (1:1) | 128579 | 90373
2-Butenal, 2-methyl-, (2E)- | 47993 | 90374
1,2-Benzenedicarboxylic acid, 3,4,5,6-tetrabromo-, 1,2-di-2-propen-1-yl ester | 287987 | 90375
1(2H)-Pyrimidineacetic acid, 3-butyl-5-[3-[1-butyl-3-(carboxymethyl)hexahydro-2,4,6-trioxo-5-pyrimidinyl]-2-propen-1-ylidene]tetrahydro-2,4,6-trioxo-, compd. with pyridine (1:1) | 17121005 | 90376
Hexanoic acid, 3,5,5-trimethyl-, cobalt(2+) salt (2:1) | 287946 | 90377
1,3-Benzenediol, 4-methyl- | 47969 | 90378
4H-Pyran-4-one, 3-hydroxy- | 47936 | 90379
9,10-Anthracenedione, 2-[[4-(phenylmethyl)phenyl]methyl]- | 287920 | 90380
1-Pentanaminium, N,N,N-tripentyl-, chloride (1:1) | 128553 | 90381
2,4,5,6-Pyrimidinetetramine, sulfate (1:?) | 287888 | 90382
1-Propanesulfonic acid, 3-(2-benzothiazolylthio)-, sodium salt (1:1) | 287862 | 90383
Benzofuran, 2,3-dihydro- | 47902 | 90384
1,2-Ethanediamine, N1,N2-bis(2-aminoethyl)-, hydrochloride (1:4) | 128538 | 90385
1,2,4-Benzenetricarboxylic acid, compd. with 2-undecyl-1H-imidazole-1-propanenitrile (1:?) | 287797 | 90386
1,3-Benzodioxole-5-methanol | 47878 | 90387
Benzoic acid, [4-(hydroxyimino)-2,5-cyclohexadien-1-ylidene]hydrazide | 17122730 | 90388
Neodecanoic acid, tin(2+) salt (2:1) | 287763 | 90389
1,3-Benzenediamine, 4-(2-phenyldiazenyl)- | 47845 | 90390
Cyclohexanol, 5-methyl-2-(1-methylethyl)-, 1-propanoate, (1R,2S,5R)- | 128504 | 90391
Anthra[2,1,9-def:6,5,10-d'e'f']diisoquinoline-1,3,8,10(2H,9H)-tetrone, 2,9-bis(3,5-dimethylphenyl)- | 128470 | 90392
4H-Pyran-4-one, 2-ethyl-3-hydroxy- | 128454 | 90393
Pentasiloxane, 1,1,1,3,3,5,5,7,7,9,9,9-dodecaethoxy- | 128421 | 90394
2-Pentanone, 4-cyclohexyl-4-methyl- | 128397 | 90395
Benzenemethanol, .alpha.-[(1S)-1-aminoethyl]-, (.alpha.R)- | 47647 | 90396
Benzamide, N-[(1-naphthalenylamino)thioxomethyl]- | 128363 | 90397
4H-1-Benzopyran-4-one, 5,7-dihydroxy-3-(4-methoxyphenyl)- | 47605 | 90398
2-Anthracenesulfonic acid, 1-amino-4-[[4-(benzoylamino)-3-sulfophenyl]amino]-9,10-dihydro-9,10-dioxo-, sodium salt (1:2) | 128322 | 90399
1H-2-Benzopyran-1-one | 47571 | 90400
Benzenamine, N,N,3,5-tetramethyl- | 128314 | 90401
Cyclohexanone, 5-methyl-2-(1-methylethyl)-, (2R,5R)-rel- | 47555 | 90402
Benzoic acid, 2,5-dihydroxy- | 47522 | 90403
1,5,9-Cyclododecatriene | 128298 | 90404
1,3-Cyclobutanedicarboxylic acid, 2,4-diphenyl-, 1,3-bis[(1R,2R,3S,5S)-2-(methoxycarbonyl)-8-methyl-8-azabicyclo[3.2.1]oct-3-yl] ester, (1.alpha.,2.alpha.,3.beta.,4.beta.)- | 47480 | 90405
2-Cyclohexen-1-one, 2-hydroxy-3-methyl-6-(1-methylethyl)- | 47472 | 90406
Hexadecanamide, N-(3-aminopropyl)- | 128256 | 90407
Benzenamine, 2,4,6-trinitro- | 17002916 | 90408
1,4-Cyclohexadiene-1,4-dicarboxylic acid, 2,5-bis[(4-methylphenyl)amino]-, 1,4-diethyl ester | 128231 | 90409
1H-Cycloprop[e]azulene, 1a,2,3,4,4a,5,6,7b-octahydro-1,1,4,7-tetramethyl-, (1aR,4R,4aR,7bS)- | 47449 | 90410
Phosphoric acid, trioctadecyl ester | 128207 | 90411
D-Arabinitol | 47423 | 90412
Butanoic acid, 4-chloro-3-oxo-, ethyl ester | 65987 | 90413
Benzenamine, 3-methyl-, hydrochloride | 17003286 | 90414
Benzene, 2,3,4-trichloro-1,5-dinitro- | 710301 | 90415
Propane, 2-ethoxy-2-methyl- | 65953 | 90416
Propanoic acid, 1-methylethyl ester | 65920 | 90417
2-Furanmethanol, tetrahydro-, 2-acetate | 65896 | 90418
Benzene, (3-bromopropyl)- | 65862 | 90419
Octadecanamide, N-phenyl- | 65839 | 90420
Acetamide, N-[3-(diethylamino)phenyl]- | 141200 | 90421
Acetamide, N-(3-amino-4-methylphenyl)- | 141176 | 90422
Benzene, 1-propenyl- | 65813 | 90423
Acetamide, N-(4-bromo-9,10-dihydro-9,10-dioxo-1-anthracenyl)-N-methyl- | 141150 | 90424
Benzenamine, N-(2-chloroethyl)-4-[2-(2,6-dichloro-4-nitrophenyl)diazenyl]-N-ethyl-3-methyl- | 335232 | 90425
Benzenamine, N,N-diethyl-4-[2-(2-methoxy-4-nitrophenyl)diazenyl]- | 141127 | 90426
1,4-Benzenediamine, N1-(2,4-dinitrophenyl)- | 141093 | 90427
Benzoic acid, 3-[2-chloro-4-(trifluoromethyl)phenoxy]- | 335174 | 90428
9,10-Anthracenedione, 1-hydroxy-4-(methylamino)- | 141077 | 90429
1,4-Benzenediamine, N'-(4-(dimethylamino)phenyl)-N,N-dimethyl- | 686196 | 90430
Benzenesulfonic acid, 5-chloro-2-[4,5-dihydro-3-methyl-4-[2-[4-[[(4-methylphenyl)sulfonyl]oxy]phenyl]diazenyl]-5-oxo-1H-pyrazol-1-yl]-, sodium salt (1:1) | 141044 | 90431
Phenothiazin-5-ium, 3,7-bis(dimethylamino)-, chloride, compd. with zinc chloride (ZnCl2) (1:1:?) | 141028 | 90432
4-Pentenoic acid, 3,3-dimethyl-, methyl ester | 335133 | 90433
2-Naphthalenecarboxylic acid, 3-hydroxy-4-(2-phenyldiazenyl)-, calcium salt (2:1) | 140996 | 90434
1-Naphthalenesulfonic acid, 2-[2-(2-hydroxy-1-naphthalenyl)diazenyl]-, strontium salt (2:1) | 140988 | 90435
Octadecanoic acid, aluminum salt (3:1) | 65763 | 90436
2,6-Anthracenedisulfonic acid, 9,10-dihydro-1,5-dihydroxy-9,10-dioxo-4,8-bis[(sulfomethyl)amino]-, sodium salt (1:4) | 140947 | 90437
Ethanediamide, N1,N2-bis[5-(benzoylamino)-9,10-dihydro-9,10-dioxo-1-anthracenyl]- | 140921 | 90438
Benzamide, N,N'-(9,10-dihydro-4,8-dihydroxy-9,10-dioxo-1,5-anthracenediyl)bis- | 140905 | 90439
1,4-Benzenediamine, N1,N1,N4,N4-tetramethyl-, hydrochloride (1:2) | 65748 | 90440
Benzene, 1-iodo-4-nitro- | 65722 | 90441
Propanoic acid, 2-hydroxy-, 1-methylethyl ester, (2S)- | 1649896 | 90442
C.I. Vat Green 9 | 140830 | 90443
Benzamide, N-(4-amino-5-chloro-2-methoxyphenyl)- | 140780 | 90444
3-Pyridinecarboxylic acid, hydrochloride (1:1) | 65698 | 90445
[1,1':3',1''-Terphenyl]-2'-ol, 5'-(octadecyloxy)- | 334920 | 90446
2,3-Quinoxalinediamine, N2,N3-dimethyl- | 334904 | 90447
3H-Pyrazol-3-one, 2,4-dihydro-5-methyl-4-nitro-2-(4-nitrophenyl)-, ion(1-), sodium (1:1) | 334888 | 90448
1(3H)-Isobenzofuranone, 3-(2-quinolinylmethylene)- | 140756 | 90449
Benzenamine, 2,4,5-trichloro- | 65664 | 90450
1,3-Benzenedicarboxylic acid, 5-sulfo-, sodium salt (1:1) | 140723 | 90451
1,3-Benzenediamine, 4-methyl-, hydrochloride (1:2) | 65631 | 90452
2-Naphthalenesulfonic acid, 7-[(4-amino-3-methylbenzoyl)amino]-4-hydroxy- | 140673 | 90453
Benzaldehyde, 2-chloro-5-nitro- | 140657 | 90454
Xanthylium, 3,6-bis(ethylamino)-9-[2-[(2-hydroxyethoxy)carbonyl]phenyl]-2,7-dimethyl-, chloride (1:1) | 334508 | 90455
1,6-Anthracenedisulfonic acid, 9,10-dihydro-9,10-dioxo-, sodium salt (1:2) | 334482 | 90456
Benzenecarbothioamide, N-phenyl- | 65599 | 90457
2,4,8,10-Tetraoxa-3,9-diphosphaspiro[5.5]undecane, 3,9-bis(2-chloroethoxy)- | 318006 | 90458
2H-Pyran, tetrahydro-4-methylene-2-(2-methyl-1-propen-1-yl)- | 317974 | 90459
Phenol, 2,6-dibromo- | 59170 | 90460
Benzenamine, 2,3-dichloro- | 59147 | 90461
Benzenamine, 4,4',4''-methylidynetris[N,N-dipropyl- | 317883 | 90462
Benzene, 1,3,5-tribromo-2-methoxy- | 59113 | 90463
Benzoic acid, 2-hydroxy-4-methyl-, ethyl ester | 17119686 | 90464
Decanediamide, N1,N10-bis[2-[(1-oxooctadecyl)amino]ethyl]- | 317743 | 90465
1,6-Octadiene, 3-methoxy-3,7-dimethyl- | 317727 | 90466
Naphtho[1,2-d]thiazolium, 1-(3-sulfopropyl)-2-[[3-(3-sulfopropyl)-2(3H)-benzothiazolylidene]methyl]-, inner salt, compd. with N,N-diethylethanamine (1:1) | 317669 | 90467
Carbamic acid, N,N'-(3-isocyanatomethylphenyl)-, C,C'-(oxydi-2,1-ethanediyl) ester | 317644 | 90468
Benzoxazolium, 3-octadecyl-2-[3-(3-octadecyl-2(3H)-benzoxazolylidene)-1-propen-1-yl]-, 4-methylbenzenesulfonate (1:1) | 317594 | 90469
1-Hexadecanol, 1-(4-methylbenzenesulfonate) | 137323 | 90470
1,4-Benzenediamine, N1,N1-diethyl-, sulfate (1:?) | 137265 | 90471
2(1H)-Quinolinone, 1-methyl- | 58941 | 90472
Dodecanoic acid, 2-mercaptoethyl ester | 317446 | 90473
Benzaldehyde, 2,4,6-trinitro- | 58925 | 90474
1H-Indene-1,3(2H)-dione | 58891 | 90475
Benzene, 2-methyl-1,3-dinitro- | 58875 | 90476
Benzoic acid, 3,3'-[(1,6-dioxo-1,6-hexanediyl)diimino]bis[2,4,6-triiodo- | 686030 | 90477
Pyridine, 2,3,5-trichloro-4-(propylthio)- | 317404 | 90478
Butanamide, 2-[2,4-bis(1,1-dimethylpropyl)phenoxy]-N-[4-[[4,5-dihydro-5-oxo-1-(2,4,6-trichlorophenyl)-1H-pyrazol-3-yl]amino]phenyl]- | 317362 | 90479
Naphthalene, 1,5-dinitro- | 709097 | 90480
1-Naphthalenol, 2,4-dinitro- | 58842 | 90481
Benzoic acid, 4-[2-[2-(acetylamino)-4-(diethylamino)phenyl]diazenyl]- | 317321 | 90482
3-Furancarboxamide, N-cyclohexyl-N-methoxy-2,5-dimethyl- | 317305 | 90483
Quinolinium, 1-ethyl-4-methyl-, iodide (1:1) | 58826 | 90484
D-Fructose, 1,6-bis(dihydrogen phosphate), calcium salt (1:2) | 137232 | 90485
Benzoic acid, 3,3'-(1,2-diazenediyl)bis[6-hydroxy-, sodium salt (1:2) | 137208 | 90486
1,2-Benzenedicarboxylic acid, 1,2-bis(1-methylethyl) ester | 58792 | 90487
1-Naphthalenamine, 4-[2-(4-aminophenyl)diazenyl]- | 137166 | 90488
9,10-Anthracenedione, 2-hydroxy- | 58768 | 90489
Phosphorodithioic acid, O,O-dimethyl S-[2-(methylamino)-2-oxoethyl] ester | 3400 | 90490
Benzoxazolium, 5-phenyl-2-[[5-phenyl-3-(3-sulfopropyl)-2(3H)-benzoxazolylidene]methyl]-3-(3-sulfopropyl)-, inner salt | 317214 | 90491
2-Propenoic acid, 1,1'-[2-[[3-hydroxy-2,2-bis[[(1-oxo-2-propen-1-yl)oxy]methyl]propoxy]methyl]-2-[[(1-oxo-2-propen-1-yl)oxy]methyl]-1,3-propanediyl] ester | 317206 | 90492
1,3-Propanediamine, N3-[3-(diethylamino)propyl]-N1,N1-diethyl- | 137133 | 90493
Benzene, 1,2,3,4,5-pentaethyl- | 58743 | 90494
Naphtho[1,2-d]thiazolium, 1-ethyl-2-[3-(1-ethylnaphtho[1,2-d]thiazol-2(1H)-ylidene)-2-methyl-1-propen-1-yl]-, 4-methylbenzenesulfonate (1:1) | 317164 | 90495
Phosphoric acid, decyl ester | 317156 | 90496
Benzenamine, 4,4'-[(2-chlorophenyl)methoxymethylene]bis[N-ethyl-2-methyl- | 317099 | 90497
4H-Naphtho[1,2-b]pyran-4-one, 2-phenyl- | 58719 | 90498
Neodecanoic acid, vanadium salt (1:?) | 317040 | 90499
10H-Phenothiazine, 3,7-dioctyl-10-(phenylmethyl)- | 137109 | 90500
1-Propanamine, N-methyl-3-(triethoxysilyl)- | 137083 | 90501
1-Naphthalenol, 4-chloro- | 58693 | 90502
Cholest-5-en-3-ol (3.beta.)-, 3-[(9Z,12Z)-9,12-octadecadienoate] | 58677 | 90503
1,1'-Biphenyl, 2,2',3,3',4,5-hexachloro- | 693945 | 90504
Anthra[2,1,9-def:6,5,10-d'e'f']diisoquinoline-1,3,8,10(2H,9H)-tetrone, 2,9-dimethyl- | 133587 | 90505
5(4H)-Isoxazolone, 4-[2-[1-ethyl-1,3-dihydro-3,3-dimethyl-5-(phenylsulfonyl)-2H-indol-2-ylidene]ethylidene]-3-phenyl- | 303685 | 90506
2-Butanone, 3-methyl-, 2-[4-(phenylsulfonyl)phenyl]hydrazone | 303669 | 90507
3H-Indolium, 1-ethyl-2,3,3-trimethyl-5-(phenylsulfonyl)-, iodide (1:1) | 303644 | 90508
Dodecanoic acid, 1-methylpentyl ester | 303610 | 90509
Hexadecanamide, N,N'-1,2-ethanediylbis- | 133561 | 90510
1-Naphthalenecarbonyl chloride, 2-ethoxy- | 303560 | 90511
Butanedioic acid, (ethoxymethylene)oxo-, diethyl ester, (E)- | 693911 | 90512
1H-Indole-2-carboxaldehyde, 2,3-dihydro-2-hydroxy-1,3,3-trimethyl-, 2-methyl-2-(4-methylphenyl)hydrazone | 303495 | 90513
1,2-Ethanediamine, N1-1-naphthalenyl- | 53256 | 90514
Phosphonous dichloride, P-(3-methylphenyl)- | 1648989 | 90515
Pentanoic acid, 4,4-dimethyl-3-oxo-, methyl ester | 303479 | 90516
3H-Phenoxazin-3-one, 7-hydroxy-, 10-oxide | 53223 | 90517
Pyridine, 2-[(1E)-1-(4-methylphenyl)-3-(1-pyrrolidinyl)-1-propen-1-yl]-, hydrochloride (1:1) | 53207 | 90518
Butanoic acid, 3-methyl-, 4-methylphenyl ester | 303404 | 90519
L-Tyrosine, O-(4-hydroxy-3-iodophenyl)-3,5-diiodo-, monosodium salt | 684811 | 90520
Butanedioic acid, 2,3-bis(2-phenylhydrazinylidene)-, sodium salt (1:2) | 53173 | 90521
3-Buten-2-one, 4-[2,5,6,6-tetramethyl-1(or 2)-cyclohexen-1-yl]- | 303180 | 90522
Cyclohexene, 4-ethoxy-1-methyl-4-(1-methylethyl)- | 303149 | 90523
Ferrate(1-), [[N,N'-1,2-ethanediylbis[N-[(carboxy-.kappa.O)methyl]glycinato-.kappa.N,.kappa.O]](4-)]-, potassium (1:1), (OC-6-21)- | 303099 | 90524
Butanedioic acid, 2-sulfo-, 1,4-bis(3,3,4,4,5,5,6,6,7,7,8,8,8-tridecafluorooctyl) ester, sodium salt (1:1) | 303032 | 90525
2-Anthracenesulfonic acid, 1-amino-9,10-dihydro-4-[(4-methoxyphenyl)amino]-9,10-dioxo- | 303008 | 90526
Benzoxazolium, 3-ethyl-2-methyl-5-phenyl-, iodide (1:1) | 302976 | 90527
Dodecanamide, N,N-bis(2-hydroxypropyl)- | 302950 | 90528
Octane, 1,1-diethoxy- | 302893 | 90529
2,7-Naphthalenedisulfonic acid, 4,5-dihydroxy-3-[2-(4-nitrophenyl)diazenyl]-, sodium salt (1:2) | 53140 | 90530
2H-Benzimidazol-2-one, 1-[1-[4-(4-fluorophenyl)-4-oxobutyl]-1,2,3,6-tetrahydro-4-pyridinyl]-1,3-dihydro- | 685834 | 90531
Benzenediazonium, 4-(benzoylamino)-2,5-diethoxy-, (T-4)-tetrachlorozincate(2-) (2:1) | 133397 | 90532
14-Nonacosene, (14Z)- | 302851 | 90533
Methanaminium, N-[4-[bis[4-(dimethylamino)phenyl]methylene]-2,5-cyclohexadien-1-ylidene]-N-methyl-, chloride (1:1) | 53132 | 90534
1H-Imidazolium, 1-[2-(carboxymethoxy)ethyl]-1-(carboxymethyl)-4,5-dihydro-2-nonyl-, hydroxide, sodium salt (1:1:2) | 302802 | 90535
6-Heneicosen-11-one, (6Z)- | 302752 | 90536
5-Quinolinesulfonic acid, 8-hydroxy-7-iodo- | 53116 | 90537
Magnesium, [ethanedioato(2-)-.kappa.O1,.kappa.O2]- | 53090 | 90538
Bicyclo[3.1.1]heptan-3-one, 2,6,6-trimethyl-, (1R,2S,5S)-rel- | 53066 | 90539
Benzenesulfonic acid, 4-[2-(2,4-dihydroxyphenyl)diazenyl]-, sodium salt (1:1) | 53041 | 90540
Benzoic acid, 3-methyl-2-nitro-, methyl ester | 133363 | 90541
Benzeneethanamine, sulfate (2:1) | 133330 | 90542
Acetic acid, lithium salt (1:1) | 53017 | 90543
Butanamide, 2,2'-[(3,3'-dichloro[1,1'-biphenyl]-4,4'-diyl)bis(2,1-diazenediyl)]bis[N-(2-methylphenyl)-3-oxo- | 133280 | 90544
Ethanone, 2-amino-1-phenyl-, hydrochloride (1:1) | 133264 | 90545
1,3-Dioxane, 2-(phenylmethyl)- | 133231 | 90546
Sulfuric acid, monoethyl ester, sodium salt (1:1) | 52985 | 90547
Pentadecene-1-sulfonic acid, sodium salt (1:1) | 302463 | 90548
1,3-Isobenzofurandione, 5-nitro- | 133207 | 90549
D-Fructose, 1,6-bis(dihydrogen phosphate) | 47399 | 90550
[1,1'-Bicyclopentyl]-2-ol | 128181 | 90551
Hydrazinium, 1-[2-[[4-[2-[2,5-dichloro-4-[(dimethylamino)sulfonyl]phenyl]diazenyl]phenyl]ethylamino]ethyl]-1,1-dimethyl-, chloride (1:1) | 128157 | 90552
Benzene, 1,2,3,4-tetramethyl- | 47365 | 90553
2-Cyclopenten-1-one, 3-methyl-2-(2Z)-2-penten-1-yl- | 47332 | 90554
1H-Indole-3-carboxaldehyde | 47316 | 90555
2,4(1H,3H)-Pteridinedione | 47282 | 90556
1,3-Benzenediol, 4-[2-(2-hydroxyphenyl)diazenyl]- | 128124 | 90557
Acetamide, 2,2',2''-nitrilotris- | 128090 | 90558
Cinchonan-9-ol, (8.alpha.,9R)- | 47258 | 90559
1H-Pyrrole-2,5-dione, 1,1'-(1,6-hexanediyl)bis- | 688689 | 90560
1,5-Methano-8H-pyrido[1,2-a][1,5]diazocin-8-one, 1,2,3,4,5,6-hexahydro-, (1R,5S)- | 47233 | 90561
1,10-Phenanthroline, 2,9-dimethyl- | 47209 | 90562
Propanoic acid, 3-hydroxy-2,2-dimethyl- | 127878 | 90563
3H-Indol-3-one, 2-(1,3-dihydro-3-oxo-2H-indol-2-ylidene)-1,2-dihydro- | 47183 | 90564
Germane, tetrahexyl- | 127845 | 90565
Octanoic acid, 1,1'-[2-ethyl-2-[[(1-oxooctyl)oxy]methyl]-1,3-propanediyl] ester | 127829 | 90566
Phosphorothioic acid, O-(4-bromo-2,5-dichlorophenyl) O,O-diethyl ester | 710129 | 90567
2-Propenoic acid, 2-bromoethyl ester | 17004193 | 90568
Acetamide, 2-mercapto-N-phenyl- | 127803 | 90569
[1,1'-Biphenyl]-2,2'-dicarboxylic acid | 47167 | 90570
9-Octadecenoic acid (9Z)-, 2,2-bis(hydroxymethyl)butyl ester | 127779 | 90571
Pyridinium, 1-methyl-4-phenyl- | 52466596 | 90572
Phenol, 2-(1-methylethoxy)- | 127753 | 90573
[1,6]Dioxacyclododecino[2,3,4-gh]pyrrolizine-2,7-dione, 3-ethylidene-3,4,5,6,9,11,13,14,14a,14b-decahydro-6-hydroxy-6-methyl-5-methylene-, (3Z,6R,14aR,14bR)- | 17002882 | 90574
2-Propenoic acid, 2-[[(3,3,4,4,5,5,6,6,7,7,8,8,9,9,10,10,10-heptadecafluorodecyl)sulfonyl]methylamino]ethyl ester | 287722 | 90575
Phosphonic acid, P,P'-ethenylidenebis-, P,P,P',P'-tetrakis(1-methylethyl) ester | 287706 | 90576
2,4,6(1H,3H,5H)-Pyrimidinetrione, 5-nitro- | 47134 | 90577
Cyclohexaneethanethiol, 3-mercapto-.beta.,4-dimethyl- | 127720 | 90578
4H-1-Benzopyran-4-one, 2-(3,4-dihydroxyphenyl)-2,3-dihydro-3,5,7-trihydroxy-, (2R,3R)- | 47100 | 90579
Quinolinium, 1-ethyl-2-iodo-, iodide (1:1) | 127696 | 90580
Benzenamine, 4-[(4-aminophenyl)(4-imino-2,5-cyclohexadien-1-ylidiene)methyl]- | 650176 | 90581
1H,3H-Pyrano[4,3-b][1]benzopyran-9-carboxylic acid, 4,10-dihydro-3,7,8-trihydroxy-3-methyl-10-oxo- | 708909 | 90582
Magnesium, [(2E,7R,11R)-3,7,11,15-tetramethyl-2-hexadecenyl (3S,4S,21R)-9-ethenyl-14-ethyl-21-(methoxycarbonyl)-4,8,13,18-tetramethyl-20-oxo-3-phorbinepropanoato(2-)-.kappa.N23,.kappa.N24,.kappa.N25,.kappa.N26]-, (SP-4-2)- | 47076 | 90583
Benzenamine, N-methyl-N,2,4,6-tetranitro- | 47050 | 90584
Diazene, bis(4-ethoxyphenyl)-, 1-oxide | 127654 | 90585
1,8-Naphthalenediamine | 47035 | 90586
1,3-Isobenzofurandione, 4-methyl- | 127639 | 90587
6H-Benzofuro[3,2-c][1]benzopyran-6-one, 3,9-dihydroxy- | 47019 | 90588
2-Butenenitrile | 127605 | 90589
Benzoic acid, 2-hydroxy-5-[2-[4-[[[[2-methoxy-4-[2-(3-sulfophenyl)diazenyl]phenyl]amino]carbonyl]amino]phenyl]diazenyl]- | 287680 | 90590
Oxirane, 2,2'-[9H-fluoren-9-ylidenebis(4,1-phenyleneoxymethylene)]bis- | 287664 | 90591
Silane, azidomethyldiphenyl- | 127571 | 90592
Ethanaminium, N-[4-[bis[4-(diethylamino)phenyl]methylene]-2,5-cyclohexadien-1-ylidene]-N-ethyl- | 287649 | 90593
Benzamide, N-(3-nitrophenyl)- | 127548 | 90594
Silicic acid (H4SiO4), tetrabutyl ester | 127514 | 90595
1,2-Benzenediamine, N1-methyl- | 127498 | 90596
Benzoic acid, 2-(2-hydroxy-4-methoxybenzoyl)- | 127472 | 90597
Benzoic acid, 5-[2-[4'-[2-[4-[2-(4-amino-7-sulfo-1-naphthalenyl)diazenyl]-6-sulfo-1-naphthalenyl]diazenyl][1,1'-biphenyl]-4-yl]diazenyl]-2-hydroxy-, sodium salt (1:3) | 140632 | 90598
2-Naphthalenesulfonic acid, 6-amino-5-[2-(4-amino-2-sulfophenyl)diazenyl]-4-hydroxy-, sodium salt (1:2) | 140608 | 90599
Cobaltate(3-), [N,N-bis[(phosphono-.kappa.O)methyl]glycinato(5-)-.kappa.N,.kappa.O]-, potassium (1:3), (T-4)- | 334458 | 90600
Xanthylium, 9-(2,5-dicarboxy-4-hydroxyphenyl)-3,6-bis(diethylamino)-, inner salt | 140442 | 90601
Benzenesulfonic acid, 4-dodecyl-, compd. with 4,4'-carbonimidoylbis[N,N-dimethylbenzenamine] (1:1) | 334409 | 90602
Benzoic acid, 3,3'-methylenebis[6-[2-(2,4-dihydroxyphenyl)diazenyl]-, sodium salt (1:2) | 334383 | 90603
Propanenitrile, 3-(butylphenylamino)-, hydrochloride (1:1) | 334359 | 90604
Benzenamine, 2-bromo-6-chloro-4-nitro-, sulfate (2:1) | 334326 | 90605
1H-Imidazolium, 2-[2-(4-chlorophenyl)diazenyl]-1,3-dimethyl-, methyl sulfate (1:1) | 334300 | 90606
Benzenamine, N,N-diethyl-4-[2-(1H-indazol-3-yl)diazenyl]- | 334284 | 90607
Urea, N,N'-bis(1-methylethyl)-, compd. with sulfur trioxide (1:1) | 334268 | 90608
1-Naphthalenesulfonic acid, 3-hydroxy-7-nitro-4-(nitrosoamino)-, sodium salt (1:2) | 334227 | 90609
Benzonitrile, 2-amino-, sulfate (1:1) | 334201 | 90610
Ethanol, 2-(ethylphenylamino)-, sulfate (1:1) | 334177 | 90611
Butanamide, 2,2'-[(3,3'-dimethyl[1,1'-biphenyl]-4,4'-diyl)bis(2,1-diazenediyl)]bis[3-oxo-N-phenyl- | 140434 | 90612
Butanamide, 2,2'-[(3,3'-dichloro[1,1'-biphenyl]-4,4'-diyl)bis(2,1-diazenediyl)]bis[3-oxo-N-phenyl- | 140418 | 90613
2,7-Naphthalenedisulfonic acid, 4-amino-5-hydroxy-3-[2-[4'-[2-[4-hydroxy-2-[(2-methylphenyl)amino]phenyl]diazenyl][1,1'-biphenyl]-4-yl]diazenyl]-6-[2-(4-sulfophenyl)diazenyl]-, sodium salt (1:3) | 140392 | 90614
Benzenamine, 4-chloro-2,5-dimethoxy- | 140376 | 90615
2-Naphthalenol, 1-[2-(2,5-dimethoxyphenyl)diazenyl]- | 140343 | 90616
Butanamide, 2,2'-[(3,3'-dichloro[1,1'-biphenyl]-4,4'-diyl)bis(2,1-diazenediyl)]bis[N-(4-methylphenyl)-3-oxo- | 140319 | 90617
Butanamide, 2-[2-(2-methoxy-4-nitrophenyl)diazenyl]-N-(2-methoxyphenyl)-3-oxo- | 140293 | 90618
1,3-Naphthalenedisulfonic acid, 8-[2-[4'-[2-(4-ethoxyphenyl)diazenyl]-3,3'-dimethyl[1,1'-biphenyl]-4-yl]diazenyl]-7-hydroxy-, sodium salt (1:2) | 140277 | 90619
Phenol, 4-[(9-ethyl-9H-carbazol-3-yl)amino]- | 140269 | 90620
Phenol, 2-[(2,4-dinitrophenyl)amino]- | 17004359 | 90621
Phenol, 2-amino-4-chloro-5-nitro- | 140236 | 90622
Cyclohexanemethanol, .alpha.-propyl-, 1-acetate | 333971 | 90623
Naphthalenedisulfonic acid, diisononyl-, compd. with 4,4-dimethyloxazolidine (1:2) | 333880 | 90624
Heptanoic acid, 3-oxo- | 333831 | 90625
1H-1,2,4-Triazol-3-amine, 4,5-dihydro-N,1,4-triphenyl- | 333757 | 90626
1,3-Benzenedisulfonic acid, 4-[bis(2,3,6,7-tetrahydro-8-hydroxy-1H,5H-benzo[ij]quinolizin-9-yl)methyl]- | 333724 | 90627
1H-Pyrazol-5-ol, 3-methyl-4-nitro-1-(4-nitrophenyl)-, 5-nitrate | 333708 | 90628
1-Propanone, 3-chloro-1-(2-chloro-5-methylphenyl)- | 333682 | 90629
Carbamimidothioic acid, C,C'-2,3-quinoxalinediyl ester, hydrochloride (1:2) | 333633 | 90630
Benzene, 1-(3-methoxyphenoxy)-3-phenoxy- | 333609 | 90631
1-Butanol, 2-methyl-, 1-(4-methylbenzenesulfonate) | 333484 | 90632
Pentanedioic acid, 2-(1,3-dihydro-1,3-dioxo-2H-isoindol-2-yl)- | 140202 | 90633
Benzoic acid, 2-(2-methylpropylidene)hydrazide | 333195 | 90634
2-Pentanamine | 333153 | 90635
Methanone, [2-(4-nitrophenyl)diazenyl]phenyl-, 1,1'-[2,2'-(3,3'-dimethoxy[1,1'-biphenyl]-4,4'-diyl)dihydrazone] | 333112 | 90636
Spiro[isobenzofuran-1(3H),9'-[9H]xanthen]-3-one, 3',6'-dihydroxy-5-isothiocyanato-, hydrochloride (1:1) | 333104 | 90637
Benzenediazonium, 4-(ethoxycarbonyl)-, sulfate (2:1) | 333088 | 90638
Benzene, 1,1'-(1-methylethylidene)bis[3,5-dibromo-4-[2-(2,4,6-tribromophenoxy)ethoxy]- | 316984 | 90639
2-Anthracenecarboxamide, 1-amino-N-[3-(cyclohexylmethylamino)propyl]-9,10-dihydro-4-(methylamino)-9,10-dioxo- | 137067 | 90640
Phenol, 2-chloro-6-nitro- | 58651 | 90641
1H-Isoindole-1,3(2H)-dione, 4-nitro- | 58628 | 90642
Benzenamine, 4-[(4-aminophenyl)(4-imino-2,5-cyclohexadien-1-ylidene)methyl]-, acetate (1:1) | 137034 | 90643
D-Fructose, 6-(dihydrogen phosphate), barium salt (1:1) | 137018 | 90644
Phenol, 4,4'-(2-pyridinylmethylene)bis-, 1,1'-diacetate | 58594 | 90645
Stibine, triphenyl- | 58578 | 90646
Benzenamine, N,N-diphenyl- | 58552 | 90647
9,12-Octadecadienoic acid (9Z,12Z)- | 3368 | 90648
Arsine, triphenyl- | 58537 | 90649
Morphinan-3,6-diol, 7,8-didehydro-4,5-epoxy-17-methyl- (5.alpha.,6.alpha.)-, (9Z)-9-octadecenoate (1:1) | 136994 | 90650
Silane, dodecyldiethoxymethyl- | 316703 | 90651
2-Octenoic acid, 4-ethyl-, (2E)- | 316679 | 90652
Acenaphthylene, 1,2-dihydro-5-nitro- | 58495 | 90653
2-Pentanol, 4-methyl-, 2-(hydrogen phosphorodithioate) | 136952 | 90654
Xanthylium, 3,6-bis[(2,6-dimethylphenyl)amino]-9-(2-sulfophenyl)-, inner salt | 17009838 | 90655
1-Heptanesulfonic acid, 1,1,2,2,3,3,4,4,5,5,6,6,7,7,7-pentadecafluoro-, potassium salt (1:1) | 316596 | 90656
Anthracene, 9-nitro- | 17003153 | 90657
Cyclopropanecarboxylic acid, 2,2-dimethyl-3-(2,2,2-trichloroethyl)-, ethyl ester, (1R,3R)-rel- | 316562 | 90658
1,6-Hexanediaminium, N1,N1,N1,N6,N6,N6-hexamethyl-, chloride (1:2) | 3319 | 90659
Pentanamide, N-[2-chloro-5-[(hexadecylsulfonyl)amino]phenyl]-2-[4-[(4-hydroxyphenyl)sulfonyl]phenoxy]-4,4-dimethyl-3-oxo- | 712877 | 90660
Cinnoline, 4-[2-(3-nitrophenyl)ethenyl]- | 316513 | 90661
Cyclohexanepropanol, .alpha.,.beta.,2,2,6-pentamethyl- | 316489 | 90662
Benzenediazonium, 4-(dimethylamino)-, (T-4)-tetrachlorozincate(2-) (2:1) | 136903 | 90663
1H-1,2,4-Triazole-1-acetamide, N-[5-[[4-[2,4-bis(1,1-dimethylpropyl)phenoxy]-1-oxobutyl]amino]-2-chlorophenyl]-3-chloro-.alpha.-(2,2-dimethyl-1-oxopropyl)- | 316448 | 90664
Naphthalenedisulfonic acid, dinonyl- | 316430 | 90665
[1,1'-Bianthracene]-3,3'-disulfonic acid, 4,4'-diamino-9,9',10,10'-tetrahydro-9,9',10,10'-tetraoxo-, sodium salt (1:2) | 136887 | 90666
[1,1'-Binaphthalene]-2,2'-diol | 58461 | 90667
1H-1,2,4-Triazole, 1-[[2-(2,4-dichlorophenyl)-4-propyl-1,3-dioxolan-2-yl]methyl]- | 316398 | 90668
1H-1,2,4-Triazole, 1-[[2-(2,4-dichlorophenyl)-1,3-dioxolan-2-yl]methyl]- | 52466620 | 90669
Pyridine, 3-[(2S)-1-methyl-2-pyrrolidinyl]-, hydrochloride (1:2) | 136861 | 90670
1,3-Benzenediol, 2-nitro- | 58446 | 90671
L-Tyrosine | 3285 | 90672
Benzenediazonium, 4-(4-morpholinyl)-, (T-4)-tetrachlorozincate(2-) (2:1) | 136820 | 90673
1,1'-Biphenyl, 2,2',3,4,4',5,6'-heptachloro- | 739839 | 90674
1,1'-Biphenyl, 2,2',3,3',5-pentachloro- | 739805 | 90675
Cholest-5-en-3-ol (3.beta.)-, 3-hexadecanoate | 58420 | 90676
Diazenecarbothioic acid, 2-phenyl-, 2-phenylhydrazide | 3251 | 90677
Ethanedioic acid, diammonium salt, monohydrate | 136804 | 90678
Cyclohexane, pentadecyl- | 136788 | 90679
2,6,11-Dodecatrienal, 2,6-dimethyl-10-methylene- | 316059 | 90680
2-Furanmethanol, 5-ethenyltetrahydro-.alpha.,.alpha.,5-trimethyl- | 316026 | 90681
Phenol, 2-chloro-4-nonyl- | 316000 | 90682
Butanedioic acid, 2-sulfo-, 1,4-bis(1-methylpentyl) ester, sodium salt (1:1) | 136754 | 90683
Acetic acid, lead(4+) salt (4:1) | 52969 | 90684
2H-Pyran, tetrahydro-2-[(11E)-11-tetradecen-9-yn-1-yloxy]- | 302422 | 90685
Cyclotetrasiloxane, 2,2,4,4,6,6,8,8-octaphenyl- | 52944 | 90686
Sulfuric acid, monohexyl ester, potassium salt (1:1) | 302380 | 90687
2-Benzothiazolamine, 4-methoxy- | 17004219 | 90688
Tetradecanamide, N-[4-chloro-3-[[4,5-dihydro-5-oxo-1-(2,4,6-trichlorophenyl)-1H-pyrazol-3-yl]amino]phenyl]- | 302349 | 90689
Benzenesulfonic acid, 2,2'-(1,2-ethenediyl)bis[5-[2-(4-amino-1-naphthalenyl)diazenyl]- | 133157 | 90690
Carbamic acid, N-(3-isocyanatomethylphenyl)-, 2-ethylhexyl ester | 693861 | 90691
1H-3a,7-Methanoazulene, octahydro-3,8,8-trimethyl-6-methylene-, (3R,3aS,7S,8aS)- | 52910 | 90692
Acetic acid, 2-sulfo-, sodium salt (1:2) | 133140 | 90693
Benzenepropanal, 4-methoxy-.alpha.-methyl- | 133124 | 90694
L-Lysine, N6-[[(2-chlorophenyl)methoxy]carbonyl]-N2-[(1,1-dimethylethoxy)carbonyl]- | 302281 | 90695
2,7-Naphthalenedisulfonic acid, 4-amino-5-hydroxy-, sodium salt (1:1) | 133082 | 90696
1,3-Propanediamine, N1,N1-diethyl-N3-methyl- | 133066 | 90697
Acetic acid, 2-cyano-, butyl ester | 133033 | 90698
Phosphorothioic acid, O,O-diethyl O-(1,2,2,2-tetrachloroethyl) ester | 302257 | 90699
Propanamide, 3,3'-thiobis- | 133009 | 90700
Octanoic acid, 2-phenylethyl ester | 132977 | 90701
Cyclohexanecarboxylic acid, 2,4,4-trimethyl-6-oxo-, methyl ester | 302190 | 90702
Benzoic acid, 2-[4-(dibutylamino)-2-hydroxybenzoyl]- | 712505 | 90703
Spiro[isobenzofuran-1(3H),9'-[9H]xanthen]-3-one, 6'-(diethylamino)-2'-(octylamino)- | 302158 | 90704
1H-Isoindole-1,3(2H)-dione, 2-(2-oxiranylmethyl)- | 132951 | 90705
Aziridine, 1,1',1''-phosphinylidynetris- | 775726 | 90706
2-Propenoic acid, 2-[[[(3-isocyanatomethylphenyl)amino]carbonyl]oxy]ethyl ester | 302133 | 90707
Pentanoic acid, 5-bromo-, methyl ester | 132928 | 90708
1,3-Dioxane, 2-butyl-4,4,6-trimethyl- | 302091 | 90709
Heptanoic acid, 2-phenylethyl ester | 132894 | 90710
Pyridine, 2-[2-(1-piperidinyl)ethyl]- | 132860 | 90711
Cycloheptanamine | 132837 | 90712
1,7-Naphthalenedisulfonic acid, 4-[[3-[(2-chloroethyl)sulfonyl]benzoyl]amino]-5-hydroxy-6-[2-(2-sulfophenyl)diazenyl]- | 302042 | 90713
1,4-Butanedisulfonic acid, 1,4-dihydroxy-, sodium salt (1:2) | 132787 | 90714
Copper cyanide (Cu(CN)) | 52886 | 90715
Hexadecane, 1-iodo- | 52860 | 90716
Tetradecanoic acid | 52837 | 90717
Carbamimidothioic acid, (4-chlorophenyl)methyl ester, hydrochloride (1:1) | 52803 | 90718
Hexadecanamide, N-(2-hydroxyethyl)- | 52779 | 90719
1,3,5-Cycloheptatriene | 708966 | 90720
Formic acid, calcium salt (2:1) | 52746 | 90721
2-Naphthaleneethanol, 1,2,3,4-tetrahydro- | 132589 | 90722
2,4(1H,3H)-Pyrimidinedione, 5,6-diamino-1,3-dimethyl- | 132555 | 90723
Propanoic acid, 2-methyl-, 2-ethoxyethyl ester | 301796 | 90724
1H-Isoindole-1,3(2H)-dione, 4,4'-[(1-methylethylidene)bis(4,1-phenyleneoxy)]bis[2-methyl- | 301770 | 90725
1H-Isoindole-1,3(2H)-dione, 2-butyl-5-nitro- | 693838 | 90726
Phenol, 4-[(2-nitrophenyl)amino]- | 301713 | 90727
Benzoic acid, 3-methyl-2-nitro- | 132506 | 90728
7,9-Dodecadien-1-ol, 1-acetate, (7E,9Z)- | 301663 | 90729
2-Butanone, 4,4-dimethoxy- | 132472 | 90730
4-Thia-1-azabicyclo[3.2.0]heptane-2-carboxylic acid, 3,3-dimethyl-7-oxo-6-[(2-phenylacetyl)amino]- (2S,5R,6R)-, compd. with 2-(diethylamino)ethyl 4-aminobenzoate (1:1) | 1768 | 90731
Acetamide, N-(5-amino-2-methylphenyl)- | 132449 | 90732
Acetic acid, 2-chloro-2-oxo-, ethyl ester | 127449 | 90733
1-Butanol, 4-bromo-, 1-acetate | 127415 | 90734
Benzene, 1,1'-(2,2,2-trichloroethylidene)bis[4-fluoro- | 17122698 | 90735
1H-Benzimidazolium, 5,6-dichloro-1,3-diethyl-2-[2-(phenylamino)ethenyl]-, iodide (1:1) | 127399 | 90736
Benzene, (2-methoxyethenyl)- | 127365 | 90737
2H-Indol-2-one, 1,3-dihydro-3,3-bis(4-hydroxy-3-methylphenyl)- | 287623 | 90738
2H-3,1-Benzoxazine-2,4(1H)-dione, 6-chloro- | 127324 | 90739
1,3-Dioxan-5-ol, 2-(2,6-dimethyl-1,5-heptadien-1-yl)- | 127308 | 90740
Phosphonium, ethyltriphenyl-, iodide (1:1) | 127266 | 90741
2,3-Benzodioxin-1,4-dione | 127241 | 90742
Ethanol, 2,2'-iminobis-, 1,1'-dibenzoate | 287599 | 90743
2-Naphthalenol, 1-[(3E)-6-[(1S)-2,2-dimethyl-6-methylenecyclohexyl]-4-methyl-3-hexenyl]decahydro-2,5,5,8a-tetramethyl-, (1R,2R,4aS,8aS)- | 46847 | 90744
Iodonium, (4-methylphenyl)[4-[[2-[[[[3-(trifluoromethyl)phenyl]amino]carbonyl]oxy]tetradecyl]oxy]phenyl]-, (OC-6-11)-hexafluoroantimonate(1-) (1:1) | 17120858 | 90745
Retinal, 13-cis- | 46821 | 90746
Benzenamine, 4-(methylsulfonyl)-2,6-dinitro-N,N-dipropyl- | 775882 | 90747
1,4-Dioxaspiro[4.5]decane, 2-methyl- | 127068 | 90748
Olean-12-en-29-oic acid, 3-hydroxy-11-oxo-, (3.beta.,20.beta.)- | 46789 | 90749
Acetic acid, 2-amino-2-oxo- | 46771 | 90750
Phosphonic acid, diphenyl ester | 127027 | 90751
Bicyclo[3.1.0]hexan-3-ol, 4-methylene-1-(1-methylethyl)-, (1S,3R,5S)- | 46730 | 90752
2-Naphthalenecarboxamide, N-(2-ethoxyphenyl)- | 127001 | 90753
Copper, iodo(triphenylphosphine)- | 287565 | 90754
Phosphoric acid, 2-chloro-1-(2,4-dichlorophenyl)ethenyl diethyl ester | 46706 | 90755
Benzoic acid, 2,4-dihydroxy-3-methyl- | 126987 | 90756
Sulfuric acid, monododecyl ester, potassium salt (1:1) | 126953 | 90757
7-Oxabicyclo[2.2.1]heptane, 1-methyl-4-(1-methylethyl)- | 46680 | 90758
1,2-Propanediol, 3-bromo- | 688655 | 90759
Cyclopropa[d]naphthalene, 1,1a,4,4a,5,6,7,8-octahydro-2,4a,8,8-tetramethyl-, (1aS,4aS,8aS)- | 46664 | 90760
9,10-Anthracenedione, 4,8-diamino-1,5-dihydroxy-2-(4-hydroxy-3-methylphenyl)- | 126938 | 90761
Phenol, 4-amino-2-methyl-, sulfate (2:1) | 126912 | 90762
2,6-Octadienoic acid, 3,7-dimethyl-, (2E)- | 126896 | 90763
Sulfuric acid, monooctadecyl ester, ammonium salt (1:1) | 126847 | 90764
2(3H)-Benzoxazolone, 6-nitro- | 126813 | 90765
2H-3,1-Benzoxazine-2,4(1H)-dione, 6-nitro- | 126789 | 90766
Ethanamine, N,N-dimethyl-2-[1-phenyl-1-(2-pyridinyl)ethoxy]- | 17002866 | 90767
5'-Inosinic acid, sodium salt (1:2) | 126755 | 90768
2,4-Cyclohexadien-1-one, 6-diazo-2,4-dinitro- | 126722 | 90769
Benzenemethanaminium, N-ethyl-N-[4-[[4-[ethyl[(3-sulfophenyl)methyl]amino]phenyl]phenylmethylene]-2,5-cyclohexadien-1-ylidene]-3-sulfo-, inner salt, sodium salt (1:1) | 126706 | 90770
Benzenemethanol, 4-(dimethylamino)-.alpha.,.alpha.-bis[4-(dimethylamino)phenyl]- | 46631 | 90771
2-Buten-1-ol, 2-methyl- | 126680 | 90772
1-Propanamine, 3-(hexadecyloxy)- | 126664 | 90773
Silanediamine, N,N,N',N'-tetraethyl-1,1-dimethyl- | 126631 | 90774
Methanone, bis(3,4-dimethylphenyl)- | 126607 | 90775
1,4:5,8-Dimethanonaphthalene, 1,2,3,4,10,10-hexachloro-1,4,4a,5,8,8a-hexahydro-, (1R,4S,4aS,5R,8S,8aR)-rel- | 46615 | 90776
Benzenemethanesulfonic acid, .alpha.-hydroxy-, sodium salt (1:1) | 126581 | 90777
1-Hexanaminium, N,N,N-trihexyl-, perchlorate (1:1) | 126565 | 90778
1,4-Benzenedicarboxylic acid, dioctyl ester | 17124538 | 90779
1H-Isoindole-5-carboxylic acid, 2,2'-(methylenedi-4,1-phenylene)bis[2,3-dihydro-1,3-dioxo- | 126532 | 90780
9,10-Anthracenedione, 1,5-dichloro-4,8-dihydroxy- | 145474 | 90781
Propanenitrile, 3-(isooctyloxy)- | 421388 | 90782
Pyrazine, 2-methoxy-3(or 5)-methyl- | 421305 | 90783
Butanamide, 2,2'-[(3,3'-dimethoxy[1,1'-biphenyl]-4,4'-diyl)bis(2,1-diazenediyl)]bis[N-(2,4-dimethylphenyl)-3-oxo- | 145441 | 90784
Acetamide, 2,2-dichloro- | 67421 | 90785
Benzamide, 4-(1,1-dimethylethyl)-N,N-bis(2-hydroxyethyl)- | 421065 | 90786
Benzene, 1,4-bis(trichloromethyl)- | 4465 | 90787
Benzaldehyde, 4-fluoro-3-phenoxy- | 695478 | 90788
Cyclopropanecarboxylic acid, 3-(2,2-dichloroethenyl)-2,2-dimethyl-, cyano(4-fluoro-3-phenoxyphenyl)methyl ester | 420992 | 90789
2,7-Naphthalenedisulfonic acid, 3-[2-[3,3'-dimethyl-4'-[2-[4-[[(4-methylphenyl)sulfonyl]oxy]phenyl]diazenyl][1,1'-biphenyl]-4-yl]diazenyl]-4-hydroxy-5-[[(4-methylphenyl)sulfonyl]oxy]-, sodium salt (1:2) | 420885 | 90790
Butanamide, N-(6-ethoxy-2-benzothiazolyl)-3-oxo-, sodium salt (1:1) | 420869 | 90791
2-Cyclohexene-1-octanoic acid, 5(or 6)-carboxy-4-hexyl-, pentyl ester | 418590 | 90792
Guanidine, N-cyano-N-(hydroxymethyl)-, phosphate (1:1) | 418541 | 90793
Benzothiazolium, 2-[4-(dimethylamino)phenyl]-3,6-dimethyl-, benzoate (1:1) | 418038 | 90794
Benzenamine, 4,4'-[1,2-ethanediylbis(oxy)]bis[N-(1,3-dimethylbutyl)- | 418012 | 90795
1H-Isoindole-1,3(2H)-dione, 2-(cyclohexylthio)hexahydro-, (3aR,7aS)-rel- | 417998 | 90796
2-Naphthalenesulfonic acid, 3-[[5-hydroxy-2-[(4-hydroxyphenyl)sulfonyl]phenyl]methyl]- | 417964 | 90797
1-Propanaminium, 3-[[(1,1,2,2,3,3,4,4,5,5,6,6,7,7,8,8,8-heptadecafluorooctyl)sulfonyl]amino]-N,N,N-trimethyl-, iodide, ammonium salt (1:1:1) | 417899 | 90798
1H-Imidazolium, 1-ethyl-2-heptadecyl-4,5-dihydro-3-[2-[(1-oxooctadecyl)amino]ethyl]-, ethyl sulfate (1:1) | 417865 | 90799
1-Naphthalenesulfonic acid, 4-[2-(4-amino-7-sulfo-1-naphthalenyl)diazenyl]-, sodium salt (1:2) | 417840 | 90800
Propanenitrile, 3-[[2-(1-piperazinyl)ethyl]amino]- | 417816 | 90801
4,7,10,13,16-Pentaazanonadecane-2,18-diol | 417782 | 90802
Bicyclo[3.1.1]hept-2-ene-2-ethanol, 6,6-dimethyl-, 2-formate | 417758 | 90803
1-Dodecanaminium, N-(carboxymethyl)-N,N-dimethyl-, inner salt | 67371 | 90804
1-Undecene, 11,11-bis[[3,7-dimethyl-6(or 7)-octen-1-yl]oxy]- | 417337 | 90805
9-Octadecenoic acid (9Z)-, 1,1'-[1,2-ethanediylbis[[(2-hydroxypropyl)imino](1-methyl-2,1-ethanediyl)]] ester | 417295 | 90806
Benzeneacetamide, N-methyl- | 145417 | 90807
2-Butenedioic acid (2Z)-, 1,1'-(dibutylstannylene) 4,4'-diisopentadecyl ester | 415109 | 90808
Undecane, 2,2-dimethoxy- | 414508 | 90809
7-Benzofurandiazonium, 2,3-dihydro-2,2-dimethyl-, sulfate (2:1) | 414474 | 90810
1-Pentanol, 4-methyl-, 1-(hydrogen sulfate), sodium salt (1:1) | 414441 | 90811
Hexadecanoic acid, 1,1'-[(dibutylstannylene)bis(thio-2,1-ethanediyl)] ester | 414425 | 90812
Nonanoic acid, 1,1'-[(dimethylstannylene)bis(thio-2,1-ethanediyl)] ester | 414409 | 90813
1,2-Propanediol, 3,3'-[(dibutylstannylene)bis(thio)]bis- | 414383 | 90814
Nonanoic acid, 1,1',1''-[(butylstannylidyne)tris(thio-2,1-ethanediyl)] ester | 414367 | 90815
Butanedioic acid, 2-sulfo-, 1-[2-[[(9Z)-1-oxo-9-octadecen-1-yl]amino]ethyl] ester, sodium salt, compd. with 2,2',2''-nitrilotris[ethanol] (1:1:1) | 414326 | 90816
1-Octadecanol, 9,10-dibromo-, 1,1'-(hydrogen phosphate), calcium salt (2:1) | 414300 | 90817
1,3-Benzenedicarboxylic acid, compd. with 1-phenyl-1H-imidazole (1:2) | 414276 | 90818
Carbamimidothioic acid, 2-buten-1-yl ester, hydrochloride (1:1) | 414250 | 90819
Glycine, N-[2-(carboxymethoxy)ethyl]-N-[2-[(1-oxodecyl)amino]ethyl]-, sodium salt (1:2) | 414227 | 90820
Ethanaminium, N,N-bis(carboxymethyl)-N-(2-hydroxyethyl)-2-[(1-oxodecyl)amino]-, sodium salt (1:2) | 414193 | 90821
Glycine, N-(2-hydroxyethyl)-N-[2-[(1-oxooctadecyl)amino]ethyl]-, sodium salt (1:1) | 414177 | 90822
Glycine, N-[2-[(2-hydroxyethyl)(1-oxododecyl)amino]ethyl]-N-(2-hydroxy-3-sulfopropyl)-, sodium salt (1:2) | 414151 | 90823
1-Pentanesulfonamide, 1,1,2,2,3,3,4,4,5,5,5-undecafluoro-N-methyl- | 414136 | 90824
1-Propanaminium, 3-[[(1,1,2,2,3,3,4,4,5,5,6,6,7,7,8,8,8-heptadecafluorooctyl)sulfonyl](3-sulfopropyl)amino]-N-(2-hydroxyethyl)-N,N-dimethyl-, inner salt | 414110 | 90825
14H-Benz[4,5]isoquino[2,1-a]perimidin-14-one | 145391 | 90826
Phosphorothioic acid, O,O-dimethyl O-[2-(methylthio)ethyl] ester | 17122847 | 90827
Retinol | 4432 | 90828
Ethanone, 1-[5(or 6)-methyl-7(or 8)-(1-methylethyl)bicyclo[2.2.2]oct-5-en-2-yl]- | 413922 | 90829
Benzenesulfonic acid, 4-chloro-, iron(3+) salt (3:1) | 413781 | 90830
1,2,3,5-Benzenetetracarbonyl tetrachloride | 413765 | 90831
1-Heptanesulfonamide, 1,1,2,2,3,3,4,4,5,5,6,6,7,7,7-pentadecafluoro-N-methyl- | 413732 | 90832
1-Nonanesulfonic acid, 1,1,2,2,3,3,4,4,5,5,6,6,7,7,8,8,9,9,9-nonadecafluoro- | 413716 | 90833
1-Butanesulfonic acid, 1,1,2,2,3,3,4,4,4-nonafluoro-, ammonium salt (1:1) | 413690 | 90834
1-Hexanesulfonic acid, 1,1,2,2,3,3,4,4,5,5,6,6,6-tridecafluoro-, ammonium salt (1:1) | 413674 | 90835
Acetic acid, 2,2'-[[4,4'-bis[2-[1-hydroxy-6-[[4-[[(2-methoxyethoxy)carbonyl]amino]phenyl]amino]-3-sulfo-2-naphthalenyl]diazenyl][1,1'-biphenyl]-3,3'-diyl]bis(oxy)]bis-, sodium salt (1:2) | 413633 | 90836
1-Propanaminium, N-(2-amino-2-oxoethyl)-N,N-dimethyl-3-[(1-oxododecyl)amino]-, chloride (1:1) | 413609 | 90837
3H-Pyrazol-3-one, 4-amino-1,2-dihydro-1,5-dimethyl-2-phenyl-, phosphate (1:1) | 413567 | 90838
1,3-Dioxane, 2-(2,6-dimethyl-1,5-heptadien-1-yl)-4,4,6-trimethyl- | 413534 | 90839
Phenol, 3-(diethylamino)-, sulfate (2:1) | 412924 | 90840
1,2-Benzenediamine, 4-nitro-, sulfate (1:1) | 412908 | 90841
Phenol, 3-(ethylamino)-4-methyl-, sulfate (2:1) | 412874 | 90842
9,10-Anthracenedione, 1,4-bis[(2,4-dimethylphenyl)amino]- | 412858 | 90843
1-Heptanesulfonamide, N-ethyl-1,1,2,2,3,3,4,4,5,5,6,6,7,7,7-pentadecafluoro-N-[3-(trimethoxysilyl)propyl]- | 412833 | 90844
1-Octanesulfonamide, 1,1,2,2,3,3,4,4,5,5,6,6,7,7,8,8,8-heptadecafluoro-N-(4-hydroxybutyl)-N-methyl- | 412817 | 90845
Butanamide, N-[4-chloro-3-[[4,5-dihydro-5-oxo-1-(2,4,6-trichlorophenyl)-1H-pyrazol-3-yl]amino]phenyl]-2-(3-pentadecylphenoxy)- | 412791 | 90846
Cobaltate(1-), [N-[8-[2-[5-(aminosulfonyl)-2-(hydroxy-.kappa.O)phenyl]diazenyl-.kappa.N1]-7-(hydroxy-.kappa.O)-1-naphthalenyl]acetamidato(2-)][3-[2-[4,5-dihydro-3-methyl-5-(oxo-.kappa.O)-1-phenyl-1H-pyrazol-4-yl]diazenyl-.kappa.N1]-4-(hydroxy-.kappa.O)benzenesulfonamidato(2-)]-, hydrogen (1:1) | 412601 | 90847
2-Cyclobuten-1-one, 2,4,4-trichloro-3-(4-morpholinyl)- | 412452 | 90848
Benzen-2,3,5,6-d4-amine-d2, 4-nitro- | 412411 | 90849
2,5-Pyrrolidinedione, 1-(2-hydroxy-2-phenylethyl)- | 412395 | 90850
Propanenitrile, 3-(tridecyloxy)- | 412361 | 90851
Naphtho[1,2-d]thiazolium, 2-[3-(3-ethyl-5-methyl-2(3H)-benzothiazolylidene)-2-(2-furanyl)-1-propen-1-yl]-1-(3-sulfopropyl)-, inner salt | 412346 | 90852
Pentanedioic acid, compd. with N,N-diethylcyclohexanamine (1:2) | 412312 | 90853
2,3-Quinoxalinediamine, N2,N3-di-2-propen-1-yl-, 4-methylbenzenesulfonate (1:1) | 412296 | 90854
Benzothiazolium, 2-[2-methyl-3-[3-(3-sulfopropyl)-2(3H)-benzothiazolylidene]-1-propen-1-yl]-3-(3-sulfopropyl)-, inner salt, compd. with N,N-diethylethanamine (1:1) | 412270 | 90855
Spiro[1,3-benzodioxole-2,1'-cyclohexane], 5,6-dinitro- | 412254 | 90856
Benzoic acid, 2-[[[2,4(or 3,5)-dimethyl-3-cyclohexen-1-yl]methyl]amino]-, ethyl ester | 411900 | 90857
1-Oxaspiro[5.5]undecene, 4-methyl- | 411876 | 90858
Neodecanoic acid, lanthanum(3+) salt (3:1) | 411843 | 90859
tert-Hexadecanethiol, gold(3+) salt (3:1) | 411827 | 90860
2-Naphthalenecarboxamide, N-(5-chloro-2-methylphenyl)-3-hydroxy-4-[2-[2-methoxy-5-[(phenylamino)carbonyl]phenyl]diazenyl]- | 411629 | 90861
1-Propen-2-ol, 1,1',1''-(1,3,5-trithiane-2,4,6-triyl)tris- | 411611 | 90862
1-Naphthalenesulfonic acid, 7-[(4-aminobenzoyl)amino]-3-hydroxy- | 411561 | 90863
Benzenesulfonic acid, 2-amino-, phenyl ester | 411546 | 90864
1-Naphthalenesulfonic acid, 7-[4,5-dihydro-3-methyl-5-oxo-4-(2-phenyldiazenyl)-1H-pyrazol-1-yl]-3-hydroxy- | 411520 | 90865
2-Naphthalenesulfonic acid, 7-amino-4-hydroxy-3-[2-[4-[2-(4-sulfophenyl)diazenyl]phenyl]diazenyl]-, ammonium salt (1:2) | 411272 | 90866
1,3-Benzenediol, 4-[2-[4-[2-(2,4-dimethylphenyl)diazenyl]-2-methoxyphenyl]diazenyl]-6-[2-[4-[2-(2-methoxyphenyl)diazenyl]-2,5-dimethylphenyl]diazenyl]- | 411256 | 90867
1,3-Benzenediol, 4,6-bis[2-[2-methoxy-4-[2-(2-methoxyphenyl)diazenyl]phenyl]diazenyl]- | 411249 | 90868
6-Dodecyne-5,8-diol, 2,5,8,11-tetramethyl- | 411223 | 90869
Formic acid, compd. with 1,4-diazabicyclo[2.2.2]octane (1:?) | 411199 | 90870
9,10-Anthracenedione, 1-(butylamino)-4-(methylamino)- | 411173 | 90871
Methanesulfonic acid, 1-[(3-chloro-2-methylphenyl)amino]-, sodium salt (1:1) | 411157 | 90872
2-Naphthalenecarboxylic acid, 4,4'-methylenebis[3-hydroxy-, potassium salt (1:2) | 410860 | 90873
2-Naphthalenecarboxylic acid, 4,4'-methylenebis[3-hydroxy-, cesium salt (1:2) | 410845 | 90874
19-Norpregn-4-en-20-yn-3-one, 17-hydroxy-, (17.alpha.)- | 17002130 | 90875
2,7-Naphthalenedisulfonic acid, 5-amino-3-[2-[4'-[2-(7-amino-1-hydroxy-3-sulfo-2-naphthalenyl)diazenyl][1,1'-biphenyl]-4-yl]diazenyl]-4-hydroxy-, sodium salt (1:2) | 410605 | 90876
Methanesulfonamide, N-[2-[ethyl(3-methyl-4-nitrosophenyl)amino]ethyl]-, hydrochloride (1:1) | 410589 | 90877
Acetamide, N-[2-[2-(2-cyano-6-iodo-4-nitrophenyl)diazenyl]-5-(diethylamino)-4-methoxyphenyl]- | 410563 | 90878
Benzene, 2-bromo-1,5-diethyl-3-methyl- | 410522 | 90879
Carbamic acid, N-(7-hydroxy-1-naphthalenyl)-, ethyl ester | 410506 | 90880
3,6,9,12,15,18,21,24,27-Nonaoxanonacosan-1-ol, 29-(2,4-dipentylphenoxy)- | 410480 | 90881
Carbamimidothioic acid, (7-hydroxy-5-methyl[1,2,4]triazolo[1,5-a]pyrimidin-2-yl)methyl ester, hydrochloride (1:1) | 409979 | 90882
1-Octanol, 3,7-dimethyl-, 1-formate | 409953 | 90883
1,7-Anthracenedisulfonic acid, 9,10-dihydro-9,10-dioxo-, sodium salt (1:2) | 409896 | 90884
1,3-Benzenediol, 4-[2-(2,5-dimethylphenyl)diazenyl]-2-[2-(2-methylphenyl)diazenyl]- | 409862 | 90885
9,10-Anthracenedione, 1-amino-8-[(2,4-dibromophenyl)amino]-4,5-dihydroxy- | 409847 | 90886
2-Cyclohexen-1-one, 3-amino-2-hydroxy-4,4,6,6-tetramethyl-, hydrochloride (1:1) | 409169 | 90887
1-Butanol, 2,2-bis[(2-propen-1-yloxy)methyl]- | 67355 | 90888
Mercury, (acetato-.kappa.O)diamminephenyl-, (T-4)- | 409110 | 90889
9,12-Octadecadienoic acid, 12-sulfo-, (9Z)- | 408989 | 90890
1,2,3-Propanetricarboxylic acid, 2-hydroxy-, ammonium iron(3+) manganese(2+) zinc salt (1:?:?:?:?) | 408948 | 90891
Quinoline, 6(or 8)-(2-methylpropyl)- | 408369 | 90892
1,1'-Biphenyl, 2,3',4,5,5'-pentachloro- | 695445 | 90893
1,3-Propanediamine, N1-[3-(tetradecyloxy)propyl]-, acetate (1:?) | 408260 | 90894
2-Naphthalenesulfonic acid, 7-(acetylamino)-4-hydroxy-3-[2-[4-[[2-(sulfooxy)ethyl]sulfonyl]phenyl]diazenyl]- | 408211 | 90895
Benzenesulfonic acid, 3-chloro-4-methyl-5-nitro- | 408104 | 90896
Phosphoric acid, butyl 2-ethoxyethyl ester | 405555 | 90897
1,2,4-Benzenetricarboxylic acid, isooctyl ester | 405480 | 90898
Silicic acid (H4SiO4), tetramethyl ester | 67322 | 90899
Octadecanoic acid, 12-(acetyloxy)-, calcium salt (2:1) | 405423 | 90900
Silicic acid (H4SiO4), ethyl trihexadecyl ester | 405365 | 90901
Cyclohexanesulfonic acid, decafluoro(trifluoromethyl)-, potassium salt (1:1) | 404897 | 90902
Cyclohexanesulfonic acid, nonafluorobis(trifluoromethyl)-, potassium salt (1:1) | 404855 | 90903
Cyclohexanesulfonyl fluoride, nonafluorobis(trifluoromethyl)- | 404848 | 90904
2,5-Cyclohexadien-1-one, 2-chloro-4-[[4-(diethylamino)-2-methylphenyl]imino]- | 404798 | 90905
Diphosphoric acid, dimethyl ester | 404772 | 90906
Benzenediazonium, 4-(hexahydro-1H-azepin-1-yl)-, (T-4)-tetrachlorozincate(2-) (2:1) | 404608 | 90907
Benzamide, 4-[2-(2-hydroxy-1-naphthalenyl)diazenyl]-N-[4-[2-(2-hydroxy-1-naphthalenyl)diazenyl]phenyl]- | 404582 | 90908
Benzenesulfonic acid, 2,2'-(1,2-ethenediyl)bis[5-[[4-[bis(2-hydroxyethyl)amino]-6-[(4-sulfophenyl)amino]-1,3,5-triazin-2-yl]amino]-, potassium sodium salt (1:2:2) | 404566 | 90909
Ethanone, 1-(1,2,3,4,6,7,8,8a-octahydro-2,3,8,8-tetramethyl-2-naphthalenyl)- | 404533 | 90910
1H-Pyrazole, 3-chloro-5-methyl-4-nitro- | 17125246 | 90911
3-Undecen-2-one, 10-hydroxy-3,6,10-trimethyl- | 401406 | 90912
9-Undecen-2-one, 4-hydroxy-3,6,10-trimethyl- | 401372 | 90913
Quinoline, 6-(1,1-dimethylethyl)- | 401349 | 90914
Propanoic acid, 2-(1-naphthalenyloxy)-, sodium salt (1:1) | 401315 | 90915
Benzeneundecanoic acid, phenylmethyl ester | 401281 | 90916
Benzeneoctadecanoic acid, 2-phenoxyethyl ester | 401265 | 90917
Octanoic acid, 2,2,3,3,4,4,5,5,6,6,7,7,8,8,8-pentadecafluoro-, chromium(3+) salt (3:1) | 401232 | 90918
4-Oxazolemethanol, 4-ethyl-2-(8-heptadecen-1-yl)-4,5-dihydro- | 401190 | 90919
Propanenitrile, 3-(2-butoxyethoxy)- | 401174 | 90920
Benzene, 1,1'-[(3,7-dimethyl-6-octen-1-ylidene)bis(oxy-2,1-ethanediyl)]bis- | 400754 | 90921
3-Butenal, 2,3-dimethyl-4-(2,6,6-trimethyl-2-cyclohexen-1-yl)- | 400721 | 90922
9,10-Anthracenedione, 1,5(or 1,8)-diamino-2-bromo-4,8(or 4,5)-dihydroxy- | 399410 | 90923
Spiro[isobenzofuran-1(3H),9'-[9H]xanthen]-3-one, 6'-(diethylamino)-2'-[[3-(trifluoromethyl)phenyl]amino]- | 399378 | 90924
Benzenemethanaminium, N,N-dimethyl-3-sulfo-N-(3-sulfophenyl)-, inner salt, calcium salt (2:1) | 399345 | 90925
Propanamide, N-[2-[2-(2-cyano-6-iodo-4-nitrophenyl)diazenyl]-5-(dimethylamino)phenyl]- | 399170 | 90926
3H-Indolium, 1,3,3-trimethyl-2-[[2-methyl-2-(4-phenoxyphenyl)hydrazinylidene]methyl]-, chloride (1:1) | 399154 | 90927
Phenazinium, 3-[[4-[(2-cyanoethyl)ethylamino]phenyl]azo]-7-(diethylamino)-5-phenyl-, chloride (1:1) | 399121 | 90928
Benzothiazolium, 2-[2-[4-(diethylamino)phenyl]diazenyl]-6-ethoxy-3-ethyl-, chloride (1:1) | 399113 | 90929
L-glycero-L-ido-Heptonic acid, cyclic 5,6-ester with boric acid (H3BO3), sodium salt (1:2) | 399097 | 90930
Octadecanoic acid, 2-(2-heptadecyl-4,5-dihydro-1H-imidazol-1-yl)ethyl ester, acetate (1:1) | 399063 | 90931
Ethanaminium, 2-hydroxy-N,N-dimethyl-N-[2-[(1-oxooctadecyl)amino]ethyl]-, methyl sulfate (1:1) | 398909 | 90932
9-Octadecenoic acid (9Z)-, 2-ethoxyethyl ester | 398867 | 90933
1,2,3-Propanetricarboxylic acid, 2-hydroxy-, ammonium zinc salt (1:?:?) | 398826 | 90934
Benzoxazolium, 3-(2-carboxyethyl)-2-[3-[3-(2-carboxyethyl)-2(3H)-benzoxazolylidene]-1-propen-1-yl]-, inner salt | 398784 | 90935
Chromate(2-), bis[2-[2-[6-amino-1-(hydroxy-.kappa.O)-3-sulfo-2-naphthalenyl]diazenyl-.kappa.N1]benzoato(3-)-.kappa.O]-, hydrogen (1:2) | 398636 | 90936
Cyclopentanone, 2-(3,7-dimethyl-2,6-octadien-1-yl)- | 398602 | 90937
Propanoic acid, 2-oxo-, (3Z)-3-hexen-1-yl ester | 398578 | 90938
2-Naphthalenecarboxamide, 4-[2-(4-chloro-2-methylphenyl)diazenyl]-3-hydroxy-N-(2-methylphenyl)- | 398222 | 90939
Octanamide, N-[2-[[2-[[2-[(2-aminoethyl)amino]ethyl]amino]ethyl]amino]ethyl]- | 398198 | 90940
Octadecanoic acid, (4-ethyl-2-heptadecyl-4,5-dihydro-4-oxazolyl)methyl ester | 398172 | 90941
Ethanesulfonic acid, 2,2'-[(3,3'-dichloro[1,1'-biphenyl]-4,4'-diyl)bis(1-methyl-2-triazene-3,1-diyl)]bis-, sodium salt (1:2) | 398149 | 90942
Benzoic acid, 2-[3-(2,4-dichlorophenyl)-1-ethyl-2-triazenyl]-5-sulfo-, sodium salt (1:2) | 398123 | 90943
Decanoic acid, ester with 2,2-bis(hydroxymethyl)-1,3-propanediol 2-ethylhexanoate octanoate | 395293 | 90944
Butanoic acid, 4-(octadecylamino)-4-oxosulfo-, ammonium salt (1:2) | 395145 | 90945
Benzene, 1-(chloromethyl)-3(or 4)-[2-(trimethoxysilyl)ethyl]- | 395129 | 90946
2-Cyclohexene-1-octanoic acid, 5(or 6)-carboxy-4-hexyl-, sodium salt (1:?) | 395095 | 90947
2-Cyclohexene-1-octanoic acid, 5(or 6)-carboxy-4-hexyl-, potassium salt (1:?) | 395079 | 90948
2-Propanol, 1,1'-[[[2-(3-chloro-2-hydroxypropoxy)phenyl]methylene]bis(4,1-phenyleneoxy)]bis[3-chloro- | 394940 | 90949
1,2-Benzenedicarboxylic acid, 4,4'-carbonylbis-, rubidium salt (1:4) | 394924 | 90950
1,2-Benzenedicarboxylic acid, 4,4'-carbonylbis-, cesium salt (1:4) | 394916 | 90951
1,2-Benzenedicarboxylic acid, 4,4'-carbonylbis-, magnesium salt (1:2) | 394890 | 90952
Benzoxazolium, 3-(2-carboxyethyl)-2-[2-(phenylamino)ethenyl]-, bromide (1:1) | 394866 | 90953
Phosphoric acid, diisooctyl ester, compd. with 2,2',2''-nitrilotris[ethanol] (1:1) | 394007 | 90954
Benzenesulfonic acid, 3-dodecyl-, compd. with 2-aminoethanol (1:1) | 393892 | 90955
Benzenesulfonic acid, 5-methoxy-2-[(9Z)-9-octadecen-1-ylamino]-, sodium salt (1:1) | 393850 | 90956
2,7-Naphthalenedisulfonic acid, 5-(acetylamino)-4-hydroxy-3-[2-(3-phosphonophenyl)diazenyl]-, sodium salt (1:2) | 393819 | 90957
4-Decanol, 4-(dihydrogen phosphate) | 393629 | 90958
Ethanaminium, 2-cyano-N-[2-[(2-cyanoethyl)amino]ethyl]-N-ethyl-N-[2-[(1-oxooctadecyl)amino]ethyl]-, ethyl sulfate (1:1) | 393603 | 90959
1,8-Pyrenedione, 2,7-dibromo-3,6-dihydroxy- | 393579 | 90960
Formic acid, compd. with 4-(2-phenyldiazenyl)-1,3-benzenediamine (2:1) | 393439 | 90961
Benzenesulfonic acid, 2,5-dichloro-4-[4,5-dihydro-3-methyl-5-oxo-4-(2-phenyldiazenyl)-1H-pyrazol-1-yl]-, compd. with 2-ethyl-N-(2-ethylhexyl)-1-hexanamine (1:1) | 393413 | 90962
Glycine, N-tridecyl- | 393363 | 90963
Octadecanamide, N,N'-[iminobis(2,1-ethanediylimino-2,1-ethanediyl)]bis-, acetate (1:2) | 393314 | 90964
1,2,4-Benzenetricarboxylic acid, monotridecyl ester | 393298 | 90965
Ethanone, 2,2-bis(1-methylpropoxy)-1-phenyl- | 393223 | 90966
Cyclopropanecarboxylic acid, 3-(2-chloro-3,3,3-trifluoro-1-propenyl)-2,2-dimethyl-, cyano(3-phenoxyphenyl)methyl ester | 392688 | 90967
2-Propenoic acid, 2-[methyl[(1,1,2,2,3,3,4,4,5,5,6,6,7,7,7-pentadecafluoroheptyl)sulfonyl]amino]ethyl ester | 392654 | 90968
Phenol, 2,4(or 2,6)-bis(phenylmethyl)- | 392589 | 90969
1-Penten-3-one, 1-(2,6,6-trimethyl-2-cyclohexen-1-yl)-, dihydro deriv. | 392548 | 90970
Thiazolium, 4-methyl-2-[3-[4-methyl-3-(phenylmethyl)-2(3H)-thiazolylidene]-1-propen-1-yl]-3-(phenylmethyl)-, bromide (1:1) | 392423 | 90971
Phenol, 2,4,6-tribromo-, aluminum salt (3:1) | 392373 | 90972
Phenol, 2,3,4,5,6-pentabromo-, aluminum salt (3:1) | 392365 | 90973
1,3-Naphthalenedisulfonic acid, 4-amino-6-[2-[4'-[2-(1,8-dihydroxy-3,6-disulfo-2-naphthalenyl)diazenyl]-3,3'-dimethoxy[1,1'-biphenyl]-4-yl]diazenyl]-5-hydroxy-, sodium salt (1:4) | 392308 | 90974
1,3-Naphthalenedisulfonic acid, 4-amino-5-hydroxy-6-[2-[4'-[2-(2-hydroxy-3,6-disulfo-1-naphthalenyl)diazenyl]-3,3'-dimethoxy[1,1'-biphenyl]-4-yl]diazenyl]-, sodium salt (1:4) | 392282 | 90975
Butanedioic acid, 2-mercapto-, 1,4-bis(3-methylbutyl) ester | 392126 | 90976
1,3-Dioxolane-2-propanoic acid, 2-(phenylmethyl)-, methyl ester | 392092 | 90977
Ethanol, 2-[[4-[2-(6-methoxy-2-benzothiazolyl)diazenyl]phenyl]methylamino]- | 392076 | 90978
3-Dodecenal | 391722 | 90979
Benzeneacetaldehyde, 4-ethyl- | 391698 | 90980
1-Aziridineacetic acid, .alpha.-ethyl-, methyl ester | 391664 | 90981
1H-Imidazole-1-ethanamine, 2-(8-heptadecen-1-yl)-4,5-dihydro-, acetate (1:1) | 391631 | 90982
1H-Imidazole-1-ethanamine, 2-(8-heptadecen-1-yl)-4,5-dihydro-, 2-hydroxy-1,2,3-propanetricarboxylate (1:1) | 391615 | 90983
Azulene, 1,2,3,4,5,6,7,8-octahydro-1,4-dimethyl-7-(1-methylethylidene)-, monoepoxide | 388777 | 90984
Tetradecanoic acid, 2,2,3,3,4,4,5,5,6,6,7,7,8,8,9,9,10,10,11,11,12,12,13,14,14,14-hexacosafluoro-13-(trifluoromethyl)-, compd. with ethanamine (1:1) | 388454 | 90985
Cyclohexanamine, N-cyclohexyl-, phosphate (3:1) | 388199 | 90986
1,3-Pentanediol, 2,2,4-trimethyl-, 1,3-dibenzoate | 388082 | 90987
Benzeneacetic acid, .alpha.-imino-3,4-dimethoxy-, ethyl ester, hydrochloride (1:1) | 388058 | 90988
1,4-Benzenediamine, 2,5-diethoxy-N1-ethyl- | 388025 | 90989
Pyrrolidine, 1-(2-ethoxy-5-methyl-4-nitrophenyl)- | 388009 | 90990
Acetamide, N-(2,5-diethoxy-4-nitrophenyl)-N-ethyl- | 387977 | 90991
Benzene, 1,4-dibutoxy-2-chloro- | 387951 | 90992
Benzenamine, 2,5-diethoxy-N,N-diethyl-4-nitro- | 387928 | 90993
Hexanedioic acid, 1-(2-ethylhexyl) 6-isodecyl ester | 387894 | 90994
1,2,3-Propanetricarboxylic acid, 2-hydroxy-, sodium salt (1:3) | 4382 | 90995
4,7-Methano-1H-indenemethanol, octahydro-, formate | 387803 | 90996
2-Dodecenenitrile, 4-methyl- | 387779 | 90997
Benzene, [2-(1-methylethoxy)ethyl]- | 387514 | 90998
Propanoic acid, 2,2-dimethyl-, 3a,4,5,6,7,7a-hexahydro-4,7-methano-1H-inden-6-yl ester | 387480 | 90999
Cyclohexanol, 4-(1,1-dimethylethyl)-, 1-formate | 387464 | 91000
Propanoic acid, 2-methyl-, 3a,4,5,6,7,7a-hexahydro-4,7-methano-1H-inden-6-yl ester | 387431 | 91001
1-Hexanol, 3,5,5-trimethyl-, 1-propanoate | 387407 | 91002
Benzoic acid, 2-[[[3-(4-hydroxy-4-methylpentyl)-3-cyclohexen-1-yl]methylene]amino]-, methyl ester | 387381 | 91003
1-Propene, 3-[2-(2-methoxypropoxy)propoxy]- | 387357 | 91004
Nonanoic acid, 2,2,4-trichloro-, ethyl ester | 387324 | 91005
Bicyclo[7.2.0]undeca-2,5-diene-2-ethanol, 6,10,10-trimethyl- | 387290 | 91006
1H-Imidazolium, 4,5-dihydro-1-(2-hydroxyethyl)-3-(2-hydroxy-3-sulfopropyl)-2-undecyl-, inner salt, sodium salt (1:1) | 387274 | 91007
Tetradecanoyl fluoride, 2,2,3,3,4,4,5,5,6,6,7,7,8,8,9,9,10,10,11,11,12,12,13,14,14,14-hexacosafluoro-13-(trifluoromethyl)- | 385054 | 91008
Benzenediazonium, 4-(hexahydro-1H-azepin-1-yl)-, trichlorozincate(1-) (1:1) | 384933 | 91009
Benzenediazonium, 3-chloro-4-(cyclohexylmethylamino)-, (T-4)-tetrachlorozincate(2-) (2:1) | 384909 | 91010
Nickelate(3-), [N,N-bis[(phosphono-.kappa.O)methyl]glycinato(5-)-.kappa.N,.kappa.O]-, ammonium (1:3), (T-4)- | 384875 | 91011
Phenol, bis(1,1-dimethylethyl)dodecyl- | 384842 | 91012
2-Naphthalenecarboxamide, 3-hydroxy-N-2-naphthalenyl-, sodium salt (1:1) | 384792 | 91013
Aluminum, di-.mu.-chlorochlorotris(dimethyl orthoborato-.kappa.O'')di- | 384602 | 91014
Pyridinium, 3-carboxy-1-[2-hydroxy-3-[4-(hydroxysulfomethyl)-2-methoxyphenoxy]propyl]-, inner salt, sodium salt (1:1) | 384412 | 91015
2-Naphthalenecarboxamide, 4-[2-[5-(aminocarbonyl)-2-methoxyphenyl]diazenyl]-3-hydroxy-N-phenyl- | 384396 | 91016
Propanoic acid, 2-hydroxy-, compd. with N-[2-[(2-hydroxyethyl)amino]ethyl]octadecanamide (1:1) | 384362 | 91017
1,3-Benzenediamine, 4-ethoxy-, sulfate (1:1) | 384339 | 91018
Benzene, 2-(chloromethyl)-1-(1-methylpropyl)-4-nitro- | 384305 | 91019
Butanedioic acid, 2-(2-octadecen-1-yl)- | 384289 | 91020
Benzenediazonium, 3-methyl-4-(1-pyrrolidinyl)-, hexafluorophosphate(1-) (1:1) | 384255 | 91021
Benzenediazonium, 2,5-dibutoxy-4-(4-morpholinyl)-, hexafluorophosphate(1-) (1:1) | 384230 | 91022
1H-Pyrido[2,3-b]indol-2-amine, 3-methyl- | 17001454 | 91023
Spiro[isobenzofuran-1(3H),9'-[9H]xanthen]-3-one, 2'-amino-6'-(diethylamino)-3'-methoxy- | 383315 | 91024
1,2-Benzenedicarboxylic acid, 4-sulfo-, 2-dodecyl ester, sodium salt (1:2) | 383281 | 91025
Benzenesulfonamide, 3-(4,5-dihydro-3-methyl-5-oxo-1H-pyrazol-1-yl)-N-(2-hydroxyethyl)- | 383257 | 91026
Benzenesulfonamide, N-(2-hydroxyethyl)-2-methyl-5-nitro- | 383232 | 91027
Benzoic acid, 2-[[(4-chloro-3-nitrophenyl)sulfonyl]amino]- | 383216 | 91028
Benzenesulfonic acid, 5-chloro-2-[2-(2-hydroxy-1-naphthalenyl)diazenyl]-4-methyl-, calcium salt (2:1) | 381855 | 91029
1,5-Naphthalenedisulfonic acid, 3-[2-(2-hydroxy-1-naphthalenyl)diazenyl]-, barium salt (1:1) | 381848 | 91030
Phenol, 2,4,6-tribromo-, 1,1'-carbonate | 381822 | 91031
Phenol, 2,2'-[(3,3'-dimethyl[1,1'-biphenyl]-4,4'-diyl)bis(2,1-diazenediyl)]bis[4-nonyl- | 381772 | 91032
Cyclopropanamine, N-methyl-N-propyl- | 381715 | 91033
Acetic acid, 2-[2-[2-(hexyloxy)ethoxy]ethoxy]-, sodium salt (1:1) | 381681 | 91034
2,4-Pentanediamine, N4-cyclohexyl-2-methyl-N2-(2-methylpropyl)- | 381665 | 91035
1-Propanol, 3-[(2-amino-4,5-dichlorophenyl)amino]- | 381632 | 91036
Acetamide, N-[2-(tetradecyloxy)phenyl]- | 381616 | 91037
2-Naphthalenecarboxamide, 3-hydroxy-4-[2-(2-methoxy-5-nitrophenyl)diazenyl]-N-(2-methoxyphenyl)- | 381582 | 91038
2-Naphthalenecarboxamide, N-(5-chloro-2-methoxyphenyl)-3-hydroxy-4-[2-[2-methoxy-5-[(phenylamino)carbonyl]phenyl]diazenyl]- | 381566 | 91039
Phenol, 2,6-dimethyl-4-nonyl- | 381541 | 91040
1,3-Dioxacyclotridecan-2-one | 381517 | 91041
Poly(oxy-1,2-ethanediyl), .alpha.-hexyl-.omega.-hydroxy-, phosphate | 380634 | 91042
1-Phenanthrenecarboxylic acid, 1,2,3,4,4a,4b,5,6,10,10a-decahydro-1,4a-dimethyl-7-(1-methylethyl)-, zinc salt (2:1), (1R,4aR,4bR,10aR)- | 145326 | 91043
1,2,3-Butanetrione, 1-phenyl-, 2-oxime | 145284 | 91044
2-Cyclohexene-1-octanoic acid, 5-[[(2-ethylhexyl)oxy]carbonyl]-4-hexyl-, 2-ethylhexyl ester | 379305 | 91045
1H-Imidazole-1-ethanamine, 2-heptadecyl-N-[2-(2-heptadecyl-4,5-dihydro-1H-imidazol-1-yl)ethyl]-4,5-dihydro-, acetate (1:1) | 379289 | 91046
Carbamic acid, N-(hydroxymethyl)-, 2-methylpropyl ester | 379263 | 91047
2-Butenedioic acid (2Z)-, 1-[2-[(2-hydroxyethyl)[(9Z)-1-oxo-9-octadecen-1-yl]amino]ethyl] ester, compd. with 2,2'-iminobis[ethanol] (1:1) | 379230 | 91048
1-Pentanol, 4-methyl-, 1,1'-(hydrogen phosphate), compd. with 2,2',2''-nitrilotris[ethanol] (1:1) | 379214 | 91049
Octadecanamide, N-[2-[[2-[[2-[(2-aminoethyl)amino]ethyl]amino]ethyl]amino]ethyl]-, acetate (1:1) | 379198 | 91050
2-Cyclohexene-1-octanoic acid, 5-[[(2-ethylhexyl)oxy]carbonyl]-4-hexyl- | 379164 | 91051
Butanedioic acid, 2-sulfo-, 4-[2-[(2-hydroxyethyl)(1-oxooctadecyl)amino]ethyl] ester, ammonium sodium salt (1:1:1) | 379149 | 91052
Octadecanoic acid, [tetrahydro-4-hydroxy-3,5-bis(hydroxymethyl)-2H-pyran-3,5-diyl]bis(methylene) ester | 379107 | 91053
Octadecanoic acid, [tetrahydro-4-hydroxy-3,5,5-tris(hydroxymethyl)-2H-pyran-3-yl]methyl ester | 379099 | 91054
Bicyclo[2.2.1]heptan-2-ol, ethyl-1,3,3-trimethyl- | 378687 | 91055
Pyrazine, methyl(methylthio)- | 378653 | 91056
tert-Nonanethiol, silver(1+) salt (1:1) | 378638 | 91057
Pyrazine, 2-(1-methylethyl)-3-(methylthio)- | 378604 | 91058
Benzoic acid, 4-(1,1-dimethylethyl)-, 1-methylethyl ester | 378570 | 91059
3,7-Nonadienenitrile, 3,7,8-trimethyl- | 378554 | 91060
1,2,3,4,5,6-Benzenehexacarboxylic acid, 1,3,5-tri-2-propen-1-yl ester | 378521 | 91061
2-Propenoic acid, 2-methylheptyl ester | 378505 | 91062
1,8-Naphthalenedisulfonic acid, 4,5-bis(1-methylethyl)-, sodium salt (1:2) | 378471 | 91063
1-Propanol, 2-amino-2-methyl-, nitrate (1:1) | 378422 | 91064
Glycine, N,N'-1,2-ethanediylbis[N-(carboxymethyl)-, compd. with 1,1',1''-nitrilotris[2-propanol] (1:?) | 378380 | 91065
D-Gluconic acid, compd. with morpholine (1:1) | 378331 | 91066
Magnesium, bis(8-quinolinolato-.kappa.N1,.kappa.O8)-, (T-4)- | 378307 | 91067
1-Heptanesulfonamide, N-[3-(dimethylamino)propyl]-1,1,2,2,3,3,4,4,5,5,6,6,7,7,7-pentadecafluoro-, hydrochloride (1:1) | 378240 | 91068
Acetamide, N-[4-methoxy-3-(methylamino)phenyl]- | 378232 | 91069
1-Heptanesulfonamide, N-ethyl-1,1,2,2,3,3,4,4,5,5,6,6,7,7,7-pentadecafluoro-N-[2-(phosphonooxy)ethyl]-, ammonium salt (1:2) | 378208 | 91070
1-Butanesulfonamide, N,N'-[phosphinicobis(oxy-2,1-ethanediyl)]bis[N-ethyl-1,1,2,2,3,3,4,4,4-nonafluoro- | 378133 | 91071
1-Pentanesulfonamide, N-ethyl-1,1,2,2,3,3,4,4,5,5,5-undecafluoro-N-[2-(phosphonooxy)ethyl]- | 378125 | 91072
Magnesate(1-), [2-[2-[2-(hydroxy-.kappa.O)-1-naphthalenyl]diazenyl-.kappa.N1]-1,5-naphthalenedisulfonato(3-)-.kappa.O]-, hydrogen (1:1) | 377911 | 91073
2-Propenoic acid, 2-methyl-, 4-[methyl[(1,1,2,2,3,3,4,4,5,5,6,6,6-tridecafluorohexyl)sulfonyl]amino]butyl ester | 377846 | 91074
2-Cyclohexene-1-octanoic acid, 5-carboxy-4-hexyl-, compd. with 2-aminoethanol (1:1) | 377770 | 91075
Chromate(2-), [3-(hydroxy-.kappa.O)-4-[2-[2-(hydroxy-.kappa.O)-1-naphthalenyl]diazenyl-.kappa.N1]-1-naphthalenesulfonato(3-)][1-[2-[2-(hydroxy-.kappa.O)-4-nitrophenyl]diazenyl-.kappa.N1]-2-naphthalenolato(2-)-.kappa.O]-, sodium hydrogen (1:1:1) | 377333 | 91076
Benzenesulfonic acid, 4-dodecyl-, compd. with N1-(2-aminoethyl)-1,2-ethanediamine (3:1) | 377143 | 91077
3,6,9,12-Tetraazatetradecane-1,14-diamine, acetate (1:?) | 377119 | 91078
Phenol, 2,2'-methylenebis[3,4,6-trichloro-, potassium salt (1:2) | 376590 | 91079
Methanesulfonic acid, 1-[[2-methoxy-4-[2-(4-nitrophenyl)diazenyl]phenyl]amino]-, sodium salt (1:1) | 376566 | 91080
Propanoic acid, 2-hydroxy-, 1,7,7-trimethylbicyclo[2.2.1]hept-2-yl ester | 376558 | 91081
2-Cyclopenten-1-one, 2-ethoxy-3-methyl- | 376525 | 91082
Benzene, 1-(1-methoxy-2-phenylethoxy)-4-methyl- | 376491 | 91083
Phenol, 5-(1,1-dimethylethyl)-2-methoxy-4-(1-propen-1-yl)- | 375501 | 91084
Propanenitrile, 3-[ethyl[3-methyl-4-[2-[2-(methylsulfonyl)-4-nitrophenyl]diazenyl]phenyl]amino]- | 374900 | 91085
2-Naphthalenecarboxylic acid, 4-[2-(2,4-dichloro-3-methyl-6-sulfophenyl)diazenyl]-3-hydroxy-, calcium salt (1:1) | 374876 | 91086
1,5-Naphthalenedisulfonic acid, 3-[2-(4-amino-3-methoxyphenyl)diazenyl]-, sodium salt (1:2) | 374850 | 91087
Benzenesulfonic acid, 4-[2-[4-[2-[4-[(2-cyanoethyl)ethylamino]phenyl]diazenyl]phenyl]diazenyl]-, sodium salt (1:1) | 374835 | 91088
1-Heptanesulfonamide, N-ethyl-1,1,2,2,3,3,4,4,5,5,6,6,7,7,7-pentadecafluoro-N-2-propen-1-yl- | 374710 | 91089
2-Propenoic acid, 2-methyl-, 4-[methyl[(1,1,2,2,3,3,4,4,4-nonafluorobutyl)sulfonyl]amino]butyl ester | 374694 | 91090
3H-Naphtho[1,2,3-de]quinoline-1-carboxylic acid, 4-[4-(1,1-dimethylpropyl)phenoxy]-2,7-dihydro-2,7-dioxo-6-(phenylamino)-, phenyl ester | 374678 | 91091
9,10-Anthracenedione, 6,7-dichloro-1,4-bis[(2,6-dimethylphenyl)amino]- | 374660 | 91092
Propanenitrile, 3-[(2-hydroxyethyl)[4-[2-(5-nitro-2-benzothiazolyl)diazenyl]phenyl]amino]- | 374645 | 91093
1,4-Benzenedicarboxylic acid, 2-[2-[2-[(2-methoxyphenyl)amino]-2-oxo-1-(3,4,5,6-tetrahydro-4,6-dioxo-1,3,5-triazin-2-yl)ethyl]diazenyl]-, 1,4-dimethyl ester | 374611 | 91094
Naphtho[2,1-b]furan, dodecahydro-3a,6,6,9a-tetramethyl-, (3aR,5aS,9aS,9bR)- | 145250 | 91095
Propanenitrile, 3-[butyl[4-[2-(6-nitro-2-benzothiazolyl)diazenyl]phenyl]amino]- | 374058 | 91096
3H-Indolium, 2-[2-[4-(diethylamino)phenyl]ethenyl]-1,3,3-trimethyl-, 1,5-naphthalenedisulfonate (2:1) | 374033 | 91097
Acetamide, N-[3-[(2-cyanoethyl)amino]-4-hydroxyphenyl]- | 374017 | 91098
9,10-Anthracenedione, 1,8-dihydroxy-2,4,5-trinitro- | 373993 | 91099
Ethanaminium, 2-[ethyl(3-methylphenyl)amino]-N,N,N-trimethyl-, sulfate (1:1) | 373977 | 91100
9,10-Anthracenedione, 1-amino-4-[[4-[(dimethylamino)methyl]phenyl]amino]-, hydrochloride (1:1) | 373951 | 91101
Acetamide, N-[2,3-dihydro-2-(3-hydroxy-2-quinolinyl)-1,3-dioxo-1H-inden-5-yl]- | 373936 | 91102
2-Propenoic acid, 2-methyl-, 1,1'-[(3,3,4,5,6,6-hexachloro-4-cyclohexene-1,2-diyl)bis(methylene)] ester | 373902 | 91103
2-Propenoic acid, 2-methyl-, 2-methylnonyl ester | 373886 | 91104
2-Propenoic acid, 2-methyl-, 2-methyloctyl ester | 373852 | 91105
2-Propenoic acid, 2-methyl-, tetratriacontyl ester | 373829 | 91106
Aluminum, tris(triacontyl)- | 373795 | 91107
Benzoic acid, 2,3,4,5-tetrachloro-6-[(dihexylamino)carbonyl]- | 373787 | 91108
1H-Isoindole-1,3(2H)-dione, 4,5,6,7-tetrachloro-2-octyl- | 373753 | 91109
1-Tetradecanol, aluminum salt (3:1) | 373720 | 91110
1-Docosanol, aluminum salt (3:1) | 373704 | 91111
Hexadecanoic acid, 2,2,3,3,4,4,5,5,6,6,7,7,8,8,9,9,10,10,11,11,12,12,13,13,14,14,15,15,16,16,16-hentriacontafluoro- | 373605 | 91112
2-Propenoic acid, 3-[4-[bis[2-(benzoyloxy)ethyl]amino]phenyl]-2,3-dicyano-, ethyl ester | 373597 | 91113
.beta.-Alanine, N-[5-(acetylamino)-4-[2-(2-bromo-4,6-dinitrophenyl)diazenyl]-2-methoxyphenyl]-N-[2-(acetyloxy)ethyl]-, methyl ester | 373571 | 91114
1-Propanaminium, 3,3'-[(9,10-dihydro-9,10-dioxo-1,4-anthracenediyl)diimino]bis[N,N,N-triethyl-, ethyl sulfate (1:2) | 373555 | 91115
5,9,14,18-Anthrazinetetrone, 6,15-dihydro-8-hydroxy- | 373522 | 91116
2-Propenoic acid, 1,1'-(2-ethyl-1-propyl-1,3-propanediyl) ester | 373506 | 91117
Benzoic acid, hexyl ester | 145235 | 91118
Benzoic acid, 5-[2-[4'-[2-(2,4-diamino-5-sulfophenyl)diazenyl]-3,3'-dimethyl[1,1'-biphenyl]-4-yl]diazenyl]-2-hydroxy-, sodium salt (1:2) | 373415 | 91119
2-Naphthalenesulfonic acid, 3-[2-[4-(acetylamino)phenyl]diazenyl]-6-amino-4-hydroxy-, sodium salt (1:1) | 373399 | 91120
Acetic acid, 2-[3-[4-(benzoylamino)-2,5-diethoxyphenyl]-1-methyl-2-triazen-1-yl]-, sodium salt (1:1) | 373373 | 91121
Benzenesulfonamide, 3-hydroxy-4-[2-[2-hydroxy-8-[(methylsulfonyl)amino]-1-naphthalenyl]diazenyl]- | 372946 | 91122
Naphtho[2,1-d]thiazolium, 2-methyl-3-(3-sulfopropyl)-, inner salt | 372698 | 91123
1,2-Benzenedicarboxylic acid, 4,4'-[(1-methylethylidene)bis(4,1-phenyleneoxy)]bis-, sodium salt (1:4) | 372623 | 91124
Urea, N,N,N',N'-tetrakis[(phosphonooxy)methyl]- | 372573 | 91125
Benzenesulfonic acid, 3-chloro-5-[2-(2-hydroxy-1-naphthalenyl)diazenyl]-4-methyl-, barium salt (2:1) | 372557 | 91126
1,5-Naphthalenedisulfonic acid, 2-[2-(2-hydroxy-1-naphthalenyl)diazenyl]-, barium salt (1:1) | 372524 | 91127
Benzenesulfonic acid, 3-amino-5-chloro-4-ethyl- | 372516 | 91128
2-Butenoic acid, 2-methyl-, (3Z)-3-hexen-1-yl ester, (2E)- | 371625 | 91129
1,3-Dioxolane, 4-methyl-2-(1-methylethyl)- | 371591 | 91130
Benzenesulfonic acid, 3,3'-[carbonylbis[imino(5-methoxy-2-methyl-4,1-phenylene)-2,1-diazenediyl]]bis-, sodium salt (1:2) | 371245 | 91131
2-Anthracenesulfonic acid, 1-amino-4-[[4-[(2-chloroacetyl)amino]-3-sulfophenyl]amino]-9,10-dihydro-9,10-dioxo-, sodium salt (1:2) | 371187 | 91132
Acetamide, N-[5-[bis(2-cyanoethyl)amino]-2-[2-(2-bromo-4,6-dinitrophenyl)diazenyl]-4-methoxyphenyl]- | 371138 | 91133
1-Propanesulfonic acid, 3-[[4-[2-(2-benzothiazolyl)diazenyl]-3-methylphenyl]ethylamino]-, sodium salt (1:1) | 371112 | 91134
Benzenamine, 4-[2-(2,6-dichloro-4-nitrophenyl)diazenyl]-N,N-diethyl- | 371096 | 91135
1-Propanol, 2-(dimethylamino)-2-methyl-, (2Z)-2-butenedioate (1:1) | 370940 | 91136
Hexanoic acid, 2-ethyl-, phenylmethyl ester | 370924 | 91137
Butanoic acid, 3,7-dimethyloctyl ester | 370890 | 91138
Propanoic acid, 2-methyl-, decahydro-2-naphthalenyl ester | 370874 | 91139
Phenol, 5-(1,1-dimethylethyl)-2-methoxy-4-(2-propen-1-yl)- | 370841 | 91140
Cyclohexanol, 4-(1,1-dimethylpropyl)-, 1-formate | 370825 | 91141
Acetamide, N-[2-[2-(2,4-dinitrophenyl)diazenyl]-5-[(2-hydroxy-3-phenoxypropyl)amino]-4-methoxyphenyl]- | 370791 | 91142
Benzene, (2,2-dimethoxyethoxy)- | 370775 | 91143
3-Pentanone, 2,4-dichloro- | 370759 | 91144
Ethanaminium, N,N,N-trimethyl-2-oxo-2-[[3-(triethoxysilyl)propyl]amino]-, iodide (1:1) | 370726 | 91145
1-Propanesulfonic acid, 2-hydroxy-3-[(3-hydroxy-1-propyn-1-yl)oxy]-, sodium salt (1:1) | 370700 | 91146
Benzoic acid, 2-hydroxy-5-[2-[4-[[[[4-[2-(3-sulfophenyl)diazenyl]phenyl]amino]carbonyl]amino]phenyl]diazenyl]-, sodium salt (1:2) | 370684 | 91147
Propanenitrile, 3-[[4-[2-(2-bromo-6-chloro-4-nitrophenyl)diazenyl]-3-methylphenyl](2-hydroxyethyl)amino]- | 370650 | 91148
Decanoic acid, 1,1'-[(dimethylstannylene)bis(thio-2,1-ethanediyl)] ester | 370510 | 91149
Benzoic acid, 5-[2-[4-[2-[3-[2-[3-[2-(2,4-diaminophenyl)diazenyl]-2-hydroxy-5-sulfophenyl]diazenyl]-2,6-dihydroxyphenyl]diazenyl]phenyl]diazenyl]-2-hydroxy-, sodium salt (1:2) | 370387 | 91150
Spiro[1,3-benzodioxole-2,1'-cyclohexane], 5,5''-dithiobis[6-nitro- | 370379 | 91151
1H-Imidazolium, 1-[2-[(2-cyanoethyl)(1-oxoeicosyl)amino]ethyl]-1-ethyl-4,5-dihydro-2-nonadecyl-, ethyl sulfate (1:1) | 370346 | 91152
1H-Imidazolium, 1-[2-[(2-cyanoethyl)(1-oxooctadecyl)amino]ethyl]-2-heptadecyl-4,5-dihydro-1-methyl-, methyl sulfate (1:1) | 370320 | 91153
1H-Imidazolium, 1-[2-[(2-cyanoethyl)(1-oxododecyl)amino]ethyl]-1-ethyl-4,5-dihydro-2-undecyl-, ethyl sulfate (1:1) | 370312 | 91154
1H-Imidazolium, 1-[2-[(2-cyanoethyl)(1-oxododecyl)amino]ethyl]-4,5-dihydro-1-methyl-2-undecyl-, methyl sulfate (1:1) | 370296 | 91155
1H-Imidazolium, 1-[2-[(2-cyanoethyl)(1-oxodocosyl)amino]ethyl]-2-heneicosyl-4,5-dihydro-1-methyl-, methyl sulfate (1:1) | 370270 | 91156
Decanoic acid, 1,1'-[2-methyl-2-[[(1-oxodecyl)oxy]methyl]-1,3-propanediyl] ester | 370254 | 91157
Sulfuric acid, monoethyl ester, compd. with N-ethyl-1-octadecanamine (1:1) | 370239 | 91158
Phosphoric acid, diethyl ester, compd. with 2,2'-(octadecylimino)bis[ethanol] (1:1) | 370213 | 91159
Phosphoric acid, diethyl ester, compd. with N-methyl-N-octadecyl-1-octadecanamine (1:1) | 370197 | 91160
9-Octadecenoic acid (9Z)-, 1,1'-[1-[(acetyloxy)methyl]-1,2-ethanediyl] ester | 370163 | 91161
3,6,9,12,15,18-Hexaoxahentriacontan-1-ol, 1-acetate | 370148 | 91162
Silanamine, 1,1-dichloro-1-ethyl-N,N-dimethyl- | 369678 | 91163
Silane, azidotrihexyl- | 369645 | 91164
Phosphorous acid, bis(2-ethylhexyl) nonylphenyl ester | 369629 | 91165
Methanesulfonic acid, 1-mercapto-, sodium salt (1:2) | 369553 | 91166
9,12-Octadecadienoic acid (9Z,12Z)-, 1,1'-[(dimethylstannylene)bis(thio-2,1-ethanediyl)] ester | 369538 | 91167
Dodecanoic acid, 1,1',1''-[(methylstannylidyne)tris(thio-2,1-ethanediyl)] ester | 369512 | 91168
Boroxin, 2,4,6-tris[(2-ethylhexyl)oxy]- | 369496 | 91169
Hexanoic acid, 3,5,5-trimethyl-, 2-mercaptoethyl ester | 369470 | 91170
Propanoic acid, 3-(hexylthio)-, 2,3-dihydroxypropyl ester | 369454 | 91171
Zincate(2-), [[N,N'-1,2-ethanediylbis[N-[(carboxy-.kappa.O)methyl]glycinato-.kappa.N,.kappa.O]](4-)]-, ammonium (1:2), (OC-6-21-)- | 369405 | 91172
Propanamide, N-[2-[2-(2-chloro-4,6-dinitrophenyl)diazenyl]-5-(ethylamino)-4-(2-methoxyethoxy)phenyl]- | 369157 | 91173
Benzamide, 4-amino-N-[4-(aminocarbonyl)phenyl]-3-methoxy- | 369140 | 91174
Benzenediazonium, 2,5-dimethoxy-4-[2-[2-oxo-1-[(phenylamino)carbonyl]propyl]diazenyl]-, chloride, hydrochloride (1:1:1) | 369124 | 91175
Phenoxazin-5-ium, 3-amino-7-(dimethylamino)-2-methoxy-, chloride (1:1) | 369090 | 91176
1,2-Benzenedicarboxylic acid, 4,4'-[2,2,2-trifluoro-1-(trifluoromethyl)ethylidene]bis-, 1,1',2,2'-tetraethyl ester | 368985 | 91177
1-Propanaminium, N-ethyl-N,N-dimethyl-3-[(1-oxoeicosyl)amino]-, ethyl sulfate (1:1) | 368787 | 91178
Phosphoric acid, monooctyl ester, compd. with N,N-dimethyl-1-octadecanamine (1:1) | 368753 | 91179
1H-Imidazolium, 1-ethyl-2-(8Z)-8-heptadecen-1-yl-4,5-dihydro-1-[2-[[(9Z)-1-oxo-9-octadecen-1-yl]amino]ethyl]-, ethyl sulfate (1:1) | 368720 | 91180
Sulfuric acid, monoethyl ester, compd. with (9Z,9'Z)-N,N'-[(ethylimino)di-2,1-ethanediyl]bis[9-octadecenamide] (1:1) | 368712 | 91181
Phosphoric acid, diethyl ester, compd. with N-[2-[[2-[(aminocarbonyl)amino]ethyl]ethylamino]ethyl]octadecanamide (1:1) | 368688 | 91182
1H-Imidazolium, 2-(8-heptadecen-1-yl)-4,5-dihydro-1,3-bis(2-hydroxyethyl)-, chloride (1:1) | 368654 | 91183
1H-Isoindole-1,3(2H)-dione, 4,5,6,7-tetrachloro-2-tricyclo[3.3.1.13,7]dec-2-yl- | 368639 | 91184
Benzenediazonium, 2-methyl-5-nitro-, (T-4)-tetrachlorozincate(2-) (2:1) | 368472 | 91185
Ethanol, 2-(2-phenoxyethoxy)-, 1-benzoate | 368431 | 91186
Cyclohexene, 1,3,5-trimethyl-4-(1-methylethenyl)- | 368407 | 91187
Hexanoic acid, 2-sulfo-, 1-(2-ethylhexyl) ester, ammonium salt (1:1) | 368381 | 91188
Dodecanoic acid, 2-sulfo-, 1-(2-ethylhexyl) ester, ammonium salt (1:1) | 368357 | 91189
Octanoic acid, 2-sulfo-, 1-(2-ethylhexyl) ester, sodium salt (1:1) | 368332 | 91190
Dodecanoic acid, 2-sulfo-, 1-(2-ethylhexyl) ester, sodium salt (1:1) | 368316 | 91191
Benzene, [2-(diethoxymethyl)-1-octen-1-yl]- | 368217 | 91192
1,2-Heptanediol, 1-propanoate | 368183 | 91193
Acetaldehyde, 2-[4-(1,1-dimethylethyl)-2-methylphenoxy]- | 368159 | 91194
Benzenepropanenitrile, .alpha.-methyl-4-(1-methylethyl)- | 368134 | 91195
1H-Indole, 1-[(2E)-3,7-dimethyl-2,6-octadien-1-yl]- | 368100 | 91196
1H-3a,7-Methanoazulene, octahydro-3,6,8,8-tetramethyl-6-[(3-methyl-2-buten-1-yl)oxy]-, (3R,3aS,6R,7R,8aS)- | 368076 | 91197
Benzoic acid, 2-[(3,7-dimethyl-6-octen-1-ylidene)amino]-, methyl ester | 368043 | 91198
Ethanamine, 2-chloro-N,N-diethyl-, sulfate (1:1) | 368019 | 91199
Cyclohexanol, 2-methoxy-6-(1,7,7-trimethylbicyclo[2.2.1]hept-2-yl)- | 367987 | 91200
Benzene, 1-(1,1-dimethylethyl)-2-methoxy-3,5-dimethyl- | 367953 | 91201
Butanoic acid, 1,3,3-trimethylbicyclo[2.2.1]hept-2-yl ester | 367938 | 91202
Pyrazine, 2-methyl-6-propoxy- | 367904 | 91203
4H-Pyran-4-one, tetrahydro-3,5-bis(hydroxymethyl)- | 367888 | 91204
1-Decanol, 3,3,4,4,5,5,6,6,7,7,8,8,9,9,10,10,10-heptadecafluoro- | 67280 | 91205
Benzene, 1-chloro-2-ethoxy-3-methoxy-5-methyl-4-nitro- | 367748 | 91206
Benzeneacetic acid, .alpha.,2,4-trihydroxy-, ethyl ester | 367714 | 91207
Pyrrolidine, 1-(2-methyl-4-nitrophenyl)- | 367680 | 91208
Benzenediazonium, 3-methoxy-4-(1-pyrrolidinyl)-, (T-4)-tetrachlorozincate(2-) (2:1) | 367664 | 91209
1,4-Benzenediamine, 2,5-diethoxy-N1,N1-diethyl- | 367649 | 91210
Benzenediazonium, 2,5-dibutoxy-4-(1-pyrrolidinyl)-, (T-4)-tetrachlorozincate(2-) (2:1) | 367615 | 91211
Benzenamine, 2,5-dibutoxy-4-(4-morpholinyl)- | 367599 | 91212
Benzoic acid, 5-chloro-2,4-dihydroxy- | 367573 | 91213
Benzene, 1,3-dichloro-2-ethoxy-5-methyl- | 367540 | 91214
Benzene, 1,3-dichloro-2-ethoxy-5-methyl-4-nitro- | 367516 | 91215
Phenol, 2,6-dibromo-4-[3-(3,5-dibromo-4-butoxyphenyl)-1,1-dioxido-3H-2,1-benzoxathiol-3-yl]- | 367482 | 91216
6-Benzothiazolecarboxylic acid, 2-amino-, sodium salt (1:1) | 367466 | 91217
2,7-Naphthalenedisulfonic acid, compd. with 4-(diethylamino)-.alpha.-[4-(diethylamino)phenyl]benzenemethanol (1:1) | 367441 | 91218
1,3-Benzenedisulfonic acid, 4-[bis[4-[ethyl(phenylmethyl)amino]phenyl]methyl]- | 367425 | 91219
Butanamide, 2,2'-[(3,3'-dichloro[1,1'-biphenyl]-4,4'-diyl)bis(2,1-diazenediyl)]bis[N-(2,4-dimethoxyphenyl)-3-oxo- | 367359 | 91220
Benzenamine, 2-methyl-4-nitro-, sulfate (2:1) | 367003 | 91221
2-Naphthalenesulfonic acid, 3-[2-[5-[(2,3-dibromo-1-oxopropyl)amino]-2-sulfophenyl]diazenyl]-7-[(2,3-dibromo-1-oxopropyl)methylamino]-4-hydroxy-, sodium salt (1:2) | 366963 | 91222
3-Pyridinemethanesulfonic acid, 5-[2-[5-[[4-chloro-6-(1-methylethoxy)-1,3,5-triazin-2-yl]amino]-2-sulfophenyl]diazenyl]-1-ethyl-1,2-dihydro-6-hydroxy-4-methyl-2-oxo-, sodium salt (1:2) | 366930 | 91223
9-Octadecenoic acid (9Z)-, 1,1'-(1,1,3,3-tetrabutyl-1,3-distannoxanediyl) ester | 366898 | 91224
Dodecanoic acid, 1,1'-(1,1,3,3-tetramethyl-1,3-distannoxanediyl) ester | 366880 | 91225
Benzene, 2-ethyl-1,3,5-trimethoxy- | 366856 | 91226
Benzenepropanoic acid, 3,5-dimethoxy-.beta.-oxo-4-(phenylmethoxy)-, phenylmethyl ester | 366823 | 91227
3H-Indolium, 2-[2-[(2,4-dimethoxyphenyl)amino]ethenyl]-1,3,3-trimethyl-, 1,5-naphthalenedisulfonate (2:1) | 366377 | 91228
Phenol, 2-amino-4-chloro-6-nitro-, hydrochloride (1:1) | 366351 | 91229
Benzoic acid, 2-[2-(2-amino-5-hydroxy-7-sulfo-1-naphthalenyl)diazenyl]-5-nitro-, sodium salt (1:1) | 366336 | 91230
Cobaltate(3-), tris[6-hydroxy-5-nitroso-2-naphthalenesulfonato(2-)]-, sodium (1:3) | 366310 | 91231
Phosphonic acid, P-methyl-, methyl 3-(trimethoxysilyl)propyl ester | 713321 | 91232
Cyclohexane, (1-methoxyethyl)- | 366294 | 91233
Propanediamide, 2-[2-[5-(benzoylamino)-9,10-dihydro-9,10-dioxo-1-anthracenyl]diazenyl]-N1,N3-bis(2,4-dichlorophenyl)- | 366260 | 91234
Methanedisulfonic acid, 1,1-di-2-naphthalenyl-, sodium salt (1:2) | 366153 | 91235
3-Cyclohexene-1-carboxaldehyde, 3,6-dimethyl- | 366138 | 91236
Propanoic acid, compd. with (9Z)-N-[3-(dimethylamino)propyl]-9-octadecenamide (1:1) | 366104 | 91237
6H-Dibenzo[b,d]pyran-4,8-dicarboxylic acid, 6-oxo-, 4,8-dimethyl ester | 366088 | 91238
1,2,4-Benzenetricarboxylic acid, cobalt(2+) salt (1:1) | 366062 | 91239
1,4-Benzenedicarboxylic acid, 1-methyl 4-[(4-methylphenyl)methyl] ester | 366047 | 91240
1,3-Benzenediol, 4,6-bis[2-[4-(phenylamino)phenyl]diazenyl]- | 366013 | 91241
3-Nonanone, 1-hydroxy- | 365957 | 91242
Benzenepropanoic acid, .beta.-oxo-, 4-methylphenyl ester | 365924 | 91243
5,7-Decadien-2-one, 4,4,8-trimethyl- | 365908 | 91244
3-Buten-2-one, 4-(2,4,6-trimethyl-3-cyclohexen-1-yl)- | 365874 | 91245
1H-Indole-1-heptanol, .eta.-1H-indol-1-yl-.alpha.,.alpha.,.epsilon.-trimethyl- | 365858 | 91246
2-Nonanone, 3-(hydroxymethyl)- | 365825 | 91247
2-Propenal, 2-methyl-3-(2,6,6-trimethyl-2-cyclohexen-1-yl)- | 365635 | 91248
2-Naphthalenecarboxylic acid, 4-[2-(4-chloro-5-ethyl-2-sulfophenyl)diazenyl]-3-hydroxy-, strontium salt (1:1) | 365593 | 91249
Benzenediazonium, 2-methoxy-4-(4-morpholinyl)-, (T-4)-tetrachlorozincate(2-) (2:1) | 365577 | 91250
1,3-Benzenediamine, 4-ethoxy-, hydrochloride (1:2) | 365551 | 91251
Benzenesulfonic acid, 4-[[ethyl(3-methylphenyl)amino]methyl]- | 365536 | 91252
Benzenesulfonic acid, 4-chloro-2-[2-(2-hydroxy-1-naphthalenyl)diazenyl]-5-methyl-, calcium salt (2:1) | 365510 | 91253
Chromate(1-), bis[3-[4-[2-[5-chloro-2-(hydroxy-.kappa.O)phenyl]diazenyl-.kappa.N1]-4,5-dihydro-3-methyl-5-(oxo-.kappa.O)-1H-pyrazol-1-yl]benzenesulfonamidato(2-)]-, sodium (1:1) | 365460 | 91254
Naphth[2,1-d]oxazolium, 3-ethyl-2-[2-(phenylamino)ethenyl]-, ethyl sulfate (1:1) | 365429 | 91255
Naphth[1,2-d]oxazolium, 2-[3-[5-chloro-3-ethyl-1,3-dihydro-1-[3-(triethylammonio)propyl]-2H-benzimidazol-2-ylidene]-1-propen-1-yl]-1-ethyl-, perchlorate (1:2) | 365403 | 91256
7-Octenenitrile, 7-methyl-3-methylene- | 365387 | 91257
Bicyclo[3.1.0]hexan-3-one, 2-[(4-methoxyphenyl)methylene]-4-methyl-1-(1-methylethyl)- | 365353 | 91258
Bicyclo[4.1.0]hept-4-ene-3-methanol, .alpha.-ethyl-4,7,7-trimethyl- | 365338 | 91259
Benzoic acid, 2-[(2-pentyl-2-nonen-1-ylidene)amino]-, methyl ester | 365304 | 91260
Decane, 1,1,1,2,3,3,4,4,5,5,6,6,7,7,8,8,9,9,10,10-eicosafluoro-10-iodo-2-(trifluoromethyl)- | 67264 | 91261
Pregna-1,4-diene-3,20-dione, 16,21-bis(acetyloxy)-9-fluoro-11,17-dihydroxy-, (11.beta.,16.alpha.)- | 684894 | 91262
Benzoic acid, 2-[2-(4,5-dihydro-3-methyl-5-oxo-1-phenyl-1H-pyrazol-4-yl)diazenyl]-, sodium salt (1:1) | 365197 | 91263
1H-Indole-5-sulfonic acid, 3-[2-[2,5-dichloro-4-[(ethylamino)sulfonyl]phenyl]diazenyl]-2-methyl-, sodium salt (1:1) | 365148 | 91264
Sulfuric acid, monoethyl ester, compd. with (9Z)-N-[2-[ethyl(2-hydroxyethyl)amino]ethyl]-9-octadecenamide (1:1) | 364901 | 91265
9-Octadecenoic acid, 12-(sulfooxy)-, potassium salt (1:2), (9Z,12R)- | 364885 | 91266
Ethanol, 2,2'-[[2-(boronooxy)ethyl]imino]bis- | 364752 | 91267
2,2-Propanediol, 1,1,1,3,3,3-hexafluoro- | 686253 | 91268
Propane, 1,1,1,2,3,3,3-heptafluoro-2-iodo- | 67249 | 91269
Dipyrido[1,2-a:3',2'-d]imidazol-2-amine | 17001439 | 91270
1(3H)-Isobenzofuranone, 3-[4-(dimethylamino)phenyl]-3-(diphenylamino)- | 360701 | 91271
1(3H)-Isobenzofuranone, 3-(diphenylamino)-3-(1-ethyl-2-methyl-1H-indol-3-yl)- | 360685 | 91272
1,4-Benzenedicarboxylic acid, 2-[(1-ethyl-2-methyl-1H-indol-3-yl)carbonyl]- | 360669 | 91273
Cyclohexanecarboxylic acid, 4-pentyl-, 4-(pentyloxy)phenyl ester | 360628 | 91274
Cyclohexanecarboxylic acid, 4-propyl-, 4-(pentyloxy)phenyl ester | 360602 | 91275
Octadecanamide, N-[2-[[3-(trimethoxysilyl)propyl]amino]ethyl]-, hydrochloride (1:1) | 360511 | 91276
1-Propanamine, N,N-dimethyl-3-(trimethoxysilyl)-, hydrochloride (1:1) | 360487 | 91277
Nonanamide, N-[2-[[2-[[2-[(2-aminoethyl)amino]ethyl]amino]ethyl]amino]ethyl]-, acetate (1:1) | 360461 | 91278
2-Propanol, 1,1,1,3,3,3-hexafluoro-, 2-(4-methylbenzenesulfonate) | 360404 | 91279
2-Hexene, 6,6-dimethoxy-2,5,5-trimethyl- | 360388 | 91280
2,7-Octadienenitrile, 3,7-dimethyl- | 360354 | 91281
Benzenesulfonamide, 4-[2-(4-amino-5-methoxy-2-methylphenyl)diazenyl]-N,N-dimethyl- | 360164 | 91282
Acetamide, N-[2-[2-(2-bromo-4,6-dinitrophenyl)diazenyl]-5-(ethylamino)-4-methoxyphenyl]- | 360149 | 91283
2-Nonenoic acid, pentyl ester | 360008 | 91284
3H-Indole-3-heptanol, .alpha.,.alpha.,.epsilon.,3-tetramethyl-.eta.-(3-methyl-3H-indol-3-yl)- | 359976 | 91285
Bicyclo[2.2.2]octane-2-carboxaldehyde, 6-(1-methylethyl)- | 359943 | 91286
2-Furancarboxaldehyde, 5-nitro-, O-[3-(2,6-dimethyl-1-piperidinyl)-2-hydroxypropyl]oxime, hydrochloride (1:1) | 359885 | 91287
4,7-Methano-1H-inden-5-ol, 3a,4,5,6,7,7a-hexahydro-, 5-propanoate | 359851 | 91288
Benzenemethanol, 4-(1-methylethyl)-, 1-formate | 359828 | 91289
Butanoic acid, 2-methylene-, 2-methylpropyl ester | 359802 | 91290
3-Cyclohexene-1-methanol, 3,5-dimethyl- | 359778 | 91291
2-Hexene, 2,3,4,4-tetramethyl- | 359745 | 91292
Benzeneacetic acid, .alpha.-oxo-, potassium salt (1:1) | 333054 | 91293
Benzenesulfonyl chloride, 2,2'-dithiobis[5-methyl- | 333039 | 91294
Benzenesulfonic acid, 2,2'-dithiobis[5-methyl- | 333013 | 91295
Magnesium, bromo[(hydroxy-.kappa.O)tetraphenylarsoranato]- | 332999 | 91296
Benzenesulfonic acid, 5-formyl-2-hydroxy-, calcium salt (2:1) | 332957 | 91297
Mercury, (acetato-.kappa.O)(2-hydroxy-5-nitrophenyl)- | 332940 | 91298
Propanoic acid, 3-ethoxy-3-[(4-nitrophenyl)imino]-, ethyl ester | 332908 | 91299
1,2,4-Triazolidine-3,5-dione, compd. with hydrazine (1:1) | 332866 | 91300