Chloromethane | 74-87-3 | 74873 | 74873 | CH3Cl |  | Mass | kg | emission | water | https://ofmpub.epa.gov/sor_internet/registry/substreg/searchandretrieve/substancesearch/search.do?details=displayDetails&selectedSubstanceId=48543 | 1 | Chemicals | 1cfcc4c7-8f0f-37c5-9a97-0b3d6861e6b4 | 68a5ef8e-68b8-384c-8097-5c940b8436e8 | 20aadc24-a391-41cf-b340-3e4529f44bde | 93a60a56-a3c8-11da-a746-0800200b9a66
Methylamine | 74-89-5 | 74895 | 74895 | CH5N |  | Mass | kg | emission | water | https://ofmpub.epa.gov/sor_internet/registry/substreg/searchandretrieve/substancesearch/search.do?details=displayDetails&selectedSubstanceId=48541 | 1 | Chemicals | 068572d7-0784-35e1-8414-0a115aec34cc | 68a5ef8e-68b8-384c-8097-5c940b8436e8 | 20aadc24-a391-41cf-b340-3e4529f44bde | 93a60a56-a3c8-11da-a746-0800200b9a66
Hydrogen cyanide | 74-90-8 | 74908 | 74908 | CHN |  | Mass | kg | emission | water | https://ofmpub.epa.gov/sor_internet/registry/substreg/searchandretrieve/substancesearch/search.do?details=displayDetails&selectedSubstanceId=48540 | 1 | Chemicals | f5ce2e32-2eef-373f-ae71-e7be02459515 | 68a5ef8e-68b8-384c-8097-5c940b8436e8 | 20aadc24-a391-41cf-b340-3e4529f44bde | 93a60a56-a3c8-11da-a746-0800200b9a66
Bromoethane | 74-96-4 | 74964 | 74964 | C2H5Br |  | Mass | kg | emission | water | https://ofmpub.epa.gov/sor_internet/registry/substreg/searchandretrieve/substancesearch/search.do?details=displayDetails&selectedSubstanceId=48536 | 1 | Chemicals | bd4fcb3f-8412-33d7-9dca-681b10bea594 | 68a5ef8e-68b8-384c-8097-5c940b8436e8 | 20aadc24-a391-41cf-b340-3e4529f44bde | 93a60a56-a3c8-11da-a746-0800200b9a66
Halon 1011 | 74-97-5 | 74975 | 74975 | CH2BrCl |  | Mass | kg | emission | water | https://ofmpub.epa.gov/sor_internet/registry/substreg/searchandretrieve/substancesearch/search.do?details=displayDetails&selectedSubstanceId=48535 | 1 | Chemicals | 82476c22-7158-34ab-9ae3-05077a111c03 | 68a5ef8e-68b8-384c-8097-5c940b8436e8 | 20aadc24-a391-41cf-b340-3e4529f44bde | 93a60a56-a3c8-11da-a746-0800200b9a66
Chloroethane | 75-00-3 | 75003 | 75003 | C2H5Cl |  | Mass | kg | emission | water | https://ofmpub.epa.gov/sor_internet/registry/substreg/searchandretrieve/substancesearch/search.do?details=displayDetails&selectedSubstanceId=48532 | 1 | Chemicals | 41f58e7d-1c8f-312c-ac36-3fc7752a7378 | 68a5ef8e-68b8-384c-8097-5c940b8436e8 | 20aadc24-a391-41cf-b340-3e4529f44bde | 93a60a56-a3c8-11da-a746-0800200b9a66
Vinyl chloride | 75-01-4 | 75014 | 75014 | C2H3Cl |  | Mass | kg | emission | water | https://ofmpub.epa.gov/sor_internet/registry/substreg/searchandretrieve/substancesearch/search.do?details=displayDetails&selectedSubstanceId=48531 | 1 | Chemicals | fd32660f-4499-3583-9b36-a22fd0e1b528 | 68a5ef8e-68b8-384c-8097-5c940b8436e8 | 20aadc24-a391-41cf-b340-3e4529f44bde | 93a60a56-a3c8-11da-a746-0800200b9a66
Vinyl fluoride | 75-02-5 | 75025 | 75025 | C2H3F |  | Mass | kg | emission | water | https://ofmpub.epa.gov/sor_internet/registry/substreg/searchandretrieve/substancesearch/search.do?details=displayDetails&selectedSubstanceId=48530 | 1 | Chemicals | 6ea3c994-3714-35a4-b9de-d596e0ab12bd | 68a5ef8e-68b8-384c-8097-5c940b8436e8 | 20aadc24-a391-41cf-b340-3e4529f44bde | 93a60a56-a3c8-11da-a746-0800200b9a66
Ethylamine | 75-04-7 | 75047 | 75047 | C2H7N |  | Mass | kg | emission | water | https://ofmpub.epa.gov/sor_internet/registry/substreg/searchandretrieve/substancesearch/search.do?details=displayDetails&selectedSubstanceId=48528 | 1 | Chemicals | 6aae5bac-fd95-3a59-a5cc-010b1d2c7a2a | 68a5ef8e-68b8-384c-8097-5c940b8436e8 | 20aadc24-a391-41cf-b340-3e4529f44bde | 93a60a56-a3c8-11da-a746-0800200b9a66
Acetonitrile | 75-05-8 | 75058 | 75058 | C2H3N |  | Mass | kg | emission | water | https://ofmpub.epa.gov/sor_internet/registry/substreg/searchandretrieve/substancesearch/search.do?details=displayDetails&selectedSubstanceId=48527 | 1 | Chemicals | 48ad775c-30b8-387d-ad64-f37727f9a854 | 68a5ef8e-68b8-384c-8097-5c940b8436e8 | 20aadc24-a391-41cf-b340-3e4529f44bde | 93a60a56-a3c8-11da-a746-0800200b9a66
Acetaldehyde | 75-07-0 | 75070 | 75070 | C2H4O |  | Mass | kg | emission | water | https://ofmpub.epa.gov/sor_internet/registry/substreg/searchandretrieve/substancesearch/search.do?details=displayDetails&selectedSubstanceId=48526 | 1 | Chemicals | b92a93cb-fd58-3023-9305-f693b1eeeec3 | 68a5ef8e-68b8-384c-8097-5c940b8436e8 | 20aadc24-a391-41cf-b340-3e4529f44bde | 93a60a56-a3c8-11da-a746-0800200b9a66
Ethyl mercaptan | 75-08-1 | 75081 | 75081 | C2H6S |  | Mass | kg | emission | water | https://ofmpub.epa.gov/sor_internet/registry/substreg/searchandretrieve/substancesearch/search.do?details=displayDetails&selectedSubstanceId=48525 | 1 | Chemicals | db61e4d3-8aa7-3ab9-b22d-0a1d40e84564 | 68a5ef8e-68b8-384c-8097-5c940b8436e8 | 20aadc24-a391-41cf-b340-3e4529f44bde | 93a60a56-a3c8-11da-a746-0800200b9a66
Methylene chloride | 75-09-2 | 75092 | 75092 | CH2Cl2 |  | Mass | kg | emission | water | https://ofmpub.epa.gov/sor_internet/registry/substreg/searchandretrieve/substancesearch/search.do?details=displayDetails&selectedSubstanceId=48524 | 1 | Chemicals | 9aaec716-7b8a-38dc-8a41-feff7244a8c3 | 68a5ef8e-68b8-384c-8097-5c940b8436e8 | 20aadc24-a391-41cf-b340-3e4529f44bde | 93a60a56-a3c8-11da-a746-0800200b9a66
Formamide | 75-12-7 | 75127 | 75127 | CH3NO |  | Mass | kg | emission | water | https://ofmpub.epa.gov/sor_internet/registry/substreg/searchandretrieve/substancesearch/search.do?details=displayDetails&selectedSubstanceId=48522 | 1 | Chemicals | 26be98ce-b1b6-3826-ac11-4067893faf05 | 68a5ef8e-68b8-384c-8097-5c940b8436e8 | 20aadc24-a391-41cf-b340-3e4529f44bde | 93a60a56-a3c8-11da-a746-0800200b9a66
Carbon disulfide | 75-15-0 | 75150 | 75150 | CS2 |  | Mass | kg | emission | water | https://ofmpub.epa.gov/sor_internet/registry/substreg/searchandretrieve/substancesearch/search.do?details=displayDetails&selectedSubstanceId=48521 | 1 | Chemicals | 563c9b25-bf02-3b66-adcb-5d06637245a4 | 68a5ef8e-68b8-384c-8097-5c940b8436e8 | 20aadc24-a391-41cf-b340-3e4529f44bde | 93a60a56-a3c8-11da-a746-0800200b9a66
Dimethyl sulfide | 75-18-3 | 75183 | 75183 | C2H6S |  | Mass | kg | emission | water | https://ofmpub.epa.gov/sor_internet/registry/substreg/searchandretrieve/substancesearch/search.do?details=displayDetails&selectedSubstanceId=48519 | 1 | Chemicals | b3b2e8c4-e29d-3aef-9bb5-90b33c96859c | 68a5ef8e-68b8-384c-8097-5c940b8436e8 | 20aadc24-a391-41cf-b340-3e4529f44bde | 93a60a56-a3c8-11da-a746-0800200b9a66
Ethylene oxide | 75-21-8 | 75218 | 75218 | C2H4O |  | Mass | kg | emission | water | https://ofmpub.epa.gov/sor_internet/registry/substreg/searchandretrieve/substancesearch/search.do?details=displayDetails&selectedSubstanceId=48517 | 1 | Chemicals | dbbf2eff-c000-311b-85bd-446bdba69cc5 | 68a5ef8e-68b8-384c-8097-5c940b8436e8 | 20aadc24-a391-41cf-b340-3e4529f44bde | 93a60a56-a3c8-11da-a746-0800200b9a66
Tribromomethane | 75-25-2 | 75252 | 75252 | CHBr3 |  | Mass | kg | emission | water | https://ofmpub.epa.gov/sor_internet/registry/substreg/searchandretrieve/substancesearch/search.do?details=displayDetails&selectedSubstanceId=48938 | 1 | Chemicals | 3b8808e8-f268-38a2-baa2-e9fd13a9222e | 68a5ef8e-68b8-384c-8097-5c940b8436e8 | 20aadc24-a391-41cf-b340-3e4529f44bde | 93a60a56-a3c8-11da-a746-0800200b9a66
Dichlorobromomethane | 75-27-4 | 75274 | 75274 | CHBrCl2 |  | Mass | kg | emission | water | https://ofmpub.epa.gov/sor_internet/registry/substreg/searchandretrieve/substancesearch/search.do?details=displayDetails&selectedSubstanceId=48936 | 1 | Chemicals | 30cce38f-ce77-3210-836c-d09c88e1c3ef | 68a5ef8e-68b8-384c-8097-5c940b8436e8 | 20aadc24-a391-41cf-b340-3e4529f44bde | 93a60a56-a3c8-11da-a746-0800200b9a66
Isopropylamine | 75-31-0 | 75310 | 75310 | C3H9N |  | Mass | kg | emission | water | https://ofmpub.epa.gov/sor_internet/registry/substreg/searchandretrieve/substancesearch/search.do?details=displayDetails&selectedSubstanceId=87894 | 1 | Chemicals | 41a2fa69-8ec2-36ba-ac2d-7e387685fabf | 68a5ef8e-68b8-384c-8097-5c940b8436e8 | 20aadc24-a391-41cf-b340-3e4529f44bde | 93a60a56-a3c8-11da-a746-0800200b9a66
Lovastatin | 75330-75-5 | 75330755 | 75330755 | C24H36O5 |  | Mass | kg | emission | water | https://ofmpub.epa.gov/sor_internet/registry/substreg/searchandretrieve/substancesearch/search.do?details=displayDetails&selectedSubstanceId=78209 | 1 | Chemicals | 6e8225b6-6547-3a53-bbcb-145fcc11cb24 | 68a5ef8e-68b8-384c-8097-5c940b8436e8 | 20aadc24-a391-41cf-b340-3e4529f44bde | 93a60a56-a3c8-11da-a746-0800200b9a66
1,1-Dichloroethylene | 75-35-4 | 75354 | 75354 | C2H2Cl2 |  | Mass | kg | emission | water | https://ofmpub.epa.gov/sor_internet/registry/substreg/searchandretrieve/substancesearch/search.do?details=displayDetails&selectedSubstanceId=48931 | 1 | Chemicals | 66216ecc-4f28-384a-9c46-4710c0fd6234 | 68a5ef8e-68b8-384c-8097-5c940b8436e8 | 20aadc24-a391-41cf-b340-3e4529f44bde | 93a60a56-a3c8-11da-a746-0800200b9a66
Acetyl chloride | 75-36-5 | 75365 | 75365 | C2H3ClO |  | Mass | kg | emission | water | https://ofmpub.epa.gov/sor_internet/registry/substreg/searchandretrieve/substancesearch/search.do?details=displayDetails&selectedSubstanceId=87893 | 1 | Chemicals | 61317245-6147-3cd8-bc19-cde27f5b9c5d | 68a5ef8e-68b8-384c-8097-5c940b8436e8 | 20aadc24-a391-41cf-b340-3e4529f44bde | 93a60a56-a3c8-11da-a746-0800200b9a66
1-Aminoethanol | 75-39-8 | 75398 | 75398 | - |  | Mass | kg | emission | water | https://ofmpub.epa.gov/sor_internet/registry/substreg/searchandretrieve/substancesearch/search.do?details=displayDetails&selectedSubstanceId=96599 | 1 | Chemicals | 5982fbaf-3392-3a24-9bc9-897ace67563d | 68a5ef8e-68b8-384c-8097-5c940b8436e8 | 20aadc24-a391-41cf-b340-3e4529f44bde | 93a60a56-a3c8-11da-a746-0800200b9a66
HCFC-22 | 75-45-6 | 75456 | 75456 | CHClF2 |  | Mass | kg | emission | water | https://ofmpub.epa.gov/sor_internet/registry/substreg/searchandretrieve/substancesearch/search.do?details=displayDetails&selectedSubstanceId=48927 | 1 | Chemicals | b36e1a53-942f-386a-82ee-81b489d30366 | 68a5ef8e-68b8-384c-8097-5c940b8436e8 | 20aadc24-a391-41cf-b340-3e4529f44bde | 93a60a56-a3c8-11da-a746-0800200b9a66
Iodoform | 75-47-8 | 75478 | 75478 | CHI3 |  | Mass | kg | emission | water | https://ofmpub.epa.gov/sor_internet/registry/substreg/searchandretrieve/substancesearch/search.do?details=displayDetails&selectedSubstanceId=48925 | 1 | Chemicals | 42fd80a5-4be1-3787-8821-6b8329f0f3d2 | 68a5ef8e-68b8-384c-8097-5c940b8436e8 | 20aadc24-a391-41cf-b340-3e4529f44bde | 93a60a56-a3c8-11da-a746-0800200b9a66
Trimethylamine | 75-50-3 | 75503 | 75503 | C3H9N |  | Mass | kg | emission | water | https://ofmpub.epa.gov/sor_internet/registry/substreg/searchandretrieve/substancesearch/search.do?details=displayDetails&selectedSubstanceId=87887 | 1 | Chemicals | f9fbdca0-e278-3890-9693-382a0d073b01 | 68a5ef8e-68b8-384c-8097-5c940b8436e8 | 20aadc24-a391-41cf-b340-3e4529f44bde | 93a60a56-a3c8-11da-a746-0800200b9a66
Nitromethane | 75-52-5 | 75525 | 75525 | CH3NO2 |  | Mass | kg | emission | water | https://ofmpub.epa.gov/sor_internet/registry/substreg/searchandretrieve/substancesearch/search.do?details=displayDetails&selectedSubstanceId=48924 | 1 | Chemicals | 94b066a7-37c3-3842-93ab-2860ed792d69 | 68a5ef8e-68b8-384c-8097-5c940b8436e8 | 20aadc24-a391-41cf-b340-3e4529f44bde | 93a60a56-a3c8-11da-a746-0800200b9a66
Propylene oxide | 75-56-9 | 75569 | 75569 | C3H6O |  | Mass | kg | emission | water | https://ofmpub.epa.gov/sor_internet/registry/substreg/searchandretrieve/substancesearch/search.do?details=displayDetails&selectedSubstanceId=48922 | 1 | Chemicals | bcb3fcfc-1a95-3766-8ea8-13d8b079401c | 68a5ef8e-68b8-384c-8097-5c940b8436e8 | 20aadc24-a391-41cf-b340-3e4529f44bde | 93a60a56-a3c8-11da-a746-0800200b9a66
Tetramethylammonium chloride | 75-57-0 | 75570 | 75570 | C4H12ClN |  | Mass | kg | emission | water | https://ofmpub.epa.gov/sor_internet/registry/substreg/searchandretrieve/substancesearch/search.do?details=displayDetails&selectedSubstanceId=48921 | 1 | Chemicals | 1a7abb9b-10e2-3a5f-b8f2-1cb349098a2d | 68a5ef8e-68b8-384c-8097-5c940b8436e8 | 20aadc24-a391-41cf-b340-3e4529f44bde | 93a60a56-a3c8-11da-a746-0800200b9a66
Cacodylic acid | 75-60-5 | 75605 | 75605 | C2H7AsO2 |  | Mass | kg | emission | water | https://ofmpub.epa.gov/sor_internet/registry/substreg/searchandretrieve/substancesearch/search.do?details=displayDetails&selectedSubstanceId=48919 | 1 | Chemicals | 5146cfda-51e3-3e66-be0b-c2ed5a74b4c6 | 68a5ef8e-68b8-384c-8097-5c940b8436e8 | 20aadc24-a391-41cf-b340-3e4529f44bde | 93a60a56-a3c8-11da-a746-0800200b9a66
tert-Butylamine | 75-64-9 | 75649 | 75649 | C4H11N |  | Mass | kg | emission | water | https://ofmpub.epa.gov/sor_internet/registry/substreg/searchandretrieve/substancesearch/search.do?details=displayDetails&selectedSubstanceId=48916 | 1 | Chemicals | a83de567-dc8d-314e-b22e-c4439517404a | 68a5ef8e-68b8-384c-8097-5c940b8436e8 | 20aadc24-a391-41cf-b340-3e4529f44bde | 93a60a56-a3c8-11da-a746-0800200b9a66
tert-Butanol | 75-65-0 | 75650 | 75650 | C4H10O |  | Mass | kg | emission | water | https://ofmpub.epa.gov/sor_internet/registry/substreg/searchandretrieve/substancesearch/search.do?details=displayDetails&selectedSubstanceId=87876 | 1 | Chemicals | ee922c8f-d14e-37a5-99c3-9bb4844e09f0 | 68a5ef8e-68b8-384c-8097-5c940b8436e8 | 20aadc24-a391-41cf-b340-3e4529f44bde | 93a60a56-a3c8-11da-a746-0800200b9a66
Dimethyl methylphosphonate | 756-79-6 | 756796 | 756796 | C3H9O3P |  | Mass | kg | emission | water | https://ofmpub.epa.gov/sor_internet/registry/substreg/searchandretrieve/substancesearch/search.do?details=displayDetails&selectedSubstanceId=44212 | 1 | Chemicals | 0a81d574-d19c-3dc2-a064-e61958b900b7 | 68a5ef8e-68b8-384c-8097-5c940b8436e8 | 20aadc24-a391-41cf-b340-3e4529f44bde | 93a60a56-a3c8-11da-a746-0800200b9a66
O,O-Dimethyl dithiophosphate | 756-80-9 | 756809 | 756809 | C2H7O2PS2 |  | Mass | kg | emission | water | https://ofmpub.epa.gov/sor_internet/registry/substreg/searchandretrieve/substancesearch/search.do?details=displayDetails&selectedSubstanceId=44211 | 1 | Chemicals | e69cf280-4596-3322-be1f-fc6bf2cd67a0 | 68a5ef8e-68b8-384c-8097-5c940b8436e8 | 20aadc24-a391-41cf-b340-3e4529f44bde | 93a60a56-a3c8-11da-a746-0800200b9a66
CFC-11 | 75-69-4 | 75694 | 75694 | CCl3F |  | Mass | kg | emission | water | https://ofmpub.epa.gov/sor_internet/registry/substreg/searchandretrieve/substancesearch/search.do?details=displayDetails&selectedSubstanceId=87874 | 1 | Chemicals | 28dd9d2f-6978-33de-bd09-5d840ac7e58a | 68a5ef8e-68b8-384c-8097-5c940b8436e8 | 20aadc24-a391-41cf-b340-3e4529f44bde | 93a60a56-a3c8-11da-a746-0800200b9a66
CFC-12 | 75-71-8 | 75718 | 75718 | CCl2F2 |  | Mass | kg | emission | water | https://ofmpub.epa.gov/sor_internet/registry/substreg/searchandretrieve/substancesearch/search.do?details=displayDetails&selectedSubstanceId=48912 | 1 | Chemicals | 88ddda55-f9c7-36b3-8504-60f6ae7cef19 | 68a5ef8e-68b8-384c-8097-5c940b8436e8 | 20aadc24-a391-41cf-b340-3e4529f44bde | 93a60a56-a3c8-11da-a746-0800200b9a66
Dichloroacetylene | 7572-29-4 | 7572294 | 7572294 | C2Cl2 |  | Mass | kg | emission | water | https://ofmpub.epa.gov/sor_internet/registry/substreg/searchandretrieve/substancesearch/search.do?details=displayDetails&selectedSubstanceId=83562 | 1 | Chemicals | ca046c8e-58b8-334c-8644-917b6c8595a4 | 68a5ef8e-68b8-384c-8097-5c940b8436e8 | 20aadc24-a391-41cf-b340-3e4529f44bde | 93a60a56-a3c8-11da-a746-0800200b9a66
Tetramethyllead | 75-74-1 | 75741 | 75741 | C4H12Pb |  | Mass | kg | emission | water | https://ofmpub.epa.gov/sor_internet/registry/substreg/searchandretrieve/substancesearch/search.do?details=displayDetails&selectedSubstanceId=48909 | 1 | Chemicals | e61b6205-87b5-3cad-96ab-795a3b80220f | 68a5ef8e-68b8-384c-8097-5c940b8436e8 | 20aadc24-a391-41cf-b340-3e4529f44bde | 93a60a56-a3c8-11da-a746-0800200b9a66
2-Methyl-2-butanol | 75-85-4 | 75854 | 75854 | C5H12O |  | Mass | kg | emission | water | https://ofmpub.epa.gov/sor_internet/registry/substreg/searchandretrieve/substancesearch/search.do?details=displayDetails&selectedSubstanceId=48899 | 1 | Chemicals | c24af302-e295-3fe0-b247-9fb268e2d4b8 | 68a5ef8e-68b8-384c-8097-5c940b8436e8 | 20aadc24-a391-41cf-b340-3e4529f44bde | 93a60a56-a3c8-11da-a746-0800200b9a66
Acetone cyanohydrin | 75-86-5 | 75865 | 75865 | C4H7NO |  | Mass | kg | emission | water | https://ofmpub.epa.gov/sor_internet/registry/substreg/searchandretrieve/substancesearch/search.do?details=displayDetails&selectedSubstanceId=48898 | 1 | Chemicals | 097fd523-fc82-3678-b756-1def23268864 | 68a5ef8e-68b8-384c-8097-5c940b8436e8 | 20aadc24-a391-41cf-b340-3e4529f44bde | 93a60a56-a3c8-11da-a746-0800200b9a66
Chloral | 75-87-6 | 75876 | 75876 | C2HCl3O |  | Mass | kg | emission | water | https://ofmpub.epa.gov/sor_internet/registry/substreg/searchandretrieve/substancesearch/search.do?details=displayDetails&selectedSubstanceId=48897 | 1 | Chemicals | 311f346e-6906-3cac-b423-0a270f90764a | 68a5ef8e-68b8-384c-8097-5c940b8436e8 | 20aadc24-a391-41cf-b340-3e4529f44bde | 93a60a56-a3c8-11da-a746-0800200b9a66
HCFC-133a | 75-88-7 | 75887 | 75887 | C2H2ClF3 |  | Mass | kg | emission | water | https://ofmpub.epa.gov/sor_internet/registry/substreg/searchandretrieve/substancesearch/search.do?details=displayDetails&selectedSubstanceId=48896 | 1 | Chemicals | ce36080b-423d-3447-a1ef-edc994f1353b | 68a5ef8e-68b8-384c-8097-5c940b8436e8 | 20aadc24-a391-41cf-b340-3e4529f44bde | 93a60a56-a3c8-11da-a746-0800200b9a66
2,2,2-Trifluoroethanol | 75-89-8 | 75898 | 75898 | C2H3F3O |  | Mass | kg | emission | water | https://ofmpub.epa.gov/sor_internet/registry/substreg/searchandretrieve/substancesearch/search.do?details=displayDetails&selectedSubstanceId=48895 | 1 | Chemicals | de7bc556-f59e-3325-9c1c-ad3c71b768db | 68a5ef8e-68b8-384c-8097-5c940b8436e8 | 20aadc24-a391-41cf-b340-3e4529f44bde | 93a60a56-a3c8-11da-a746-0800200b9a66
tert-Butyl hydroperoxide | 75-91-2 | 75912 | 75912 | C4H10O2 |  | Mass | kg | emission | water | https://ofmpub.epa.gov/sor_internet/registry/substreg/searchandretrieve/substancesearch/search.do?details=displayDetails&selectedSubstanceId=48893 | 1 | Chemicals | 67c6dfc4-9d91-353c-84c7-4ba417c09dd2 | 68a5ef8e-68b8-384c-8097-5c940b8436e8 | 20aadc24-a391-41cf-b340-3e4529f44bde | 93a60a56-a3c8-11da-a746-0800200b9a66
N-Nitroso-N-ethylurea | 759-73-9 | 759739 | 759739 | C3H7N3O2 |  | Mass | kg | emission | water | https://ofmpub.epa.gov/sor_internet/registry/substreg/searchandretrieve/substancesearch/search.do?details=displayDetails&selectedSubstanceId=44206 | 1 | Chemicals | 60764910-f204-31db-9ac1-53db338f20c2 | 68a5ef8e-68b8-384c-8097-5c940b8436e8 | 20aadc24-a391-41cf-b340-3e4529f44bde | 93a60a56-a3c8-11da-a746-0800200b9a66
Pinacolone | 75-97-8 | 75978 | 75978 | C6H12O |  | Mass | kg | emission | water | https://ofmpub.epa.gov/sor_internet/registry/substreg/searchandretrieve/substancesearch/search.do?details=displayDetails&selectedSubstanceId=48890 | 1 | Chemicals | e969fb1d-9a7c-36f5-9af2-0619440fda2b | 68a5ef8e-68b8-384c-8097-5c940b8436e8 | 20aadc24-a391-41cf-b340-3e4529f44bde | 93a60a56-a3c8-11da-a746-0800200b9a66
Pivalic acid | 75-98-9 | 75989 | 75989 | C5H10O2 |  | Mass | kg | emission | water | https://ofmpub.epa.gov/sor_internet/registry/substreg/searchandretrieve/substancesearch/search.do?details=displayDetails&selectedSubstanceId=48889 | 1 | Chemicals | 88008d0f-bfd7-3e74-8c7e-ee218ae838c2 | 68a5ef8e-68b8-384c-8097-5c940b8436e8 | 20aadc24-a391-41cf-b340-3e4529f44bde | 93a60a56-a3c8-11da-a746-0800200b9a66
Dalapon | 75-99-0 | 75990 | 75990 | C3H4Cl2O2 |  | Mass | kg | emission | water | https://ofmpub.epa.gov/sor_internet/registry/substreg/searchandretrieve/substancesearch/search.do?details=displayDetails&selectedSubstanceId=87865 | 1 | Chemicals | fdfed4dc-a361-3ed9-8739-85be447191b9 | 68a5ef8e-68b8-384c-8097-5c940b8436e8 | 20aadc24-a391-41cf-b340-3e4529f44bde | 93a60a56-a3c8-11da-a746-0800200b9a66
S-Ethyl dipropylthiocarbamate | 759-94-4 | 759944 | 759944 | C9H19NOS |  | Mass | kg | emission | water | https://ofmpub.epa.gov/sor_internet/registry/substreg/searchandretrieve/substancesearch/search.do?details=displayDetails&selectedSubstanceId=44205 | 1 | Chemicals | f4c1f1fc-ff3e-3889-b9a3-1d1ae6f70dcd | 68a5ef8e-68b8-384c-8097-5c940b8436e8 | 20aadc24-a391-41cf-b340-3e4529f44bde | 93a60a56-a3c8-11da-a746-0800200b9a66
Pentachloroethane | 76-01-7 | 76017 | 76017 | C2HCl5 |  | Mass | kg | emission | water | https://ofmpub.epa.gov/sor_internet/registry/substreg/searchandretrieve/substancesearch/search.do?details=displayDetails&selectedSubstanceId=48888 | 1 | Chemicals | 0f7d4eee-6a4a-33aa-9f30-ab3cc287f0b7 | 68a5ef8e-68b8-384c-8097-5c940b8436e8 | 20aadc24-a391-41cf-b340-3e4529f44bde | 93a60a56-a3c8-11da-a746-0800200b9a66
3,4-Dichloro-1-butene | 760-23-6 | 760236 | 760236 | C4H6Cl2 |  | Mass | kg | emission | water | https://ofmpub.epa.gov/sor_internet/registry/substreg/searchandretrieve/substancesearch/search.do?details=displayDetails&selectedSubstanceId=44202 | 1 | Chemicals | 7ce0d930-5aa4-3990-8027-9c985b78a15d | 68a5ef8e-68b8-384c-8097-5c940b8436e8 | 20aadc24-a391-41cf-b340-3e4529f44bde | 93a60a56-a3c8-11da-a746-0800200b9a66
Trichloroacetic acid | 76-03-9 | 76039 | 76039 | C2HCl3O2 |  | Mass | kg | emission | water | https://ofmpub.epa.gov/sor_internet/registry/substreg/searchandretrieve/substancesearch/search.do?details=displayDetails&selectedSubstanceId=87861 | 1 | Chemicals | ec064c55-4d56-3ef6-97b8-3b77441a7724 | 68a5ef8e-68b8-384c-8097-5c940b8436e8 | 20aadc24-a391-41cf-b340-3e4529f44bde | 93a60a56-a3c8-11da-a746-0800200b9a66
Chloropicrin | 76-06-2 | 76062 | 76062 | CCl3NO2 |  | Mass | kg | emission | water | https://ofmpub.epa.gov/sor_internet/registry/substreg/searchandretrieve/substancesearch/search.do?details=displayDetails&selectedSubstanceId=87860 | 1 | Chemicals | f6f8dd8d-910d-33f8-8225-a6ce2a140cab | 68a5ef8e-68b8-384c-8097-5c940b8436e8 | 20aadc24-a391-41cf-b340-3e4529f44bde | 93a60a56-a3c8-11da-a746-0800200b9a66
CFC-113 | 76-13-1 | 76131 | 76131 | C2Cl3F3 |  | Mass | kg | emission | water | https://ofmpub.epa.gov/sor_internet/registry/substreg/searchandretrieve/substancesearch/search.do?details=displayDetails&selectedSubstanceId=48832 | 1 | Chemicals | d8d0256c-46d7-3b7b-b308-720c95971bc5 | 68a5ef8e-68b8-384c-8097-5c940b8436e8 | 20aadc24-a391-41cf-b340-3e4529f44bde | 93a60a56-a3c8-11da-a746-0800200b9a66
2-Amino-3-methylimidazo[4,5-f]quinoline | 76180-96-6 | 76180966 | 76180966 | C11H10N4 |  | Mass | kg | emission | water | https://ofmpub.epa.gov/sor_internet/registry/substreg/searchandretrieve/substancesearch/search.do?details=displayDetails&selectedSubstanceId=87755 | 1 | Chemicals | 7bc5805b-9df1-3606-9d2d-9c4c39db0019 | 68a5ef8e-68b8-384c-8097-5c940b8436e8 | 20aadc24-a391-41cf-b340-3e4529f44bde | 93a60a56-a3c8-11da-a746-0800200b9a66
Triamcinolone acetonide | 76-25-5 | 76255 | 76255 | C24H31FO6 |  | Mass | kg | emission | water | https://ofmpub.epa.gov/sor_internet/registry/substreg/searchandretrieve/substancesearch/search.do?details=displayDetails&selectedSubstanceId=48827 | 1 | Chemicals | e9dd8245-6ea7-3ded-bbb0-6ab896490298 | 68a5ef8e-68b8-384c-8097-5c940b8436e8 | 20aadc24-a391-41cf-b340-3e4529f44bde | 93a60a56-a3c8-11da-a746-0800200b9a66
3-Bromo-2-bornanone | 76-29-9 | 76299 | 76299 | C10H15BrO |  | Mass | kg | emission | water | https://ofmpub.epa.gov/sor_internet/registry/substreg/searchandretrieve/substancesearch/search.do?details=displayDetails&selectedSubstanceId=87747 | 1 | Chemicals | d03ca5c0-99e8-3362-bb3e-c96fa10ca91b | 68a5ef8e-68b8-384c-8097-5c940b8436e8 | 20aadc24-a391-41cf-b340-3e4529f44bde | 93a60a56-a3c8-11da-a746-0800200b9a66
Sodium nitrite | 7632-00-0 | 7632000 | 7632000 | NNaO2 |  | Mass | kg | emission | water | https://ofmpub.epa.gov/sor_internet/registry/substreg/searchandretrieve/substancesearch/search.do?details=displayDetails&selectedSubstanceId=38675 | 1 | Chemicals | 37eecf82-b272-3238-a128-713a721f1de7 | 68a5ef8e-68b8-384c-8097-5c940b8436e8 | 20aadc24-a391-41cf-b340-3e4529f44bde | 93a60a56-a3c8-11da-a746-0800200b9a66
3-Buten-1-ol, 3-methyl- | 763-32-6 | 763326 | 763326 | C5H10O |  | Mass | kg | emission | water | https://ofmpub.epa.gov/sor_internet/registry/substreg/searchandretrieve/substancesearch/search.do?details=displayDetails&selectedSubstanceId=44187 | 1 | Chemicals | 8a021b06-dc17-3f20-a093-f8b213a59dc0 | 68a5ef8e-68b8-384c-8097-5c940b8436e8 | 20aadc24-a391-41cf-b340-3e4529f44bde | 93a60a56-a3c8-11da-a746-0800200b9a66
Methoxyflurane | 76-38-0 | 76380 | 76380 | C3H4Cl2F2O |  | Mass | kg | emission | water | https://ofmpub.epa.gov/sor_internet/registry/substreg/searchandretrieve/substancesearch/search.do?details=displayDetails&selectedSubstanceId=82880 | 1 | Chemicals | 13076a88-4442-39d2-882b-0334330d57ba | 68a5ef8e-68b8-384c-8097-5c940b8436e8 | 20aadc24-a391-41cf-b340-3e4529f44bde | 93a60a56-a3c8-11da-a746-0800200b9a66
2,4-Hexadiene, 2,5-dimethyl- | 764-13-6 | 764136 | 764136 | C8H14 |  | Mass | kg | emission | water | https://ofmpub.epa.gov/sor_internet/registry/substreg/searchandretrieve/substancesearch/search.do?details=displayDetails&selectedSubstanceId=44184 | 1 | Chemicals | 7d059fa9-a9ce-3b30-9924-d1c5c8d9a57e | 68a5ef8e-68b8-384c-8097-5c940b8436e8 | 20aadc24-a391-41cf-b340-3e4529f44bde | 93a60a56-a3c8-11da-a746-0800200b9a66
1,4-Dichloro-2-butene | 764-41-0 | 764410 | 764410 | C4H6Cl2 |  | Mass | kg | emission | water | https://ofmpub.epa.gov/sor_internet/registry/substreg/searchandretrieve/substancesearch/search.do?details=displayDetails&selectedSubstanceId=44180 | 1 | Chemicals | fa66d5df-0132-3c2f-9fa6-3e9f14062d0d | 68a5ef8e-68b8-384c-8097-5c940b8436e8 | 20aadc24-a391-41cf-b340-3e4529f44bde | 93a60a56-a3c8-11da-a746-0800200b9a66
Heptachlor | 76-44-8 | 76448 | 76448 | C10H5Cl7 |  | Mass | kg | emission | water | https://ofmpub.epa.gov/sor_internet/registry/substreg/searchandretrieve/substancesearch/search.do?details=displayDetails&selectedSubstanceId=87744 | 1 | Chemicals | d21ebd45-00cd-33ea-ad70-a23aa51633ca | 68a5ef8e-68b8-384c-8097-5c940b8436e8 | 20aadc24-a391-41cf-b340-3e4529f44bde | 93a60a56-a3c8-11da-a746-0800200b9a66
Hydrochloric acid | 7647-01-0 | 7647010 | 7647010 | ClH |  | Mass | kg | emission | water | https://ofmpub.epa.gov/sor_internet/registry/substreg/searchandretrieve/substancesearch/search.do?details=displayDetails&selectedSubstanceId=38657 | 1 | Chemicals | 02e7a768-599c-3597-8d24-850448019301 | 68a5ef8e-68b8-384c-8097-5c940b8436e8 | 20aadc24-a391-41cf-b340-3e4529f44bde | 93a60a56-a3c8-11da-a746-0800200b9a66
Glycidylaldehyde | 765-34-4 | 765344 | 765344 | C3H4O2 |  | Mass | kg | emission | water | https://ofmpub.epa.gov/sor_internet/registry/substreg/searchandretrieve/substancesearch/search.do?details=displayDetails&selectedSubstanceId=87738 | 1 | Chemicals | 1c8bae04-99a4-363a-b88f-75f2eff47804 | 68a5ef8e-68b8-384c-8097-5c940b8436e8 | 20aadc24-a391-41cf-b340-3e4529f44bde | 93a60a56-a3c8-11da-a746-0800200b9a66
Quizalofop-ethyl | 76578-14-8 | 76578148 | 76578148 | C19H17ClN2O4 |  | Mass | kg | emission | water | https://ofmpub.epa.gov/sor_internet/registry/substreg/searchandretrieve/substancesearch/search.do?details=displayDetails&selectedSubstanceId=85575 | 1 | Chemicals | 9b987c2d-e36b-302f-918e-5cb1b8abad02 | 68a5ef8e-68b8-384c-8097-5c940b8436e8 | 20aadc24-a391-41cf-b340-3e4529f44bde | 93a60a56-a3c8-11da-a746-0800200b9a66
Hydrofluoric acid | 7664-39-3 | 7664393 | 7664393 | FH |  | Mass | kg | emission | water | https://ofmpub.epa.gov/sor_internet/registry/substreg/searchandretrieve/substancesearch/search.do?details=displayDetails&selectedSubstanceId=87730 | 1 | Chemicals | b27b6740-5e85-3a42-9ed0-dc9210a7f5d2 | 68a5ef8e-68b8-384c-8097-5c940b8436e8 | 20aadc24-a391-41cf-b340-3e4529f44bde | 93a60a56-a3c8-11da-a746-0800200b9a66
Ammonia | 7664-41-7 | 7664417 | 7664417 | H3N |  | Mass | kg | emission | water | https://ofmpub.epa.gov/sor_internet/registry/substreg/searchandretrieve/substancesearch/search.do?details=displayDetails&selectedSubstanceId=38644 | 1 | Chemicals | df849d56-ce21-33a5-93c9-385ac8d180e7 | 68a5ef8e-68b8-384c-8097-5c940b8436e8 | 20aadc24-a391-41cf-b340-3e4529f44bde | 93a60a56-a3c8-11da-a746-0800200b9a66
Sulfuric acid | 7664-93-9 | 7664939 | 7664939 | H2O4S |  | Mass | kg | emission | water | https://ofmpub.epa.gov/sor_internet/registry/substreg/searchandretrieve/substancesearch/search.do?details=displayDetails&selectedSubstanceId=38642 | 1 | Chemicals | 12bebb06-d99a-3b9f-b510-9589868d54a7 | 68a5ef8e-68b8-384c-8097-5c940b8436e8 | 20aadc24-a391-41cf-b340-3e4529f44bde | 93a60a56-a3c8-11da-a746-0800200b9a66
o-Chloroanisole | 766-51-8 | 766518 | 766518 | C7H7ClO |  | Mass | kg | emission | water | https://ofmpub.epa.gov/sor_internet/registry/substreg/searchandretrieve/substancesearch/search.do?details=displayDetails&selectedSubstanceId=87726 | 1 | Chemicals | 777c4299-9e55-383c-80c3-11163922b7fc | 68a5ef8e-68b8-384c-8097-5c940b8436e8 | 20aadc24-a391-41cf-b340-3e4529f44bde | 93a60a56-a3c8-11da-a746-0800200b9a66
Flutriafol | 76674-21-0 | 76674210 | 76674210 | C16H13F2N3O |  | Mass | kg | emission | water | https://ofmpub.epa.gov/sor_internet/registry/substreg/searchandretrieve/substancesearch/search.do?details=displayDetails&selectedSubstanceId=87724 | 1 | Chemicals | 5f627e71-3d61-3cfc-a38e-25c935b1fc38 | 68a5ef8e-68b8-384c-8097-5c940b8436e8 | 20aadc24-a391-41cf-b340-3e4529f44bde | 93a60a56-a3c8-11da-a746-0800200b9a66
Benzonitrile, 4-hydroxy- | 767-00-0 | 767000 | 767000 | C7H5NO |  | Mass | kg | emission | water | https://ofmpub.epa.gov/sor_internet/registry/substreg/searchandretrieve/substancesearch/search.do?details=displayDetails&selectedSubstanceId=44157 | 1 | Chemicals | f6964d7d-9d10-3a9e-9a09-130a936ac926 | 68a5ef8e-68b8-384c-8097-5c940b8436e8 | 20aadc24-a391-41cf-b340-3e4529f44bde | 93a60a56-a3c8-11da-a746-0800200b9a66
Gamma-cyhalothrin | 76703-62-3 | 76703623 | 76703623 | C23H19ClF3NO3 |  | Mass | kg | emission | water | https://ofmpub.epa.gov/sor_internet/registry/substreg/searchandretrieve/substancesearch/search.do?details=displayDetails&selectedSubstanceId=76978 | 1 | Chemicals | 4db5fd26-5b7a-3a22-be4b-51875fb1c470 | 68a5ef8e-68b8-384c-8097-5c940b8436e8 | 20aadc24-a391-41cf-b340-3e4529f44bde | 93a60a56-a3c8-11da-a746-0800200b9a66
Paclobutrazol | 76738-62-0 | 76738620 | 76738620 | C15H20ClN3O |  | Mass | kg | emission | water | https://ofmpub.epa.gov/sor_internet/registry/substreg/searchandretrieve/substancesearch/search.do?details=displayDetails&selectedSubstanceId=63498 | 1 | Chemicals | 1fc178b0-2789-3295-9f03-35b94ef00de4 | 68a5ef8e-68b8-384c-8097-5c940b8436e8 | 20aadc24-a391-41cf-b340-3e4529f44bde | 93a60a56-a3c8-11da-a746-0800200b9a66
Triphenyltin hydroxide | 76-87-9 | 76879 | 76879 | C18H16OSn |  | Mass | kg | emission | water | https://ofmpub.epa.gov/sor_internet/registry/substreg/searchandretrieve/substancesearch/search.do?details=displayDetails&selectedSubstanceId=48817 | 1 | Chemicals | d8d7d8ea-7cce-3c33-a780-a3f2b72fdb4b | 68a5ef8e-68b8-384c-8097-5c940b8436e8 | 20aadc24-a391-41cf-b340-3e4529f44bde | 93a60a56-a3c8-11da-a746-0800200b9a66
Tricyclo[3.3.1.13,7]decan-1-amine | 768-94-5 | 768945 | 768945 | C10H17N |  | Mass | kg | emission | water | https://ofmpub.epa.gov/sor_internet/registry/substreg/searchandretrieve/substancesearch/search.do?details=displayDetails&selectedSubstanceId=87619 | 1 | Chemicals | 2ccf7d41-7583-32fe-9b8e-97b56ade8597 | 68a5ef8e-68b8-384c-8097-5c940b8436e8 | 20aadc24-a391-41cf-b340-3e4529f44bde | 93a60a56-a3c8-11da-a746-0800200b9a66
Tetramethrin | 7696-12-0 | 7696120 | 7696120 | C19H25NO4 |  | Mass | kg | emission | water | https://ofmpub.epa.gov/sor_internet/registry/substreg/searchandretrieve/substancesearch/search.do?details=displayDetails&selectedSubstanceId=87616 | 1 | Chemicals | 3b714a6a-9975-3450-a211-1078bd742b37 | 68a5ef8e-68b8-384c-8097-5c940b8436e8 | 20aadc24-a391-41cf-b340-3e4529f44bde | 93a60a56-a3c8-11da-a746-0800200b9a66
Nitric acid | 7697-37-2 | 7697372 | 7697372 | HNO3 |  | Mass | kg | emission | water | https://ofmpub.epa.gov/sor_internet/registry/substreg/searchandretrieve/substancesearch/search.do?details=displayDetails&selectedSubstanceId=38622 | 1 | Chemicals | 09ca931e-e3f6-321e-bf3e-a83886417081 | 68a5ef8e-68b8-384c-8097-5c940b8436e8 | 20aadc24-a391-41cf-b340-3e4529f44bde | 93a60a56-a3c8-11da-a746-0800200b9a66
Crotoxyphos | 7700-17-6 | 7700176 | 7700176 | C14H19O6P |  | Mass | kg | emission | water | https://ofmpub.epa.gov/sor_internet/registry/substreg/searchandretrieve/substancesearch/search.do?details=displayDetails&selectedSubstanceId=38509 | 1 | Chemicals | c56b6224-b3c6-3ab3-ae89-287f14c3e3a8 | 68a5ef8e-68b8-384c-8097-5c940b8436e8 | 20aadc24-a391-41cf-b340-3e4529f44bde | 93a60a56-a3c8-11da-a746-0800200b9a66
Sulfur | 7704-34-9 | 7704349 | 7704349 | S |  | Mass | kg | emission | water | https://ofmpub.epa.gov/sor_internet/registry/substreg/searchandretrieve/substancesearch/search.do?details=displayDetails&selectedSubstanceId=38507 | 1 | Chemicals | 0937c31e-32a0-3959-bfb2-f8f3f144df9c | 68a5ef8e-68b8-384c-8097-5c940b8436e8 | 20aadc24-a391-41cf-b340-3e4529f44bde | 93a60a56-a3c8-11da-a746-0800200b9a66
Gibberellic acid | 77-06-5 | 77065 | 77065 | C19H22O6 |  | Mass | kg | emission | water | https://ofmpub.epa.gov/sor_internet/registry/substreg/searchandretrieve/substancesearch/search.do?details=displayDetails&selectedSubstanceId=87613 | 1 | Chemicals | 622b9a76-5ac8-3d53-9122-d39651841139 | 68a5ef8e-68b8-384c-8097-5c940b8436e8 | 20aadc24-a391-41cf-b340-3e4529f44bde | 93a60a56-a3c8-11da-a746-0800200b9a66
3,3-Bis(4-hydroxyphenyl)phthalide | 77-09-8 | 77098 | 77098 | C20H14O4 |  | Mass | kg | emission | water | https://ofmpub.epa.gov/sor_internet/registry/substreg/searchandretrieve/substancesearch/search.do?details=displayDetails&selectedSubstanceId=48814 | 1 | Chemicals | 3969fd84-b73e-3b87-9a34-821fd2af604f | 68a5ef8e-68b8-384c-8097-5c940b8436e8 | 20aadc24-a391-41cf-b340-3e4529f44bde | 93a60a56-a3c8-11da-a746-0800200b9a66
Benzenamine, 2,3,4,5,6-pentafluoro- | 771-60-8 | 771608 | 771608 | C6H2F5N |  | Mass | kg | emission | water | https://ofmpub.epa.gov/sor_internet/registry/substreg/searchandretrieve/substancesearch/search.do?details=displayDetails&selectedSubstanceId=87611 | 1 | Chemicals | 8243464e-fc7d-3fad-a808-a74a278225de | 68a5ef8e-68b8-384c-8097-5c940b8436e8 | 20aadc24-a391-41cf-b340-3e4529f44bde | 93a60a56-a3c8-11da-a746-0800200b9a66
Pentafluorophenol | 771-61-9 | 771619 | 771619 | C6HF5O |  | Mass | kg | emission | water | https://ofmpub.epa.gov/sor_internet/registry/substreg/searchandretrieve/substancesearch/search.do?details=displayDetails&selectedSubstanceId=44140 | 1 | Chemicals | 43808065-0ffe-3d11-bf73-4bb2b7600fb6 | 68a5ef8e-68b8-384c-8097-5c940b8436e8 | 20aadc24-a391-41cf-b340-3e4529f44bde | 93a60a56-a3c8-11da-a746-0800200b9a66
Glufosinate-ammonium | 77182-82-2 | 77182822 | 77182822 | C5H15N2O4P |  | Mass | kg | emission | water | https://ofmpub.epa.gov/sor_internet/registry/substreg/searchandretrieve/substancesearch/search.do?details=displayDetails&selectedSubstanceId=63471 | 1 | Chemicals | 7e3d85ed-eb98-3223-a624-ab1ef3be1349 | 68a5ef8e-68b8-384c-8097-5c940b8436e8 | 20aadc24-a391-41cf-b340-3e4529f44bde | 93a60a56-a3c8-11da-a746-0800200b9a66
2,3-Naphthalenediamine | 771-97-1 | 771971 | 771971 | C10H10N2 |  | Mass | kg | emission | water | https://ofmpub.epa.gov/sor_internet/registry/substreg/searchandretrieve/substancesearch/search.do?details=displayDetails&selectedSubstanceId=44139 | 1 | Chemicals | 9ab8ba50-e9f8-3988-969c-78a78508dbca | 68a5ef8e-68b8-384c-8097-5c940b8436e8 | 20aadc24-a391-41cf-b340-3e4529f44bde | 93a60a56-a3c8-11da-a746-0800200b9a66
Ferrous sulfate | 7720-78-7 | 7720787 | 7720787 | FeO4S |  | Mass | kg | emission | water | https://ofmpub.epa.gov/sor_internet/registry/substreg/searchandretrieve/substancesearch/search.do?details=displayDetails&selectedSubstanceId=38489 | 1 | Chemicals | b8ab1357-4f79-318c-af56-52570b920e5f | 68a5ef8e-68b8-384c-8097-5c940b8436e8 | 20aadc24-a391-41cf-b340-3e4529f44bde | 93a60a56-a3c8-11da-a746-0800200b9a66
Hydrogen peroxide | 7722-84-1 | 7722841 | 7722841 | H2O2 |  | Mass | kg | emission | water | https://ofmpub.epa.gov/sor_internet/registry/substreg/searchandretrieve/substancesearch/search.do?details=displayDetails&selectedSubstanceId=38481 | 1 | Chemicals | d6664e42-4f4b-3ee0-b971-3634946bd1a8 | 68a5ef8e-68b8-384c-8097-5c940b8436e8 | 20aadc24-a391-41cf-b340-3e4529f44bde | 93a60a56-a3c8-11da-a746-0800200b9a66
Phosphorus | 7723-14-0 | 7723140 | 7723140 | P |  | Mass | kg | emission | water | https://ofmpub.epa.gov/sor_internet/registry/substreg/searchandretrieve/substancesearch/search.do?details=displayDetails&selectedSubstanceId=38478 | 1 | Chemicals | 9aedbbd5-a928-3d5f-982d-878f41ac145c | 68a5ef8e-68b8-384c-8097-5c940b8436e8 | 20aadc24-a391-41cf-b340-3e4529f44bde | 93a60a56-a3c8-11da-a746-0800200b9a66
Bromine | 7726-95-6 | 7726956 | 7726956 | Br2 |  | Mass | kg | emission | water | https://ofmpub.epa.gov/sor_internet/registry/substreg/searchandretrieve/substancesearch/search.do?details=displayDetails&selectedSubstanceId=38476 | 1 | Chemicals | b84e1ee5-7bd1-3de0-9d87-9f8611fadc0f | 68a5ef8e-68b8-384c-8097-5c940b8436e8 | 20aadc24-a391-41cf-b340-3e4529f44bde | 93a60a56-a3c8-11da-a746-0800200b9a66
Oxazolidine E | 7747-35-5 | 7747355 | 7747355 | C7H13NO2 |  | Mass | kg | emission | water | https://ofmpub.epa.gov/sor_internet/registry/substreg/searchandretrieve/substancesearch/search.do?details=displayDetails&selectedSubstanceId=38462 | 1 | Chemicals | 0ba1098a-0393-3b17-a256-1249620c8881 | 68a5ef8e-68b8-384c-8097-5c940b8436e8 | 20aadc24-a391-41cf-b340-3e4529f44bde | 93a60a56-a3c8-11da-a746-0800200b9a66
Hexachlorocyclopentadiene | 77-47-4 | 77474 | 77474 | C5Cl6 |  | Mass | kg | emission | water | https://ofmpub.epa.gov/sor_internet/registry/substreg/searchandretrieve/substancesearch/search.do?details=displayDetails&selectedSubstanceId=48812 | 1 | Chemicals | b4098899-3afe-35aa-95d4-19569cc589e4 | 68a5ef8e-68b8-384c-8097-5c940b8436e8 | 20aadc24-a391-41cf-b340-3e4529f44bde | 93a60a56-a3c8-11da-a746-0800200b9a66
Lactofen | 77501-63-4 | 77501634 | 77501634 | C19H15ClF3NO7 |  | Mass | kg | emission | water | https://ofmpub.epa.gov/sor_internet/registry/substreg/searchandretrieve/substancesearch/search.do?details=displayDetails&selectedSubstanceId=62968 | 1 | Chemicals | face1ff7-19b5-32b4-b463-610abe8b1edf | 68a5ef8e-68b8-384c-8097-5c940b8436e8 | 20aadc24-a391-41cf-b340-3e4529f44bde | 93a60a56-a3c8-11da-a746-0800200b9a66
Dibutyltin dilaurate | 77-58-7 | 77587 | 77587 | C32H64O4Sn |  | Mass | kg | emission | water | https://ofmpub.epa.gov/sor_internet/registry/substreg/searchandretrieve/substancesearch/search.do?details=displayDetails&selectedSubstanceId=87592 | 1 | Chemicals | fe67cc18-70cc-3c98-85dc-64b139d50924 | 68a5ef8e-68b8-384c-8097-5c940b8436e8 | 20aadc24-a391-41cf-b340-3e4529f44bde | 93a60a56-a3c8-11da-a746-0800200b9a66
Cupric sulfate | 7758-98-7 | 7758987 | 7758987 | CuO4S |  | Mass | kg | emission | water | https://ofmpub.epa.gov/sor_internet/registry/substreg/searchandretrieve/substancesearch/search.do?details=displayDetails&selectedSubstanceId=38329 | 1 | Chemicals | c610a169-e4e5-3635-86e3-50ba4feb2dda | 68a5ef8e-68b8-384c-8097-5c940b8436e8 | 20aadc24-a391-41cf-b340-3e4529f44bde | 93a60a56-a3c8-11da-a746-0800200b9a66
5,5-Dimethylhydantoin | 77-71-4 | 77714 | 77714 | C5H8N2O2 |  | Mass | kg | emission | water | https://ofmpub.epa.gov/sor_internet/registry/substreg/searchandretrieve/substancesearch/search.do?details=displayDetails&selectedSubstanceId=48804 | 1 | Chemicals | 05ada895-8824-39ad-9e58-82668ed5bcdc | 68a5ef8e-68b8-384c-8097-5c940b8436e8 | 20aadc24-a391-41cf-b340-3e4529f44bde | 93a60a56-a3c8-11da-a746-0800200b9a66
Ammonium sulfamate | 7773-06-0 | 7773060 | 7773060 | H6N2O3S |  | Mass | kg | emission | water | https://ofmpub.epa.gov/sor_internet/registry/substreg/searchandretrieve/substancesearch/search.do?details=displayDetails&selectedSubstanceId=38316 | 1 | Chemicals | e0a5a344-2e7d-3a21-8225-b8ebd82a9891 | 68a5ef8e-68b8-384c-8097-5c940b8436e8 | 20aadc24-a391-41cf-b340-3e4529f44bde | 93a60a56-a3c8-11da-a746-0800200b9a66
Oxadixyl | 77732-09-3 | 77732093 | 77732093 | C14H18N2O4 |  | Mass | kg | emission | water | https://ofmpub.epa.gov/sor_internet/registry/substreg/searchandretrieve/substancesearch/search.do?details=displayDetails&selectedSubstanceId=62958 | 1 | Chemicals | 4c8cd58c-e9e6-3dce-8205-367644b594a4 | 68a5ef8e-68b8-384c-8097-5c940b8436e8 | 20aadc24-a391-41cf-b340-3e4529f44bde | 93a60a56-a3c8-11da-a746-0800200b9a66
Dicyclopentadiene | 77-73-6 | 77736 | 77736 | C10H12 |  | Mass | kg | emission | water | https://ofmpub.epa.gov/sor_internet/registry/substreg/searchandretrieve/substancesearch/search.do?details=displayDetails&selectedSubstanceId=48803 | 1 | Chemicals | d724bb06-9f96-3ddf-9cf8-a8fa9eaa691b | 68a5ef8e-68b8-384c-8097-5c940b8436e8 | 20aadc24-a391-41cf-b340-3e4529f44bde | 93a60a56-a3c8-11da-a746-0800200b9a66
3-Methyl-3-pentanol | 77-74-7 | 77747 | 77747 | C6H14O |  | Mass | kg | emission | water | https://ofmpub.epa.gov/sor_internet/registry/substreg/searchandretrieve/substancesearch/search.do?details=displayDetails&selectedSubstanceId=48802 | 1 | Chemicals | 5e63c020-0df8-3eb5-a512-51aed49a2010 | 68a5ef8e-68b8-384c-8097-5c940b8436e8 | 20aadc24-a391-41cf-b340-3e4529f44bde | 93a60a56-a3c8-11da-a746-0800200b9a66
3-Methyl-1-pentyn-3-ol | 77-75-8 | 77758 | 77758 | C6H10O |  | Mass | kg | emission | water | https://ofmpub.epa.gov/sor_internet/registry/substreg/searchandretrieve/substancesearch/search.do?details=displayDetails&selectedSubstanceId=48801 | 1 | Chemicals | 6697120e-89bc-3b34-ab77-b255ba0a95b3 | 68a5ef8e-68b8-384c-8097-5c940b8436e8 | 20aadc24-a391-41cf-b340-3e4529f44bde | 93a60a56-a3c8-11da-a746-0800200b9a66
Dimethyl sulfate | 77-78-1 | 77781 | 77781 | C2H6O4S |  | Mass | kg | emission | water | https://ofmpub.epa.gov/sor_internet/registry/substreg/searchandretrieve/substancesearch/search.do?details=displayDetails&selectedSubstanceId=48799 | 1 | Chemicals | 1e9d05c0-8496-31ba-a87d-137caa41d47a | 68a5ef8e-68b8-384c-8097-5c940b8436e8 | 20aadc24-a391-41cf-b340-3e4529f44bde | 93a60a56-a3c8-11da-a746-0800200b9a66
Monopotassium phosphate | 7778-77-0 | 7778770 | 7778770 | H2KO4P |  | Mass | kg | emission | water | https://ofmpub.epa.gov/sor_internet/registry/substreg/searchandretrieve/substancesearch/search.do?details=displayDetails&selectedSubstanceId=38289 | 1 | Chemicals | fdd15d63-855a-35d1-9b4d-4533e3dbab12 | 68a5ef8e-68b8-384c-8097-5c940b8436e8 | 20aadc24-a391-41cf-b340-3e4529f44bde | 93a60a56-a3c8-11da-a746-0800200b9a66
Selenium | 7782-49-2 | 7782492 | 7782492 | Se |  | Mass | kg | emission | water | https://ofmpub.epa.gov/sor_internet/registry/substreg/searchandretrieve/substancesearch/search.do?details=displayDetails&selectedSubstanceId=38145 | 1 | Chemicals | 19622b5a-c8c3-39cd-bca8-b168d7d5b855 | 68a5ef8e-68b8-384c-8097-5c940b8436e8 | 20aadc24-a391-41cf-b340-3e4529f44bde | 93a60a56-a3c8-11da-a746-0800200b9a66
Chlorine | 7782-50-5 | 7782505 | 7782505 | Cl2 |  | Mass | kg | emission | water | https://ofmpub.epa.gov/sor_internet/registry/substreg/searchandretrieve/substancesearch/search.do?details=displayDetails&selectedSubstanceId=38144 | 1 | Chemicals | 006168ac-a294-3f0c-a2c5-116163fad1f2 | 68a5ef8e-68b8-384c-8097-5c940b8436e8 | 20aadc24-a391-41cf-b340-3e4529f44bde | 93a60a56-a3c8-11da-a746-0800200b9a66
Mevinphos | 7786-34-7 | 7786347 | 7786347 | - |  | Mass | kg | emission | water | https://ofmpub.epa.gov/sor_internet/registry/substreg/searchandretrieve/substancesearch/search.do?details=displayDetails&selectedSubstanceId=87468 | 1 | Chemicals | 66cb8356-4513-3ebe-aa8c-aafbfa44f41b | 68a5ef8e-68b8-384c-8097-5c940b8436e8 | 20aadc24-a391-41cf-b340-3e4529f44bde | 93a60a56-a3c8-11da-a746-0800200b9a66
9-Methylanthracene | 779-02-2 | 779022 | 779022 | C15H12 |  | Mass | kg | emission | water | https://ofmpub.epa.gov/sor_internet/registry/substreg/searchandretrieve/substancesearch/search.do?details=displayDetails&selectedSubstanceId=44120 | 1 | Chemicals | f67618be-21b2-31a8-99bf-8ff54b07f2d3 | 68a5ef8e-68b8-384c-8097-5c940b8436e8 | 20aadc24-a391-41cf-b340-3e4529f44bde | 93a60a56-a3c8-11da-a746-0800200b9a66
Chlorosulfonic acid | 7790-94-5 | 7790945 | 7790945 | ClHO3S |  | Mass | kg | emission | water | https://ofmpub.epa.gov/sor_internet/registry/substreg/searchandretrieve/substancesearch/search.do?details=displayDetails&selectedSubstanceId=37478 | 1 | Chemicals | 8a5f04b4-3b02-3666-8ad8-62b907a314ed | 68a5ef8e-68b8-384c-8097-5c940b8436e8 | 20aadc24-a391-41cf-b340-3e4529f44bde | 93a60a56-a3c8-11da-a746-0800200b9a66
Citric acid | 77-92-9 | 77929 | 77929 | C6H8O7 |  | Mass | kg | emission | water | https://ofmpub.epa.gov/sor_internet/registry/substreg/searchandretrieve/substancesearch/search.do?details=displayDetails&selectedSubstanceId=48790 | 1 | Chemicals | 11ad585f-1396-3477-a05b-974a528eb67f | 68a5ef8e-68b8-384c-8097-5c940b8436e8 | 20aadc24-a391-41cf-b340-3e4529f44bde | 93a60a56-a3c8-11da-a746-0800200b9a66
Trimethylolpropane | 77-99-6 | 77996 | 77996 | C6H14O3 |  | Mass | kg | emission | water | https://ofmpub.epa.gov/sor_internet/registry/substreg/searchandretrieve/substancesearch/search.do?details=displayDetails&selectedSubstanceId=48787 | 1 | Chemicals | 11883a9c-a320-3b13-994d-4d0209f53586 | 68a5ef8e-68b8-384c-8097-5c940b8436e8 | 20aadc24-a391-41cf-b340-3e4529f44bde | 93a60a56-a3c8-11da-a746-0800200b9a66
Tetraethyllead | 78-00-2 | 78002 | 78002 | C8H20Pb |  | Mass | kg | emission | water | https://ofmpub.epa.gov/sor_internet/registry/substreg/searchandretrieve/substancesearch/search.do?details=displayDetails&selectedSubstanceId=48786 | 1 | Chemicals | 51895a6e-7aa3-3fff-bb2c-9e109bc35819 | 68a5ef8e-68b8-384c-8097-5c940b8436e8 | 20aadc24-a391-41cf-b340-3e4529f44bde | 93a60a56-a3c8-11da-a746-0800200b9a66
Phenol, 3-(1,1-dimethylethyl)-, methylcarbamate | 780-11-0 | 780110 | 780110 | C12H17NO2 |  | Mass | kg | emission | water | https://ofmpub.epa.gov/sor_internet/registry/substreg/searchandretrieve/substancesearch/search.do?details=displayDetails&selectedSubstanceId=44118 | 1 | Chemicals | 6a00d74b-cd83-31e9-a627-4bc1a1376e1b | 68a5ef8e-68b8-384c-8097-5c940b8436e8 | 20aadc24-a391-41cf-b340-3e4529f44bde | 93a60a56-a3c8-11da-a746-0800200b9a66
Pentaerythritol tetranitrate | 78-11-5 | 78115 | 78115 | C5H8N4O12 |  | Mass | kg | emission | water | https://ofmpub.epa.gov/sor_internet/registry/substreg/searchandretrieve/substancesearch/search.do?details=displayDetails&selectedSubstanceId=87453 | 1 | Chemicals | 4d46be23-28f0-3346-b1b8-9ce37bf66c71 | 68a5ef8e-68b8-384c-8097-5c940b8436e8 | 20aadc24-a391-41cf-b340-3e4529f44bde | 93a60a56-a3c8-11da-a746-0800200b9a66
Cyclohexanol, 1-ethynyl- | 78-27-3 | 78273 | 78273 | C8H12O |  | Mass | kg | emission | water | https://ofmpub.epa.gov/sor_internet/registry/substreg/searchandretrieve/substancesearch/search.do?details=displayDetails&selectedSubstanceId=48775 | 1 | Chemicals | 14cd5150-57c6-3e78-8a0f-dbdecfc4d0f7 | 68a5ef8e-68b8-384c-8097-5c940b8436e8 | 20aadc24-a391-41cf-b340-3e4529f44bde | 93a60a56-a3c8-11da-a746-0800200b9a66
Tri-o-cresyl phosphate | 78-30-8 | 78308 | 78308 | C21H21O4P |  | Mass | kg | emission | water | https://ofmpub.epa.gov/sor_internet/registry/substreg/searchandretrieve/substancesearch/search.do?details=displayDetails&selectedSubstanceId=87446 | 1 | Chemicals | d29f80fd-d309-397e-a842-396dda7851aa | 68a5ef8e-68b8-384c-8097-5c940b8436e8 | 20aadc24-a391-41cf-b340-3e4529f44bde | 93a60a56-a3c8-11da-a746-0800200b9a66
Dioxathion | 78-34-2 | 78342 | 78342 | C12H26O6P2S4 |  | Mass | kg | emission | water | https://ofmpub.epa.gov/sor_internet/registry/substreg/searchandretrieve/substancesearch/search.do?details=displayDetails&selectedSubstanceId=48773 | 1 | Chemicals | 3340859f-897b-3abe-93d3-3eee0be71d31 | 68a5ef8e-68b8-384c-8097-5c940b8436e8 | 20aadc24-a391-41cf-b340-3e4529f44bde | 93a60a56-a3c8-11da-a746-0800200b9a66
Triethyl phosphate | 78-40-0 | 78400 | 78400 | C6H15O4P |  | Mass | kg | emission | water | https://ofmpub.epa.gov/sor_internet/registry/substreg/searchandretrieve/substancesearch/search.do?details=displayDetails&selectedSubstanceId=48769 | 1 | Chemicals | 72c23f9b-0f0f-37ea-8391-10e942b56095 | 68a5ef8e-68b8-384c-8097-5c940b8436e8 | 20aadc24-a391-41cf-b340-3e4529f44bde | 93a60a56-a3c8-11da-a746-0800200b9a66
Tris(2-ethylhexyl) phosphate | 78-42-2 | 78422 | 78422 | C24H51O4P |  | Mass | kg | emission | water | https://ofmpub.epa.gov/sor_internet/registry/substreg/searchandretrieve/substancesearch/search.do?details=displayDetails&selectedSubstanceId=87442 | 1 | Chemicals | d6faa5ff-8e6b-3df3-bbba-05d335863653 | 68a5ef8e-68b8-384c-8097-5c940b8436e8 | 20aadc24-a391-41cf-b340-3e4529f44bde | 93a60a56-a3c8-11da-a746-0800200b9a66
Tribufos | 78-48-8 | 78488 | 78488 | C12H27OPS3 |  | Mass | kg | emission | water | https://ofmpub.epa.gov/sor_internet/registry/substreg/searchandretrieve/substancesearch/search.do?details=displayDetails&selectedSubstanceId=48767 | 1 | Chemicals | 6785426e-b3a0-3500-99d9-2688225a9838 | 68a5ef8e-68b8-384c-8097-5c940b8436e8 | 20aadc24-a391-41cf-b340-3e4529f44bde | 93a60a56-a3c8-11da-a746-0800200b9a66
Tris(2-butoxyethyl) phosphate | 78-51-3 | 78513 | 78513 | C18H39O7P |  | Mass | kg | emission | water | https://ofmpub.epa.gov/sor_internet/registry/substreg/searchandretrieve/substancesearch/search.do?details=displayDetails&selectedSubstanceId=87438 | 1 | Chemicals | 68418d6b-c4d3-3bb4-ad48-12e98d108ca8 | 68a5ef8e-68b8-384c-8097-5c940b8436e8 | 20aadc24-a391-41cf-b340-3e4529f44bde | 93a60a56-a3c8-11da-a746-0800200b9a66
Hexythiazox | 78587-05-0 | 78587050 | 78587050 | C17H21ClN2O2S |  | Mass | kg | emission | water | https://ofmpub.epa.gov/sor_internet/registry/substreg/searchandretrieve/substancesearch/search.do?details=displayDetails&selectedSubstanceId=62798 | 1 | Chemicals | aade5276-ba4e-3c7c-920a-085032751d0e | 68a5ef8e-68b8-384c-8097-5c940b8436e8 | 20aadc24-a391-41cf-b340-3e4529f44bde | 93a60a56-a3c8-11da-a746-0800200b9a66
Isophorone | 78-59-1 | 78591 | 78591 | C9H14O |  | Mass | kg | emission | water | https://ofmpub.epa.gov/sor_internet/registry/substreg/searchandretrieve/substancesearch/search.do?details=displayDetails&selectedSubstanceId=48764 | 1 | Chemicals | 45cc0349-0d11-3e49-be11-a0ed345557dd | 68a5ef8e-68b8-384c-8097-5c940b8436e8 | 20aadc24-a391-41cf-b340-3e4529f44bde | 93a60a56-a3c8-11da-a746-0800200b9a66
Carbophenothion | 786-19-6 | 786196 | 786196 | C11H16ClO2PS3 |  | Mass | kg | emission | water | https://ofmpub.epa.gov/sor_internet/registry/substreg/searchandretrieve/substancesearch/search.do?details=displayDetails&selectedSubstanceId=87434 | 1 | Chemicals | a838c115-6944-3925-8d01-0a4215ca4cf4 | 68a5ef8e-68b8-384c-8097-5c940b8436e8 | 20aadc24-a391-41cf-b340-3e4529f44bde | 93a60a56-a3c8-11da-a746-0800200b9a66
3,7-Dimethyl-1,6-octadien-3-ol | 78-70-6 | 78706 | 78706 | C10H18O |  | Mass | kg | emission | water | https://ofmpub.epa.gov/sor_internet/registry/substreg/searchandretrieve/substancesearch/search.do?details=displayDetails&selectedSubstanceId=87431 | 1 | Chemicals | 0fde1d08-ee6c-3907-934c-00252394e9e3 | 68a5ef8e-68b8-384c-8097-5c940b8436e8 | 20aadc24-a391-41cf-b340-3e4529f44bde | 93a60a56-a3c8-11da-a746-0800200b9a66
Isoprene | 78-79-5 | 78795 | 78795 | C5H8 |  | Mass | kg | emission | water | https://ofmpub.epa.gov/sor_internet/registry/substreg/searchandretrieve/substancesearch/search.do?details=displayDetails&selectedSubstanceId=48755 | 1 | Chemicals | 723ee999-6047-3db1-b1c0-f7075c17e69f | 68a5ef8e-68b8-384c-8097-5c940b8436e8 | 20aadc24-a391-41cf-b340-3e4529f44bde | 93a60a56-a3c8-11da-a746-0800200b9a66
Isobutanol | 78-83-1 | 78831 | 78831 | C4H10O |  | Mass | kg | emission | water | https://ofmpub.epa.gov/sor_internet/registry/substreg/searchandretrieve/substancesearch/search.do?details=displayDetails&selectedSubstanceId=48753 | 1 | Chemicals | 95ab08ac-cf62-3834-b63e-fd2d28d8f0e0 | 68a5ef8e-68b8-384c-8097-5c940b8436e8 | 20aadc24-a391-41cf-b340-3e4529f44bde | 93a60a56-a3c8-11da-a746-0800200b9a66
Isobutyraldehyde | 78-84-2 | 78842 | 78842 | C4H8O |  | Mass | kg | emission | water | https://ofmpub.epa.gov/sor_internet/registry/substreg/searchandretrieve/substancesearch/search.do?details=displayDetails&selectedSubstanceId=48752 | 1 | Chemicals | 997c72ba-8d3d-3aef-8d04-6dc3f273ab5a | 68a5ef8e-68b8-384c-8097-5c940b8436e8 | 20aadc24-a391-41cf-b340-3e4529f44bde | 93a60a56-a3c8-11da-a746-0800200b9a66
1,2-Dichloropropane | 78-87-5 | 78875 | 78875 | C3H6Cl2 |  | Mass | kg | emission | water | https://ofmpub.epa.gov/sor_internet/registry/substreg/searchandretrieve/substancesearch/search.do?details=displayDetails&selectedSubstanceId=48750 | 1 | Chemicals | 5bab7669-c5b8-3d37-a070-40cea558a295 | 68a5ef8e-68b8-384c-8097-5c940b8436e8 | 20aadc24-a391-41cf-b340-3e4529f44bde | 93a60a56-a3c8-11da-a746-0800200b9a66
2,3-Dichloropropene | 78-88-6 | 78886 | 78886 | C3H4Cl2 |  | Mass | kg | emission | water | https://ofmpub.epa.gov/sor_internet/registry/substreg/searchandretrieve/substancesearch/search.do?details=displayDetails&selectedSubstanceId=48749 | 1 | Chemicals | e57a754e-9a48-39aa-9345-17e1c19ccdc6 | 68a5ef8e-68b8-384c-8097-5c940b8436e8 | 20aadc24-a391-41cf-b340-3e4529f44bde | 93a60a56-a3c8-11da-a746-0800200b9a66
1,2-Diaminopropane | 78-90-0 | 78900 | 78900 | C3H10N2 |  | Mass | kg | emission | water | https://ofmpub.epa.gov/sor_internet/registry/substreg/searchandretrieve/substancesearch/search.do?details=displayDetails&selectedSubstanceId=48748 | 1 | Chemicals | aec441f4-8a82-3827-aba8-10955d7d2f6b | 68a5ef8e-68b8-384c-8097-5c940b8436e8 | 20aadc24-a391-41cf-b340-3e4529f44bde | 93a60a56-a3c8-11da-a746-0800200b9a66
o,p'-DDT | 789-02-6 | 789026 | 789026 | C14H9Cl5 |  | Mass | kg | emission | water | https://ofmpub.epa.gov/sor_internet/registry/substreg/searchandretrieve/substancesearch/search.do?details=displayDetails&selectedSubstanceId=44109 | 1 | Chemicals | 0c5f8a31-8f0c-3ebb-9b62-eb7aafd76dd3 | 68a5ef8e-68b8-384c-8097-5c940b8436e8 | 20aadc24-a391-41cf-b340-3e4529f44bde | 93a60a56-a3c8-11da-a746-0800200b9a66
2-Butanol | 78-92-2 | 78922 | 78922 | C4H10O |  | Mass | kg | emission | water | https://ofmpub.epa.gov/sor_internet/registry/substreg/searchandretrieve/substancesearch/search.do?details=displayDetails&selectedSubstanceId=48747 | 1 | Chemicals | d3c9a1e8-4036-35f6-a440-05ea8437fb5a | 68a5ef8e-68b8-384c-8097-5c940b8436e8 | 20aadc24-a391-41cf-b340-3e4529f44bde | 93a60a56-a3c8-11da-a746-0800200b9a66
Methyl ethyl ketone | 78-93-3 | 78933 | 78933 | C4H8O |  | Mass | kg | emission | water | https://ofmpub.epa.gov/sor_internet/registry/substreg/searchandretrieve/substancesearch/search.do?details=displayDetails&selectedSubstanceId=48746 | 1 | Chemicals | f05277ee-3000-3cb5-bf6d-292ba65e56b6 | 68a5ef8e-68b8-384c-8097-5c940b8436e8 | 20aadc24-a391-41cf-b340-3e4529f44bde | 93a60a56-a3c8-11da-a746-0800200b9a66
Methyl vinyl ketone | 78-94-4 | 78944 | 78944 | C4H6O |  | Mass | kg | emission | water | https://ofmpub.epa.gov/sor_internet/registry/substreg/searchandretrieve/substancesearch/search.do?details=displayDetails&selectedSubstanceId=48745 | 1 | Chemicals | b658742c-7607-3906-8977-906cad197399 | 68a5ef8e-68b8-384c-8097-5c940b8436e8 | 20aadc24-a391-41cf-b340-3e4529f44bde | 93a60a56-a3c8-11da-a746-0800200b9a66
Monoisopropanolamine | 78-96-6 | 78966 | 78966 | C3H9NO |  | Mass | kg | emission | water | https://ofmpub.epa.gov/sor_internet/registry/substreg/searchandretrieve/substancesearch/search.do?details=displayDetails&selectedSubstanceId=48743 | 1 | Chemicals | 1b945950-1eaf-307d-8372-cce6b50a4ba6 | 68a5ef8e-68b8-384c-8097-5c940b8436e8 | 20aadc24-a391-41cf-b340-3e4529f44bde | 93a60a56-a3c8-11da-a746-0800200b9a66
Lactonitrile | 78-97-7 | 78977 | 78977 | C3H5NO |  | Mass | kg | emission | water | https://ofmpub.epa.gov/sor_internet/registry/substreg/searchandretrieve/substancesearch/search.do?details=displayDetails&selectedSubstanceId=48742 | 1 | Chemicals | 84dafbb8-86ef-3633-81e1-575ed8903abf | 68a5ef8e-68b8-384c-8097-5c940b8436e8 | 20aadc24-a391-41cf-b340-3e4529f44bde | 93a60a56-a3c8-11da-a746-0800200b9a66
1,1-Dichloropropane | 78-99-9 | 78999 | 78999 | C3H6Cl2 |  | Mass | kg | emission | water | https://ofmpub.epa.gov/sor_internet/registry/substreg/searchandretrieve/substancesearch/search.do?details=displayDetails&selectedSubstanceId=48740 | 1 | Chemicals | a48c8157-ad29-37b9-ac9b-9ee736bac9d5 | 68a5ef8e-68b8-384c-8097-5c940b8436e8 | 20aadc24-a391-41cf-b340-3e4529f44bde | 93a60a56-a3c8-11da-a746-0800200b9a66
1,1,2-Trichloroethane | 79-00-5 | 79005 | 79005 | C2H3Cl3 |  | Mass | kg | emission | water | https://ofmpub.epa.gov/sor_internet/registry/substreg/searchandretrieve/substancesearch/search.do?details=displayDetails&selectedSubstanceId=48739 | 1 | Chemicals | 1af2a5bf-9a23-31c2-b97d-8c0d614d84e0 | 68a5ef8e-68b8-384c-8097-5c940b8436e8 | 20aadc24-a391-41cf-b340-3e4529f44bde | 93a60a56-a3c8-11da-a746-0800200b9a66
Trichloroethylene | 79-01-6 | 79016 | 79016 | C2HCl3 |  | Mass | kg | emission | water | https://ofmpub.epa.gov/sor_internet/registry/substreg/searchandretrieve/substancesearch/search.do?details=displayDetails&selectedSubstanceId=48738 | 1 | Chemicals | ef819092-ab44-3c30-83b4-b710fd789b8d | 68a5ef8e-68b8-384c-8097-5c940b8436e8 | 20aadc24-a391-41cf-b340-3e4529f44bde | 93a60a56-a3c8-11da-a746-0800200b9a66
Acrylamide | 79-06-1 | 79061 | 79061 | C3H5NO |  | Mass | kg | emission | water | https://ofmpub.epa.gov/sor_internet/registry/substreg/searchandretrieve/substancesearch/search.do?details=displayDetails&selectedSubstanceId=48733 | 1 | Chemicals | 5d2bdefd-efd3-3cf0-9c85-9ef64cb1ce70 | 68a5ef8e-68b8-384c-8097-5c940b8436e8 | 20aadc24-a391-41cf-b340-3e4529f44bde | 93a60a56-a3c8-11da-a746-0800200b9a66
Bromoacetic acid | 79-08-3 | 79083 | 79083 | C2H3BrO2 |  | Mass | kg | emission | water | https://ofmpub.epa.gov/sor_internet/registry/substreg/searchandretrieve/substancesearch/search.do?details=displayDetails&selectedSubstanceId=48731 | 1 | Chemicals | fcd02412-57d1-3333-9917-4d7a68179637 | 68a5ef8e-68b8-384c-8097-5c940b8436e8 | 20aadc24-a391-41cf-b340-3e4529f44bde | 93a60a56-a3c8-11da-a746-0800200b9a66
Propionic acid | 79-09-4 | 79094 | 79094 | C3H6O2 |  | Mass | kg | emission | water | https://ofmpub.epa.gov/sor_internet/registry/substreg/searchandretrieve/substancesearch/search.do?details=displayDetails&selectedSubstanceId=48730 | 1 | Chemicals | 8be9fa5d-3425-31a4-a5ea-a07c3692770b | 68a5ef8e-68b8-384c-8097-5c940b8436e8 | 20aadc24-a391-41cf-b340-3e4529f44bde | 93a60a56-a3c8-11da-a746-0800200b9a66
Acrylic acid | 79-10-7 | 79107 | 79107 | C3H4O2 |  | Mass | kg | emission | water | https://ofmpub.epa.gov/sor_internet/registry/substreg/searchandretrieve/substancesearch/search.do?details=displayDetails&selectedSubstanceId=48729 | 1 | Chemicals | 38dc17ec-1c73-3ea0-91bf-9840f18ffd1b | 68a5ef8e-68b8-384c-8097-5c940b8436e8 | 20aadc24-a391-41cf-b340-3e4529f44bde | 93a60a56-a3c8-11da-a746-0800200b9a66
Chloroacetic acid | 79-11-8 | 79118 | 79118 | C2H3ClO2 |  | Mass | kg | emission | water | https://ofmpub.epa.gov/sor_internet/registry/substreg/searchandretrieve/substancesearch/search.do?details=displayDetails&selectedSubstanceId=48728 | 1 | Chemicals | 8c41a717-8f66-3776-bdf6-22e33b21ccc2 | 68a5ef8e-68b8-384c-8097-5c940b8436e8 | 20aadc24-a391-41cf-b340-3e4529f44bde | 93a60a56-a3c8-11da-a746-0800200b9a66
Triphenylphosphine oxide | 791-28-6 | 791286 | 791286 | C18H15OP |  | Mass | kg | emission | water | https://ofmpub.epa.gov/sor_internet/registry/substreg/searchandretrieve/substancesearch/search.do?details=displayDetails&selectedSubstanceId=44108 | 1 | Chemicals | a33bc9c1-8d58-30e3-bba8-c56d91c5ed19 | 68a5ef8e-68b8-384c-8097-5c940b8436e8 | 20aadc24-a391-41cf-b340-3e4529f44bde | 93a60a56-a3c8-11da-a746-0800200b9a66
Thiosemicarbazide | 79-19-6 | 79196 | 79196 | CH5N3S |  | Mass | kg | emission | water | https://ofmpub.epa.gov/sor_internet/registry/substreg/searchandretrieve/substancesearch/search.do?details=displayDetails&selectedSubstanceId=48724 | 1 | Chemicals | 474e24e9-5983-300f-a8cc-2ed419261120 | 68a5ef8e-68b8-384c-8097-5c940b8436e8 | 20aadc24-a391-41cf-b340-3e4529f44bde | 93a60a56-a3c8-11da-a746-0800200b9a66
Methyl acetate | 79-20-9 | 79209 | 79209 | C3H6O2 |  | Mass | kg | emission | water | https://ofmpub.epa.gov/sor_internet/registry/substreg/searchandretrieve/substancesearch/search.do?details=displayDetails&selectedSubstanceId=48723 | 1 | Chemicals | 35e0c61b-0050-3d5c-af97-e4095718d635 | 68a5ef8e-68b8-384c-8097-5c940b8436e8 | 20aadc24-a391-41cf-b340-3e4529f44bde | 93a60a56-a3c8-11da-a746-0800200b9a66
Peracetic acid | 79-21-0 | 79210 | 79210 | C2H4O3 |  | Mass | kg | emission | water | https://ofmpub.epa.gov/sor_internet/registry/substreg/searchandretrieve/substancesearch/search.do?details=displayDetails&selectedSubstanceId=48722 | 1 | Chemicals | fba822c3-b834-3555-bc95-111d9f0765ff | 68a5ef8e-68b8-384c-8097-5c940b8436e8 | 20aadc24-a391-41cf-b340-3e4529f44bde | 93a60a56-a3c8-11da-a746-0800200b9a66
Fluazifop-P-butyl | 79241-46-6 | 79241466 | 79241466 | C19H20F3NO4 |  | Mass | kg | emission | water | https://ofmpub.epa.gov/sor_internet/registry/substreg/searchandretrieve/substancesearch/search.do?details=displayDetails&selectedSubstanceId=86897 | 1 | Chemicals | b0f0d98e-b0bc-34b3-8d6c-a1bc4479a635 | 68a5ef8e-68b8-384c-8097-5c940b8436e8 | 20aadc24-a391-41cf-b340-3e4529f44bde | 93a60a56-a3c8-11da-a746-0800200b9a66
Thifensulfuron-methyl | 79277-27-3 | 79277273 | 79277273 | C12H13N5O6S2 |  | Mass | kg | emission | water | https://ofmpub.epa.gov/sor_internet/registry/substreg/searchandretrieve/substancesearch/search.do?details=displayDetails&selectedSubstanceId=86883 | 1 | Chemicals | d568121a-6ea1-3bc7-9978-710d7f06d132 | 68a5ef8e-68b8-384c-8097-5c940b8436e8 | 20aadc24-a391-41cf-b340-3e4529f44bde | 93a60a56-a3c8-11da-a746-0800200b9a66
Isobutyric acid | 79-31-2 | 79312 | 79312 | C4H8O2 |  | Mass | kg | emission | water | https://ofmpub.epa.gov/sor_internet/registry/substreg/searchandretrieve/substancesearch/search.do?details=displayDetails&selectedSubstanceId=87318 | 1 | Chemicals | a248a00b-9250-39d9-b1e5-0aef4c360e1d | 68a5ef8e-68b8-384c-8097-5c940b8436e8 | 20aadc24-a391-41cf-b340-3e4529f44bde | 93a60a56-a3c8-11da-a746-0800200b9a66
N-(1,3-Dimethylbutyl)-N'-phenyl-p-phenylenediamine | 793-24-8 | 793248 | 793248 | C18H24N2 |  | Mass | kg | emission | water | https://ofmpub.epa.gov/sor_internet/registry/substreg/searchandretrieve/substancesearch/search.do?details=displayDetails&selectedSubstanceId=44106 | 1 | Chemicals | f0326fde-d60f-3a58-af3b-7b33016f06fe | 68a5ef8e-68b8-384c-8097-5c940b8436e8 | 20aadc24-a391-41cf-b340-3e4529f44bde | 93a60a56-a3c8-11da-a746-0800200b9a66
L-Lactic acid | 79-33-4 | 79334 | 79334 | C3H6O3 |  | Mass | kg | emission | water | https://ofmpub.epa.gov/sor_internet/registry/substreg/searchandretrieve/substancesearch/search.do?details=displayDetails&selectedSubstanceId=48716 | 1 | Chemicals | 604d823f-87bf-3286-b641-5ecda3dbfbbe | 68a5ef8e-68b8-384c-8097-5c940b8436e8 | 20aadc24-a391-41cf-b340-3e4529f44bde | 93a60a56-a3c8-11da-a746-0800200b9a66
1,1,2,2-Tetrachloroethane | 79-34-5 | 79345 | 79345 | C2H2Cl4 |  | Mass | kg | emission | water | https://ofmpub.epa.gov/sor_internet/registry/substreg/searchandretrieve/substancesearch/search.do?details=displayDetails&selectedSubstanceId=48715 | 1 | Chemicals | 71959582-8028-3ef4-9d1d-04732db11ffc | 68a5ef8e-68b8-384c-8097-5c940b8436e8 | 20aadc24-a391-41cf-b340-3e4529f44bde | 93a60a56-a3c8-11da-a746-0800200b9a66
Methacrylic acid | 79-41-4 | 79414 | 79414 | C4H6O2 |  | Mass | kg | emission | water | https://ofmpub.epa.gov/sor_internet/registry/substreg/searchandretrieve/substancesearch/search.do?details=displayDetails&selectedSubstanceId=48711 | 1 | Chemicals | 47d6efc6-05f1-3f9a-8a87-dc5f41cd975e | 68a5ef8e-68b8-384c-8097-5c940b8436e8 | 20aadc24-a391-41cf-b340-3e4529f44bde | 93a60a56-a3c8-11da-a746-0800200b9a66
Dichloroacetic acid | 79-43-6 | 79436 | 79436 | C2H2Cl2O2 |  | Mass | kg | emission | water | https://ofmpub.epa.gov/sor_internet/registry/substreg/searchandretrieve/substancesearch/search.do?details=displayDetails&selectedSubstanceId=87314 | 1 | Chemicals | 2fe96287-1c21-318f-be35-bed3e60bd4d4 | 68a5ef8e-68b8-384c-8097-5c940b8436e8 | 20aadc24-a391-41cf-b340-3e4529f44bde | 93a60a56-a3c8-11da-a746-0800200b9a66
Dimethylcarbamoyl chloride | 79-44-7 | 79447 | 79447 | C3H6ClNO |  | Mass | kg | emission | water | https://ofmpub.epa.gov/sor_internet/registry/substreg/searchandretrieve/substancesearch/search.do?details=displayDetails&selectedSubstanceId=48709 | 1 | Chemicals | 8759b22e-6e54-384c-a6c6-d964db8cc179 | 68a5ef8e-68b8-384c-8097-5c940b8436e8 | 20aadc24-a391-41cf-b340-3e4529f44bde | 93a60a56-a3c8-11da-a746-0800200b9a66
2-Nitropropane | 79-46-9 | 79469 | 79469 | C3H7NO2 |  | Mass | kg | emission | water | https://ofmpub.epa.gov/sor_internet/registry/substreg/searchandretrieve/substancesearch/search.do?details=displayDetails&selectedSubstanceId=48708 | 1 | Chemicals | c57a0524-9182-3df7-8538-3bf191ee7ce6 | 68a5ef8e-68b8-384c-8097-5c940b8436e8 | 20aadc24-a391-41cf-b340-3e4529f44bde | 93a60a56-a3c8-11da-a746-0800200b9a66
Tefluthrin | 79538-32-2 | 79538322 | 79538322 | C17H14ClF7O2 |  | Mass | kg | emission | water | https://ofmpub.epa.gov/sor_internet/registry/substreg/searchandretrieve/substancesearch/search.do?details=displayDetails&selectedSubstanceId=86777 | 1 | Chemicals | 96f0e0f4-e588-3a9e-bfba-ca853abad7d5 | 68a5ef8e-68b8-384c-8097-5c940b8436e8 | 20aadc24-a391-41cf-b340-3e4529f44bde | 93a60a56-a3c8-11da-a746-0800200b9a66
Oxytetracycline | 79-57-2 | 79572 | 79572 | C22H24N2O9 |  | Mass | kg | emission | water | https://ofmpub.epa.gov/sor_internet/registry/substreg/searchandretrieve/substancesearch/search.do?details=displayDetails&selectedSubstanceId=87309 | 1 | Chemicals | afb0fa1b-26e4-3d29-9c2c-1c45f463e212 | 68a5ef8e-68b8-384c-8097-5c940b8436e8 | 20aadc24-a391-41cf-b340-3e4529f44bde | 93a60a56-a3c8-11da-a746-0800200b9a66
Fluazinam | 79622-59-6 | 79622596 | 79622596 | C13H4Cl2F6N4O4 |  | Mass | kg | emission | water | https://ofmpub.epa.gov/sor_internet/registry/substreg/searchandretrieve/substancesearch/search.do?details=displayDetails&selectedSubstanceId=87308 | 1 | Chemicals | 02b7bcd4-8901-313a-94f8-1ddbed2b0d3a | 68a5ef8e-68b8-384c-8097-5c940b8436e8 | 20aadc24-a391-41cf-b340-3e4529f44bde | 93a60a56-a3c8-11da-a746-0800200b9a66
.beta.-Ionone | 79-77-6 | 79776 | 79776 | C13H20O |  | Mass | kg | emission | water | https://ofmpub.epa.gov/sor_internet/registry/substreg/searchandretrieve/substancesearch/search.do?details=displayDetails&selectedSubstanceId=87305 | 1 | Chemicals | 3cfeb8e6-4f38-3f89-9c83-fb74617a197b | 68a5ef8e-68b8-384c-8097-5c940b8436e8 | 20aadc24-a391-41cf-b340-3e4529f44bde | 93a60a56-a3c8-11da-a746-0800200b9a66
Camphene | 79-92-5 | 79925 | 79925 | C10H16 |  | Mass | kg | emission | water | https://ofmpub.epa.gov/sor_internet/registry/substreg/searchandretrieve/substancesearch/search.do?details=displayDetails&selectedSubstanceId=87302 | 1 | Chemicals | 6fd4a1ca-5de2-3ead-b632-136b7c9813dd | 68a5ef8e-68b8-384c-8097-5c940b8436e8 | 20aadc24-a391-41cf-b340-3e4529f44bde | 93a60a56-a3c8-11da-a746-0800200b9a66
Tetrabromobisphenol A | 79-94-7 | 79947 | 79947 | C15H12Br4O2 |  | Mass | kg | emission | water | https://ofmpub.epa.gov/sor_internet/registry/substreg/searchandretrieve/substancesearch/search.do?details=displayDetails&selectedSubstanceId=48698 | 1 | Chemicals | 20e6cece-fc92-3d31-8b26-41c3fbbc29a8 | 68a5ef8e-68b8-384c-8097-5c940b8436e8 | 20aadc24-a391-41cf-b340-3e4529f44bde | 93a60a56-a3c8-11da-a746-0800200b9a66
2,2',6,6'-Tetrachlorobisphenol A | 79-95-8 | 79958 | 79958 | C15H12Cl4O2 |  | Mass | kg | emission | water | https://ofmpub.epa.gov/sor_internet/registry/substreg/searchandretrieve/substancesearch/search.do?details=displayDetails&selectedSubstanceId=87301 | 1 | Chemicals | 159e0b48-3ca9-3dae-a8b9-f3f6134a761a | 68a5ef8e-68b8-384c-8097-5c940b8436e8 | 20aadc24-a391-41cf-b340-3e4529f44bde | 93a60a56-a3c8-11da-a746-0800200b9a66
p-Chlorophenyl phenyl sulfone | 80-00-2 | 80002 | 80002 | C12H9ClO2S |  | Mass | kg | emission | water | https://ofmpub.epa.gov/sor_internet/registry/substreg/searchandretrieve/substancesearch/search.do?details=displayDetails&selectedSubstanceId=48695 | 1 | Chemicals | 26665ebc-e467-34bc-9ae0-71591b1a176a | 68a5ef8e-68b8-384c-8097-5c940b8436e8 | 20aadc24-a391-41cf-b340-3e4529f44bde | 93a60a56-a3c8-11da-a746-0800200b9a66
Toxaphene | 8001-35-2 | 8001352 | 8001352 | - |  | Mass | kg | emission | water | https://ofmpub.epa.gov/sor_internet/registry/substreg/searchandretrieve/substancesearch/search.do?details=displayDetails&selectedSubstanceId=87298 | 1 | Chemicals | 0d81c1bf-69d7-3ca5-b917-3f1451c40a58 | 68a5ef8e-68b8-384c-8097-5c940b8436e8 | 20aadc24-a391-41cf-b340-3e4529f44bde | 93a60a56-a3c8-11da-a746-0800200b9a66
Creosote | 8001-58-9 | 8001589 | 8001589 | - |  | Mass | kg | emission | water | https://ofmpub.epa.gov/sor_internet/registry/substreg/searchandretrieve/substancesearch/search.do?details=displayDetails&selectedSubstanceId=16148 | 1 | Chemicals | 11be7774-d6cb-3090-baab-f21caa0578cd | 68a5ef8e-68b8-384c-8097-5c940b8436e8 | 20aadc24-a391-41cf-b340-3e4529f44bde | 93a60a56-a3c8-11da-a746-0800200b9a66
Neem oil | 8002-65-1 | 8002651 | 8002651 | - |  | Mass | kg | emission | water | https://ofmpub.epa.gov/sor_internet/registry/substreg/searchandretrieve/substancesearch/search.do?details=displayDetails&selectedSubstanceId=81092 | 1 | Chemicals | fb91d763-2bbb-3330-bf5a-cbe166d7ce7b | 68a5ef8e-68b8-384c-8097-5c940b8436e8 | 20aadc24-a391-41cf-b340-3e4529f44bde | 93a60a56-a3c8-11da-a746-0800200b9a66
1,3-Dichloro-1-propene mixture with 1,2-dichloropropane | 8003-19-8 | 8003198 | 8003198 | - |  | Mass | kg | emission | water | https://ofmpub.epa.gov/sor_internet/registry/substreg/searchandretrieve/substancesearch/search.do?details=displayDetails&selectedSubstanceId=36971 | 1 | Chemicals | 492745a4-5184-35bd-93bc-f0bbf70631ca | 68a5ef8e-68b8-384c-8097-5c940b8436e8 | 20aadc24-a391-41cf-b340-3e4529f44bde | 93a60a56-a3c8-11da-a746-0800200b9a66
Pyrethrins | 8003-34-7 | 8003347 | 8003347 | - |  | Mass | kg | emission | water | https://ofmpub.epa.gov/sor_internet/registry/substreg/searchandretrieve/substancesearch/search.do?details=displayDetails&selectedSubstanceId=36969 | 1 | Chemicals | 0c5d4099-c3e8-3114-8750-4967907b1920 | 68a5ef8e-68b8-384c-8097-5c940b8436e8 | 20aadc24-a391-41cf-b340-3e4529f44bde | 93a60a56-a3c8-11da-a746-0800200b9a66
C.I. Basic Violet 1 | 8004-87-3 | 8004873 | 8004873 | C24H27N3 |  | Mass | kg | emission | water | https://ofmpub.epa.gov/sor_internet/registry/substreg/searchandretrieve/substancesearch/search.do?details=displayDetails&selectedSubstanceId=36964 | 1 | Chemicals | 2ba785f8-6ca0-3ab9-97b5-90b35a3facb2 | 68a5ef8e-68b8-384c-8097-5c940b8436e8 | 20aadc24-a391-41cf-b340-3e4529f44bde | 93a60a56-a3c8-11da-a746-0800200b9a66
C.I. Acid Yellow 3 | 8004-92-0 | 8004920 | 8004920 | - |  | Mass | kg | emission | water | https://ofmpub.epa.gov/sor_internet/registry/substreg/searchandretrieve/substancesearch/search.do?details=displayDetails&selectedSubstanceId=36962 | 1 | Chemicals | 61f195a6-dca6-3e09-afa5-ce6faa176caf | 68a5ef8e-68b8-384c-8097-5c940b8436e8 | 20aadc24-a391-41cf-b340-3e4529f44bde | 93a60a56-a3c8-11da-a746-0800200b9a66
4,4'-Isopropylidenediphenol | 80-05-7 | 80057 | 80057 | C15H16O2 |  | Mass | kg | emission | water | https://ofmpub.epa.gov/sor_internet/registry/substreg/searchandretrieve/substancesearch/search.do?details=displayDetails&selectedSubstanceId=48694 | 1 | Chemicals | d416fa8d-1a39-3bc2-95c7-1ef339040c32 | 68a5ef8e-68b8-384c-8097-5c940b8436e8 | 20aadc24-a391-41cf-b340-3e4529f44bde | 93a60a56-a3c8-11da-a746-0800200b9a66
Chlorfenethol | 80-06-8 | 80068 | 80068 | C14H12Cl2O |  | Mass | kg | emission | water | https://ofmpub.epa.gov/sor_internet/registry/substreg/searchandretrieve/substancesearch/search.do?details=displayDetails&selectedSubstanceId=78372 | 1 | Chemicals | de04c0ae-9d49-3faa-8d8c-91c6260fc11d | 68a5ef8e-68b8-384c-8097-5c940b8436e8 | 20aadc24-a391-41cf-b340-3e4529f44bde | 93a60a56-a3c8-11da-a746-0800200b9a66
Dapsone | 80-08-0 | 80080 | 80080 | C12H12N2O2S |  | Mass | kg | emission | water | https://ofmpub.epa.gov/sor_internet/registry/substreg/searchandretrieve/substancesearch/search.do?details=displayDetails&selectedSubstanceId=87288 | 1 | Chemicals | 0290caaa-2b69-38a2-b60f-82559e1d3395 | 68a5ef8e-68b8-384c-8097-5c940b8436e8 | 20aadc24-a391-41cf-b340-3e4529f44bde | 93a60a56-a3c8-11da-a746-0800200b9a66
Cumene hydroperoxide | 80-15-9 | 80159 | 80159 | C9H12O2 |  | Mass | kg | emission | water | https://ofmpub.epa.gov/sor_internet/registry/substreg/searchandretrieve/substancesearch/search.do?details=displayDetails&selectedSubstanceId=87190 | 1 | Chemicals | 1767a793-9401-3dd5-894f-4f5274490abc | 68a5ef8e-68b8-384c-8097-5c940b8436e8 | 20aadc24-a391-41cf-b340-3e4529f44bde | 93a60a56-a3c8-11da-a746-0800200b9a66
Demeton-methyl | 8022-00-2 | 8022002 | 8022002 | - |  | Mass | kg | emission | water | https://ofmpub.epa.gov/sor_internet/registry/substreg/searchandretrieve/substancesearch/search.do?details=displayDetails&selectedSubstanceId=87187 | 1 | Chemicals | 61bf135f-85de-3ad2-b58b-aa9a5a2ff8eb | 68a5ef8e-68b8-384c-8097-5c940b8436e8 | 20aadc24-a391-41cf-b340-3e4529f44bde | 93a60a56-a3c8-11da-a746-0800200b9a66
Chlorfenson | 80-33-1 | 80331 | 80331 | C12H8Cl2O3S |  | Mass | kg | emission | water | https://ofmpub.epa.gov/sor_internet/registry/substreg/searchandretrieve/substancesearch/search.do?details=displayDetails&selectedSubstanceId=87183 | 1 | Chemicals | 32b827d8-34df-3add-b67e-d0e93cdae092 | 68a5ef8e-68b8-384c-8097-5c940b8436e8 | 20aadc24-a391-41cf-b340-3e4529f44bde | 93a60a56-a3c8-11da-a746-0800200b9a66
Fenson | 80-38-6 | 80386 | 80386 | C12H9ClO3S |  | Mass | kg | emission | water | https://ofmpub.epa.gov/sor_internet/registry/substreg/searchandretrieve/substancesearch/search.do?details=displayDetails&selectedSubstanceId=78371 | 1 | Chemicals | 43207a86-1272-3e16-9934-019bd158319c | 68a5ef8e-68b8-384c-8097-5c940b8436e8 | 20aadc24-a391-41cf-b340-3e4529f44bde | 93a60a56-a3c8-11da-a746-0800200b9a66
p-tert-Amylphenol | 80-46-6 | 80466 | 80466 | C11H16O |  | Mass | kg | emission | water | https://ofmpub.epa.gov/sor_internet/registry/substreg/searchandretrieve/substancesearch/search.do?details=displayDetails&selectedSubstanceId=48675 | 1 | Chemicals | ab260b26-eb3c-3b81-84c7-f2742f89fab7 | 68a5ef8e-68b8-384c-8097-5c940b8436e8 | 20aadc24-a391-41cf-b340-3e4529f44bde | 93a60a56-a3c8-11da-a746-0800200b9a66
Xanthacridinum | 8048-52-0 | 8048520 | 8048520 | - |  | Mass | kg | emission | water | https://ofmpub.epa.gov/sor_internet/registry/substreg/searchandretrieve/substancesearch/search.do?details=displayDetails&selectedSubstanceId=77418 | 1 | Chemicals | c72c2e0c-a0fd-37e6-8f28-86214027633d | 68a5ef8e-68b8-384c-8097-5c940b8436e8 | 20aadc24-a391-41cf-b340-3e4529f44bde | 93a60a56-a3c8-11da-a746-0800200b9a66
.alpha.-Pinene | 80-56-8 | 80568 | 80568 | C10H16 |  | Mass | kg | emission | water | https://ofmpub.epa.gov/sor_internet/registry/substreg/searchandretrieve/substancesearch/search.do?details=displayDetails&selectedSubstanceId=48668 | 1 | Chemicals | e44a872b-00c3-34ad-a8ae-5e268273a9e0 | 68a5ef8e-68b8-384c-8097-5c940b8436e8 | 20aadc24-a391-41cf-b340-3e4529f44bde | 93a60a56-a3c8-11da-a746-0800200b9a66
Sodium lignosulfonate | 8061-51-6 | 8061516 | 8061516 | - |  | Mass | kg | emission | water | https://ofmpub.epa.gov/sor_internet/registry/substreg/searchandretrieve/substancesearch/search.do?details=displayDetails&selectedSubstanceId=38113 | 1 | Chemicals | 4adc9fa5-6dc4-3b73-80da-450372ac458e | 68a5ef8e-68b8-384c-8097-5c940b8436e8 | 20aadc24-a391-41cf-b340-3e4529f44bde | 93a60a56-a3c8-11da-a746-0800200b9a66
Ammonium lignosulfonate | 8061-53-8 | 8061538 | 8061538 | - |  | Mass | kg | emission | water | https://ofmpub.epa.gov/sor_internet/registry/substreg/searchandretrieve/substancesearch/search.do?details=displayDetails&selectedSubstanceId=38111 | 1 | Chemicals | ffc25f21-7c63-3b9f-8bf1-6b7f7cf12fd1 | 68a5ef8e-68b8-384c-8097-5c940b8436e8 | 20aadc24-a391-41cf-b340-3e4529f44bde | 93a60a56-a3c8-11da-a746-0800200b9a66
Methyl methacrylate | 80-62-6 | 80626 | 80626 | C5H8O2 |  | Mass | kg | emission | water | https://ofmpub.epa.gov/sor_internet/registry/substreg/searchandretrieve/substancesearch/search.do?details=displayDetails&selectedSubstanceId=48666 | 1 | Chemicals | b90ca48e-c5bc-3b05-a98e-36a1e59cc2c7 | 68a5ef8e-68b8-384c-8097-5c940b8436e8 | 20aadc24-a391-41cf-b340-3e4529f44bde | 93a60a56-a3c8-11da-a746-0800200b9a66
Bufencarb | 8065-36-9 | 8065369 | 8065369 | - |  | Mass | kg | emission | water | https://ofmpub.epa.gov/sor_internet/registry/substreg/searchandretrieve/substancesearch/search.do?details=displayDetails&selectedSubstanceId=81085 | 1 | Chemicals | 60249ee2-8920-30bf-b58f-008538ec9a5d | 68a5ef8e-68b8-384c-8097-5c940b8436e8 | 20aadc24-a391-41cf-b340-3e4529f44bde | 93a60a56-a3c8-11da-a746-0800200b9a66
Etofenprox | 80844-07-1 | 80844071 | 80844071 | C25H28O3 |  | Mass | kg | emission | water | https://ofmpub.epa.gov/sor_internet/registry/substreg/searchandretrieve/substancesearch/search.do?details=displayDetails&selectedSubstanceId=87171 | 1 | Chemicals | df792faa-eded-3245-86bd-73d3a44aaec1 | 68a5ef8e-68b8-384c-8097-5c940b8436e8 | 20aadc24-a391-41cf-b340-3e4529f44bde | 93a60a56-a3c8-11da-a746-0800200b9a66
Saccharin | 81-07-2 | 81072 | 81072 | C7H5NO3S |  | Mass | kg | emission | water | https://ofmpub.epa.gov/sor_internet/registry/substreg/searchandretrieve/substancesearch/search.do?details=displayDetails&selectedSubstanceId=48660 | 1 | Chemicals | 70b3e803-9bda-3483-9529-c5dd3f82733c | 68a5ef8e-68b8-384c-8097-5c940b8436e8 | 20aadc24-a391-41cf-b340-3e4529f44bde | 93a60a56-a3c8-11da-a746-0800200b9a66
2,4,6-Trinitro-5-tert-butyl-m-xylene | 81-15-2 | 81152 | 81152 | C12H15N3O6 |  | Mass | kg | emission | water | https://ofmpub.epa.gov/sor_internet/registry/substreg/searchandretrieve/substancesearch/search.do?details=displayDetails&selectedSubstanceId=48656 | 1 | Chemicals | c32e03a6-9b13-3795-a084-2831ba5ff20c | 68a5ef8e-68b8-384c-8097-5c940b8436e8 | 20aadc24-a391-41cf-b340-3e4529f44bde | 93a60a56-a3c8-11da-a746-0800200b9a66
HFC-134a | 811-97-2 | 811972 | 811972 | C2H2F4 |  | Mass | kg | emission | water | https://ofmpub.epa.gov/sor_internet/registry/substreg/searchandretrieve/substancesearch/search.do?details=displayDetails&selectedSubstanceId=44103 | 1 | Chemicals | a4db86ca-e3d8-3619-9808-4da1363a4f95 | 68a5ef8e-68b8-384c-8097-5c940b8436e8 | 20aadc24-a391-41cf-b340-3e4529f44bde | 93a60a56-a3c8-11da-a746-0800200b9a66
Imazapyr | 81334-34-1 | 81334341 | 81334341 | C13H15N3O3 |  | Mass | kg | emission | water | https://ofmpub.epa.gov/sor_internet/registry/substreg/searchandretrieve/substancesearch/search.do?details=displayDetails&selectedSubstanceId=86394 | 1 | Chemicals | b853f806-802a-342d-a407-0ac45c84436d | 68a5ef8e-68b8-384c-8097-5c940b8436e8 | 20aadc24-a391-41cf-b340-3e4529f44bde | 93a60a56-a3c8-11da-a746-0800200b9a66
Imazaquin | 81335-37-7 | 81335377 | 81335377 | C17H17N3O3 |  | Mass | kg | emission | water | https://ofmpub.epa.gov/sor_internet/registry/substreg/searchandretrieve/substancesearch/search.do?details=displayDetails&selectedSubstanceId=87046 | 1 | Chemicals | 8fb598b1-e7ec-34ee-a7f4-fc0814fd65b7 | 68a5ef8e-68b8-384c-8097-5c940b8436e8 | 20aadc24-a391-41cf-b340-3e4529f44bde | 93a60a56-a3c8-11da-a746-0800200b9a66
Imazaquin, monoammonium salt | 81335-47-9 | 81335479 | 81335479 | C17H20N4O3 |  | Mass | kg | emission | water | https://ofmpub.epa.gov/sor_internet/registry/substreg/searchandretrieve/substancesearch/search.do?details=displayDetails&selectedSubstanceId=86392 | 1 | Chemicals | 8717af5d-abce-30ee-8f98-7dd7740a25d7 | 68a5ef8e-68b8-384c-8097-5c940b8436e8 | 20aadc24-a391-41cf-b340-3e4529f44bde | 93a60a56-a3c8-11da-a746-0800200b9a66
Imazethapyr | 81335-77-5 | 81335775 | 81335775 | C15H19N3O3 |  | Mass | kg | emission | water | https://ofmpub.epa.gov/sor_internet/registry/substreg/searchandretrieve/substancesearch/search.do?details=displayDetails&selectedSubstanceId=87045 | 1 | Chemicals | 7c964977-7895-38b1-9017-e516a3b04ea4 | 68a5ef8e-68b8-384c-8097-5c940b8436e8 | 20aadc24-a391-41cf-b340-3e4529f44bde | 93a60a56-a3c8-11da-a746-0800200b9a66
Dimethyl phosphate | 813-78-5 | 813785 | 813785 | C2H7O4P |  | Mass | kg | emission | water | https://ofmpub.epa.gov/sor_internet/registry/substreg/searchandretrieve/substancesearch/search.do?details=displayDetails&selectedSubstanceId=44098 | 1 | Chemicals | 2c7f3eb8-71d9-38d1-8359-37c8d5ae1dd2 | 68a5ef8e-68b8-384c-8097-5c940b8436e8 | 20aadc24-a391-41cf-b340-3e4529f44bde | 93a60a56-a3c8-11da-a746-0800200b9a66
Imazamethabenz-methyl | 81405-85-8 | 81405858 | 81405858 | - |  | Mass | kg | emission | water | https://ofmpub.epa.gov/sor_internet/registry/substreg/searchandretrieve/substancesearch/search.do?details=displayDetails&selectedSubstanceId=86387 | 1 | Chemicals | 03b67c3c-3240-328b-95ea-7e218164d3c9 | 68a5ef8e-68b8-384c-8097-5c940b8436e8 | 20aadc24-a391-41cf-b340-3e4529f44bde | 93a60a56-a3c8-11da-a746-0800200b9a66
Fluroxypyr-meptyl | 81406-37-3 | 81406373 | 81406373 | C15H21Cl2FN2O3 |  | Mass | kg | emission | water | https://ofmpub.epa.gov/sor_internet/registry/substreg/searchandretrieve/substancesearch/search.do?details=displayDetails&selectedSubstanceId=80827 | 1 | Chemicals | e444f2e9-4737-357d-83c6-008a0d1844e3 | 68a5ef8e-68b8-384c-8097-5c940b8436e8 | 20aadc24-a391-41cf-b340-3e4529f44bde | 93a60a56-a3c8-11da-a746-0800200b9a66
1-Amino-2,4-dibromoanthraquinone | 81-49-2 | 81492 | 81492 | C14H7Br2NO2 |  | Mass | kg | emission | water | https://ofmpub.epa.gov/sor_internet/registry/substreg/searchandretrieve/substancesearch/search.do?details=displayDetails&selectedSubstanceId=48645 | 1 | Chemicals | fa216458-a80f-3503-8a7f-7e5c25956f12 | 68a5ef8e-68b8-384c-8097-5c940b8436e8 | 20aadc24-a391-41cf-b340-3e4529f44bde | 93a60a56-a3c8-11da-a746-0800200b9a66
Imazapyr, isopropylamine salt | 81510-83-0 | 81510830 | 81510830 | C16H24N4O3 |  | Mass | kg | emission | water | https://ofmpub.epa.gov/sor_internet/registry/substreg/searchandretrieve/substancesearch/search.do?details=displayDetails&selectedSubstanceId=86362 | 1 | Chemicals | e7031a7c-b138-3197-b622-64b09a0e160b | 68a5ef8e-68b8-384c-8097-5c940b8436e8 | 20aadc24-a391-41cf-b340-3e4529f44bde | 93a60a56-a3c8-11da-a746-0800200b9a66
Purpurin | 81-54-9 | 81549 | 81549 | C14H8O5 |  | Mass | kg | emission | water | https://ofmpub.epa.gov/sor_internet/registry/substreg/searchandretrieve/substancesearch/search.do?details=displayDetails&selectedSubstanceId=98278 | 1 | Chemicals | 93f2b8cd-fb98-3fc7-9878-b421ee24521f | 68a5ef8e-68b8-384c-8097-5c940b8436e8 | 20aadc24-a391-41cf-b340-3e4529f44bde | 93a60a56-a3c8-11da-a746-0800200b9a66
Glyphosate-trimesium | 81591-81-3 | 81591813 | 81591813 | C6H16NO5PS |  | Mass | kg | emission | water | https://ofmpub.epa.gov/sor_internet/registry/substreg/searchandretrieve/substancesearch/search.do?details=displayDetails&selectedSubstanceId=86358 | 1 | Chemicals | e563737c-ed10-3d6d-9a9f-522fed9d6b45 | 68a5ef8e-68b8-384c-8097-5c940b8436e8 | 20aadc24-a391-41cf-b340-3e4529f44bde | 93a60a56-a3c8-11da-a746-0800200b9a66
9,10-Anthracenedione, 1,2,5,8-tetrahydroxy- | 81-61-8 | 81618 | 81618 | C14H8O6 |  | Mass | kg | emission | water | https://ofmpub.epa.gov/sor_internet/registry/substreg/searchandretrieve/substancesearch/search.do?details=displayDetails&selectedSubstanceId=48642 | 1 | Chemicals | 04d6f542-21bf-3efc-bb2e-a34a2c82474f | 68a5ef8e-68b8-384c-8097-5c940b8436e8 | 20aadc24-a391-41cf-b340-3e4529f44bde | 93a60a56-a3c8-11da-a746-0800200b9a66
Quinizarin | 81-64-1 | 81641 | 81641 | C14H8O4 |  | Mass | kg | emission | water | https://ofmpub.epa.gov/sor_internet/registry/substreg/searchandretrieve/substancesearch/search.do?details=displayDetails&selectedSubstanceId=48641 | 1 | Chemicals | 78ff1e5e-54e3-328e-a42a-827f771a057f | 68a5ef8e-68b8-384c-8097-5c940b8436e8 | 20aadc24-a391-41cf-b340-3e4529f44bde | 93a60a56-a3c8-11da-a746-0800200b9a66
C.I. Pigment Blue 60 | 81-77-6 | 81776 | 81776 | C28H14N2O4 |  | Mass | kg | emission | water | https://ofmpub.epa.gov/sor_internet/registry/substreg/searchandretrieve/substancesearch/search.do?details=displayDetails&selectedSubstanceId=87023 | 1 | Chemicals | f8c4ae18-87d0-3aac-aecf-e7fa1a954716 | 68a5ef8e-68b8-384c-8097-5c940b8436e8 | 20aadc24-a391-41cf-b340-3e4529f44bde | 93a60a56-a3c8-11da-a746-0800200b9a66
Clomazone | 81777-89-1 | 81777891 | 81777891 | C12H14ClNO2 |  | Mass | kg | emission | water | https://ofmpub.epa.gov/sor_internet/registry/substreg/searchandretrieve/substancesearch/search.do?details=displayDetails&selectedSubstanceId=86224 | 1 | Chemicals | 5f32fae5-b72a-3bc2-8ad4-9d8609939254 | 68a5ef8e-68b8-384c-8097-5c940b8436e8 | 20aadc24-a391-41cf-b340-3e4529f44bde | 93a60a56-a3c8-11da-a746-0800200b9a66
Warfarin | 81-81-2 | 81812 | 81812 | C19H16O4 |  | Mass | kg | emission | water | https://ofmpub.epa.gov/sor_internet/registry/substreg/searchandretrieve/substancesearch/search.do?details=displayDetails&selectedSubstanceId=87020 | 1 | Chemicals | e95e9da2-3ec0-3f5b-87d3-afb8027192ca | 68a5ef8e-68b8-384c-8097-5c940b8436e8 | 20aadc24-a391-41cf-b340-3e4529f44bde | 93a60a56-a3c8-11da-a746-0800200b9a66
Coumachlor | 81-82-3 | 81823 | 81823 | C19H15ClO4 |  | Mass | kg | emission | water | https://ofmpub.epa.gov/sor_internet/registry/substreg/searchandretrieve/substancesearch/search.do?details=displayDetails&selectedSubstanceId=87019 | 1 | Chemicals | 2be89b67-01cd-3874-a720-80ce59c55308 | 68a5ef8e-68b8-384c-8097-5c940b8436e8 | 20aadc24-a391-41cf-b340-3e4529f44bde | 93a60a56-a3c8-11da-a746-0800200b9a66
2-Hydroxyethyl acrylate | 818-61-1 | 818611 | 818611 | C5H8O3 |  | Mass | kg | emission | water | https://ofmpub.epa.gov/sor_internet/registry/substreg/searchandretrieve/substancesearch/search.do?details=displayDetails&selectedSubstanceId=87017 | 1 | Chemicals | 3ed5e883-e5c7-3ea1-ba57-6b44242f975c | 68a5ef8e-68b8-384c-8097-5c940b8436e8 | 20aadc24-a391-41cf-b340-3e4529f44bde | 93a60a56-a3c8-11da-a746-0800200b9a66
Rhodamine B | 81-88-9 | 81889 | 81889 | C28H31ClN2O3 |  | Mass | kg | emission | water | https://ofmpub.epa.gov/sor_internet/registry/substreg/searchandretrieve/substancesearch/search.do?details=displayDetails&selectedSubstanceId=87016 | 1 | Chemicals | 28506e6f-f868-3922-abb1-549e4731613d | 68a5ef8e-68b8-384c-8097-5c940b8436e8 | 20aadc24-a391-41cf-b340-3e4529f44bde | 93a60a56-a3c8-11da-a746-0800200b9a66
Triasulfuron | 82097-50-5 | 82097505 | 82097505 | C14H16ClN5O5S |  | Mass | kg | emission | water | https://ofmpub.epa.gov/sor_internet/registry/substreg/searchandretrieve/substancesearch/search.do?details=displayDetails&selectedSubstanceId=86185 | 1 | Chemicals | a67a9ada-4370-3c29-a8ed-e6eca457cd6a | 68a5ef8e-68b8-384c-8097-5c940b8436e8 | 20aadc24-a391-41cf-b340-3e4529f44bde | 93a60a56-a3c8-11da-a746-0800200b9a66
2-Nonanone | 821-55-6 | 821556 | 821556 | C9H18O |  | Mass | kg | emission | water | https://ofmpub.epa.gov/sor_internet/registry/substreg/searchandretrieve/substancesearch/search.do?details=displayDetails&selectedSubstanceId=44447 | 1 | Chemicals | 1dc52703-9b8c-304e-9eb9-b3e5b319f9a8 | 68a5ef8e-68b8-384c-8097-5c940b8436e8 | 20aadc24-a391-41cf-b340-3e4529f44bde | 93a60a56-a3c8-11da-a746-0800200b9a66
1H-Imidazole, 4-methyl- | 822-36-6 | 822366 | 822366 | C4H6N2 |  | Mass | kg | emission | water | https://ofmpub.epa.gov/sor_internet/registry/substreg/searchandretrieve/substancesearch/search.do?details=displayDetails&selectedSubstanceId=44434 | 1 | Chemicals | 7e049571-b654-35cc-8aac-787a2fcf14dd | 68a5ef8e-68b8-384c-8097-5c940b8436e8 | 20aadc24-a391-41cf-b340-3e4529f44bde | 93a60a56-a3c8-11da-a746-0800200b9a66
1-Amino-2-methylanthraquinone | 82-28-0 | 82280 | 82280 | C15H11NO2 |  | Mass | kg | emission | water | https://ofmpub.epa.gov/sor_internet/registry/substreg/searchandretrieve/substancesearch/search.do?details=displayDetails&selectedSubstanceId=48621 | 1 | Chemicals | 536da3d3-8fef-3d3d-bae0-4c550161657d | 68a5ef8e-68b8-384c-8097-5c940b8436e8 | 20aadc24-a391-41cf-b340-3e4529f44bde | 93a60a56-a3c8-11da-a746-0800200b9a66
trans-1,2-Dichlorocyclohexane | 822-86-6 | 822866 | 822866 | C6H10Cl2 |  | Mass | kg | emission | water | https://ofmpub.epa.gov/sor_internet/registry/substreg/searchandretrieve/substancesearch/search.do?details=displayDetails&selectedSubstanceId=87010 | 1 | Chemicals | cb22be44-8633-3005-ae18-884f2aa7fbe8 | 68a5ef8e-68b8-384c-8097-5c940b8436e8 | 20aadc24-a391-41cf-b340-3e4529f44bde | 93a60a56-a3c8-11da-a746-0800200b9a66
Isoxaben | 82558-50-7 | 82558507 | 82558507 | C18H24N2O4 |  | Mass | kg | emission | water | https://ofmpub.epa.gov/sor_internet/registry/substreg/searchandretrieve/substancesearch/search.do?details=displayDetails&selectedSubstanceId=85917 | 1 | Chemicals | 954a38ed-bdd9-327b-862f-7260d132cafb | 68a5ef8e-68b8-384c-8097-5c940b8436e8 | 20aadc24-a391-41cf-b340-3e4529f44bde | 93a60a56-a3c8-11da-a746-0800200b9a66
Benfuracarb | 82560-54-1 | 82560541 | 82560541 | C20H30N2O5S |  | Mass | kg | emission | water | https://ofmpub.epa.gov/sor_internet/registry/substreg/searchandretrieve/substancesearch/search.do?details=displayDetails&selectedSubstanceId=76964 | 1 | Chemicals | d329c84a-6666-32e3-865e-504a291537da | 68a5ef8e-68b8-384c-8097-5c940b8436e8 | 20aadc24-a391-41cf-b340-3e4529f44bde | 93a60a56-a3c8-11da-a746-0800200b9a66
Monosodium 4-phenolsulfonate | 825-90-1 | 825901 | 825901 | C6H5NaO4S |  | Mass | kg | emission | water | https://ofmpub.epa.gov/sor_internet/registry/substreg/searchandretrieve/substancesearch/search.do?details=displayDetails&selectedSubstanceId=98355 | 1 | Chemicals | 1369e44c-ad75-3fc5-a49f-a21e26719281 | 68a5ef8e-68b8-384c-8097-5c940b8436e8 | 20aadc24-a391-41cf-b340-3e4529f44bde | 93a60a56-a3c8-11da-a746-0800200b9a66
4-Piperidinone, 2,2,6,6-tetramethyl- | 826-36-8 | 826368 | 826368 | C9H17NO |  | Mass | kg | emission | water | https://ofmpub.epa.gov/sor_internet/registry/substreg/searchandretrieve/substancesearch/search.do?details=displayDetails&selectedSubstanceId=44417 | 1 | Chemicals | 4458bb9e-b18b-3c5b-82bd-d570d79a08bb | 68a5ef8e-68b8-384c-8097-5c940b8436e8 | 20aadc24-a391-41cf-b340-3e4529f44bde | 93a60a56-a3c8-11da-a746-0800200b9a66
Bifenthrin | 82657-04-3 | 82657043 | 82657043 | C23H22ClF3O2 |  | Mass | kg | emission | water | https://ofmpub.epa.gov/sor_internet/registry/substreg/searchandretrieve/substancesearch/search.do?details=displayDetails&selectedSubstanceId=85911 | 1 | Chemicals | 192fd5bf-e767-3953-8b56-c76c9e2e1405 | 68a5ef8e-68b8-384c-8097-5c940b8436e8 | 20aadc24-a391-41cf-b340-3e4529f44bde | 93a60a56-a3c8-11da-a746-0800200b9a66
Pentachloronitrobenzene | 82-68-8 | 82688 | 82688 | C6Cl5NO2 |  | Mass | kg | emission | water | https://ofmpub.epa.gov/sor_internet/registry/substreg/searchandretrieve/substancesearch/search.do?details=displayDetails&selectedSubstanceId=98352 | 1 | Chemicals | 77ca73d8-bdf4-3d29-8502-5ba33b3a8ec3 | 68a5ef8e-68b8-384c-8097-5c940b8436e8 | 20aadc24-a391-41cf-b340-3e4529f44bde | 93a60a56-a3c8-11da-a746-0800200b9a66
Cyclohexylbenzene | 827-52-1 | 827521 | 827521 | C12H16 |  | Mass | kg | emission | water | https://ofmpub.epa.gov/sor_internet/registry/substreg/searchandretrieve/substancesearch/search.do?details=displayDetails&selectedSubstanceId=43701 | 1 | Chemicals | d84c64ca-ab55-3c4a-8bc8-a38408263022 | 68a5ef8e-68b8-384c-8097-5c940b8436e8 | 20aadc24-a391-41cf-b340-3e4529f44bde | 93a60a56-a3c8-11da-a746-0800200b9a66
Dimethoxane | 828-00-2 | 828002 | 828002 | C8H14O4 |  | Mass | kg | emission | water | https://ofmpub.epa.gov/sor_internet/registry/substreg/searchandretrieve/substancesearch/search.do?details=displayDetails&selectedSubstanceId=98346 | 1 | Chemicals | c241c960-0fa9-3058-84c4-5166f4867b5a | 68a5ef8e-68b8-384c-8097-5c940b8436e8 | 20aadc24-a391-41cf-b340-3e4529f44bde | 93a60a56-a3c8-11da-a746-0800200b9a66
Cyclododecanone | 830-13-7 | 830137 | 830137 | C12H22O |  | Mass | kg | emission | water | https://ofmpub.epa.gov/sor_internet/registry/substreg/searchandretrieve/substancesearch/search.do?details=displayDetails&selectedSubstanceId=98341 | 1 | Chemicals | c1642087-3be2-36d9-bede-645c0335ef06 | 68a5ef8e-68b8-384c-8097-5c940b8436e8 | 20aadc24-a391-41cf-b340-3e4529f44bde | 93a60a56-a3c8-11da-a746-0800200b9a66
Bensulfuron-methyl | 83055-99-6 | 83055996 | 83055996 | C16H18N4O7S |  | Mass | kg | emission | water | https://ofmpub.epa.gov/sor_internet/registry/substreg/searchandretrieve/substancesearch/search.do?details=displayDetails&selectedSubstanceId=85807 | 1 | Chemicals | 03ecaf1e-4e52-3ae9-ade9-b80cbe273ddd | 68a5ef8e-68b8-384c-8097-5c940b8436e8 | 20aadc24-a391-41cf-b340-3e4529f44bde | 93a60a56-a3c8-11da-a746-0800200b9a66
1H-Indole-3-propanoic acid | 830-96-6 | 830966 | 830966 | C11H11NO2 |  | Mass | kg | emission | water | https://ofmpub.epa.gov/sor_internet/registry/substreg/searchandretrieve/substancesearch/search.do?details=displayDetails&selectedSubstanceId=43693 | 1 | Chemicals | 85feae80-bd9a-3aa7-94ef-76d146bae681 | 68a5ef8e-68b8-384c-8097-5c940b8436e8 | 20aadc24-a391-41cf-b340-3e4529f44bde | 93a60a56-a3c8-11da-a746-0800200b9a66
Teflubenzuron | 83121-18-0 | 83121180 | 83121180 | C14H6Cl2F4N2O2 |  | Mass | kg | emission | water | https://ofmpub.epa.gov/sor_internet/registry/substreg/searchandretrieve/substancesearch/search.do?details=displayDetails&selectedSubstanceId=76961 | 1 | Chemicals | c6030994-847e-33a1-86a0-8bd4c8515cc5 | 68a5ef8e-68b8-384c-8097-5c940b8436e8 | 20aadc24-a391-41cf-b340-3e4529f44bde | 93a60a56-a3c8-11da-a746-0800200b9a66
3-Pyridinecarboxamide, N-(2,4-difluorophenyl)-2-[3-(trifluoromethyl)phenoxy]- | 83164-33-4 | 83164334 | 83164334 | C19H11F5N2O2 |  | Mass | kg | emission | water | https://ofmpub.epa.gov/sor_internet/registry/substreg/searchandretrieve/substancesearch/search.do?details=displayDetails&selectedSubstanceId=81776 | 1 | Chemicals | 515165bf-76f8-3d64-bb16-14b723349b31 | 68a5ef8e-68b8-384c-8097-5c940b8436e8 | 20aadc24-a391-41cf-b340-3e4529f44bde | 93a60a56-a3c8-11da-a746-0800200b9a66
p-Phenoxyphenol | 831-82-3 | 831823 | 831823 | C12H10O2 |  | Mass | kg | emission | water | https://ofmpub.epa.gov/sor_internet/registry/substreg/searchandretrieve/substancesearch/search.do?details=displayDetails&selectedSubstanceId=43689 | 1 | Chemicals | c35e4c6e-bfea-3ca6-ba17-6c83523909ab | 68a5ef8e-68b8-384c-8097-5c940b8436e8 | 20aadc24-a391-41cf-b340-3e4529f44bde | 93a60a56-a3c8-11da-a746-0800200b9a66
Propanoic acid, 2-chloro-, 2-methylpropyl ester, (2S)- | 83261-15-8 | 83261158 | 83261158 | C7H13ClO2 |  | Mass | kg | emission | water | https://ofmpub.epa.gov/sor_internet/registry/substreg/searchandretrieve/substancesearch/search.do?details=displayDetails&selectedSubstanceId=81774 | 1 | Chemicals | 11e327eb-e74f-3383-adf7-4b061940db2c | 68a5ef8e-68b8-384c-8097-5c940b8436e8 | 20aadc24-a391-41cf-b340-3e4529f44bde | 93a60a56-a3c8-11da-a746-0800200b9a66
Acenaphthene | 83-32-9 | 83329 | 83329 | C12H10 |  | Mass | kg | emission | water | https://ofmpub.epa.gov/sor_internet/registry/substreg/searchandretrieve/substancesearch/search.do?details=displayDetails&selectedSubstanceId=48599 | 1 | Chemicals | f8f475f9-a3cb-31b5-a23a-4ec97f4707e9 | 68a5ef8e-68b8-384c-8097-5c940b8436e8 | 20aadc24-a391-41cf-b340-3e4529f44bde | 93a60a56-a3c8-11da-a746-0800200b9a66
3-Methylindole | 83-34-1 | 83341 | 83341 | C9H9N |  | Mass | kg | emission | water | https://ofmpub.epa.gov/sor_internet/registry/substreg/searchandretrieve/substancesearch/search.do?details=displayDetails&selectedSubstanceId=98330 | 1 | Chemicals | ed4e09f4-48dc-3f06-b0d5-de28ab28e0d1 | 68a5ef8e-68b8-384c-8097-5c940b8436e8 | 20aadc24-a391-41cf-b340-3e4529f44bde | 93a60a56-a3c8-11da-a746-0800200b9a66
3-Nitro-o-xylene | 83-41-0 | 83410 | 83410 | C8H9NO2 |  | Mass | kg | emission | water | https://ofmpub.epa.gov/sor_internet/registry/substreg/searchandretrieve/substancesearch/search.do?details=displayDetails&selectedSubstanceId=48596 | 1 | Chemicals | 93e49e17-2834-3a3f-82cd-c75319ce7878 | 68a5ef8e-68b8-384c-8097-5c940b8436e8 | 20aadc24-a391-41cf-b340-3e4529f44bde | 93a60a56-a3c8-11da-a746-0800200b9a66
Ametryn | 834-12-8 | 834128 | 834128 | C9H17N5S |  | Mass | kg | emission | water | https://ofmpub.epa.gov/sor_internet/registry/substreg/searchandretrieve/substancesearch/search.do?details=displayDetails&selectedSubstanceId=43683 | 1 | Chemicals | 7aaa3fcf-9c24-3cd8-83d6-2f74b783be69 | 68a5ef8e-68b8-384c-8097-5c940b8436e8 | 20aadc24-a391-41cf-b340-3e4529f44bde | 93a60a56-a3c8-11da-a746-0800200b9a66
1-Chloro-2-methyl-3-nitrobenzene | 83-42-1 | 83421 | 83421 | C7H6ClNO2 |  | Mass | kg | emission | water | https://ofmpub.epa.gov/sor_internet/registry/substreg/searchandretrieve/substancesearch/search.do?details=displayDetails&selectedSubstanceId=48595 | 1 | Chemicals | 0b228c69-73c9-3f4d-9d2f-50cf002f15c4 | 68a5ef8e-68b8-384c-8097-5c940b8436e8 | 20aadc24-a391-41cf-b340-3e4529f44bde | 93a60a56-a3c8-11da-a746-0800200b9a66
Propyl isome | 83-59-0 | 83590 | 83590 | C20H26O6 |  | Mass | kg | emission | water | https://ofmpub.epa.gov/sor_internet/registry/substreg/searchandretrieve/substancesearch/search.do?details=displayDetails&selectedSubstanceId=81270 | 1 | Chemicals | 47d80dd3-1bfd-3833-8262-571221307833 | 68a5ef8e-68b8-384c-8097-5c940b8436e8 | 20aadc24-a391-41cf-b340-3e4529f44bde | 93a60a56-a3c8-11da-a746-0800200b9a66
4-Nitrodiphenylamine | 836-30-6 | 836306 | 836306 | C12H10N2O2 |  | Mass | kg | emission | water | https://ofmpub.epa.gov/sor_internet/registry/substreg/searchandretrieve/substancesearch/search.do?details=displayDetails&selectedSubstanceId=43680 | 1 | Chemicals | ac271112-b942-3839-873d-6f6368429e75 | 68a5ef8e-68b8-384c-8097-5c940b8436e8 | 20aadc24-a391-41cf-b340-3e4529f44bde | 93a60a56-a3c8-11da-a746-0800200b9a66
Musk ambrette | 83-66-9 | 83669 | 83669 | C12H16N2O5 |  | Mass | kg | emission | water | https://ofmpub.epa.gov/sor_internet/registry/substreg/searchandretrieve/substancesearch/search.do?details=displayDetails&selectedSubstanceId=48590 | 1 | Chemicals | fd187379-1e3f-399e-be9c-41dfd4566b02 | 68a5ef8e-68b8-384c-8097-5c940b8436e8 | 20aadc24-a391-41cf-b340-3e4529f44bde | 93a60a56-a3c8-11da-a746-0800200b9a66
Rotenone | 83-79-4 | 83794 | 83794 | C23H22O6 |  | Mass | kg | emission | water | https://ofmpub.epa.gov/sor_internet/registry/substreg/searchandretrieve/substancesearch/search.do?details=displayDetails&selectedSubstanceId=98192 | 1 | Chemicals | 5b661a68-ddcd-37c1-bbf2-0f6e4a075af7 | 68a5ef8e-68b8-384c-8097-5c940b8436e8 | 20aadc24-a391-41cf-b340-3e4529f44bde | 93a60a56-a3c8-11da-a746-0800200b9a66
4,4'-Methylenebis(2-methylaniline) | 838-88-0 | 838880 | 838880 | C15H18N2 |  | Mass | kg | emission | water | https://ofmpub.epa.gov/sor_internet/registry/substreg/searchandretrieve/substancesearch/search.do?details=displayDetails&selectedSubstanceId=43676 | 1 | Chemicals | 6831ed42-1f87-37a6-b055-1e1af20098a7 | 68a5ef8e-68b8-384c-8097-5c940b8436e8 | 20aadc24-a391-41cf-b340-3e4529f44bde | 93a60a56-a3c8-11da-a746-0800200b9a66
Quinacrine | 83-89-6 | 83896 | 83896 | C23H30ClN3O |  | Mass | kg | emission | water | https://ofmpub.epa.gov/sor_internet/registry/substreg/searchandretrieve/substancesearch/search.do?details=displayDetails&selectedSubstanceId=96738 | 1 | Chemicals | 6f9eeb59-cfe8-32d2-a881-1e73df43eae3 | 68a5ef8e-68b8-384c-8097-5c940b8436e8 | 20aadc24-a391-41cf-b340-3e4529f44bde | 93a60a56-a3c8-11da-a746-0800200b9a66
Quinclorac | 84087-01-4 | 84087014 | 84087014 | C10H5Cl2NO2 |  | Mass | kg | emission | water | https://ofmpub.epa.gov/sor_internet/registry/substreg/searchandretrieve/substancesearch/search.do?details=displayDetails&selectedSubstanceId=63454 | 1 | Chemicals | 273a13f8-e601-3f6a-bb56-f7762a902aee | 68a5ef8e-68b8-384c-8097-5c940b8436e8 | 20aadc24-a391-41cf-b340-3e4529f44bde | 93a60a56-a3c8-11da-a746-0800200b9a66
Methoprotryne | 841-06-5 | 841065 | 841065 | C11H21N5OS |  | Mass | kg | emission | water | https://ofmpub.epa.gov/sor_internet/registry/substreg/searchandretrieve/substancesearch/search.do?details=displayDetails&selectedSubstanceId=98186 | 1 | Chemicals | 857d3fcc-590f-3fbf-9921-2452c96aed83 | 68a5ef8e-68b8-384c-8097-5c940b8436e8 | 20aadc24-a391-41cf-b340-3e4529f44bde | 93a60a56-a3c8-11da-a746-0800200b9a66
9,10-Phenanthrenedione | 84-11-7 | 84117 | 84117 | C14H8O2 |  | Mass | kg | emission | water | https://ofmpub.epa.gov/sor_internet/registry/substreg/searchandretrieve/substancesearch/search.do?details=displayDetails&selectedSubstanceId=98185 | 1 | Chemicals | e9e31e2b-5abb-3d24-afcb-53e4a1cd8a57 | 68a5ef8e-68b8-384c-8097-5c940b8436e8 | 20aadc24-a391-41cf-b340-3e4529f44bde | 93a60a56-a3c8-11da-a746-0800200b9a66
C.I. Solvent Yellow 14 | 842-07-9 | 842079 | 842079 | C16H12N2O |  | Mass | kg | emission | water | https://ofmpub.epa.gov/sor_internet/registry/substreg/searchandretrieve/substancesearch/search.do?details=displayDetails&selectedSubstanceId=43671 | 1 | Chemicals | 19c9cdd3-92a1-376f-bd0a-9b12147fa9c3 | 68a5ef8e-68b8-384c-8097-5c940b8436e8 | 20aadc24-a391-41cf-b340-3e4529f44bde | 93a60a56-a3c8-11da-a746-0800200b9a66
Diphenyl phthalate | 84-62-8 | 84628 | 84628 | C20H14O4 |  | Mass | kg | emission | water | https://ofmpub.epa.gov/sor_internet/registry/substreg/searchandretrieve/substancesearch/search.do?details=displayDetails&selectedSubstanceId=48880 | 1 | Chemicals | 324138f4-992f-3d41-8e45-4466cd7defe5 | 68a5ef8e-68b8-384c-8097-5c940b8436e8 | 20aadc24-a391-41cf-b340-3e4529f44bde | 93a60a56-a3c8-11da-a746-0800200b9a66
Anthraquinone | 84-65-1 | 84651 | 84651 | C14H8O2 |  | Mass | kg | emission | water | https://ofmpub.epa.gov/sor_internet/registry/substreg/searchandretrieve/substancesearch/search.do?details=displayDetails&selectedSubstanceId=48878 | 1 | Chemicals | 0392485d-e575-37e7-bb69-2c82c69c8a65 | 68a5ef8e-68b8-384c-8097-5c940b8436e8 | 20aadc24-a391-41cf-b340-3e4529f44bde | 93a60a56-a3c8-11da-a746-0800200b9a66
Diethyl phthalate | 84-66-2 | 84662 | 84662 | C12H14O4 |  | Mass | kg | emission | water | https://ofmpub.epa.gov/sor_internet/registry/substreg/searchandretrieve/substancesearch/search.do?details=displayDetails&selectedSubstanceId=48877 | 1 | Chemicals | 8ad291ab-dac3-3d5f-b572-343225e5f697 | 68a5ef8e-68b8-384c-8097-5c940b8436e8 | 20aadc24-a391-41cf-b340-3e4529f44bde | 93a60a56-a3c8-11da-a746-0800200b9a66
C.I. Acid Yellow 1 | 846-70-8 | 846708 | 846708 | C10H4N2Na2O8S |  | Mass | kg | emission | water | https://ofmpub.epa.gov/sor_internet/registry/substreg/searchandretrieve/substancesearch/search.do?details=displayDetails&selectedSubstanceId=43666 | 1 | Chemicals | b416c234-707b-38f7-a1ef-0ab8d927e8cb | 68a5ef8e-68b8-384c-8097-5c940b8436e8 | 20aadc24-a391-41cf-b340-3e4529f44bde | 93a60a56-a3c8-11da-a746-0800200b9a66
Diisobutyl phthalate | 84-69-5 | 84695 | 84695 | C16H22O4 |  | Mass | kg | emission | water | https://ofmpub.epa.gov/sor_internet/registry/substreg/searchandretrieve/substancesearch/search.do?details=displayDetails&selectedSubstanceId=48876 | 1 | Chemicals | c2956921-71a5-3cd0-b26a-148f40e0b912 | 68a5ef8e-68b8-384c-8097-5c940b8436e8 | 20aadc24-a391-41cf-b340-3e4529f44bde | 93a60a56-a3c8-11da-a746-0800200b9a66
Dibutyl phthalate | 84-74-2 | 84742 | 84742 | C16H22O4 |  | Mass | kg | emission | water | https://ofmpub.epa.gov/sor_internet/registry/substreg/searchandretrieve/substancesearch/search.do?details=displayDetails&selectedSubstanceId=48873 | 1 | Chemicals | dcde1126-79b3-3269-bde6-f672c7be5668 | 68a5ef8e-68b8-384c-8097-5c940b8436e8 | 20aadc24-a391-41cf-b340-3e4529f44bde | 93a60a56-a3c8-11da-a746-0800200b9a66
Dihexyl phthalate | 84-75-3 | 84753 | 84753 | C20H30O4 |  | Mass | kg | emission | water | https://ofmpub.epa.gov/sor_internet/registry/substreg/searchandretrieve/substancesearch/search.do?details=displayDetails&selectedSubstanceId=98166 | 1 | Chemicals | 937ca132-9a5a-32ad-ad24-814c4568b76e | 68a5ef8e-68b8-384c-8097-5c940b8436e8 | 20aadc24-a391-41cf-b340-3e4529f44bde | 93a60a56-a3c8-11da-a746-0800200b9a66
Branched p-nonylphenol | 84852-15-3 | 84852153 | 84852153 | - |  | Mass | kg | emission | water | https://ofmpub.epa.gov/sor_internet/registry/substreg/searchandretrieve/substancesearch/search.do?details=displayDetails&selectedSubstanceId=27144 | 1 | Chemicals | c84b6b89-42aa-39b3-a8ca-4d514df61547 | 68a5ef8e-68b8-384c-8097-5c940b8436e8 | 20aadc24-a391-41cf-b340-3e4529f44bde | 93a60a56-a3c8-11da-a746-0800200b9a66
Diquat dibromide | 85-00-7 | 85007 | 85007 | C12H12Br2N2 |  | Mass | kg | emission | water | https://ofmpub.epa.gov/sor_internet/registry/substreg/searchandretrieve/substancesearch/search.do?details=displayDetails&selectedSubstanceId=48864 | 1 | Chemicals | e3bc10df-37e9-334c-849a-39c6e67b62f7 | 68a5ef8e-68b8-384c-8097-5c940b8436e8 | 20aadc24-a391-41cf-b340-3e4529f44bde | 93a60a56-a3c8-11da-a746-0800200b9a66
Phenanthrene | 85-01-8 | 85018 | 85018 | C14H10 |  | Mass | kg | emission | water | https://ofmpub.epa.gov/sor_internet/registry/substreg/searchandretrieve/substancesearch/search.do?details=displayDetails&selectedSubstanceId=98155 | 1 | Chemicals | 33672fa0-8907-36bf-ab0e-0e318cee4d68 | 68a5ef8e-68b8-384c-8097-5c940b8436e8 | 20aadc24-a391-41cf-b340-3e4529f44bde | 93a60a56-a3c8-11da-a746-0800200b9a66
Benzo[f]quinoline | 85-02-9 | 85029 | 85029 | C13H9N |  | Mass | kg | emission | water | https://ofmpub.epa.gov/sor_internet/registry/substreg/searchandretrieve/substancesearch/search.do?details=displayDetails&selectedSubstanceId=78104 | 1 | Chemicals | 98ea68d6-16dc-31e6-8b5d-f85de0b1b312 | 68a5ef8e-68b8-384c-8097-5c940b8436e8 | 20aadc24-a391-41cf-b340-3e4529f44bde | 93a60a56-a3c8-11da-a746-0800200b9a66
Chlorfenac | 85-34-7 | 85347 | 85347 | C8H5Cl3O2 |  | Mass | kg | emission | water | https://ofmpub.epa.gov/sor_internet/registry/substreg/searchandretrieve/substancesearch/search.do?details=displayDetails&selectedSubstanceId=48857 | 1 | Chemicals | 1408ada3-b3fb-3794-989e-2cf66c1ab8cc | 68a5ef8e-68b8-384c-8097-5c940b8436e8 | 20aadc24-a391-41cf-b340-3e4529f44bde | 93a60a56-a3c8-11da-a746-0800200b9a66
Phthalimide | 85-41-6 | 85416 | 85416 | C8H5NO2 |  | Mass | kg | emission | water | https://ofmpub.epa.gov/sor_internet/registry/substreg/searchandretrieve/substancesearch/search.do?details=displayDetails&selectedSubstanceId=48855 | 1 | Chemicals | 64731e63-1d19-332d-9ee8-26ca0219d4cc | 68a5ef8e-68b8-384c-8097-5c940b8436e8 | 20aadc24-a391-41cf-b340-3e4529f44bde | 93a60a56-a3c8-11da-a746-0800200b9a66
Hexahydrophthalic anhydride | 85-42-7 | 85427 | 85427 | C8H10O3 |  | Mass | kg | emission | water | https://ofmpub.epa.gov/sor_internet/registry/substreg/searchandretrieve/substancesearch/search.do?details=displayDetails&selectedSubstanceId=88466 | 1 | Chemicals | 3366c38d-a325-3153-af42-ad005e63dd89 | 68a5ef8e-68b8-384c-8097-5c940b8436e8 | 20aadc24-a391-41cf-b340-3e4529f44bde | 93a60a56-a3c8-11da-a746-0800200b9a66
Tetrahydrophthalic anhydride | 85-43-8 | 85438 | 85438 | C8H8O3 |  | Mass | kg | emission | water | https://ofmpub.epa.gov/sor_internet/registry/substreg/searchandretrieve/substancesearch/search.do?details=displayDetails&selectedSubstanceId=48854 | 1 | Chemicals | 93297f91-2582-3d15-bc76-90c8a062ac41 | 68a5ef8e-68b8-384c-8097-5c940b8436e8 | 20aadc24-a391-41cf-b340-3e4529f44bde | 93a60a56-a3c8-11da-a746-0800200b9a66
Phthalic anhydride | 85-44-9 | 85449 | 85449 | C8H4O3 |  | Mass | kg | emission | water | https://ofmpub.epa.gov/sor_internet/registry/substreg/searchandretrieve/substancesearch/search.do?details=displayDetails&selectedSubstanceId=48853 | 1 | Chemicals | e7f35c61-e4f7-390a-be60-97b88389eaac | 68a5ef8e-68b8-384c-8097-5c940b8436e8 | 20aadc24-a391-41cf-b340-3e4529f44bde | 93a60a56-a3c8-11da-a746-0800200b9a66
Benzoic acid, 2-(4-chlorobenzoyl)- | 85-56-3 | 85563 | 85563 | C14H9ClO3 |  | Mass | kg | emission | water | https://ofmpub.epa.gov/sor_internet/registry/substreg/searchandretrieve/substancesearch/search.do?details=displayDetails&selectedSubstanceId=48848 | 1 | Chemicals | 5a42ced2-2d52-3191-9416-eb3aa5925706 | 68a5ef8e-68b8-384c-8097-5c940b8436e8 | 20aadc24-a391-41cf-b340-3e4529f44bde | 93a60a56-a3c8-11da-a746-0800200b9a66
Butyl benzyl phthalate | 85-68-7 | 85687 | 85687 | C19H20O4 |  | Mass | kg | emission | water | https://ofmpub.epa.gov/sor_internet/registry/substreg/searchandretrieve/substancesearch/search.do?details=displayDetails&selectedSubstanceId=48846 | 1 | Chemicals | 4d770f0c-76de-3ecf-acfd-1eed1492a112 | 68a5ef8e-68b8-384c-8097-5c940b8436e8 | 20aadc24-a391-41cf-b340-3e4529f44bde | 93a60a56-a3c8-11da-a746-0800200b9a66
2-Butoxy-2-oxoethyl butyl phthalate | 85-70-1 | 85701 | 85701 | C18H24O6 |  | Mass | kg | emission | water | https://ofmpub.epa.gov/sor_internet/registry/substreg/searchandretrieve/substancesearch/search.do?details=displayDetails&selectedSubstanceId=48845 | 1 | Chemicals | 42f8cce7-523d-3567-ab5b-865b76079fc7 | 68a5ef8e-68b8-384c-8097-5c940b8436e8 | 20aadc24-a391-41cf-b340-3e4529f44bde | 93a60a56-a3c8-11da-a746-0800200b9a66
1-(Phenylazo)-2-naphthylamine | 85-84-7 | 85847 | 85847 | C16H13N3 |  | Mass | kg | emission | water | https://ofmpub.epa.gov/sor_internet/registry/substreg/searchandretrieve/substancesearch/search.do?details=displayDetails&selectedSubstanceId=88455 | 1 | Chemicals | 455492ef-7a96-38aa-a538-97a647027f6e | 68a5ef8e-68b8-384c-8097-5c940b8436e8 | 20aadc24-a391-41cf-b340-3e4529f44bde | 93a60a56-a3c8-11da-a746-0800200b9a66
Primisulfuron-methyl | 86209-51-0 | 86209510 | 86209510 | C15H12F4N4O7S |  | Mass | kg | emission | water | https://ofmpub.epa.gov/sor_internet/registry/substreg/searchandretrieve/substancesearch/search.do?details=displayDetails&selectedSubstanceId=86607 | 1 | Chemicals | 20c0d250-ac87-322a-8837-ae3871808e3e | 68a5ef8e-68b8-384c-8097-5c940b8436e8 | 20aadc24-a391-41cf-b340-3e4529f44bde | 93a60a56-a3c8-11da-a746-0800200b9a66
N-Nitrosodiphenylamine | 86-30-6 | 86306 | 86306 | C12H10N2O |  | Mass | kg | emission | water | https://ofmpub.epa.gov/sor_internet/registry/substreg/searchandretrieve/substancesearch/search.do?details=displayDetails&selectedSubstanceId=48460 | 1 | Chemicals | dceb1486-c871-38bf-93b9-e4da04327fb7 | 68a5ef8e-68b8-384c-8097-5c940b8436e8 | 20aadc24-a391-41cf-b340-3e4529f44bde | 93a60a56-a3c8-11da-a746-0800200b9a66
3,6-Diamino-10-methylacridinium chloride | 86-40-8 | 86408 | 86408 | C14H14ClN3 |  | Mass | kg | emission | water | https://ofmpub.epa.gov/sor_internet/registry/substreg/searchandretrieve/substancesearch/search.do?details=displayDetails&selectedSubstanceId=48457 | 1 | Chemicals | 83946a39-4964-326d-a269-23b1d4897d0e | 68a5ef8e-68b8-384c-8097-5c940b8436e8 | 20aadc24-a391-41cf-b340-3e4529f44bde | 93a60a56-a3c8-11da-a746-0800200b9a66
Azinphos-methyl | 86-50-0 | 86500 | 86500 | C10H12N3O3PS2 |  | Mass | kg | emission | water | https://ofmpub.epa.gov/sor_internet/registry/substreg/searchandretrieve/substancesearch/search.do?details=displayDetails&selectedSubstanceId=48453 | 1 | Chemicals | 9390db70-6d76-3094-a5fc-18e7658d75da | 68a5ef8e-68b8-384c-8097-5c940b8436e8 | 20aadc24-a391-41cf-b340-3e4529f44bde | 93a60a56-a3c8-11da-a746-0800200b9a66
1-Naphthalenecarbonitrile | 86-53-3 | 86533 | 86533 | C11H7N |  | Mass | kg | emission | water | https://ofmpub.epa.gov/sor_internet/registry/substreg/searchandretrieve/substancesearch/search.do?details=displayDetails&selectedSubstanceId=48451 | 1 | Chemicals | 38e75860-71c9-3a51-8b97-cb32877bda93 | 68a5ef8e-68b8-384c-8097-5c940b8436e8 | 20aadc24-a391-41cf-b340-3e4529f44bde | 93a60a56-a3c8-11da-a746-0800200b9a66
1-Nitronaphthalene | 86-57-7 | 86577 | 86577 | C10H7NO2 |  | Mass | kg | emission | water | https://ofmpub.epa.gov/sor_internet/registry/substreg/searchandretrieve/substancesearch/search.do?details=displayDetails&selectedSubstanceId=48448 | 1 | Chemicals | 83a2e2ac-3c51-399a-b1a5-a32e82cf7e92 | 68a5ef8e-68b8-384c-8097-5c940b8436e8 | 20aadc24-a391-41cf-b340-3e4529f44bde | 93a60a56-a3c8-11da-a746-0800200b9a66
Fluorene | 86-73-7 | 86737 | 86737 | C13H10 |  | Mass | kg | emission | water | https://ofmpub.epa.gov/sor_internet/registry/substreg/searchandretrieve/substancesearch/search.do?details=displayDetails&selectedSubstanceId=48444 | 1 | Chemicals | 0b57ba3a-76ff-3a8a-9628-d34a50070107 | 68a5ef8e-68b8-384c-8097-5c940b8436e8 | 20aadc24-a391-41cf-b340-3e4529f44bde | 93a60a56-a3c8-11da-a746-0800200b9a66
Carbazole | 86-74-8 | 86748 | 86748 | C12H9N |  | Mass | kg | emission | water | https://ofmpub.epa.gov/sor_internet/registry/substreg/searchandretrieve/substancesearch/search.do?details=displayDetails&selectedSubstanceId=48443 | 1 | Chemicals | 6f990e13-fe11-3d47-b9fd-77b7213622fe | 68a5ef8e-68b8-384c-8097-5c940b8436e8 | 20aadc24-a391-41cf-b340-3e4529f44bde | 93a60a56-a3c8-11da-a746-0800200b9a66
1-Naphthaleneacetamide | 86-86-2 | 86862 | 86862 | C12H11NO |  | Mass | kg | emission | water | https://ofmpub.epa.gov/sor_internet/registry/substreg/searchandretrieve/substancesearch/search.do?details=displayDetails&selectedSubstanceId=88290 | 1 | Chemicals | 45a94d35-0dad-3103-a633-dd549a99d0fa | 68a5ef8e-68b8-384c-8097-5c940b8436e8 | 20aadc24-a391-41cf-b340-3e4529f44bde | 93a60a56-a3c8-11da-a746-0800200b9a66
1-Naphthaleneacetic acid | 86-87-3 | 86873 | 86873 | C12H10O2 |  | Mass | kg | emission | water | https://ofmpub.epa.gov/sor_internet/registry/substreg/searchandretrieve/substancesearch/search.do?details=displayDetails&selectedSubstanceId=48440 | 1 | Chemicals | cac7f274-593f-3213-a2d5-132e596848f8 | 68a5ef8e-68b8-384c-8097-5c940b8436e8 | 20aadc24-a391-41cf-b340-3e4529f44bde | 93a60a56-a3c8-11da-a746-0800200b9a66
2-Hydroxyethyl methacrylate | 868-77-9 | 868779 | 868779 | C6H10O3 |  | Mass | kg | emission | water | https://ofmpub.epa.gov/sor_internet/registry/substreg/searchandretrieve/substancesearch/search.do?details=displayDetails&selectedSubstanceId=44070 | 1 | Chemicals | 926a6dba-a692-38ec-87fc-dd83f1c64bb9 | 68a5ef8e-68b8-384c-8097-5c940b8436e8 | 20aadc24-a391-41cf-b340-3e4529f44bde | 93a60a56-a3c8-11da-a746-0800200b9a66
Dimethyl phosphite | 868-85-9 | 868859 | 868859 | C2H7O3P |  | Mass | kg | emission | water | https://ofmpub.epa.gov/sor_internet/registry/substreg/searchandretrieve/substancesearch/search.do?details=displayDetails&selectedSubstanceId=44069 | 1 | Chemicals | 99cadae0-8082-3ff2-9af8-f4c8ffc797ff | 68a5ef8e-68b8-384c-8097-5c940b8436e8 | 20aadc24-a391-41cf-b340-3e4529f44bde | 93a60a56-a3c8-11da-a746-0800200b9a66
Salicylanilide | 87-17-2 | 87172 | 87172 | C13H11NO2 |  | Mass | kg | emission | water | https://ofmpub.epa.gov/sor_internet/registry/substreg/searchandretrieve/substancesearch/search.do?details=displayDetails&selectedSubstanceId=48431 | 1 | Chemicals | 50837c88-3e57-39ca-ab1f-05e39a8641f3 | 68a5ef8e-68b8-384c-8097-5c940b8436e8 | 20aadc24-a391-41cf-b340-3e4529f44bde | 93a60a56-a3c8-11da-a746-0800200b9a66
3-Bromothiophene | 872-31-1 | 872311 | 872311 | C4H3BrS |  | Mass | kg | emission | water | https://ofmpub.epa.gov/sor_internet/registry/substreg/searchandretrieve/substancesearch/search.do?details=displayDetails&selectedSubstanceId=44053 | 1 | Chemicals | ec98b6aa-4e8e-38c9-b26b-0109c9546355 | 68a5ef8e-68b8-384c-8097-5c940b8436e8 | 20aadc24-a391-41cf-b340-3e4529f44bde | 93a60a56-a3c8-11da-a746-0800200b9a66
N-Methyl-2-pyrrolidone | 872-50-4 | 872504 | 872504 | C5H9NO |  | Mass | kg | emission | water | https://ofmpub.epa.gov/sor_internet/registry/substreg/searchandretrieve/substancesearch/search.do?details=displayDetails&selectedSubstanceId=44051 | 1 | Chemicals | dc9e776e-9411-3dd7-a592-cbfddfbebe07 | 68a5ef8e-68b8-384c-8097-5c940b8436e8 | 20aadc24-a391-41cf-b340-3e4529f44bde | 93a60a56-a3c8-11da-a746-0800200b9a66
4-Pyridinecarboxaldehyde | 872-85-5 | 872855 | 872855 | C6H5NO |  | Mass | kg | emission | water | https://ofmpub.epa.gov/sor_internet/registry/substreg/searchandretrieve/substancesearch/search.do?details=displayDetails&selectedSubstanceId=44050 | 1 | Chemicals | 93b25624-b1ef-3f91-b4fe-1d50ecd0fb6d | 68a5ef8e-68b8-384c-8097-5c940b8436e8 | 20aadc24-a391-41cf-b340-3e4529f44bde | 93a60a56-a3c8-11da-a746-0800200b9a66
Cinnamyl anthranilate | 87-29-6 | 87296 | 87296 | C16H15NO2 |  | Mass | kg | emission | water | https://ofmpub.epa.gov/sor_internet/registry/substreg/searchandretrieve/substancesearch/search.do?details=displayDetails&selectedSubstanceId=48426 | 1 | Chemicals | e8a8d270-91b8-3417-82b2-a8f2ed91d8a6 | 68a5ef8e-68b8-384c-8097-5c940b8436e8 | 20aadc24-a391-41cf-b340-3e4529f44bde | 93a60a56-a3c8-11da-a746-0800200b9a66
4-Chlorobenzenemethanol | 873-76-7 | 873767 | 873767 | C7H7ClO |  | Mass | kg | emission | water | https://ofmpub.epa.gov/sor_internet/registry/substreg/searchandretrieve/substancesearch/search.do?details=displayDetails&selectedSubstanceId=82701 | 1 | Chemicals | 4edd83f4-8a1d-31e0-9abd-f992bc92e086 | 68a5ef8e-68b8-384c-8097-5c940b8436e8 | 20aadc24-a391-41cf-b340-3e4529f44bde | 93a60a56-a3c8-11da-a746-0800200b9a66
S-Metolachlor | 87392-12-9 | 87392129 | 87392129 | C15H22ClNO2 |  | Mass | kg | emission | water | https://ofmpub.epa.gov/sor_internet/registry/substreg/searchandretrieve/substancesearch/search.do?details=displayDetails&selectedSubstanceId=86338 | 1 | Chemicals | 81f64bbc-78df-306a-ae23-a9b6d1e99d1c | 68a5ef8e-68b8-384c-8097-5c940b8436e8 | 20aadc24-a391-41cf-b340-3e4529f44bde | 93a60a56-a3c8-11da-a746-0800200b9a66
Indole-3-acetic acid | 87-51-4 | 87514 | 87514 | C10H9NO2 |  | Mass | kg | emission | water | https://ofmpub.epa.gov/sor_internet/registry/substreg/searchandretrieve/substancesearch/search.do?details=displayDetails&selectedSubstanceId=88265 | 1 | Chemicals | c2e4c28e-fb04-342e-b47a-442f60a9c7d0 | 68a5ef8e-68b8-384c-8097-5c940b8436e8 | 20aadc24-a391-41cf-b340-3e4529f44bde | 93a60a56-a3c8-11da-a746-0800200b9a66
Flumiclorac-pentyl | 87546-18-7 | 87546187 | 87546187 | C21H23ClFNO5 |  | Mass | kg | emission | water | https://ofmpub.epa.gov/sor_internet/registry/substreg/searchandretrieve/substancesearch/search.do?details=displayDetails&selectedSubstanceId=86335 | 1 | Chemicals | 0230db4f-cf6b-3cfc-929f-abd292d22ae6 | 68a5ef8e-68b8-384c-8097-5c940b8436e8 | 20aadc24-a391-41cf-b340-3e4529f44bde | 93a60a56-a3c8-11da-a746-0800200b9a66
2-Butenoic acid, 2,3-dichloro-4-oxo-, (2Z)- | 87-56-9 | 87569 | 87569 | C4H2Cl2O3 |  | Mass | kg | emission | water | https://ofmpub.epa.gov/sor_internet/registry/substreg/searchandretrieve/substancesearch/search.do?details=displayDetails&selectedSubstanceId=48421 | 1 | Chemicals | 1f3c3128-daa8-316d-9e8f-40f82bbd9383 | 68a5ef8e-68b8-384c-8097-5c940b8436e8 | 20aadc24-a391-41cf-b340-3e4529f44bde | 93a60a56-a3c8-11da-a746-0800200b9a66
2,3-Dimethylaniline | 87-59-2 | 87592 | 87592 | C8H11N |  | Mass | kg | emission | water | https://ofmpub.epa.gov/sor_internet/registry/substreg/searchandretrieve/substancesearch/search.do?details=displayDetails&selectedSubstanceId=88263 | 1 | Chemicals | 52733c59-ecf8-3c76-95a1-2aa70ed90ee3 | 68a5ef8e-68b8-384c-8097-5c940b8436e8 | 20aadc24-a391-41cf-b340-3e4529f44bde | 93a60a56-a3c8-11da-a746-0800200b9a66
1,2,3-Trichlorobenzene | 87-61-6 | 87616 | 87616 | C6H3Cl3 |  | Mass | kg | emission | water | https://ofmpub.epa.gov/sor_internet/registry/substreg/searchandretrieve/substancesearch/search.do?details=displayDetails&selectedSubstanceId=48419 | 1 | Chemicals | 36b15593-6e65-3886-9f3f-0b39af2de5a7 | 68a5ef8e-68b8-384c-8097-5c940b8436e8 | 20aadc24-a391-41cf-b340-3e4529f44bde | 93a60a56-a3c8-11da-a746-0800200b9a66
2,6-Xylidine | 87-62-7 | 87627 | 87627 | C8H11N |  | Mass | kg | emission | water | https://ofmpub.epa.gov/sor_internet/registry/substreg/searchandretrieve/substancesearch/search.do?details=displayDetails&selectedSubstanceId=48418 | 1 | Chemicals | 57fd6f1b-3367-38a0-a01d-b0bc0ffee94e | 68a5ef8e-68b8-384c-8097-5c940b8436e8 | 20aadc24-a391-41cf-b340-3e4529f44bde | 93a60a56-a3c8-11da-a746-0800200b9a66
6-Chloro-o-cresol | 87-64-9 | 87649 | 87649 | C7H7ClO |  | Mass | kg | emission | water | https://ofmpub.epa.gov/sor_internet/registry/substreg/searchandretrieve/substancesearch/search.do?details=displayDetails&selectedSubstanceId=98269 | 1 | Chemicals | 14da85bd-2911-3c2f-9555-b966758ff016 | 68a5ef8e-68b8-384c-8097-5c940b8436e8 | 20aadc24-a391-41cf-b340-3e4529f44bde | 93a60a56-a3c8-11da-a746-0800200b9a66
2,6-Dichlorophenol | 87-65-0 | 87650 | 87650 | C6H4Cl2O |  | Mass | kg | emission | water | https://ofmpub.epa.gov/sor_internet/registry/substreg/searchandretrieve/substancesearch/search.do?details=displayDetails&selectedSubstanceId=48417 | 1 | Chemicals | c30c7073-ac34-365e-b6bc-61ea0d787256 | 68a5ef8e-68b8-384c-8097-5c940b8436e8 | 20aadc24-a391-41cf-b340-3e4529f44bde | 93a60a56-a3c8-11da-a746-0800200b9a66
Dimethenamid | 87674-68-8 | 87674688 | 87674688 | C12H18ClNO2S |  | Mass | kg | emission | water | https://ofmpub.epa.gov/sor_internet/registry/substreg/searchandretrieve/substancesearch/search.do?details=displayDetails&selectedSubstanceId=86332 | 1 | Chemicals | 817f996b-0e02-3269-ae2e-b0b4721b5e18 | 68a5ef8e-68b8-384c-8097-5c940b8436e8 | 20aadc24-a391-41cf-b340-3e4529f44bde | 93a60a56-a3c8-11da-a746-0800200b9a66
Hexachlorobutadiene | 87-68-3 | 87683 | 87683 | C4Cl6 |  | Mass | kg | emission | water | https://ofmpub.epa.gov/sor_internet/registry/substreg/searchandretrieve/substancesearch/search.do?details=displayDetails&selectedSubstanceId=48415 | 1 | Chemicals | 346e5cf6-c3eb-3df6-a52c-cdbaf8657cf3 | 68a5ef8e-68b8-384c-8097-5c940b8436e8 | 20aadc24-a391-41cf-b340-3e4529f44bde | 93a60a56-a3c8-11da-a746-0800200b9a66
L-Arabinopyranose | 87-72-9 | 87729 | 87729 | C5H10O5 |  | Mass | kg | emission | water | https://ofmpub.epa.gov/sor_internet/registry/substreg/searchandretrieve/substancesearch/search.do?details=displayDetails&selectedSubstanceId=88257 | 1 | Chemicals | 45c13a7f-a560-3c1b-9bd5-cb24e572a607 | 68a5ef8e-68b8-384c-8097-5c940b8436e8 | 20aadc24-a391-41cf-b340-3e4529f44bde | 93a60a56-a3c8-11da-a746-0800200b9a66
Quinoline, 2,6-dimethyl- | 877-43-0 | 877430 | 877430 | C11H11N |  | Mass | kg | emission | water | https://ofmpub.epa.gov/sor_internet/registry/substreg/searchandretrieve/substancesearch/search.do?details=displayDetails&selectedSubstanceId=44033 | 1 | Chemicals | bfddd865-4e9e-3605-a52b-8edc75f1a1d6 | 68a5ef8e-68b8-384c-8097-5c940b8436e8 | 20aadc24-a391-41cf-b340-3e4529f44bde | 93a60a56-a3c8-11da-a746-0800200b9a66
4-(1,1-Dimethylethyl)benzenemethanol | 877-65-6 | 877656 | 877656 | C11H16O |  | Mass | kg | emission | water | https://ofmpub.epa.gov/sor_internet/registry/substreg/searchandretrieve/substancesearch/search.do?details=displayDetails&selectedSubstanceId=44032 | 1 | Chemicals | a2830d63-a39f-30d2-b147-05f0a626d1e4 | 68a5ef8e-68b8-384c-8097-5c940b8436e8 | 20aadc24-a391-41cf-b340-3e4529f44bde | 93a60a56-a3c8-11da-a746-0800200b9a66
Tralkoxydim | 87820-88-0 | 87820880 | 87820880 | C20H27NO3 |  | Mass | kg | emission | water | https://ofmpub.epa.gov/sor_internet/registry/substreg/searchandretrieve/substancesearch/search.do?details=displayDetails&selectedSubstanceId=81589 | 1 | Chemicals | c16c98d6-f1bd-3c81-a240-ec081dd1edaa | 68a5ef8e-68b8-384c-8097-5c940b8436e8 | 20aadc24-a391-41cf-b340-3e4529f44bde | 93a60a56-a3c8-11da-a746-0800200b9a66
Hexabromobenzene | 87-82-1 | 87821 | 87821 | C6Br6 |  | Mass | kg | emission | water | https://ofmpub.epa.gov/sor_internet/registry/substreg/searchandretrieve/substancesearch/search.do?details=displayDetails&selectedSubstanceId=88255 | 1 | Chemicals | 67bbd4bd-1b80-3c7d-9517-2e44e48fa294 | 68a5ef8e-68b8-384c-8097-5c940b8436e8 | 20aadc24-a391-41cf-b340-3e4529f44bde | 93a60a56-a3c8-11da-a746-0800200b9a66
Pentachlorophenol | 87-86-5 | 87865 | 87865 | C6HCl5O |  | Mass | kg | emission | water | https://ofmpub.epa.gov/sor_internet/registry/substreg/searchandretrieve/substancesearch/search.do?details=displayDetails&selectedSubstanceId=48409 | 1 | Chemicals | 5bcb021d-7478-34f3-8658-a77e89e99f72 | 68a5ef8e-68b8-384c-8097-5c940b8436e8 | 20aadc24-a391-41cf-b340-3e4529f44bde | 93a60a56-a3c8-11da-a746-0800200b9a66
4-Chloro-3,5-dimethylphenol | 88-04-0 | 88040 | 88040 | C8H9ClO |  | Mass | kg | emission | water | https://ofmpub.epa.gov/sor_internet/registry/substreg/searchandretrieve/substancesearch/search.do?details=displayDetails&selectedSubstanceId=48403 | 1 | Chemicals | 41f8de60-0a1d-3ac0-b1bb-fca412ef8c7d | 68a5ef8e-68b8-384c-8097-5c940b8436e8 | 20aadc24-a391-41cf-b340-3e4529f44bde | 93a60a56-a3c8-11da-a746-0800200b9a66
2,4,6-Trichlorophenol | 88-06-2 | 88062 | 88062 | C6H3Cl3O |  | Mass | kg | emission | water | https://ofmpub.epa.gov/sor_internet/registry/substreg/searchandretrieve/substancesearch/search.do?details=displayDetails&selectedSubstanceId=48401 | 1 | Chemicals | c47f8b90-9053-3466-bb5b-39e852ff74e9 | 68a5ef8e-68b8-384c-8097-5c940b8436e8 | 20aadc24-a391-41cf-b340-3e4529f44bde | 93a60a56-a3c8-11da-a746-0800200b9a66
2-Ethylbutyric acid | 88-09-5 | 88095 | 88095 | C6H12O2 |  | Mass | kg | emission | water | https://ofmpub.epa.gov/sor_internet/registry/substreg/searchandretrieve/substancesearch/search.do?details=displayDetails&selectedSubstanceId=48400 | 1 | Chemicals | da81391f-518e-38b2-9b89-4d751e2723a2 | 68a5ef8e-68b8-384c-8097-5c940b8436e8 | 20aadc24-a391-41cf-b340-3e4529f44bde | 93a60a56-a3c8-11da-a746-0800200b9a66
N-Vinyl-2-pyrrolidone | 88-12-0 | 88120 | 88120 | C6H9NO |  | Mass | kg | emission | water | https://ofmpub.epa.gov/sor_internet/registry/substreg/searchandretrieve/substancesearch/search.do?details=displayDetails&selectedSubstanceId=48398 | 1 | Chemicals | 5df9f8ec-cfc5-3e0a-ae7e-b142422fcb3a | 68a5ef8e-68b8-384c-8097-5c940b8436e8 | 20aadc24-a391-41cf-b340-3e4529f44bde | 93a60a56-a3c8-11da-a746-0800200b9a66
2-tert-Butylphenol | 88-18-6 | 88186 | 88186 | C10H14O |  | Mass | kg | emission | water | https://ofmpub.epa.gov/sor_internet/registry/substreg/searchandretrieve/substancesearch/search.do?details=displayDetails&selectedSubstanceId=48393 | 1 | Chemicals | e5b2a982-ca0a-33f3-b715-e93bd7afea8c | 68a5ef8e-68b8-384c-8097-5c940b8436e8 | 20aadc24-a391-41cf-b340-3e4529f44bde | 93a60a56-a3c8-11da-a746-0800200b9a66
Benzenesulfonamide, 2-methyl- | 88-19-7 | 88197 | 88197 | C7H9NO2S |  | Mass | kg | emission | water | https://ofmpub.epa.gov/sor_internet/registry/substreg/searchandretrieve/substancesearch/search.do?details=displayDetails&selectedSubstanceId=48392 | 1 | Chemicals | f80d317f-c98c-361d-91a2-1d324f51ad35 | 68a5ef8e-68b8-384c-8097-5c940b8436e8 | 20aadc24-a391-41cf-b340-3e4529f44bde | 93a60a56-a3c8-11da-a746-0800200b9a66
Diphenyl disulfide | 882-33-7 | 882337 | 882337 | C12H10S2 |  | Mass | kg | emission | water | https://ofmpub.epa.gov/sor_internet/registry/substreg/searchandretrieve/substancesearch/search.do?details=displayDetails&selectedSubstanceId=88247 | 1 | Chemicals | 2fe43852-0993-3581-8a79-a8fce761de6f | 68a5ef8e-68b8-384c-8097-5c940b8436e8 | 20aadc24-a391-41cf-b340-3e4529f44bde | 93a60a56-a3c8-11da-a746-0800200b9a66
Pyrifenox | 88283-41-4 | 88283414 | 88283414 | C14H12Cl2N2O |  | Mass | kg | emission | water | https://ofmpub.epa.gov/sor_internet/registry/substreg/searchandretrieve/substancesearch/search.do?details=displayDetails&selectedSubstanceId=88140 | 1 | Chemicals | 71dbb253-e22e-3519-a788-5cd0dc2e07e7 | 68a5ef8e-68b8-384c-8097-5c940b8436e8 | 20aadc24-a391-41cf-b340-3e4529f44bde | 93a60a56-a3c8-11da-a746-0800200b9a66
3-Trifluoromethyl-4-nitrophenol | 88-30-2 | 88302 | 88302 | C7H4F3NO3 |  | Mass | kg | emission | water | https://ofmpub.epa.gov/sor_internet/registry/substreg/searchandretrieve/substancesearch/search.do?details=displayDetails&selectedSubstanceId=48385 | 1 | Chemicals | c21e38f9-9233-3dca-aeb8-9abc8db2eab3 | 68a5ef8e-68b8-384c-8097-5c940b8436e8 | 20aadc24-a391-41cf-b340-3e4529f44bde | 93a60a56-a3c8-11da-a746-0800200b9a66
4-Aminotoluene-3-sulfonic acid | 88-44-8 | 88448 | 88448 | C7H9NO3S |  | Mass | kg | emission | water | https://ofmpub.epa.gov/sor_internet/registry/substreg/searchandretrieve/substancesearch/search.do?details=displayDetails&selectedSubstanceId=48380 | 1 | Chemicals | b7996389-22ed-31af-81a6-bcf690b914a3 | 68a5ef8e-68b8-384c-8097-5c940b8436e8 | 20aadc24-a391-41cf-b340-3e4529f44bde | 93a60a56-a3c8-11da-a746-0800200b9a66
Terbutryn | 886-50-0 | 886500 | 886500 | C10H19N5S |  | Mass | kg | emission | water | https://ofmpub.epa.gov/sor_internet/registry/substreg/searchandretrieve/substancesearch/search.do?details=displayDetails&selectedSubstanceId=43966 | 1 | Chemicals | 0da5b2ec-20ad-376b-ba94-06eae6450439 | 68a5ef8e-68b8-384c-8097-5c940b8436e8 | 20aadc24-a391-41cf-b340-3e4529f44bde | 93a60a56-a3c8-11da-a746-0800200b9a66
Myclobutanil | 88671-89-0 | 88671890 | 88671890 | C15H17ClN4 |  | Mass | kg | emission | water | https://ofmpub.epa.gov/sor_internet/registry/substreg/searchandretrieve/substancesearch/search.do?details=displayDetails&selectedSubstanceId=86172 | 1 | Chemicals | 4b2fb6d6-d77e-323b-9bb2-63ac0feeb7d4 | 68a5ef8e-68b8-384c-8097-5c940b8436e8 | 20aadc24-a391-41cf-b340-3e4529f44bde | 93a60a56-a3c8-11da-a746-0800200b9a66
Anthranilamide | 88-68-6 | 88686 | 88686 | C7H8N2O |  | Mass | kg | emission | water | https://ofmpub.epa.gov/sor_internet/registry/substreg/searchandretrieve/substancesearch/search.do?details=displayDetails&selectedSubstanceId=48370 | 1 | Chemicals | 18433751-8cb6-336c-9b31-5986a1bd1f2f | 68a5ef8e-68b8-384c-8097-5c940b8436e8 | 20aadc24-a391-41cf-b340-3e4529f44bde | 93a60a56-a3c8-11da-a746-0800200b9a66
Benzoic acid, 3-amino-, ethyl ester, methanesulfonate | 886-86-2 | 886862 | 886862 | C10H15NO5S |  | Mass | kg | emission | water | https://ofmpub.epa.gov/sor_internet/registry/substreg/searchandretrieve/substancesearch/search.do?details=displayDetails&selectedSubstanceId=43964 | 1 | Chemicals | 82bedc86-1d5f-3494-9990-ada89befb935 | 68a5ef8e-68b8-384c-8097-5c940b8436e8 | 20aadc24-a391-41cf-b340-3e4529f44bde | 93a60a56-a3c8-11da-a746-0800200b9a66
o-Nitrotoluene | 88-72-2 | 88722 | 88722 | C7H7NO2 |  | Mass | kg | emission | water | https://ofmpub.epa.gov/sor_internet/registry/substreg/searchandretrieve/substancesearch/search.do?details=displayDetails&selectedSubstanceId=88125 | 1 | Chemicals | c9f7bc89-5547-3768-b0e0-da4ce0b3de17 | 68a5ef8e-68b8-384c-8097-5c940b8436e8 | 20aadc24-a391-41cf-b340-3e4529f44bde | 93a60a56-a3c8-11da-a746-0800200b9a66
o-Chloronitrobenzene | 88-73-3 | 88733 | 88733 | C6H4ClNO2 |  | Mass | kg | emission | water | https://ofmpub.epa.gov/sor_internet/registry/substreg/searchandretrieve/substancesearch/search.do?details=displayDetails&selectedSubstanceId=48368 | 1 | Chemicals | b4fef0de-4d52-307c-bb98-f02ecc8d4b4d | 68a5ef8e-68b8-384c-8097-5c940b8436e8 | 20aadc24-a391-41cf-b340-3e4529f44bde | 93a60a56-a3c8-11da-a746-0800200b9a66
o-Nitroaniline | 88-74-4 | 88744 | 88744 | C6H6N2O2 |  | Mass | kg | emission | water | https://ofmpub.epa.gov/sor_internet/registry/substreg/searchandretrieve/substancesearch/search.do?details=displayDetails&selectedSubstanceId=48367 | 1 | Chemicals | 8d58499e-f158-3f29-a37d-c8117245daa5 | 68a5ef8e-68b8-384c-8097-5c940b8436e8 | 20aadc24-a391-41cf-b340-3e4529f44bde | 93a60a56-a3c8-11da-a746-0800200b9a66
o-Nitrophenol | 88-75-5 | 88755 | 88755 | C6H5NO3 |  | Mass | kg | emission | water | https://ofmpub.epa.gov/sor_internet/registry/substreg/searchandretrieve/substancesearch/search.do?details=displayDetails&selectedSubstanceId=88124 | 1 | Chemicals | fee86df7-af83-387d-a43a-3815b7f6f01f | 68a5ef8e-68b8-384c-8097-5c940b8436e8 | 20aadc24-a391-41cf-b340-3e4529f44bde | 93a60a56-a3c8-11da-a746-0800200b9a66
Dinoseb | 88-85-7 | 88857 | 88857 | C10H12N2O5 |  | Mass | kg | emission | water | https://ofmpub.epa.gov/sor_internet/registry/substreg/searchandretrieve/substancesearch/search.do?details=displayDetails&selectedSubstanceId=88121 | 1 | Chemicals | 8467c3f0-e420-3b93-8caf-f1831ddf4f66 | 68a5ef8e-68b8-384c-8097-5c940b8436e8 | 20aadc24-a391-41cf-b340-3e4529f44bde | 93a60a56-a3c8-11da-a746-0800200b9a66
Picric acid | 88-89-1 | 88891 | 88891 | C6H3N3O7 |  | Mass | kg | emission | water | https://ofmpub.epa.gov/sor_internet/registry/substreg/searchandretrieve/substancesearch/search.do?details=displayDetails&selectedSubstanceId=88120 | 1 | Chemicals | e8290aab-4228-31fb-baef-9cc82ff9f6cc | 68a5ef8e-68b8-384c-8097-5c940b8436e8 | 20aadc24-a391-41cf-b340-3e4529f44bde | 93a60a56-a3c8-11da-a746-0800200b9a66
Phthalic acid | 88-99-3 | 88993 | 88993 | C8H6O4 |  | Mass | kg | emission | water | https://ofmpub.epa.gov/sor_internet/registry/substreg/searchandretrieve/substancesearch/search.do?details=displayDetails&selectedSubstanceId=48359 | 1 | Chemicals | cdf481a8-15d5-36b9-bfe1-7dc342d6e710 | 68a5ef8e-68b8-384c-8097-5c940b8436e8 | 20aadc24-a391-41cf-b340-3e4529f44bde | 93a60a56-a3c8-11da-a746-0800200b9a66
Benzene, 4-chloro-1-methyl-2-nitro- | 89-59-8 | 89598 | 89598 | C7H6ClNO2 |  | Mass | kg | emission | water | https://ofmpub.epa.gov/sor_internet/registry/substreg/searchandretrieve/substancesearch/search.do?details=displayDetails&selectedSubstanceId=48333 | 1 | Chemicals | d30be833-2f52-3d46-8f7c-8efdf604e6ed | 68a5ef8e-68b8-384c-8097-5c940b8436e8 | 20aadc24-a391-41cf-b340-3e4529f44bde | 93a60a56-a3c8-11da-a746-0800200b9a66
Benzene, 1-chloro-4-methyl-2-nitro- | 89-60-1 | 89601 | 89601 | C7H6ClNO2 |  | Mass | kg | emission | water | https://ofmpub.epa.gov/sor_internet/registry/substreg/searchandretrieve/substancesearch/search.do?details=displayDetails&selectedSubstanceId=48332 | 1 | Chemicals | 3d1acef6-a898-3af6-a29e-48398cbfd701 | 68a5ef8e-68b8-384c-8097-5c940b8436e8 | 20aadc24-a391-41cf-b340-3e4529f44bde | 93a60a56-a3c8-11da-a746-0800200b9a66
2,5-Dichloronitrobenzene | 89-61-2 | 89612 | 89612 | C6H3Cl2NO2 |  | Mass | kg | emission | water | https://ofmpub.epa.gov/sor_internet/registry/substreg/searchandretrieve/substancesearch/search.do?details=displayDetails&selectedSubstanceId=88103 | 1 | Chemicals | 6dad8314-0d10-39ab-8deb-8b86675373e1 | 68a5ef8e-68b8-384c-8097-5c940b8436e8 | 20aadc24-a391-41cf-b340-3e4529f44bde | 93a60a56-a3c8-11da-a746-0800200b9a66
4-Methyl-2-nitroaniline | 89-62-3 | 89623 | 89623 | C7H8N2O2 |  | Mass | kg | emission | water | https://ofmpub.epa.gov/sor_internet/registry/substreg/searchandretrieve/substancesearch/search.do?details=displayDetails&selectedSubstanceId=48331 | 1 | Chemicals | 4ace4f5d-d595-3a57-820b-ca6ef608e950 | 68a5ef8e-68b8-384c-8097-5c940b8436e8 | 20aadc24-a391-41cf-b340-3e4529f44bde | 93a60a56-a3c8-11da-a746-0800200b9a66
4-Chloro-2-nitroaniline | 89-63-4 | 89634 | 89634 | C6H5ClN2O2 |  | Mass | kg | emission | water | https://ofmpub.epa.gov/sor_internet/registry/substreg/searchandretrieve/substancesearch/search.do?details=displayDetails&selectedSubstanceId=88102 | 1 | Chemicals | 3e92a113-853f-314e-9081-bf8eb198e661 | 68a5ef8e-68b8-384c-8097-5c940b8436e8 | 20aadc24-a391-41cf-b340-3e4529f44bde | 93a60a56-a3c8-11da-a746-0800200b9a66
6-Chlorothymol | 89-68-9 | 89689 | 89689 | C10H13ClO |  | Mass | kg | emission | water | https://ofmpub.epa.gov/sor_internet/registry/substreg/searchandretrieve/substancesearch/search.do?details=displayDetails&selectedSubstanceId=88101 | 1 | Chemicals | 20eb203e-5813-37ef-8fce-56977947269e | 68a5ef8e-68b8-384c-8097-5c940b8436e8 | 20aadc24-a391-41cf-b340-3e4529f44bde | 93a60a56-a3c8-11da-a746-0800200b9a66
o-sec-Butylphenol | 89-72-5 | 89725 | 89725 | C10H14O |  | Mass | kg | emission | water | https://ofmpub.epa.gov/sor_internet/registry/substreg/searchandretrieve/substancesearch/search.do?details=displayDetails&selectedSubstanceId=88100 | 1 | Chemicals | 9e267877-f150-3bd9-bf39-87bb2329ede1 | 68a5ef8e-68b8-384c-8097-5c940b8436e8 | 20aadc24-a391-41cf-b340-3e4529f44bde | 93a60a56-a3c8-11da-a746-0800200b9a66
d-Pulegone | 89-82-7 | 89827 | 89827 | C10H16O |  | Mass | kg | emission | water | https://ofmpub.epa.gov/sor_internet/registry/substreg/searchandretrieve/substancesearch/search.do?details=displayDetails&selectedSubstanceId=48322 | 1 | Chemicals | 9989862a-7672-3b35-927f-d65dc9c6b134 | 68a5ef8e-68b8-384c-8097-5c940b8436e8 | 20aadc24-a391-41cf-b340-3e4529f44bde | 93a60a56-a3c8-11da-a746-0800200b9a66
Thymol | 89-83-8 | 89838 | 89838 | C10H14O |  | Mass | kg | emission | water | https://ofmpub.epa.gov/sor_internet/registry/substreg/searchandretrieve/substancesearch/search.do?details=displayDetails&selectedSubstanceId=88096 | 1 | Chemicals | 3356ffdb-7496-3ab6-9308-fc98686794eb | 68a5ef8e-68b8-384c-8097-5c940b8436e8 | 20aadc24-a391-41cf-b340-3e4529f44bde | 93a60a56-a3c8-11da-a746-0800200b9a66
2-Chlorobenzaldehyde | 89-98-5 | 89985 | 89985 | C7H5ClO |  | Mass | kg | emission | water | https://ofmpub.epa.gov/sor_internet/registry/substreg/searchandretrieve/substancesearch/search.do?details=displayDetails&selectedSubstanceId=48315 | 1 | Chemicals | ea1edf64-4731-3236-a2e4-b11501995f21 | 68a5ef8e-68b8-384c-8097-5c940b8436e8 | 20aadc24-a391-41cf-b340-3e4529f44bde | 93a60a56-a3c8-11da-a746-0800200b9a66
Salicylaldehyde | 90-02-8 | 90028 | 90028 | C7H6O2 |  | Mass | kg | emission | water | https://ofmpub.epa.gov/sor_internet/registry/substreg/searchandretrieve/substancesearch/search.do?details=displayDetails&selectedSubstanceId=48312 | 1 | Chemicals | f498c399-efe7-340d-83d1-a8961e986053 | 68a5ef8e-68b8-384c-8097-5c940b8436e8 | 20aadc24-a391-41cf-b340-3e4529f44bde | 93a60a56-a3c8-11da-a746-0800200b9a66
Octoxynol 9 | 9002-93-1 | 9002931 | 9002931 | - |  | Mass | kg | emission | water | https://ofmpub.epa.gov/sor_internet/registry/substreg/searchandretrieve/substancesearch/search.do?details=displayDetails&selectedSubstanceId=37690 | 1 | Chemicals | fa4c61d5-c407-3650-88ce-dbd300e9304d | 68a5ef8e-68b8-384c-8097-5c940b8436e8 | 20aadc24-a391-41cf-b340-3e4529f44bde | 93a60a56-a3c8-11da-a746-0800200b9a66
o-(Chloromercuri)phenol | 90-03-9 | 90039 | 90039 | C6H5ClHgO |  | Mass | kg | emission | water | https://ofmpub.epa.gov/sor_internet/registry/substreg/searchandretrieve/substancesearch/search.do?details=displayDetails&selectedSubstanceId=87996 | 1 | Chemicals | 2dc5d6bc-9d73-3795-b47b-a530b74041f1 | 68a5ef8e-68b8-384c-8097-5c940b8436e8 | 20aadc24-a391-41cf-b340-3e4529f44bde | 93a60a56-a3c8-11da-a746-0800200b9a66
o-Anisidine | 90-04-0 | 90040 | 90040 | C7H9NO |  | Mass | kg | emission | water | https://ofmpub.epa.gov/sor_internet/registry/substreg/searchandretrieve/substancesearch/search.do?details=displayDetails&selectedSubstanceId=48311 | 1 | Chemicals | 74e188c8-e909-3219-97e8-a6bc3e8dca38 | 68a5ef8e-68b8-384c-8097-5c940b8436e8 | 20aadc24-a391-41cf-b340-3e4529f44bde | 93a60a56-a3c8-11da-a746-0800200b9a66
Nitrocellulose | 9004-70-0 | 9004700 | 9004700 | - |  | Mass | kg | emission | water | https://ofmpub.epa.gov/sor_internet/registry/substreg/searchandretrieve/substancesearch/search.do?details=displayDetails&selectedSubstanceId=37451 | 1 | Chemicals | c415b214-3e4f-30a0-941d-884a9d8ed860 | 68a5ef8e-68b8-384c-8097-5c940b8436e8 | 20aadc24-a391-41cf-b340-3e4529f44bde | 93a60a56-a3c8-11da-a746-0800200b9a66
Sodium lauryl ether sulfate | 9004-82-4 | 9004824 | 9004824 | - |  | Mass | kg | emission | water | https://ofmpub.epa.gov/sor_internet/registry/substreg/searchandretrieve/substancesearch/search.do?details=displayDetails&selectedSubstanceId=37444 | 1 | Chemicals | 2776315b-87c0-3cb4-966c-899d413068ef | 68a5ef8e-68b8-384c-8097-5c940b8436e8 | 20aadc24-a391-41cf-b340-3e4529f44bde | 93a60a56-a3c8-11da-a746-0800200b9a66
Guaiacol | 90-05-1 | 90051 | 90051 | C7H8O2 |  | Mass | kg | emission | water | https://ofmpub.epa.gov/sor_internet/registry/substreg/searchandretrieve/substancesearch/search.do?details=displayDetails&selectedSubstanceId=48310 | 1 | Chemicals | f2710ea2-c748-3c71-998a-15de398fca2d | 68a5ef8e-68b8-384c-8097-5c940b8436e8 | 20aadc24-a391-41cf-b340-3e4529f44bde | 93a60a56-a3c8-11da-a746-0800200b9a66
Metiram | 9006-42-2 | 9006422 | 9006422 | - |  | Mass | kg | emission | water | https://ofmpub.epa.gov/sor_internet/registry/substreg/searchandretrieve/substancesearch/search.do?details=displayDetails&selectedSubstanceId=37286 | 1 | Chemicals | 20cc1001-c222-37fb-9279-cee234ff540e | 68a5ef8e-68b8-384c-8097-5c940b8436e8 | 20aadc24-a391-41cf-b340-3e4529f44bde | 93a60a56-a3c8-11da-a746-0800200b9a66
Copper resinate | 9007-39-0 | 9007390 | 9007390 | - |  | Mass | kg | emission | water | https://ofmpub.epa.gov/sor_internet/registry/substreg/searchandretrieve/substancesearch/search.do?details=displayDetails&selectedSubstanceId=16159 | 1 | Chemicals | 8bc002cf-25ad-3e96-b1b9-2d1a620557cb | 68a5ef8e-68b8-384c-8097-5c940b8436e8 | 20aadc24-a391-41cf-b340-3e4529f44bde | 93a60a56-a3c8-11da-a746-0800200b9a66
Fentin acetate | 900-95-8 | 900958 | 900958 | C20H18O2Sn |  | Mass | kg | emission | water | https://ofmpub.epa.gov/sor_internet/registry/substreg/searchandretrieve/substancesearch/search.do?details=displayDetails&selectedSubstanceId=87994 | 1 | Chemicals | 4bef00e8-4210-3cf9-a97e-3bc1507f26c2 | 68a5ef8e-68b8-384c-8097-5c940b8436e8 | 20aadc24-a391-41cf-b340-3e4529f44bde | 93a60a56-a3c8-11da-a746-0800200b9a66
1-Methylnaphthalene | 90-12-0 | 90120 | 90120 | C11H10 |  | Mass | kg | emission | water | https://ofmpub.epa.gov/sor_internet/registry/substreg/searchandretrieve/substancesearch/search.do?details=displayDetails&selectedSubstanceId=48309 | 1 | Chemicals | 8b0ed32e-8b63-3b88-9cf1-259665eca033 | 68a5ef8e-68b8-384c-8097-5c940b8436e8 | 20aadc24-a391-41cf-b340-3e4529f44bde | 93a60a56-a3c8-11da-a746-0800200b9a66
1-Chloronaphthalene | 90-13-1 | 90131 | 90131 | C10H7Cl |  | Mass | kg | emission | water | https://ofmpub.epa.gov/sor_internet/registry/substreg/searchandretrieve/substancesearch/search.do?details=displayDetails&selectedSubstanceId=48308 | 1 | Chemicals | 727cc73f-45b8-36d2-9cab-20e60153007d | 68a5ef8e-68b8-384c-8097-5c940b8436e8 | 20aadc24-a391-41cf-b340-3e4529f44bde | 93a60a56-a3c8-11da-a746-0800200b9a66
1-Naphthol | 90-15-3 | 90153 | 90153 | C10H8O |  | Mass | kg | emission | water | https://ofmpub.epa.gov/sor_internet/registry/substreg/searchandretrieve/substancesearch/search.do?details=displayDetails&selectedSubstanceId=48307 | 1 | Chemicals | 188fc54d-4af0-33f7-a323-763548b6cc98 | 68a5ef8e-68b8-384c-8097-5c940b8436e8 | 20aadc24-a391-41cf-b340-3e4529f44bde | 93a60a56-a3c8-11da-a746-0800200b9a66
Benzeneacetic acid, .alpha.-ethyl- | 90-27-7 | 90277 | 90277 | C10H12O2 |  | Mass | kg | emission | water | https://ofmpub.epa.gov/sor_internet/registry/substreg/searchandretrieve/substancesearch/search.do?details=displayDetails&selectedSubstanceId=48304 | 1 | Chemicals | 1c1514ef-9688-3cf4-95a9-a61af253c988 | 68a5ef8e-68b8-384c-8097-5c940b8436e8 | 20aadc24-a391-41cf-b340-3e4529f44bde | 93a60a56-a3c8-11da-a746-0800200b9a66
2-Phenylphenol | 90-43-7 | 90437 | 90437 | C12H10O |  | Mass | kg | emission | water | https://ofmpub.epa.gov/sor_internet/registry/substreg/searchandretrieve/substancesearch/search.do?details=displayDetails&selectedSubstanceId=48299 | 1 | Chemicals | 7ee9b4d0-94d8-38bf-82bd-b6e2b54b2281 | 68a5ef8e-68b8-384c-8097-5c940b8436e8 | 20aadc24-a391-41cf-b340-3e4529f44bde | 93a60a56-a3c8-11da-a746-0800200b9a66
9-Aminoacridine | 90-45-9 | 90459 | 90459 | C13H10N2 |  | Mass | kg | emission | water | https://ofmpub.epa.gov/sor_internet/registry/substreg/searchandretrieve/substancesearch/search.do?details=displayDetails&selectedSubstanceId=78102 | 1 | Chemicals | c3a71d25-15f3-3c94-9b02-75dcb4498f83 | 68a5ef8e-68b8-384c-8097-5c940b8436e8 | 20aadc24-a391-41cf-b340-3e4529f44bde | 93a60a56-a3c8-11da-a746-0800200b9a66
9H-Xanthen-9-one | 90-47-1 | 90471 | 90471 | C13H8O2 |  | Mass | kg | emission | water | https://ofmpub.epa.gov/sor_internet/registry/substreg/searchandretrieve/substancesearch/search.do?details=displayDetails&selectedSubstanceId=48297 | 1 | Chemicals | ee963f3a-f3a1-3015-adc9-91eef4fd105e | 68a5ef8e-68b8-384c-8097-5c940b8436e8 | 20aadc24-a391-41cf-b340-3e4529f44bde | 93a60a56-a3c8-11da-a746-0800200b9a66
Quinmerac | 90717-03-6 | 90717036 | 90717036 | C11H8ClNO2 |  | Mass | kg | emission | water | https://ofmpub.epa.gov/sor_internet/registry/substreg/searchandretrieve/substancesearch/search.do?details=displayDetails&selectedSubstanceId=80817 | 1 | Chemicals | 6df7c7ad-9065-3a77-a65d-ee1859c11881 | 68a5ef8e-68b8-384c-8097-5c940b8436e8 | 20aadc24-a391-41cf-b340-3e4529f44bde | 93a60a56-a3c8-11da-a746-0800200b9a66
Michler's ketone | 90-94-8 | 90948 | 90948 | C17H20N2O |  | Mass | kg | emission | water | https://ofmpub.epa.gov/sor_internet/registry/substreg/searchandretrieve/substancesearch/search.do?details=displayDetails&selectedSubstanceId=48285 | 1 | Chemicals | 7e999b40-3f50-35cd-9cd1-509e2e94c61e | 68a5ef8e-68b8-384c-8097-5c940b8436e8 | 20aadc24-a391-41cf-b340-3e4529f44bde | 93a60a56-a3c8-11da-a746-0800200b9a66
Chlorimuron-ethyl | 90982-32-4 | 90982324 | 90982324 | C15H15ClN4O6S |  | Mass | kg | emission | water | https://ofmpub.epa.gov/sor_internet/registry/substreg/searchandretrieve/substancesearch/search.do?details=displayDetails&selectedSubstanceId=87979 | 1 | Chemicals | d8318cdc-ad84-3644-852f-cf69a8cc6420 | 68a5ef8e-68b8-384c-8097-5c940b8436e8 | 20aadc24-a391-41cf-b340-3e4529f44bde | 93a60a56-a3c8-11da-a746-0800200b9a66
1,2-Benzenedicarbonitrile | 91-15-6 | 91156 | 91156 | C8H4N2 |  | Mass | kg | emission | water | https://ofmpub.epa.gov/sor_internet/registry/substreg/searchandretrieve/substancesearch/search.do?details=displayDetails&selectedSubstanceId=87975 | 1 | Chemicals | 3da0a2ee-85d6-3a0a-aab7-f4c9f8a66613 | 68a5ef8e-68b8-384c-8097-5c940b8436e8 | 20aadc24-a391-41cf-b340-3e4529f44bde | 93a60a56-a3c8-11da-a746-0800200b9a66
Decahydronaphthalene | 91-17-8 | 91178 | 91178 | C10H18 |  | Mass | kg | emission | water | https://ofmpub.epa.gov/sor_internet/registry/substreg/searchandretrieve/substancesearch/search.do?details=displayDetails&selectedSubstanceId=48274 | 1 | Chemicals | 30476061-3f18-3f33-a7a9-5ae2d1bcd8e4 | 68a5ef8e-68b8-384c-8097-5c940b8436e8 | 20aadc24-a391-41cf-b340-3e4529f44bde | 93a60a56-a3c8-11da-a746-0800200b9a66
Naphthalene | 91-20-3 | 91203 | 91203 | C10H8 |  | Mass | kg | emission | water | https://ofmpub.epa.gov/sor_internet/registry/substreg/searchandretrieve/substancesearch/search.do?details=displayDetails&selectedSubstanceId=48273 | 1 | Chemicals | 4ffbf3c3-052b-3db1-8ac2-777cd91149e8 | 68a5ef8e-68b8-384c-8097-5c940b8436e8 | 20aadc24-a391-41cf-b340-3e4529f44bde | 93a60a56-a3c8-11da-a746-0800200b9a66
Quinoline | 91-22-5 | 91225 | 91225 | C9H7N |  | Mass | kg | emission | water | https://ofmpub.epa.gov/sor_internet/registry/substreg/searchandretrieve/substancesearch/search.do?details=displayDetails&selectedSubstanceId=87972 | 1 | Chemicals | bda7b8cb-b2a8-3dd9-a6f3-79ad45229983 | 68a5ef8e-68b8-384c-8097-5c940b8436e8 | 20aadc24-a391-41cf-b340-3e4529f44bde | 93a60a56-a3c8-11da-a746-0800200b9a66
o-Nitroanisole | 91-23-6 | 91236 | 91236 | C7H7NO3 |  | Mass | kg | emission | water | https://ofmpub.epa.gov/sor_internet/registry/substreg/searchandretrieve/substancesearch/search.do?details=displayDetails&selectedSubstanceId=48271 | 1 | Chemicals | 8d9d18a3-2f6c-3f25-8d71-405f71cf150e | 68a5ef8e-68b8-384c-8097-5c940b8436e8 | 20aadc24-a391-41cf-b340-3e4529f44bde | 93a60a56-a3c8-11da-a746-0800200b9a66
.lambda.-Cyhalothrin | 91465-08-6 | 91465086 | 91465086 | C23H19ClF3NO3 |  | Mass | kg | emission | water | https://ofmpub.epa.gov/sor_internet/registry/substreg/searchandretrieve/substancesearch/search.do?details=displayDetails&selectedSubstanceId=85786 | 1 | Chemicals | 2959d7dc-2d1b-3f61-b5dd-f4280e7a1616 | 68a5ef8e-68b8-384c-8097-5c940b8436e8 | 20aadc24-a391-41cf-b340-3e4529f44bde | 93a60a56-a3c8-11da-a746-0800200b9a66
Ethoxyquin | 91-53-2 | 91532 | 91532 | C14H19NO |  | Mass | kg | emission | water | https://ofmpub.epa.gov/sor_internet/registry/substreg/searchandretrieve/substancesearch/search.do?details=displayDetails&selectedSubstanceId=87966 | 1 | Chemicals | 87b868fd-9de1-3c9c-b7f0-b69ddd1cf261 | 68a5ef8e-68b8-384c-8097-5c940b8436e8 | 20aadc24-a391-41cf-b340-3e4529f44bde | 93a60a56-a3c8-11da-a746-0800200b9a66
C.I. Acid Red 27, trisodium salt | 915-67-3 | 915673 | 915673 | C20H11N2Na3O10S3 |  | Mass | kg | emission | water | https://ofmpub.epa.gov/sor_internet/registry/substreg/searchandretrieve/substancesearch/search.do?details=displayDetails&selectedSubstanceId=87965 | 1 | Chemicals | 9991e7c4-6bbb-30f5-9d8a-48e5b65052a5 | 68a5ef8e-68b8-384c-8097-5c940b8436e8 | 20aadc24-a391-41cf-b340-3e4529f44bde | 93a60a56-a3c8-11da-a746-0800200b9a66
2-Methylnaphthalene | 91-57-6 | 91576 | 91576 | C11H10 |  | Mass | kg | emission | water | https://ofmpub.epa.gov/sor_internet/registry/substreg/searchandretrieve/substancesearch/search.do?details=displayDetails&selectedSubstanceId=87964 | 1 | Chemicals | e71d23d0-a1c6-35d2-8ef3-0ca3a42f402b | 68a5ef8e-68b8-384c-8097-5c940b8436e8 | 20aadc24-a391-41cf-b340-3e4529f44bde | 93a60a56-a3c8-11da-a746-0800200b9a66
2-Naphthalenamine | 91-59-8 | 91598 | 91598 | C10H9N |  | Mass | kg | emission | water | https://ofmpub.epa.gov/sor_internet/registry/substreg/searchandretrieve/substancesearch/search.do?details=displayDetails&selectedSubstanceId=48259 | 1 | Chemicals | 65deb2d8-25ec-39ea-a142-376e16aac454 | 68a5ef8e-68b8-384c-8097-5c940b8436e8 | 20aadc24-a391-41cf-b340-3e4529f44bde | 93a60a56-a3c8-11da-a746-0800200b9a66
Quinaldine | 91-63-4 | 91634 | 91634 | C10H9N |  | Mass | kg | emission | water | https://ofmpub.epa.gov/sor_internet/registry/substreg/searchandretrieve/substancesearch/search.do?details=displayDetails&selectedSubstanceId=87962 | 1 | Chemicals | 77e97410-47d6-3bc7-8eaf-bfd7b6a5a8f1 | 68a5ef8e-68b8-384c-8097-5c940b8436e8 | 20aadc24-a391-41cf-b340-3e4529f44bde | 93a60a56-a3c8-11da-a746-0800200b9a66
Coumarin | 91-64-5 | 91645 | 91645 | C9H6O2 |  | Mass | kg | emission | water | https://ofmpub.epa.gov/sor_internet/registry/substreg/searchandretrieve/substancesearch/search.do?details=displayDetails&selectedSubstanceId=48256 | 1 | Chemicals | a71a6900-d8e3-349b-a51d-2ca1ffe51635 | 68a5ef8e-68b8-384c-8097-5c940b8436e8 | 20aadc24-a391-41cf-b340-3e4529f44bde | 93a60a56-a3c8-11da-a746-0800200b9a66
N,N-Diethylcyclohexylamine | 91-65-6 | 91656 | 91656 | C10H21N |  | Mass | kg | emission | water | https://ofmpub.epa.gov/sor_internet/registry/substreg/searchandretrieve/substancesearch/search.do?details=displayDetails&selectedSubstanceId=48255 | 1 | Chemicals | 77c27b9b-3da9-3cc0-a0c4-2864319b6cce | 68a5ef8e-68b8-384c-8097-5c940b8436e8 | 20aadc24-a391-41cf-b340-3e4529f44bde | 93a60a56-a3c8-11da-a746-0800200b9a66
N,N-Diethylaniline | 91-66-7 | 91667 | 91667 | C10H15N |  | Mass | kg | emission | water | https://ofmpub.epa.gov/sor_internet/registry/substreg/searchandretrieve/substancesearch/search.do?details=displayDetails&selectedSubstanceId=87961 | 1 | Chemicals | a3750f47-7d64-3439-86d1-21f7758b2b1c | 68a5ef8e-68b8-384c-8097-5c940b8436e8 | 20aadc24-a391-41cf-b340-3e4529f44bde | 93a60a56-a3c8-11da-a746-0800200b9a66
m-(Diethylamino)phenol | 91-68-9 | 91689 | 91689 | C10H15NO |  | Mass | kg | emission | water | https://ofmpub.epa.gov/sor_internet/registry/substreg/searchandretrieve/substancesearch/search.do?details=displayDetails&selectedSubstanceId=48253 | 1 | Chemicals | 9b6cd489-9036-301d-8491-dbe7a4f7e3b9 | 68a5ef8e-68b8-384c-8097-5c940b8436e8 | 20aadc24-a391-41cf-b340-3e4529f44bde | 93a60a56-a3c8-11da-a746-0800200b9a66
2-(N-Ethyl-m-toluidino)ethanol | 91-88-3 | 91883 | 91883 | C11H17NO |  | Mass | kg | emission | water | https://ofmpub.epa.gov/sor_internet/registry/substreg/searchandretrieve/substancesearch/search.do?details=displayDetails&selectedSubstanceId=87953 | 1 | Chemicals | f034e3b9-190e-33c0-8618-d10e67429921 | 68a5ef8e-68b8-384c-8097-5c940b8436e8 | 20aadc24-a391-41cf-b340-3e4529f44bde | 93a60a56-a3c8-11da-a746-0800200b9a66
3,3'-Dimethoxybenzidine-4,4'-diisocyanate | 91-93-0 | 91930 | 91930 | C16H12N2O4 |  | Mass | kg | emission | water | https://ofmpub.epa.gov/sor_internet/registry/substreg/searchandretrieve/substancesearch/search.do?details=displayDetails&selectedSubstanceId=48247 | 1 | Chemicals | d633701b-38c5-3749-9f79-e19624d687e7 | 68a5ef8e-68b8-384c-8097-5c940b8436e8 | 20aadc24-a391-41cf-b340-3e4529f44bde | 93a60a56-a3c8-11da-a746-0800200b9a66
3,3'-Dichlorobenzidine | 91-94-1 | 91941 | 91941 | C12H10Cl2N2 |  | Mass | kg | emission | water | https://ofmpub.epa.gov/sor_internet/registry/substreg/searchandretrieve/substancesearch/search.do?details=displayDetails&selectedSubstanceId=48246 | 1 | Chemicals | ee1c9a0d-6d81-3d58-9277-3b1063b5786d | 68a5ef8e-68b8-384c-8097-5c940b8436e8 | 20aadc24-a391-41cf-b340-3e4529f44bde | 93a60a56-a3c8-11da-a746-0800200b9a66
Demeton-S-methyl | 919-86-8 | 919868 | 919868 | C6H15O3PS2 |  | Mass | kg | emission | water | https://ofmpub.epa.gov/sor_internet/registry/substreg/searchandretrieve/substancesearch/search.do?details=displayDetails&selectedSubstanceId=43939 | 1 | Chemicals | 2dc0c708-5116-3f59-a3d6-7af4048de431 | 68a5ef8e-68b8-384c-8097-5c940b8436e8 | 20aadc24-a391-41cf-b340-3e4529f44bde | 93a60a56-a3c8-11da-a746-0800200b9a66
1,1,1,3,3,3-Hexafluoro-2-propanol | 920-66-1 | 920661 | 920661 | C3H2F6O |  | Mass | kg | emission | water | https://ofmpub.epa.gov/sor_internet/registry/substreg/searchandretrieve/substancesearch/search.do?details=displayDetails&selectedSubstanceId=43935 | 1 | Chemicals | eea782e6-cff1-3231-a4f3-dad19ecf5d1d | 68a5ef8e-68b8-384c-8097-5c940b8436e8 | 20aadc24-a391-41cf-b340-3e4529f44bde | 93a60a56-a3c8-11da-a746-0800200b9a66
N-Nitrosodi-n-butylamine | 924-16-3 | 924163 | 924163 | C8H18N2O |  | Mass | kg | emission | water | https://ofmpub.epa.gov/sor_internet/registry/substreg/searchandretrieve/substancesearch/search.do?details=displayDetails&selectedSubstanceId=43926 | 1 | Chemicals | 2c70615b-60e2-3755-9b20-aca7b37aa82b | 68a5ef8e-68b8-384c-8097-5c940b8436e8 | 20aadc24-a391-41cf-b340-3e4529f44bde | 93a60a56-a3c8-11da-a746-0800200b9a66
N-Methylolacrylamide | 924-42-5 | 924425 | 924425 | C4H7NO2 |  | Mass | kg | emission | water | https://ofmpub.epa.gov/sor_internet/registry/substreg/searchandretrieve/substancesearch/search.do?details=displayDetails&selectedSubstanceId=43925 | 1 | Chemicals | 6595a506-acba-3ffd-8c36-3e5ee44f9709 | 68a5ef8e-68b8-384c-8097-5c940b8436e8 | 20aadc24-a391-41cf-b340-3e4529f44bde | 93a60a56-a3c8-11da-a746-0800200b9a66
1,1'-Bicyclohexyl | 92-51-3 | 92513 | 92513 | C12H22 |  | Mass | kg | emission | water | https://ofmpub.epa.gov/sor_internet/registry/substreg/searchandretrieve/substancesearch/search.do?details=displayDetails&selectedSubstanceId=48215 | 1 | Chemicals | 5a604954-5aeb-3d98-ac2b-a8cc56d0579d | 68a5ef8e-68b8-384c-8097-5c940b8436e8 | 20aadc24-a391-41cf-b340-3e4529f44bde | 93a60a56-a3c8-11da-a746-0800200b9a66
Biphenyl | 92-52-4 | 92524 | 92524 | C12H10 |  | Mass | kg | emission | water | https://ofmpub.epa.gov/sor_internet/registry/substreg/searchandretrieve/substancesearch/search.do?details=displayDetails&selectedSubstanceId=48214 | 1 | Chemicals | 2d444ade-7de3-3ebc-b990-f587a302a96c | 68a5ef8e-68b8-384c-8097-5c940b8436e8 | 20aadc24-a391-41cf-b340-3e4529f44bde | 93a60a56-a3c8-11da-a746-0800200b9a66
4-Aminobiphenyl | 92-67-1 | 92671 | 92671 | C12H11N |  | Mass | kg | emission | water | https://ofmpub.epa.gov/sor_internet/registry/substreg/searchandretrieve/substancesearch/search.do?details=displayDetails&selectedSubstanceId=87829 | 1 | Chemicals | 0ad98a27-3a60-3860-a442-0110f01c4eac | 68a5ef8e-68b8-384c-8097-5c940b8436e8 | 20aadc24-a391-41cf-b340-3e4529f44bde | 93a60a56-a3c8-11da-a746-0800200b9a66
4-Phenylphenol | 92-69-3 | 92693 | 92693 | C12H10O |  | Mass | kg | emission | water | https://ofmpub.epa.gov/sor_internet/registry/substreg/searchandretrieve/substancesearch/search.do?details=displayDetails&selectedSubstanceId=48205 | 1 | Chemicals | e23a6fb9-25ab-3cb8-a613-47f368e1e79f | 68a5ef8e-68b8-384c-8097-5c940b8436e8 | 20aadc24-a391-41cf-b340-3e4529f44bde | 93a60a56-a3c8-11da-a746-0800200b9a66
3-Butyn-1-ol | 927-74-2 | 927742 | 927742 | C4H6O |  | Mass | kg | emission | water | https://ofmpub.epa.gov/sor_internet/registry/substreg/searchandretrieve/substancesearch/search.do?details=displayDetails&selectedSubstanceId=77727 | 1 | Chemicals | 8d149d28-2728-309e-902c-034cea3fb727 | 68a5ef8e-68b8-384c-8097-5c940b8436e8 | 20aadc24-a391-41cf-b340-3e4529f44bde | 93a60a56-a3c8-11da-a746-0800200b9a66
Phenazine | 92-82-0 | 92820 | 92820 | C12H8N2 |  | Mass | kg | emission | water | https://ofmpub.epa.gov/sor_internet/registry/substreg/searchandretrieve/substancesearch/search.do?details=displayDetails&selectedSubstanceId=48198 | 1 | Chemicals | 9e8d8369-44d1-38df-9b72-12ad484bfb06 | 68a5ef8e-68b8-384c-8097-5c940b8436e8 | 20aadc24-a391-41cf-b340-3e4529f44bde | 93a60a56-a3c8-11da-a746-0800200b9a66
9H-Xanthene | 92-83-1 | 92831 | 92831 | C13H10O |  | Mass | kg | emission | water | https://ofmpub.epa.gov/sor_internet/registry/substreg/searchandretrieve/substancesearch/search.do?details=displayDetails&selectedSubstanceId=87819 | 1 | Chemicals | 120ee787-9df3-35de-a39c-9fe1c29e5b11 | 68a5ef8e-68b8-384c-8097-5c940b8436e8 | 20aadc24-a391-41cf-b340-3e4529f44bde | 93a60a56-a3c8-11da-a746-0800200b9a66
2-Heptanone, 6-methyl- | 928-68-7 | 928687 | 928687 | C8H16O |  | Mass | kg | emission | water | https://ofmpub.epa.gov/sor_internet/registry/substreg/searchandretrieve/substancesearch/search.do?details=displayDetails&selectedSubstanceId=43900 | 1 | Chemicals | 87375eb3-6dbb-3061-b9df-85c09150a186 | 68a5ef8e-68b8-384c-8097-5c940b8436e8 | 20aadc24-a391-41cf-b340-3e4529f44bde | 93a60a56-a3c8-11da-a746-0800200b9a66
Benzidine | 92-87-5 | 92875 | 92875 | C12H12N2 |  | Mass | kg | emission | water | https://ofmpub.epa.gov/sor_internet/registry/substreg/searchandretrieve/substancesearch/search.do?details=displayDetails&selectedSubstanceId=48195 | 1 | Chemicals | 203ebdcc-fef3-3f90-8af1-c2299a6c03a5 | 68a5ef8e-68b8-384c-8097-5c940b8436e8 | 20aadc24-a391-41cf-b340-3e4529f44bde | 93a60a56-a3c8-11da-a746-0800200b9a66
4,4'-Biphenyldiol | 92-88-6 | 92886 | 92886 | C12H10O2 |  | Mass | kg | emission | water | https://ofmpub.epa.gov/sor_internet/registry/substreg/searchandretrieve/substancesearch/search.do?details=displayDetails&selectedSubstanceId=48194 | 1 | Chemicals | 6654c587-6f00-3fdd-89a9-c020f884a6b9 | 68a5ef8e-68b8-384c-8097-5c940b8436e8 | 20aadc24-a391-41cf-b340-3e4529f44bde | 93a60a56-a3c8-11da-a746-0800200b9a66
(Z)-3-Hexen-1-ol | 928-96-1 | 928961 | 928961 | C6H12O |  | Mass | kg | emission | water | https://ofmpub.epa.gov/sor_internet/registry/substreg/searchandretrieve/substancesearch/search.do?details=displayDetails&selectedSubstanceId=43893 | 1 | Chemicals | 8f020074-d4ee-3fff-905c-cc40fb9ed439 | 68a5ef8e-68b8-384c-8097-5c940b8436e8 | 20aadc24-a391-41cf-b340-3e4529f44bde | 93a60a56-a3c8-11da-a746-0800200b9a66
2-(2-Aminoethoxy)ethanol | 929-06-6 | 929066 | 929066 | C4H11NO2 |  | Mass | kg | emission | water | https://ofmpub.epa.gov/sor_internet/registry/substreg/searchandretrieve/substancesearch/search.do?details=displayDetails&selectedSubstanceId=43892 | 1 | Chemicals | fa0c3a9b-7814-36ca-8db2-f19fbe7a854c | 68a5ef8e-68b8-384c-8097-5c940b8436e8 | 20aadc24-a391-41cf-b340-3e4529f44bde | 93a60a56-a3c8-11da-a746-0800200b9a66
Naphthalene, 2-methoxy- | 93-04-9 | 93049 | 93049 | C11H10O |  | Mass | kg | emission | water | https://ofmpub.epa.gov/sor_internet/registry/substreg/searchandretrieve/substancesearch/search.do?details=displayDetails&selectedSubstanceId=87807 | 1 | Chemicals | 9692e1d9-3ba4-3f21-bda9-654025e131b6 | 68a5ef8e-68b8-384c-8097-5c940b8436e8 | 20aadc24-a391-41cf-b340-3e4529f44bde | 93a60a56-a3c8-11da-a746-0800200b9a66
N-Nitrosopyrrolidine | 930-55-2 | 930552 | 930552 | C4H8N2O |  | Mass | kg | emission | water | https://ofmpub.epa.gov/sor_internet/registry/substreg/searchandretrieve/substancesearch/search.do?details=displayDetails&selectedSubstanceId=43884 | 1 | Chemicals | b2cb1992-2487-3999-8d9c-fa2249fa941d | 68a5ef8e-68b8-384c-8097-5c940b8436e8 | 20aadc24-a391-41cf-b340-3e4529f44bde | 93a60a56-a3c8-11da-a746-0800200b9a66
2'-Acetonaphthone | 93-08-3 | 93083 | 93083 | C12H10O |  | Mass | kg | emission | water | https://ofmpub.epa.gov/sor_internet/registry/substreg/searchandretrieve/substancesearch/search.do?details=displayDetails&selectedSubstanceId=87710 | 1 | Chemicals | 875ea245-ebeb-300f-90f1-6b8e26f9774a | 68a5ef8e-68b8-384c-8097-5c940b8436e8 | 20aadc24-a391-41cf-b340-3e4529f44bde | 93a60a56-a3c8-11da-a746-0800200b9a66
Methyleugenol | 93-15-2 | 93152 | 93152 | C11H14O2 |  | Mass | kg | emission | water | https://ofmpub.epa.gov/sor_internet/registry/substreg/searchandretrieve/substancesearch/search.do?details=displayDetails&selectedSubstanceId=48180 | 1 | Chemicals | 15a1664a-8c6c-39fd-8e0b-2f73781aa7e2 | 68a5ef8e-68b8-384c-8097-5c940b8436e8 | 20aadc24-a391-41cf-b340-3e4529f44bde | 93a60a56-a3c8-11da-a746-0800200b9a66
2,3,6-Trichlorophenol | 933-75-5 | 933755 | 933755 | C6H3Cl3O |  | Mass | kg | emission | water | https://ofmpub.epa.gov/sor_internet/registry/substreg/searchandretrieve/substancesearch/search.do?details=displayDetails&selectedSubstanceId=43863 | 1 | Chemicals | 5e53eebb-843b-371d-a949-d8cdc5f59643 | 68a5ef8e-68b8-384c-8097-5c940b8436e8 | 20aadc24-a391-41cf-b340-3e4529f44bde | 93a60a56-a3c8-11da-a746-0800200b9a66
2,3,5-Trichlorophenol | 933-78-8 | 933788 | 933788 | C6H3Cl3O |  | Mass | kg | emission | water | https://ofmpub.epa.gov/sor_internet/registry/substreg/searchandretrieve/substancesearch/search.do?details=displayDetails&selectedSubstanceId=43862 | 1 | Chemicals | 6803fd5a-7390-3cc8-b471-f56714077c7c | 68a5ef8e-68b8-384c-8097-5c940b8436e8 | 20aadc24-a391-41cf-b340-3e4529f44bde | 93a60a56-a3c8-11da-a746-0800200b9a66
2-Aminobenzimidazole | 934-32-7 | 934327 | 934327 | C7H7N3 |  | Mass | kg | emission | water | https://ofmpub.epa.gov/sor_internet/registry/substreg/searchandretrieve/substancesearch/search.do?details=displayDetails&selectedSubstanceId=43860 | 1 | Chemicals | 9d431c9d-c936-3ea2-a58a-c3ad4d320bad | 68a5ef8e-68b8-384c-8097-5c940b8436e8 | 20aadc24-a391-41cf-b340-3e4529f44bde | 93a60a56-a3c8-11da-a746-0800200b9a66
Phenol, 2-methoxy-4-methyl- | 93-51-6 | 93516 | 93516 | C8H10O2 |  | Mass | kg | emission | water | https://ofmpub.epa.gov/sor_internet/registry/substreg/searchandretrieve/substancesearch/search.do?details=displayDetails&selectedSubstanceId=48162 | 1 | Chemicals | 0b7b90e9-3216-31b4-a708-bb13861ed20c | 68a5ef8e-68b8-384c-8097-5c940b8436e8 | 20aadc24-a391-41cf-b340-3e4529f44bde | 93a60a56-a3c8-11da-a746-0800200b9a66
2,5-Cyclohexadiene-1,4-dione, 2,3,5-trimethyl- | 935-92-2 | 935922 | 935922 | C9H10O2 |  | Mass | kg | emission | water | https://ofmpub.epa.gov/sor_internet/registry/substreg/searchandretrieve/substancesearch/search.do?details=displayDetails&selectedSubstanceId=87698 | 1 | Chemicals | 10d50831-fe9d-37ec-9611-22fe9537241e | 68a5ef8e-68b8-384c-8097-5c940b8436e8 | 20aadc24-a391-41cf-b340-3e4529f44bde | 93a60a56-a3c8-11da-a746-0800200b9a66
2,3,5,6-Tetrachlorophenol | 935-95-5 | 935955 | 935955 | C6H2Cl4O |  | Mass | kg | emission | water | https://ofmpub.epa.gov/sor_internet/registry/substreg/searchandretrieve/substancesearch/search.do?details=displayDetails&selectedSubstanceId=43854 | 1 | Chemicals | 38bac16b-68f3-3fd7-ae49-e5eff89cfe72 | 68a5ef8e-68b8-384c-8097-5c940b8436e8 | 20aadc24-a391-41cf-b340-3e4529f44bde | 93a60a56-a3c8-11da-a746-0800200b9a66
Mecoprop | 93-65-2 | 93652 | 93652 | C10H11ClO3 |  | Mass | kg | emission | water | https://ofmpub.epa.gov/sor_internet/registry/substreg/searchandretrieve/substancesearch/search.do?details=displayDetails&selectedSubstanceId=48156 | 1 | Chemicals | b3ef5157-895e-3144-a548-57276d8f1a48 | 68a5ef8e-68b8-384c-8097-5c940b8436e8 | 20aadc24-a391-41cf-b340-3e4529f44bde | 93a60a56-a3c8-11da-a746-0800200b9a66
Allidochlor | 93-71-0 | 93710 | 93710 | C8H12ClNO |  | Mass | kg | emission | water | https://ofmpub.epa.gov/sor_internet/registry/substreg/searchandretrieve/substancesearch/search.do?details=displayDetails&selectedSubstanceId=48154 | 1 | Chemicals | 6c2edd42-1c2b-3672-b9d2-aa8264c7ff1b | 68a5ef8e-68b8-384c-8097-5c940b8436e8 | 20aadc24-a391-41cf-b340-3e4529f44bde | 93a60a56-a3c8-11da-a746-0800200b9a66
Silvex | 93-72-1 | 93721 | 93721 | C9H7Cl3O3 |  | Mass | kg | emission | water | https://ofmpub.epa.gov/sor_internet/registry/substreg/searchandretrieve/substancesearch/search.do?details=displayDetails&selectedSubstanceId=48153 | 1 | Chemicals | 5c1ce636-87ef-3fc5-88a5-eb03db3911e9 | 68a5ef8e-68b8-384c-8097-5c940b8436e8 | 20aadc24-a391-41cf-b340-3e4529f44bde | 93a60a56-a3c8-11da-a746-0800200b9a66
2,4,5-T | 93-76-5 | 93765 | 93765 | C8H5Cl3O3 |  | Mass | kg | emission | water | https://ofmpub.epa.gov/sor_internet/registry/substreg/searchandretrieve/substancesearch/search.do?details=displayDetails&selectedSubstanceId=87689 | 1 | Chemicals | bdd4fea3-666a-3541-94c3-a47c026a1aa4 | 68a5ef8e-68b8-384c-8097-5c940b8436e8 | 20aadc24-a391-41cf-b340-3e4529f44bde | 93a60a56-a3c8-11da-a746-0800200b9a66
2,4,5-T isopropyl ester | 93-78-7 | 93787 | 93787 | C11H11Cl3O3 |  | Mass | kg | emission | water | https://ofmpub.epa.gov/sor_internet/registry/substreg/searchandretrieve/substancesearch/search.do?details=displayDetails&selectedSubstanceId=81269 | 1 | Chemicals | db0a8d1b-bc6f-378e-9b52-f20e94962b34 | 68a5ef8e-68b8-384c-8097-5c940b8436e8 | 20aadc24-a391-41cf-b340-3e4529f44bde | 93a60a56-a3c8-11da-a746-0800200b9a66
2,4,5-T butyl ester | 93-79-8 | 93798 | 93798 | C12H13Cl3O3 |  | Mass | kg | emission | water | https://ofmpub.epa.gov/sor_internet/registry/substreg/searchandretrieve/substancesearch/search.do?details=displayDetails&selectedSubstanceId=48151 | 1 | Chemicals | 0672c8e9-3c45-30f1-aca6-259d2a06b576 | 68a5ef8e-68b8-384c-8097-5c940b8436e8 | 20aadc24-a391-41cf-b340-3e4529f44bde | 93a60a56-a3c8-11da-a746-0800200b9a66
Ethenzamide | 938-73-8 | 938738 | 938738 | C9H11NO2 |  | Mass | kg | emission | water | https://ofmpub.epa.gov/sor_internet/registry/substreg/searchandretrieve/substancesearch/search.do?details=displayDetails&selectedSubstanceId=43846 | 1 | Chemicals | 7c7e1926-3e81-39c7-91ed-77bcf9ce9f16 | 68a5ef8e-68b8-384c-8097-5c940b8436e8 | 20aadc24-a391-41cf-b340-3e4529f44bde | 93a60a56-a3c8-11da-a746-0800200b9a66
Benzoic acid, ethyl ester | 93-89-0 | 93890 | 93890 | C9H10O2 |  | Mass | kg | emission | water | https://ofmpub.epa.gov/sor_internet/registry/substreg/searchandretrieve/substancesearch/search.do?details=displayDetails&selectedSubstanceId=87683 | 1 | Chemicals | 2d94488f-8beb-312e-b4b5-f2c82244252f | 68a5ef8e-68b8-384c-8097-5c940b8436e8 | 20aadc24-a391-41cf-b340-3e4529f44bde | 93a60a56-a3c8-11da-a746-0800200b9a66
1,3-Butanedione, 1-phenyl- | 93-91-4 | 93914 | 93914 | C10H10O2 |  | Mass | kg | emission | water | https://ofmpub.epa.gov/sor_internet/registry/substreg/searchandretrieve/substancesearch/search.do?details=displayDetails&selectedSubstanceId=48511 | 1 | Chemicals | 6e63a542-6073-3819-9b7c-fdc62a96ac5c | 68a5ef8e-68b8-384c-8097-5c940b8436e8 | 20aadc24-a391-41cf-b340-3e4529f44bde | 93a60a56-a3c8-11da-a746-0800200b9a66
4-Phenylpyridine | 939-23-1 | 939231 | 939231 | C11H9N |  | Mass | kg | emission | water | https://ofmpub.epa.gov/sor_internet/registry/substreg/searchandretrieve/substancesearch/search.do?details=displayDetails&selectedSubstanceId=87681 | 1 | Chemicals | 924ae5e9-a855-3a62-b466-f6daccdd0c56 | 68a5ef8e-68b8-384c-8097-5c940b8436e8 | 20aadc24-a391-41cf-b340-3e4529f44bde | 93a60a56-a3c8-11da-a746-0800200b9a66
Benzocaine | 94-09-7 | 94097 | 94097 | C9H11NO2 |  | Mass | kg | emission | water | https://ofmpub.epa.gov/sor_internet/registry/substreg/searchandretrieve/substancesearch/search.do?details=displayDetails&selectedSubstanceId=48504 | 1 | Chemicals | d59e9ee7-fee9-309f-9ede-d37e079ae5cf | 68a5ef8e-68b8-384c-8097-5c940b8436e8 | 20aadc24-a391-41cf-b340-3e4529f44bde | 93a60a56-a3c8-11da-a746-0800200b9a66
2,4-D isopropyl ester | 94-11-1 | 94111 | 94111 | C11H12Cl2O3 |  | Mass | kg | emission | water | https://ofmpub.epa.gov/sor_internet/registry/substreg/searchandretrieve/substancesearch/search.do?details=displayDetails&selectedSubstanceId=87668 | 1 | Chemicals | c2c00a77-58df-37fe-9513-f8a3495b7e6d | 68a5ef8e-68b8-384c-8097-5c940b8436e8 | 20aadc24-a391-41cf-b340-3e4529f44bde | 93a60a56-a3c8-11da-a746-0800200b9a66
Prosulfuron | 94125-34-5 | 94125345 | 94125345 | C15H16F3N5O4S |  | Mass | kg | emission | water | https://ofmpub.epa.gov/sor_internet/registry/substreg/searchandretrieve/substancesearch/search.do?details=displayDetails&selectedSubstanceId=62869 | 1 | Chemicals | de9ebb9e-638b-38ba-9a42-5426ac68af62 | 68a5ef8e-68b8-384c-8097-5c940b8436e8 | 20aadc24-a391-41cf-b340-3e4529f44bde | 93a60a56-a3c8-11da-a746-0800200b9a66
Ethanone, 1-(1-naphthalenyl)- | 941-98-0 | 941980 | 941980 | C12H10O |  | Mass | kg | emission | water | https://ofmpub.epa.gov/sor_internet/registry/substreg/searchandretrieve/substancesearch/search.do?details=displayDetails&selectedSubstanceId=43837 | 1 | Chemicals | 0db799f3-cf0b-3459-95a6-3efc00f244ce | 68a5ef8e-68b8-384c-8097-5c940b8436e8 | 20aadc24-a391-41cf-b340-3e4529f44bde | 93a60a56-a3c8-11da-a746-0800200b9a66
Cyproconazole | 94361-06-5 | 94361065 | 94361065 | C15H18ClN3O |  | Mass | kg | emission | water | https://ofmpub.epa.gov/sor_internet/registry/substreg/searchandretrieve/substancesearch/search.do?details=displayDetails&selectedSubstanceId=87566 | 1 | Chemicals | a51017e9-f044-34be-b520-6d5f97f24f4e | 68a5ef8e-68b8-384c-8097-5c940b8436e8 | 20aadc24-a391-41cf-b340-3e4529f44bde | 93a60a56-a3c8-11da-a746-0800200b9a66
2-Propen-1-one, 1,3-diphenyl- | 94-41-7 | 94417 | 94417 | C15H12O |  | Mass | kg | emission | water | https://ofmpub.epa.gov/sor_internet/registry/substreg/searchandretrieve/substancesearch/search.do?details=displayDetails&selectedSubstanceId=48494 | 1 | Chemicals | fe2364c1-d233-37ab-8193-e6cbe28306ec | 68a5ef8e-68b8-384c-8097-5c940b8436e8 | 20aadc24-a391-41cf-b340-3e4529f44bde | 93a60a56-a3c8-11da-a746-0800200b9a66
Fonofos | 944-22-9 | 944229 | 944229 | C10H15OPS2 |  | Mass | kg | emission | water | https://ofmpub.epa.gov/sor_internet/registry/substreg/searchandretrieve/substancesearch/search.do?details=displayDetails&selectedSubstanceId=43833 | 1 | Chemicals | 903bfcb0-1c6a-3cf9-a6ce-249bef8c1251 | 68a5ef8e-68b8-384c-8097-5c940b8436e8 | 20aadc24-a391-41cf-b340-3e4529f44bde | 93a60a56-a3c8-11da-a746-0800200b9a66
5-Nitrobenzimidazole | 94-52-0 | 94520 | 94520 | C7H5N3O2 |  | Mass | kg | emission | water | https://ofmpub.epa.gov/sor_internet/registry/substreg/searchandretrieve/substancesearch/search.do?details=displayDetails&selectedSubstanceId=87559 | 1 | Chemicals | a3dc1e62-f88b-3c5e-8fea-cdaba8596f01 | 68a5ef8e-68b8-384c-8097-5c940b8436e8 | 20aadc24-a391-41cf-b340-3e4529f44bde | 93a60a56-a3c8-11da-a746-0800200b9a66
Benzene, 1,1'-sulfinylbis- | 945-51-7 | 945517 | 945517 | C12H10OS |  | Mass | kg | emission | water | https://ofmpub.epa.gov/sor_internet/registry/substreg/searchandretrieve/substancesearch/search.do?details=displayDetails&selectedSubstanceId=43832 | 1 | Chemicals | 861b6f72-a409-3a9d-8a20-827d9df5283e | 68a5ef8e-68b8-384c-8097-5c940b8436e8 | 20aadc24-a391-41cf-b340-3e4529f44bde | 93a60a56-a3c8-11da-a746-0800200b9a66
Dihydrosafrole | 94-58-6 | 94586 | 94586 | C10H12O2 |  | Mass | kg | emission | water | https://ofmpub.epa.gov/sor_internet/registry/substreg/searchandretrieve/substancesearch/search.do?details=displayDetails&selectedSubstanceId=48488 | 1 | Chemicals | 0d499b82-5786-3513-9c38-7b8e93e2fd85 | 68a5ef8e-68b8-384c-8097-5c940b8436e8 | 20aadc24-a391-41cf-b340-3e4529f44bde | 93a60a56-a3c8-11da-a746-0800200b9a66
Safrole | 94-59-7 | 94597 | 94597 | C10H10O2 |  | Mass | kg | emission | water | https://ofmpub.epa.gov/sor_internet/registry/substreg/searchandretrieve/substancesearch/search.do?details=displayDetails&selectedSubstanceId=48487 | 1 | Chemicals | 2caaae36-8b8d-3011-8430-7a3148bfec92 | 68a5ef8e-68b8-384c-8097-5c940b8436e8 | 20aadc24-a391-41cf-b340-3e4529f44bde | 93a60a56-a3c8-11da-a746-0800200b9a66
Benzaldehyde, 2-hydroxy-, oxime | 94-67-7 | 94677 | 94677 | C7H7NO2 |  | Mass | kg | emission | water | https://ofmpub.epa.gov/sor_internet/registry/substreg/searchandretrieve/substancesearch/search.do?details=displayDetails&selectedSubstanceId=48481 | 1 | Chemicals | b934e6cd-3f75-394b-a6a4-65ff3945e165 | 68a5ef8e-68b8-384c-8097-5c940b8436e8 | 20aadc24-a391-41cf-b340-3e4529f44bde | 93a60a56-a3c8-11da-a746-0800200b9a66
N-Ethyl-2-methylaniline | 94-68-8 | 94688 | 94688 | C9H13N |  | Mass | kg | emission | water | https://ofmpub.epa.gov/sor_internet/registry/substreg/searchandretrieve/substancesearch/search.do?details=displayDetails&selectedSubstanceId=48480 | 1 | Chemicals | 1218cb3f-e85f-3e17-a096-a536dee0a87f | 68a5ef8e-68b8-384c-8097-5c940b8436e8 | 20aadc24-a391-41cf-b340-3e4529f44bde | 93a60a56-a3c8-11da-a746-0800200b9a66
Phosfolan | 947-02-4 | 947024 | 947024 | C7H14NO3PS2 |  | Mass | kg | emission | water | https://ofmpub.epa.gov/sor_internet/registry/substreg/searchandretrieve/substancesearch/search.do?details=displayDetails&selectedSubstanceId=43831 | 1 | Chemicals | f84b6b33-149c-37c5-99d5-3fbbd3309ccf | 68a5ef8e-68b8-384c-8097-5c940b8436e8 | 20aadc24-a391-41cf-b340-3e4529f44bde | 93a60a56-a3c8-11da-a746-0800200b9a66
Azacyclotridecan-2-one | 947-04-6 | 947046 | 947046 | C12H23NO |  | Mass | kg | emission | water | https://ofmpub.epa.gov/sor_internet/registry/substreg/searchandretrieve/substancesearch/search.do?details=displayDetails&selectedSubstanceId=43830 | 1 | Chemicals | 6f1a04c2-643f-3d19-bd98-9922ffc1d105 | 68a5ef8e-68b8-384c-8097-5c940b8436e8 | 20aadc24-a391-41cf-b340-3e4529f44bde | 93a60a56-a3c8-11da-a746-0800200b9a66
MCPA | 94-74-6 | 94746 | 94746 | C9H9ClO3 |  | Mass | kg | emission | water | https://ofmpub.epa.gov/sor_internet/registry/substreg/searchandretrieve/substancesearch/search.do?details=displayDetails&selectedSubstanceId=48476 | 1 | Chemicals | a881164e-3ff2-30ae-97b6-9900ffeaca6f | 68a5ef8e-68b8-384c-8097-5c940b8436e8 | 20aadc24-a391-41cf-b340-3e4529f44bde | 93a60a56-a3c8-11da-a746-0800200b9a66
2,4-D | 94-75-7 | 94757 | 94757 | C8H6Cl2O3 |  | Mass | kg | emission | water | https://ofmpub.epa.gov/sor_internet/registry/substreg/searchandretrieve/substancesearch/search.do?details=displayDetails&selectedSubstanceId=48475 | 1 | Chemicals | 7bc33a60-5849-309d-b60a-3cf7867e6812 | 68a5ef8e-68b8-384c-8097-5c940b8436e8 | 20aadc24-a391-41cf-b340-3e4529f44bde | 93a60a56-a3c8-11da-a746-0800200b9a66
2,4-D butyl ester | 94-80-4 | 94804 | 94804 | C12H14Cl2O3 |  | Mass | kg | emission | water | https://ofmpub.epa.gov/sor_internet/registry/substreg/searchandretrieve/substancesearch/search.do?details=displayDetails&selectedSubstanceId=48472 | 1 | Chemicals | 9bd4eb55-770b-3a23-bf4d-1e210552136d | 68a5ef8e-68b8-384c-8097-5c940b8436e8 | 20aadc24-a391-41cf-b340-3e4529f44bde | 93a60a56-a3c8-11da-a746-0800200b9a66
MCPB | 94-81-5 | 94815 | 94815 | C11H13ClO3 |  | Mass | kg | emission | water | https://ofmpub.epa.gov/sor_internet/registry/substreg/searchandretrieve/substancesearch/search.do?details=displayDetails&selectedSubstanceId=48471 | 1 | Chemicals | 4fb4e553-a51b-38c4-af8e-15f250892af8 | 68a5ef8e-68b8-384c-8097-5c940b8436e8 | 20aadc24-a391-41cf-b340-3e4529f44bde | 93a60a56-a3c8-11da-a746-0800200b9a66
2,4-DB | 94-82-6 | 94826 | 94826 | C10H10Cl2O3 |  | Mass | kg | emission | water | https://ofmpub.epa.gov/sor_internet/registry/substreg/searchandretrieve/substancesearch/search.do?details=displayDetails&selectedSubstanceId=48470 | 1 | Chemicals | 0b1c86a5-2716-3a59-a6fb-f71a3a39d2e6 | 68a5ef8e-68b8-384c-8097-5c940b8436e8 | 20aadc24-a391-41cf-b340-3e4529f44bde | 93a60a56-a3c8-11da-a746-0800200b9a66
2-Ethyl-1,3-hexanediol | 94-96-2 | 94962 | 94962 | C8H18O2 |  | Mass | kg | emission | water | https://ofmpub.epa.gov/sor_internet/registry/substreg/searchandretrieve/substancesearch/search.do?details=displayDetails&selectedSubstanceId=48464 | 1 | Chemicals | 0af5e3c0-731a-3b8f-975b-3165ee6827c4 | 68a5ef8e-68b8-384c-8097-5c940b8436e8 | 20aadc24-a391-41cf-b340-3e4529f44bde | 93a60a56-a3c8-11da-a746-0800200b9a66
Methyl paraoxon | 950-35-6 | 950356 | 950356 | C8H10NO6P |  | Mass | kg | emission | water | https://ofmpub.epa.gov/sor_internet/registry/substreg/searchandretrieve/substancesearch/search.do?details=displayDetails&selectedSubstanceId=87548 | 1 | Chemicals | 28747ac0-16b6-38b4-ba94-da5fc2c3e378 | 68a5ef8e-68b8-384c-8097-5c940b8436e8 | 20aadc24-a391-41cf-b340-3e4529f44bde | 93a60a56-a3c8-11da-a746-0800200b9a66
Methidathion | 950-37-8 | 950378 | 950378 | C6H11N2O4PS3 |  | Mass | kg | emission | water | https://ofmpub.epa.gov/sor_internet/registry/substreg/searchandretrieve/substancesearch/search.do?details=displayDetails&selectedSubstanceId=43820 | 1 | Chemicals | 24aedbf0-48ef-30fa-9025-55f0a35d010e | 68a5ef8e-68b8-384c-8097-5c940b8436e8 | 20aadc24-a391-41cf-b340-3e4529f44bde | 93a60a56-a3c8-11da-a746-0800200b9a66
Sulfallate | 95-06-7 | 95067 | 95067 | C8H14ClNS2 |  | Mass | kg | emission | water | https://ofmpub.epa.gov/sor_internet/registry/substreg/searchandretrieve/substancesearch/search.do?details=displayDetails&selectedSubstanceId=87547 | 1 | Chemicals | 6247d17f-e122-315f-8ebc-05c296c7a00a | 68a5ef8e-68b8-384c-8097-5c940b8436e8 | 20aadc24-a391-41cf-b340-3e4529f44bde | 93a60a56-a3c8-11da-a746-0800200b9a66
Benzo[b]thiophene | 95-15-8 | 95158 | 95158 | C8H6S |  | Mass | kg | emission | water | https://ofmpub.epa.gov/sor_internet/registry/substreg/searchandretrieve/substancesearch/search.do?details=displayDetails&selectedSubstanceId=87545 | 1 | Chemicals | 9da1ff8e-cc02-317e-a888-a57136b8b51a | 68a5ef8e-68b8-384c-8097-5c940b8436e8 | 20aadc24-a391-41cf-b340-3e4529f44bde | 93a60a56-a3c8-11da-a746-0800200b9a66
Benzothiazole | 95-16-9 | 95169 | 95169 | C7H5NS |  | Mass | kg | emission | water | https://ofmpub.epa.gov/sor_internet/registry/substreg/searchandretrieve/substancesearch/search.do?details=displayDetails&selectedSubstanceId=47766 | 1 | Chemicals | 465546cc-f11a-34cc-83fa-a641ebe85a74 | 68a5ef8e-68b8-384c-8097-5c940b8436e8 | 20aadc24-a391-41cf-b340-3e4529f44bde | 93a60a56-a3c8-11da-a746-0800200b9a66
Trinexapac-ethyl | 95266-40-3 | 95266403 | 95266403 | C13H16O5 |  | Mass | kg | emission | water | https://ofmpub.epa.gov/sor_internet/registry/substreg/searchandretrieve/substancesearch/search.do?details=displayDetails&selectedSubstanceId=62727 | 1 | Chemicals | 7e4a0133-7f8f-3d69-ac9f-52b0c4c8d656 | 68a5ef8e-68b8-384c-8097-5c940b8436e8 | 20aadc24-a391-41cf-b340-3e4529f44bde | 93a60a56-a3c8-11da-a746-0800200b9a66
Carbophenothion-methyl | 953-17-3 | 953173 | 953173 | C9H12ClO2PS3 |  | Mass | kg | emission | water | https://ofmpub.epa.gov/sor_internet/registry/substreg/searchandretrieve/substancesearch/search.do?details=displayDetails&selectedSubstanceId=87540 | 1 | Chemicals | 5979f607-39ed-3353-a2df-73f099d67444 | 68a5ef8e-68b8-384c-8097-5c940b8436e8 | 20aadc24-a391-41cf-b340-3e4529f44bde | 93a60a56-a3c8-11da-a746-0800200b9a66
N-Cyclohexyl-2-benzothiazolesulfenamide | 95-33-0 | 95330 | 95330 | C13H16N2S2 |  | Mass | kg | emission | water | https://ofmpub.epa.gov/sor_internet/registry/substreg/searchandretrieve/substancesearch/search.do?details=displayDetails&selectedSubstanceId=87539 | 1 | Chemicals | b32ef9a1-407d-3081-bf7d-4484d02a7dcb | 68a5ef8e-68b8-384c-8097-5c940b8436e8 | 20aadc24-a391-41cf-b340-3e4529f44bde | 93a60a56-a3c8-11da-a746-0800200b9a66
o-Xylene | 95-47-6 | 95476 | 95476 | C8H10 |  | Mass | kg | emission | water | https://ofmpub.epa.gov/sor_internet/registry/substreg/searchandretrieve/substancesearch/search.do?details=displayDetails&selectedSubstanceId=87536 | 1 | Chemicals | 8df62fb3-af76-31a0-a24f-ab0a9cdbe6ec | 68a5ef8e-68b8-384c-8097-5c940b8436e8 | 20aadc24-a391-41cf-b340-3e4529f44bde | 93a60a56-a3c8-11da-a746-0800200b9a66
o-Cresol | 95-48-7 | 95487 | 95487 | C7H8O |  | Mass | kg | emission | water | https://ofmpub.epa.gov/sor_internet/registry/substreg/searchandretrieve/substancesearch/search.do?details=displayDetails&selectedSubstanceId=47752 | 1 | Chemicals | 10063587-e0cd-3565-9a6e-39fc9c0438a1 | 68a5ef8e-68b8-384c-8097-5c940b8436e8 | 20aadc24-a391-41cf-b340-3e4529f44bde | 93a60a56-a3c8-11da-a746-0800200b9a66
o-Chlorotoluene | 95-49-8 | 95498 | 95498 | C7H7Cl |  | Mass | kg | emission | water | https://ofmpub.epa.gov/sor_internet/registry/substreg/searchandretrieve/substancesearch/search.do?details=displayDetails&selectedSubstanceId=47751 | 1 | Chemicals | eea0704b-32cd-3f83-bf32-86c23276683d | 68a5ef8e-68b8-384c-8097-5c940b8436e8 | 20aadc24-a391-41cf-b340-3e4529f44bde | 93a60a56-a3c8-11da-a746-0800200b9a66
o-Dichlorobenzene | 95-50-1 | 95501 | 95501 | C6H4Cl2 |  | Mass | kg | emission | water | https://ofmpub.epa.gov/sor_internet/registry/substreg/searchandretrieve/substancesearch/search.do?details=displayDetails&selectedSubstanceId=47750 | 1 | Chemicals | 0aec7aa3-ab41-3549-b669-a5e0d64c33d7 | 68a5ef8e-68b8-384c-8097-5c940b8436e8 | 20aadc24-a391-41cf-b340-3e4529f44bde | 93a60a56-a3c8-11da-a746-0800200b9a66
o-Chloroaniline | 95-51-2 | 95512 | 95512 | C6H6ClN |  | Mass | kg | emission | water | https://ofmpub.epa.gov/sor_internet/registry/substreg/searchandretrieve/substancesearch/search.do?details=displayDetails&selectedSubstanceId=87534 | 1 | Chemicals | 3c67d2cc-7727-3727-83d3-669c97935ceb | 68a5ef8e-68b8-384c-8097-5c940b8436e8 | 20aadc24-a391-41cf-b340-3e4529f44bde | 93a60a56-a3c8-11da-a746-0800200b9a66
o-Fluorotoluene | 95-52-3 | 95523 | 95523 | C7H7F |  | Mass | kg | emission | water | https://ofmpub.epa.gov/sor_internet/registry/substreg/searchandretrieve/substancesearch/search.do?details=displayDetails&selectedSubstanceId=47749 | 1 | Chemicals | eb47b123-65b2-3151-bb2b-d74461cdc9ee | 68a5ef8e-68b8-384c-8097-5c940b8436e8 | 20aadc24-a391-41cf-b340-3e4529f44bde | 93a60a56-a3c8-11da-a746-0800200b9a66
o-Toluidine | 95-53-4 | 95534 | 95534 | C7H9N |  | Mass | kg | emission | water | https://ofmpub.epa.gov/sor_internet/registry/substreg/searchandretrieve/substancesearch/search.do?details=displayDetails&selectedSubstanceId=47748 | 1 | Chemicals | 6c69bc93-c4be-3639-b2b7-a8adc435b2ae | 68a5ef8e-68b8-384c-8097-5c940b8436e8 | 20aadc24-a391-41cf-b340-3e4529f44bde | 93a60a56-a3c8-11da-a746-0800200b9a66
1,2-Phenylenediamine | 95-54-5 | 95545 | 95545 | C6H8N2 |  | Mass | kg | emission | water | https://ofmpub.epa.gov/sor_internet/registry/substreg/searchandretrieve/substancesearch/search.do?details=displayDetails&selectedSubstanceId=47747 | 1 | Chemicals | 0538e954-15ad-3a3a-994b-3e543a39fba4 | 68a5ef8e-68b8-384c-8097-5c940b8436e8 | 20aadc24-a391-41cf-b340-3e4529f44bde | 93a60a56-a3c8-11da-a746-0800200b9a66
o-Bromophenol | 95-56-7 | 95567 | 95567 | C6H5BrO |  | Mass | kg | emission | water | https://ofmpub.epa.gov/sor_internet/registry/substreg/searchandretrieve/substancesearch/search.do?details=displayDetails&selectedSubstanceId=47746 | 1 | Chemicals | 74cd31e2-e3ad-379a-a4e5-2c30116d9f92 | 68a5ef8e-68b8-384c-8097-5c940b8436e8 | 20aadc24-a391-41cf-b340-3e4529f44bde | 93a60a56-a3c8-11da-a746-0800200b9a66
o-Chlorophenol | 95-57-8 | 95578 | 95578 | C6H5ClO |  | Mass | kg | emission | water | https://ofmpub.epa.gov/sor_internet/registry/substreg/searchandretrieve/substancesearch/search.do?details=displayDetails&selectedSubstanceId=47745 | 1 | Chemicals | 4e1b06d6-68ab-3cd4-9d97-92ca2c6ec1e8 | 68a5ef8e-68b8-384c-8097-5c940b8436e8 | 20aadc24-a391-41cf-b340-3e4529f44bde | 93a60a56-a3c8-11da-a746-0800200b9a66
1,2,4-Trimethylbenzene | 95-63-6 | 95636 | 95636 | C9H12 |  | Mass | kg | emission | water | https://ofmpub.epa.gov/sor_internet/registry/substreg/searchandretrieve/substancesearch/search.do?details=displayDetails&selectedSubstanceId=47743 | 1 | Chemicals | d54b1d9d-af3c-31ba-bd15-2342bd01aec0 | 68a5ef8e-68b8-384c-8097-5c940b8436e8 | 20aadc24-a391-41cf-b340-3e4529f44bde | 93a60a56-a3c8-11da-a746-0800200b9a66
3,4-Dimethylaniline | 95-64-7 | 95647 | 95647 | C8H11N |  | Mass | kg | emission | water | https://ofmpub.epa.gov/sor_internet/registry/substreg/searchandretrieve/substancesearch/search.do?details=displayDetails&selectedSubstanceId=87530 | 1 | Chemicals | d6b7294a-348e-300a-9313-4c4aff757e32 | 68a5ef8e-68b8-384c-8097-5c940b8436e8 | 20aadc24-a391-41cf-b340-3e4529f44bde | 93a60a56-a3c8-11da-a746-0800200b9a66
3,4-Dimethylphenol | 95-65-8 | 95658 | 95658 | C8H10O |  | Mass | kg | emission | water | https://ofmpub.epa.gov/sor_internet/registry/substreg/searchandretrieve/substancesearch/search.do?details=displayDetails&selectedSubstanceId=47742 | 1 | Chemicals | 2d2e0c5b-4a6e-3fb6-9c58-bcd41980b444 | 68a5ef8e-68b8-384c-8097-5c940b8436e8 | 20aadc24-a391-41cf-b340-3e4529f44bde | 93a60a56-a3c8-11da-a746-0800200b9a66
2,4-Dimethylaniline | 95-68-1 | 95681 | 95681 | C8H11N |  | Mass | kg | emission | water | https://ofmpub.epa.gov/sor_internet/registry/substreg/searchandretrieve/substancesearch/search.do?details=displayDetails&selectedSubstanceId=47741 | 1 | Chemicals | 816b429b-7fe8-3495-9058-8212f09b43bd | 68a5ef8e-68b8-384c-8097-5c940b8436e8 | 20aadc24-a391-41cf-b340-3e4529f44bde | 93a60a56-a3c8-11da-a746-0800200b9a66
Toluene-2,5-diamine | 95-70-5 | 95705 | 95705 | C7H10N2 |  | Mass | kg | emission | water | https://ofmpub.epa.gov/sor_internet/registry/substreg/searchandretrieve/substancesearch/search.do?details=displayDetails&selectedSubstanceId=47739 | 1 | Chemicals | 651fa0c8-0378-3d19-90fc-0417c6ae1650 | 68a5ef8e-68b8-384c-8097-5c940b8436e8 | 20aadc24-a391-41cf-b340-3e4529f44bde | 93a60a56-a3c8-11da-a746-0800200b9a66
Pyriproxyfen | 95737-68-1 | 95737681 | 95737681 | C20H19NO3 |  | Mass | kg | emission | water | https://ofmpub.epa.gov/sor_internet/registry/substreg/searchandretrieve/substancesearch/search.do?details=displayDetails&selectedSubstanceId=86823 | 1 | Chemicals | 957b22ae-2367-3b77-8a97-414a20fda051 | 68a5ef8e-68b8-384c-8097-5c940b8436e8 | 20aadc24-a391-41cf-b340-3e4529f44bde | 93a60a56-a3c8-11da-a746-0800200b9a66
3-Chloro-4-methylaniline | 95-74-9 | 95749 | 95749 | C7H8ClN |  | Mass | kg | emission | water | https://ofmpub.epa.gov/sor_internet/registry/substreg/searchandretrieve/substancesearch/search.do?details=displayDetails&selectedSubstanceId=47735 | 1 | Chemicals | 72a7bcf3-9474-37fd-9aae-65e230ab28d8 | 68a5ef8e-68b8-384c-8097-5c940b8436e8 | 20aadc24-a391-41cf-b340-3e4529f44bde | 93a60a56-a3c8-11da-a746-0800200b9a66
Benzene, 1,2-dichloro-4-methyl- | 95-75-0 | 95750 | 95750 | C7H6Cl2 |  | Mass | kg | emission | water | https://ofmpub.epa.gov/sor_internet/registry/substreg/searchandretrieve/substancesearch/search.do?details=displayDetails&selectedSubstanceId=47734 | 1 | Chemicals | 74c7a515-fc5e-3d83-9352-6d6ea71d522d | 68a5ef8e-68b8-384c-8097-5c940b8436e8 | 20aadc24-a391-41cf-b340-3e4529f44bde | 93a60a56-a3c8-11da-a746-0800200b9a66
Diphenamid | 957-51-7 | 957517 | 957517 | C16H17NO |  | Mass | kg | emission | water | https://ofmpub.epa.gov/sor_internet/registry/substreg/searchandretrieve/substancesearch/search.do?details=displayDetails&selectedSubstanceId=43810 | 1 | Chemicals | d13c5a26-5e6f-3deb-a33c-aef43f6a5380 | 68a5ef8e-68b8-384c-8097-5c940b8436e8 | 20aadc24-a391-41cf-b340-3e4529f44bde | 93a60a56-a3c8-11da-a746-0800200b9a66
3,4-Dichloroaniline | 95-76-1 | 95761 | 95761 | C6H5Cl2N |  | Mass | kg | emission | water | https://ofmpub.epa.gov/sor_internet/registry/substreg/searchandretrieve/substancesearch/search.do?details=displayDetails&selectedSubstanceId=47733 | 1 | Chemicals | 7c5c8866-ebfe-31a1-9826-62c149528fbf | 68a5ef8e-68b8-384c-8097-5c940b8436e8 | 20aadc24-a391-41cf-b340-3e4529f44bde | 93a60a56-a3c8-11da-a746-0800200b9a66
3,4-Dichlorophenol | 95-77-2 | 95772 | 95772 | C6H4Cl2O |  | Mass | kg | emission | water | https://ofmpub.epa.gov/sor_internet/registry/substreg/searchandretrieve/substancesearch/search.do?details=displayDetails&selectedSubstanceId=47732 | 1 | Chemicals | 0bbcc080-bf3c-3bce-a7d6-8601e809abe9 | 68a5ef8e-68b8-384c-8097-5c940b8436e8 | 20aadc24-a391-41cf-b340-3e4529f44bde | 93a60a56-a3c8-11da-a746-0800200b9a66
5-Chloro-2-methylaniline | 95-79-4 | 95794 | 95794 | C7H8ClN |  | Mass | kg | emission | water | https://ofmpub.epa.gov/sor_internet/registry/substreg/searchandretrieve/substancesearch/search.do?details=displayDetails&selectedSubstanceId=47730 | 1 | Chemicals | b49f04b8-5bd4-3328-acee-84561abddc8a | 68a5ef8e-68b8-384c-8097-5c940b8436e8 | 20aadc24-a391-41cf-b340-3e4529f44bde | 93a60a56-a3c8-11da-a746-0800200b9a66
2,4-Toluenediamine | 95-80-7 | 95807 | 95807 | C7H10N2 |  | Mass | kg | emission | water | https://ofmpub.epa.gov/sor_internet/registry/substreg/searchandretrieve/substancesearch/search.do?details=displayDetails&selectedSubstanceId=47729 | 1 | Chemicals | 3b1fd7d4-e5ff-32d8-97bb-95f1f7a9cf08 | 68a5ef8e-68b8-384c-8097-5c940b8436e8 | 20aadc24-a391-41cf-b340-3e4529f44bde | 93a60a56-a3c8-11da-a746-0800200b9a66
2,5-Dichloroaniline | 95-82-9 | 95829 | 95829 | C6H5Cl2N |  | Mass | kg | emission | water | https://ofmpub.epa.gov/sor_internet/registry/substreg/searchandretrieve/substancesearch/search.do?details=displayDetails&selectedSubstanceId=47728 | 1 | Chemicals | 69cc2ead-c8e2-370f-b606-c0a6d1737f8e | 68a5ef8e-68b8-384c-8097-5c940b8436e8 | 20aadc24-a391-41cf-b340-3e4529f44bde | 93a60a56-a3c8-11da-a746-0800200b9a66
4-Chloro-1,2-phenylenediamine | 95-83-0 | 95830 | 95830 | C6H7ClN2 |  | Mass | kg | emission | water | https://ofmpub.epa.gov/sor_internet/registry/substreg/searchandretrieve/substancesearch/search.do?details=displayDetails&selectedSubstanceId=47727 | 1 | Chemicals | b3fe834e-1c7f-34c7-876a-de598033d5b9 | 68a5ef8e-68b8-384c-8097-5c940b8436e8 | 20aadc24-a391-41cf-b340-3e4529f44bde | 93a60a56-a3c8-11da-a746-0800200b9a66
2-Amino-p-cresol | 95-84-1 | 95841 | 95841 | C7H9NO |  | Mass | kg | emission | water | https://ofmpub.epa.gov/sor_internet/registry/substreg/searchandretrieve/substancesearch/search.do?details=displayDetails&selectedSubstanceId=47726 | 1 | Chemicals | 6a2391ed-befd-3967-9edd-9acb31b7a966 | 68a5ef8e-68b8-384c-8097-5c940b8436e8 | 20aadc24-a391-41cf-b340-3e4529f44bde | 93a60a56-a3c8-11da-a746-0800200b9a66
2,5-Dimethylphenol | 95-87-4 | 95874 | 95874 | C8H10O |  | Mass | kg | emission | water | https://ofmpub.epa.gov/sor_internet/registry/substreg/searchandretrieve/substancesearch/search.do?details=displayDetails&selectedSubstanceId=47724 | 1 | Chemicals | 41c344f3-3486-381a-89b1-62c6a01d594f | 68a5ef8e-68b8-384c-8097-5c940b8436e8 | 20aadc24-a391-41cf-b340-3e4529f44bde | 93a60a56-a3c8-11da-a746-0800200b9a66
4-Chlororesorcinol | 95-88-5 | 95885 | 95885 | C6H5ClO2 |  | Mass | kg | emission | water | https://ofmpub.epa.gov/sor_internet/registry/substreg/searchandretrieve/substancesearch/search.do?details=displayDetails&selectedSubstanceId=47723 | 1 | Chemicals | 01ab067f-77bb-35fb-a1d4-bbceea47007b | 68a5ef8e-68b8-384c-8097-5c940b8436e8 | 20aadc24-a391-41cf-b340-3e4529f44bde | 93a60a56-a3c8-11da-a746-0800200b9a66
Ethyl oxalate | 95-92-1 | 95921 | 95921 | C6H10O4 |  | Mass | kg | emission | water | https://ofmpub.epa.gov/sor_internet/registry/substreg/searchandretrieve/substancesearch/search.do?details=displayDetails&selectedSubstanceId=47722 | 1 | Chemicals | f2568637-3a5e-3ede-ad4a-00aa64669bc9 | 68a5ef8e-68b8-384c-8097-5c940b8436e8 | 20aadc24-a391-41cf-b340-3e4529f44bde | 93a60a56-a3c8-11da-a746-0800200b9a66
1,2,4,5-Tetramethylbenzene | 95-93-2 | 95932 | 95932 | C10H14 |  | Mass | kg | emission | water | https://ofmpub.epa.gov/sor_internet/registry/substreg/searchandretrieve/substancesearch/search.do?details=displayDetails&selectedSubstanceId=47721 | 1 | Chemicals | b0723c18-908e-3872-9277-e79e83bae708 | 68a5ef8e-68b8-384c-8097-5c940b8436e8 | 20aadc24-a391-41cf-b340-3e4529f44bde | 93a60a56-a3c8-11da-a746-0800200b9a66
1,2,4,5-Tetrachlorobenzene | 95-94-3 | 95943 | 95943 | C6H2Cl4 |  | Mass | kg | emission | water | https://ofmpub.epa.gov/sor_internet/registry/substreg/searchandretrieve/substancesearch/search.do?details=displayDetails&selectedSubstanceId=47720 | 1 | Chemicals | 19c17c25-1755-3385-818d-a86d4de907d1 | 68a5ef8e-68b8-384c-8097-5c940b8436e8 | 20aadc24-a391-41cf-b340-3e4529f44bde | 93a60a56-a3c8-11da-a746-0800200b9a66
2,4,5-Trichlorophenol | 95-95-4 | 95954 | 95954 | C6H3Cl3O |  | Mass | kg | emission | water | https://ofmpub.epa.gov/sor_internet/registry/substreg/searchandretrieve/substancesearch/search.do?details=displayDetails&selectedSubstanceId=47719 | 1 | Chemicals | 6545bf68-c3c4-3d40-be16-1a8f095de976 | 68a5ef8e-68b8-384c-8097-5c940b8436e8 | 20aadc24-a391-41cf-b340-3e4529f44bde | 93a60a56-a3c8-11da-a746-0800200b9a66
.alpha.-Endosulfan | 959-98-8 | 959988 | 959988 | C9H6Cl6O3S |  | Mass | kg | emission | water | https://ofmpub.epa.gov/sor_internet/registry/substreg/searchandretrieve/substancesearch/search.do?details=displayDetails&selectedSubstanceId=87422 | 1 | Chemicals | f17b4ecf-a34e-3c23-aaae-ab7ca8197e02 | 68a5ef8e-68b8-384c-8097-5c940b8436e8 | 20aadc24-a391-41cf-b340-3e4529f44bde | 93a60a56-a3c8-11da-a746-0800200b9a66
Allyl methacrylate | 96-05-9 | 96059 | 96059 | C7H10O2 |  | Mass | kg | emission | water | https://ofmpub.epa.gov/sor_internet/registry/substreg/searchandretrieve/substancesearch/search.do?details=displayDetails&selectedSubstanceId=87421 | 1 | Chemicals | da1372ad-1f74-3b88-b42f-4076f06dc2be | 68a5ef8e-68b8-384c-8097-5c940b8436e8 | 20aadc24-a391-41cf-b340-3e4529f44bde | 93a60a56-a3c8-11da-a746-0800200b9a66
Styrene oxide | 96-09-3 | 96093 | 96093 | C8H8O |  | Mass | kg | emission | water | https://ofmpub.epa.gov/sor_internet/registry/substreg/searchandretrieve/substancesearch/search.do?details=displayDetails&selectedSubstanceId=48148 | 1 | Chemicals | 06c794ca-2a8b-3e11-95fd-fbfee48fd379 | 68a5ef8e-68b8-384c-8097-5c940b8436e8 | 20aadc24-a391-41cf-b340-3e4529f44bde | 93a60a56-a3c8-11da-a746-0800200b9a66
1,2-Dibromo-3-chloropropane | 96-12-8 | 96128 | 96128 | C3H5Br2Cl |  | Mass | kg | emission | water | https://ofmpub.epa.gov/sor_internet/registry/substreg/searchandretrieve/substancesearch/search.do?details=displayDetails&selectedSubstanceId=48146 | 1 | Chemicals | 43399f4b-2c85-3fef-988a-cd54520e6d11 | 68a5ef8e-68b8-384c-8097-5c940b8436e8 | 20aadc24-a391-41cf-b340-3e4529f44bde | 93a60a56-a3c8-11da-a746-0800200b9a66
2,3-Dibromopropanol | 96-13-9 | 96139 | 96139 | C3H6Br2O |  | Mass | kg | emission | water | https://ofmpub.epa.gov/sor_internet/registry/substreg/searchandretrieve/substancesearch/search.do?details=displayDetails&selectedSubstanceId=87418 | 1 | Chemicals | 408e7093-d273-3a44-ab52-10906b97e5da | 68a5ef8e-68b8-384c-8097-5c940b8436e8 | 20aadc24-a391-41cf-b340-3e4529f44bde | 93a60a56-a3c8-11da-a746-0800200b9a66
2-Methylbutanal | 96-17-3 | 96173 | 96173 | C5H10O |  | Mass | kg | emission | water | https://ofmpub.epa.gov/sor_internet/registry/substreg/searchandretrieve/substancesearch/search.do?details=displayDetails&selectedSubstanceId=87415 | 1 | Chemicals | e75539e6-7ad4-3e34-8339-20e27a675bd9 | 68a5ef8e-68b8-384c-8097-5c940b8436e8 | 20aadc24-a391-41cf-b340-3e4529f44bde | 93a60a56-a3c8-11da-a746-0800200b9a66
Phostebupirim | 96182-53-5 | 96182535 | 96182535 | C13H23N2O3PS |  | Mass | kg | emission | water | https://ofmpub.epa.gov/sor_internet/registry/substreg/searchandretrieve/substancesearch/search.do?details=displayDetails&selectedSubstanceId=86723 | 1 | Chemicals | 0fa85691-ef91-34c5-9209-567e1bb1def5 | 68a5ef8e-68b8-384c-8097-5c940b8436e8 | 20aadc24-a391-41cf-b340-3e4529f44bde | 93a60a56-a3c8-11da-a746-0800200b9a66
1,2,3-Trichloropropane | 96-18-4 | 96184 | 96184 | C3H5Cl3 |  | Mass | kg | emission | water | https://ofmpub.epa.gov/sor_internet/registry/substreg/searchandretrieve/substancesearch/search.do?details=displayDetails&selectedSubstanceId=48142 | 1 | Chemicals | 04a51fa0-5c2f-38bf-bcee-d1e111d5f5ee | 68a5ef8e-68b8-384c-8097-5c940b8436e8 | 20aadc24-a391-41cf-b340-3e4529f44bde | 93a60a56-a3c8-11da-a746-0800200b9a66
3-Pentanone | 96-22-0 | 96220 | 96220 | C5H10O |  | Mass | kg | emission | water | https://ofmpub.epa.gov/sor_internet/registry/substreg/searchandretrieve/substancesearch/search.do?details=displayDetails&selectedSubstanceId=48139 | 1 | Chemicals | 652ea62f-239d-3d03-a7ee-ea47667ced82 | 68a5ef8e-68b8-384c-8097-5c940b8436e8 | 20aadc24-a391-41cf-b340-3e4529f44bde | 93a60a56-a3c8-11da-a746-0800200b9a66
1,3-Dichloro-2-propanol | 96-23-1 | 96231 | 96231 | C3H6Cl2O |  | Mass | kg | emission | water | https://ofmpub.epa.gov/sor_internet/registry/substreg/searchandretrieve/substancesearch/search.do?details=displayDetails&selectedSubstanceId=48138 | 1 | Chemicals | f3c278e6-7c02-37d7-9ffb-1c57eb2cc610 | 68a5ef8e-68b8-384c-8097-5c940b8436e8 | 20aadc24-a391-41cf-b340-3e4529f44bde | 93a60a56-a3c8-11da-a746-0800200b9a66
3-Chloro-1,2-propanediol | 96-24-2 | 96242 | 96242 | C3H7ClO2 |  | Mass | kg | emission | water | https://ofmpub.epa.gov/sor_internet/registry/substreg/searchandretrieve/substancesearch/search.do?details=displayDetails&selectedSubstanceId=87413 | 1 | Chemicals | 3728b3fc-19e9-3fc8-ad18-0a9c9af52af4 | 68a5ef8e-68b8-384c-8097-5c940b8436e8 | 20aadc24-a391-41cf-b340-3e4529f44bde | 93a60a56-a3c8-11da-a746-0800200b9a66
Diazoxon | 962-58-3 | 962583 | 962583 | C12H21N2O4P |  | Mass | kg | emission | water | https://ofmpub.epa.gov/sor_internet/registry/substreg/searchandretrieve/substancesearch/search.do?details=displayDetails&selectedSubstanceId=78859 | 1 | Chemicals | cdfe52e8-198a-3f10-b258-ccc833b64788 | 68a5ef8e-68b8-384c-8097-5c940b8436e8 | 20aadc24-a391-41cf-b340-3e4529f44bde | 93a60a56-a3c8-11da-a746-0800200b9a66
Methyl ethyl ketoxime | 96-29-7 | 96297 | 96297 | C4H9NO |  | Mass | kg | emission | water | https://ofmpub.epa.gov/sor_internet/registry/substreg/searchandretrieve/substancesearch/search.do?details=displayDetails&selectedSubstanceId=48135 | 1 | Chemicals | 4bc51eeb-dcbc-337a-a745-7eaf77451112 | 68a5ef8e-68b8-384c-8097-5c940b8436e8 | 20aadc24-a391-41cf-b340-3e4529f44bde | 93a60a56-a3c8-11da-a746-0800200b9a66
1,3-Dimethylurea | 96-31-1 | 96311 | 96311 | C3H8N2O |  | Mass | kg | emission | water | https://ofmpub.epa.gov/sor_internet/registry/substreg/searchandretrieve/substancesearch/search.do?details=displayDetails&selectedSubstanceId=87412 | 1 | Chemicals | abd73153-01f6-369b-b829-8893c2cba367 | 68a5ef8e-68b8-384c-8097-5c940b8436e8 | 20aadc24-a391-41cf-b340-3e4529f44bde | 93a60a56-a3c8-11da-a746-0800200b9a66
Methyl acrylate | 96-33-3 | 96333 | 96333 | C4H6O2 |  | Mass | kg | emission | water | https://ofmpub.epa.gov/sor_internet/registry/substreg/searchandretrieve/substancesearch/search.do?details=displayDetails&selectedSubstanceId=48133 | 1 | Chemicals | 528efd68-5b5f-3e54-bc1b-967ddb15af11 | 68a5ef8e-68b8-384c-8097-5c940b8436e8 | 20aadc24-a391-41cf-b340-3e4529f44bde | 93a60a56-a3c8-11da-a746-0800200b9a66
Cyclopentanol | 96-41-3 | 96413 | 96413 | C5H10O |  | Mass | kg | emission | water | https://ofmpub.epa.gov/sor_internet/registry/substreg/searchandretrieve/substancesearch/search.do?details=displayDetails&selectedSubstanceId=48130 | 1 | Chemicals | 25e69444-995a-3013-85e5-2930a70a7814 | 68a5ef8e-68b8-384c-8097-5c940b8436e8 | 20aadc24-a391-41cf-b340-3e4529f44bde | 93a60a56-a3c8-11da-a746-0800200b9a66
Ethylene thiourea | 96-45-7 | 96457 | 96457 | C3H6N2S |  | Mass | kg | emission | water | https://ofmpub.epa.gov/sor_internet/registry/substreg/searchandretrieve/substancesearch/search.do?details=displayDetails&selectedSubstanceId=48129 | 1 | Chemicals | e8de953e-1714-31e0-8384-fbfb62b89bc1 | 68a5ef8e-68b8-384c-8097-5c940b8436e8 | 20aadc24-a391-41cf-b340-3e4529f44bde | 93a60a56-a3c8-11da-a746-0800200b9a66
.gamma.-Butyrolactone | 96-48-0 | 96480 | 96480 | C4H6O2 |  | Mass | kg | emission | water | https://ofmpub.epa.gov/sor_internet/registry/substreg/searchandretrieve/substancesearch/search.do?details=displayDetails&selectedSubstanceId=87408 | 1 | Chemicals | e8bb92fd-5f5c-35c4-92aa-b2ef47154e34 | 68a5ef8e-68b8-384c-8097-5c940b8436e8 | 20aadc24-a391-41cf-b340-3e4529f44bde | 93a60a56-a3c8-11da-a746-0800200b9a66
Pyridaben | 96489-71-3 | 96489713 | 96489713 | C19H25ClN2OS |  | Mass | kg | emission | water | https://ofmpub.epa.gov/sor_internet/registry/substreg/searchandretrieve/substancesearch/search.do?details=displayDetails&selectedSubstanceId=86461 | 1 | Chemicals | 8b0b1c25-41f7-389a-84a1-3c3ba01d6d08 | 68a5ef8e-68b8-384c-8097-5c940b8436e8 | 20aadc24-a391-41cf-b340-3e4529f44bde | 93a60a56-a3c8-11da-a746-0800200b9a66
Picramic acid | 96-91-3 | 96913 | 96913 | C6H5N3O5 |  | Mass | kg | emission | water | https://ofmpub.epa.gov/sor_internet/registry/substreg/searchandretrieve/substancesearch/search.do?details=displayDetails&selectedSubstanceId=78097 | 1 | Chemicals | 6c461ba1-4f1a-32ae-b2bb-33e4983192a4 | 68a5ef8e-68b8-384c-8097-5c940b8436e8 | 20aadc24-a391-41cf-b340-3e4529f44bde | 93a60a56-a3c8-11da-a746-0800200b9a66
2,4-Dinitrochlorobenzene | 97-00-7 | 97007 | 97007 | C6H3ClN2O4 |  | Mass | kg | emission | water | https://ofmpub.epa.gov/sor_internet/registry/substreg/searchandretrieve/substancesearch/search.do?details=displayDetails&selectedSubstanceId=48111 | 1 | Chemicals | 5f6a0bcc-547f-313e-a315-31f9b791a770 | 68a5ef8e-68b8-384c-8097-5c940b8436e8 | 20aadc24-a391-41cf-b340-3e4529f44bde | 93a60a56-a3c8-11da-a746-0800200b9a66
2,4-Dinitroaniline | 97-02-9 | 97029 | 97029 | C6H5N3O4 |  | Mass | kg | emission | water | https://ofmpub.epa.gov/sor_internet/registry/substreg/searchandretrieve/substancesearch/search.do?details=displayDetails&selectedSubstanceId=48110 | 1 | Chemicals | b22b1d85-59fc-3dcf-a5c7-873cf8a513c1 | 68a5ef8e-68b8-384c-8097-5c940b8436e8 | 20aadc24-a391-41cf-b340-3e4529f44bde | 93a60a56-a3c8-11da-a746-0800200b9a66
Cyclethrin | 97-11-0 | 97110 | 97110 | C21H28O3 |  | Mass | kg | emission | water | https://ofmpub.epa.gov/sor_internet/registry/substreg/searchandretrieve/substancesearch/search.do?details=displayDetails&selectedSubstanceId=87397 | 1 | Chemicals | 74e3b858-0de1-3f33-8cc0-70dbe136edc1 | 68a5ef8e-68b8-384c-8097-5c940b8436e8 | 20aadc24-a391-41cf-b340-3e4529f44bde | 93a60a56-a3c8-11da-a746-0800200b9a66
Dichlofenthion | 97-17-6 | 97176 | 97176 | C10H13Cl2O3PS |  | Mass | kg | emission | water | https://ofmpub.epa.gov/sor_internet/registry/substreg/searchandretrieve/substancesearch/search.do?details=displayDetails&selectedSubstanceId=81267 | 1 | Chemicals | e5de53e3-c823-31b1-83d5-ab0a608d371e | 68a5ef8e-68b8-384c-8097-5c940b8436e8 | 20aadc24-a391-41cf-b340-3e4529f44bde | 93a60a56-a3c8-11da-a746-0800200b9a66
Dichlorophene | 97-23-4 | 97234 | 97234 | C13H10Cl2O2 |  | Mass | kg | emission | water | https://ofmpub.epa.gov/sor_internet/registry/substreg/searchandretrieve/substancesearch/search.do?details=displayDetails&selectedSubstanceId=48101 | 1 | Chemicals | 673c8fec-c809-31b3-a0d7-bf627be006db | 68a5ef8e-68b8-384c-8097-5c940b8436e8 | 20aadc24-a391-41cf-b340-3e4529f44bde | 93a60a56-a3c8-11da-a746-0800200b9a66
Dinobuton | 973-21-7 | 973217 | 973217 | C14H18N2O7 |  | Mass | kg | emission | water | https://ofmpub.epa.gov/sor_internet/registry/substreg/searchandretrieve/substancesearch/search.do?details=displayDetails&selectedSubstanceId=87395 | 1 | Chemicals | 740673de-264d-3b3f-a534-dd9b24648a8e | 68a5ef8e-68b8-384c-8097-5c940b8436e8 | 20aadc24-a391-41cf-b340-3e4529f44bde | 93a60a56-a3c8-11da-a746-0800200b9a66
Eugenol | 97-53-0 | 97530 | 97530 | C10H12O2 |  | Mass | kg | emission | water | https://ofmpub.epa.gov/sor_internet/registry/substreg/searchandretrieve/substancesearch/search.do?details=displayDetails&selectedSubstanceId=48035 | 1 | Chemicals | c494b2c0-5dfd-3ab0-a337-6f8f261c8907 | 68a5ef8e-68b8-384c-8097-5c940b8436e8 | 20aadc24-a391-41cf-b340-3e4529f44bde | 93a60a56-a3c8-11da-a746-0800200b9a66
C.I. Solvent Yellow 3 | 97-56-3 | 97563 | 97563 | C14H15N3 |  | Mass | kg | emission | water | https://ofmpub.epa.gov/sor_internet/registry/substreg/searchandretrieve/substancesearch/search.do?details=displayDetails&selectedSubstanceId=48034 | 1 | Chemicals | f8a86a1f-4547-3603-817b-8e8f27b2be6a | 68a5ef8e-68b8-384c-8097-5c940b8436e8 | 20aadc24-a391-41cf-b340-3e4529f44bde | 93a60a56-a3c8-11da-a746-0800200b9a66
Pentanoic acid, 2-methyl- | 97-61-0 | 97610 | 97610 | C6H12O2 |  | Mass | kg | emission | water | https://ofmpub.epa.gov/sor_internet/registry/substreg/searchandretrieve/substancesearch/search.do?details=displayDetails&selectedSubstanceId=48032 | 1 | Chemicals | 3c21628e-aa7a-32d0-9807-f033d1293dde | 68a5ef8e-68b8-384c-8097-5c940b8436e8 | 20aadc24-a391-41cf-b340-3e4529f44bde | 93a60a56-a3c8-11da-a746-0800200b9a66
Ethyl methacrylate | 97-63-2 | 97632 | 97632 | C6H10O2 |  | Mass | kg | emission | water | https://ofmpub.epa.gov/sor_internet/registry/substreg/searchandretrieve/substancesearch/search.do?details=displayDetails&selectedSubstanceId=87386 | 1 | Chemicals | 3622de8d-9eb3-32d4-ba9d-0696c6381c6f | 68a5ef8e-68b8-384c-8097-5c940b8436e8 | 20aadc24-a391-41cf-b340-3e4529f44bde | 93a60a56-a3c8-11da-a746-0800200b9a66
Ethyl lactate | 97-64-3 | 97643 | 97643 | C5H10O3 |  | Mass | kg | emission | water | https://ofmpub.epa.gov/sor_internet/registry/substreg/searchandretrieve/substancesearch/search.do?details=displayDetails&selectedSubstanceId=48030 | 1 | Chemicals | 3663715c-2630-3f9c-9f98-934f72bb8261 | 68a5ef8e-68b8-384c-8097-5c940b8436e8 | 20aadc24-a391-41cf-b340-3e4529f44bde | 93a60a56-a3c8-11da-a746-0800200b9a66
Itaconic acid | 97-65-4 | 97654 | 97654 | C5H6O4 |  | Mass | kg | emission | water | https://ofmpub.epa.gov/sor_internet/registry/substreg/searchandretrieve/substancesearch/search.do?details=displayDetails&selectedSubstanceId=48029 | 1 | Chemicals | 074203a5-6108-30ad-a345-aa6693c4ee0c | 68a5ef8e-68b8-384c-8097-5c940b8436e8 | 20aadc24-a391-41cf-b340-3e4529f44bde | 93a60a56-a3c8-11da-a746-0800200b9a66
Bis(dimethylthiocarbamoyl) sulfide | 97-74-5 | 97745 | 97745 | C6H12N2S3 |  | Mass | kg | emission | water | https://ofmpub.epa.gov/sor_internet/registry/substreg/searchandretrieve/substancesearch/search.do?details=displayDetails&selectedSubstanceId=87383 | 1 | Chemicals | ee17b7fc-6f9d-330b-8394-9a50eb0669a0 | 68a5ef8e-68b8-384c-8097-5c940b8436e8 | 20aadc24-a391-41cf-b340-3e4529f44bde | 93a60a56-a3c8-11da-a746-0800200b9a66
Disulfiram | 97-77-8 | 97778 | 97778 | C10H20N2S4 |  | Mass | kg | emission | water | https://ofmpub.epa.gov/sor_internet/registry/substreg/searchandretrieve/substancesearch/search.do?details=displayDetails&selectedSubstanceId=48026 | 1 | Chemicals | 9201a300-fc40-3ea7-8918-e45aeecad5e9 | 68a5ef8e-68b8-384c-8097-5c940b8436e8 | 20aadc24-a391-41cf-b340-3e4529f44bde | 93a60a56-a3c8-11da-a746-0800200b9a66
Isobutyl methacrylate | 97-86-9 | 97869 | 97869 | C8H14O2 |  | Mass | kg | emission | water | https://ofmpub.epa.gov/sor_internet/registry/substreg/searchandretrieve/substancesearch/search.do?details=displayDetails&selectedSubstanceId=87381 | 1 | Chemicals | d739ae54-6a87-3ddb-94de-5f48400951b8 | 68a5ef8e-68b8-384c-8097-5c940b8436e8 | 20aadc24-a391-41cf-b340-3e4529f44bde | 93a60a56-a3c8-11da-a746-0800200b9a66
Butyl methacrylate | 97-88-1 | 97881 | 97881 | C8H14O2 |  | Mass | kg | emission | water | https://ofmpub.epa.gov/sor_internet/registry/substreg/searchandretrieve/substancesearch/search.do?details=displayDetails&selectedSubstanceId=48022 | 1 | Chemicals | 41e74453-a591-3600-b6d9-3d522c56902c | 68a5ef8e-68b8-384c-8097-5c940b8436e8 | 20aadc24-a391-41cf-b340-3e4529f44bde | 93a60a56-a3c8-11da-a746-0800200b9a66
Dithiopyr | 97886-45-8 | 97886458 | 97886458 | C15H16F5NO2S2 |  | Mass | kg | emission | water | https://ofmpub.epa.gov/sor_internet/registry/substreg/searchandretrieve/substancesearch/search.do?details=displayDetails&selectedSubstanceId=86003 | 1 | Chemicals | 4ec851bb-d4ba-3dcb-8309-4f55de957b3f | 68a5ef8e-68b8-384c-8097-5c940b8436e8 | 20aadc24-a391-41cf-b340-3e4529f44bde | 93a60a56-a3c8-11da-a746-0800200b9a66
Tetrahydrofurfuryl alcohol | 97-99-4 | 97994 | 97994 | C5H10O2 |  | Mass | kg | emission | water | https://ofmpub.epa.gov/sor_internet/registry/substreg/searchandretrieve/substancesearch/search.do?details=displayDetails&selectedSubstanceId=48016 | 1 | Chemicals | 253c8025-6d39-3bb5-ae9d-01100760fd4c | 68a5ef8e-68b8-384c-8097-5c940b8436e8 | 20aadc24-a391-41cf-b340-3e4529f44bde | 93a60a56-a3c8-11da-a746-0800200b9a66
2-Furanmethanol | 98-00-0 | 98000 | 98000 | C5H6O2 |  | Mass | kg | emission | water | https://ofmpub.epa.gov/sor_internet/registry/substreg/searchandretrieve/substancesearch/search.do?details=displayDetails&selectedSubstanceId=48015 | 1 | Chemicals | 1092d60b-4113-380e-9dab-4cff949a92ba | 68a5ef8e-68b8-384c-8097-5c940b8436e8 | 20aadc24-a391-41cf-b340-3e4529f44bde | 93a60a56-a3c8-11da-a746-0800200b9a66
Furfural | 98-01-1 | 98011 | 98011 | C5H4O2 |  | Mass | kg | emission | water | https://ofmpub.epa.gov/sor_internet/registry/substreg/searchandretrieve/substancesearch/search.do?details=displayDetails&selectedSubstanceId=87376 | 1 | Chemicals | e5c884fe-3abe-3a3a-8347-4c901ab42e83 | 68a5ef8e-68b8-384c-8097-5c940b8436e8 | 20aadc24-a391-41cf-b340-3e4529f44bde | 93a60a56-a3c8-11da-a746-0800200b9a66
Phenyltrimethylammonium iodide | 98-04-4 | 98044 | 98044 | C9H14IN |  | Mass | kg | emission | water | https://ofmpub.epa.gov/sor_internet/registry/substreg/searchandretrieve/substancesearch/search.do?details=displayDetails&selectedSubstanceId=87375 | 1 | Chemicals | 3c1d7f2f-0975-3c68-876f-341005200c0c | 68a5ef8e-68b8-384c-8097-5c940b8436e8 | 20aadc24-a391-41cf-b340-3e4529f44bde | 93a60a56-a3c8-11da-a746-0800200b9a66
Benzenearsonic acid | 98-05-5 | 98055 | 98055 | C6H7AsO3 |  | Mass | kg | emission | water | https://ofmpub.epa.gov/sor_internet/registry/substreg/searchandretrieve/substancesearch/search.do?details=displayDetails&selectedSubstanceId=48012 | 1 | Chemicals | bf30c3bf-194d-3b4b-890d-83750bbad748 | 68a5ef8e-68b8-384c-8097-5c940b8436e8 | 20aadc24-a391-41cf-b340-3e4529f44bde | 93a60a56-a3c8-11da-a746-0800200b9a66
tert-Butylbenzene | 98-06-6 | 98066 | 98066 | C10H14 |  | Mass | kg | emission | water | https://ofmpub.epa.gov/sor_internet/registry/substreg/searchandretrieve/substancesearch/search.do?details=displayDetails&selectedSubstanceId=48011 | 1 | Chemicals | fad42687-d82b-3ed0-98bc-10b3804c3a3d | 68a5ef8e-68b8-384c-8097-5c940b8436e8 | 20aadc24-a391-41cf-b340-3e4529f44bde | 93a60a56-a3c8-11da-a746-0800200b9a66
Benzotrichloride | 98-07-7 | 98077 | 98077 | C7H5Cl3 |  | Mass | kg | emission | water | https://ofmpub.epa.gov/sor_internet/registry/substreg/searchandretrieve/substancesearch/search.do?details=displayDetails&selectedSubstanceId=87374 | 1 | Chemicals | c1da5df5-e970-3887-a303-b935f593937d | 68a5ef8e-68b8-384c-8097-5c940b8436e8 | 20aadc24-a391-41cf-b340-3e4529f44bde | 93a60a56-a3c8-11da-a746-0800200b9a66
Benzotrifluoride | 98-08-8 | 98088 | 98088 | C7H5F3 |  | Mass | kg | emission | water | https://ofmpub.epa.gov/sor_internet/registry/substreg/searchandretrieve/substancesearch/search.do?details=displayDetails&selectedSubstanceId=48010 | 1 | Chemicals | 24772867-dc38-30a1-a2f5-541ab8fdc671 | 68a5ef8e-68b8-384c-8097-5c940b8436e8 | 20aadc24-a391-41cf-b340-3e4529f44bde | 93a60a56-a3c8-11da-a746-0800200b9a66
Benzenesulfonyl chloride | 98-09-9 | 98099 | 98099 | C6H5ClO2S |  | Mass | kg | emission | water | https://ofmpub.epa.gov/sor_internet/registry/substreg/searchandretrieve/substancesearch/search.do?details=displayDetails&selectedSubstanceId=48009 | 1 | Chemicals | 879aa75e-3d15-3b39-9f92-04623c4af8a5 | 68a5ef8e-68b8-384c-8097-5c940b8436e8 | 20aadc24-a391-41cf-b340-3e4529f44bde | 93a60a56-a3c8-11da-a746-0800200b9a66
Benzenesulfonic acid | 98-11-3 | 98113 | 98113 | C6H6O3S |  | Mass | kg | emission | water | https://ofmpub.epa.gov/sor_internet/registry/substreg/searchandretrieve/substancesearch/search.do?details=displayDetails&selectedSubstanceId=48008 | 1 | Chemicals | f2e18308-23ce-31c9-8874-406b01082a6b | 68a5ef8e-68b8-384c-8097-5c940b8436e8 | 20aadc24-a391-41cf-b340-3e4529f44bde | 93a60a56-a3c8-11da-a746-0800200b9a66
Trichlorophenylsilane | 98-13-5 | 98135 | 98135 | C6H5Cl3Si |  | Mass | kg | emission | water | https://ofmpub.epa.gov/sor_internet/registry/substreg/searchandretrieve/substancesearch/search.do?details=displayDetails&selectedSubstanceId=87371 | 1 | Chemicals | e443ea7b-6faf-3564-9cbc-4f255e1ea044 | 68a5ef8e-68b8-384c-8097-5c940b8436e8 | 20aadc24-a391-41cf-b340-3e4529f44bde | 93a60a56-a3c8-11da-a746-0800200b9a66
m-(Trifluoromethyl)aniline | 98-16-8 | 98168 | 98168 | C7H6F3N |  | Mass | kg | emission | water | https://ofmpub.epa.gov/sor_internet/registry/substreg/searchandretrieve/substancesearch/search.do?details=displayDetails&selectedSubstanceId=48005 | 1 | Chemicals | db2d6df1-6d95-3218-94aa-a23b528c57f7 | 68a5ef8e-68b8-384c-8097-5c940b8436e8 | 20aadc24-a391-41cf-b340-3e4529f44bde | 93a60a56-a3c8-11da-a746-0800200b9a66
3-(Trifluoromethyl)phenol | 98-17-9 | 98179 | 98179 | C7H5F3O |  | Mass | kg | emission | water | https://ofmpub.epa.gov/sor_internet/registry/substreg/searchandretrieve/substancesearch/search.do?details=displayDetails&selectedSubstanceId=87287 | 1 | Chemicals | 00f76a3e-3dcf-3e3c-85ce-1ea370e98a8b | 68a5ef8e-68b8-384c-8097-5c940b8436e8 | 20aadc24-a391-41cf-b340-3e4529f44bde | 93a60a56-a3c8-11da-a746-0800200b9a66
p-tert-Butyltoluene | 98-51-1 | 98511 | 98511 | C11H16 |  | Mass | kg | emission | water | https://ofmpub.epa.gov/sor_internet/registry/substreg/searchandretrieve/substancesearch/search.do?details=displayDetails&selectedSubstanceId=87283 | 1 | Chemicals | 547e4d29-aba9-3b8c-82f8-f973c1535a35 | 68a5ef8e-68b8-384c-8097-5c940b8436e8 | 20aadc24-a391-41cf-b340-3e4529f44bde | 93a60a56-a3c8-11da-a746-0800200b9a66
Cyclohexanol, 4-(1,1-dimethylethyl)- | 98-52-2 | 98522 | 98522 | C10H20O |  | Mass | kg | emission | water | https://ofmpub.epa.gov/sor_internet/registry/substreg/searchandretrieve/substancesearch/search.do?details=displayDetails&selectedSubstanceId=47983 | 1 | Chemicals | 5e3bfbbb-27e7-3fa5-9bb8-0b41289f27d9 | 68a5ef8e-68b8-384c-8097-5c940b8436e8 | 20aadc24-a391-41cf-b340-3e4529f44bde | 93a60a56-a3c8-11da-a746-0800200b9a66
p-tert-Butylphenol | 98-54-4 | 98544 | 98544 | C10H14O |  | Mass | kg | emission | water | https://ofmpub.epa.gov/sor_internet/registry/substreg/searchandretrieve/substancesearch/search.do?details=displayDetails&selectedSubstanceId=87282 | 1 | Chemicals | 5a7b03c1-7105-3cea-9511-fa7a574f7672 | 68a5ef8e-68b8-384c-8097-5c940b8436e8 | 20aadc24-a391-41cf-b340-3e4529f44bde | 93a60a56-a3c8-11da-a746-0800200b9a66
p-tert-Butylbenzoic acid | 98-73-7 | 98737 | 98737 | C11H14O2 |  | Mass | kg | emission | water | https://ofmpub.epa.gov/sor_internet/registry/substreg/searchandretrieve/substancesearch/search.do?details=displayDetails&selectedSubstanceId=47973 | 1 | Chemicals | b155ae3a-9edc-3425-9670-959463e15253 | 68a5ef8e-68b8-384c-8097-5c940b8436e8 | 20aadc24-a391-41cf-b340-3e4529f44bde | 93a60a56-a3c8-11da-a746-0800200b9a66
Cumene | 98-82-8 | 98828 | 98828 | C9H12 |  | Mass | kg | emission | water | https://ofmpub.epa.gov/sor_internet/registry/substreg/searchandretrieve/substancesearch/search.do?details=displayDetails&selectedSubstanceId=47969 | 1 | Chemicals | 4fe7b613-89e7-3324-abc9-712f73a5870f | 68a5ef8e-68b8-384c-8097-5c940b8436e8 | 20aadc24-a391-41cf-b340-3e4529f44bde | 93a60a56-a3c8-11da-a746-0800200b9a66
.alpha.-Methylbenzenemethanol | 98-85-1 | 98851 | 98851 | C8H10O |  | Mass | kg | emission | water | https://ofmpub.epa.gov/sor_internet/registry/substreg/searchandretrieve/substancesearch/search.do?details=displayDetails&selectedSubstanceId=47968 | 1 | Chemicals | 09cee86d-6312-3448-8391-098d8d75851f | 68a5ef8e-68b8-384c-8097-5c940b8436e8 | 20aadc24-a391-41cf-b340-3e4529f44bde | 93a60a56-a3c8-11da-a746-0800200b9a66
Acetophenone | 98-86-2 | 98862 | 98862 | C8H8O |  | Mass | kg | emission | water | https://ofmpub.epa.gov/sor_internet/registry/substreg/searchandretrieve/substancesearch/search.do?details=displayDetails&selectedSubstanceId=47967 | 1 | Chemicals | 38ae3db1-d794-3904-918d-12660cffa842 | 68a5ef8e-68b8-384c-8097-5c940b8436e8 | 20aadc24-a391-41cf-b340-3e4529f44bde | 93a60a56-a3c8-11da-a746-0800200b9a66
Benzoyl chloride | 98-88-4 | 98884 | 98884 | C7H5ClO |  | Mass | kg | emission | water | https://ofmpub.epa.gov/sor_internet/registry/substreg/searchandretrieve/substancesearch/search.do?details=displayDetails&selectedSubstanceId=47966 | 1 | Chemicals | ee5424f0-64f3-32f4-8f0f-b544bbea1315 | 68a5ef8e-68b8-384c-8097-5c940b8436e8 | 20aadc24-a391-41cf-b340-3e4529f44bde | 93a60a56-a3c8-11da-a746-0800200b9a66
Nicotinamide | 98-92-0 | 98920 | 98920 | C6H6N2O |  | Mass | kg | emission | water | https://ofmpub.epa.gov/sor_internet/registry/substreg/searchandretrieve/substancesearch/search.do?details=displayDetails&selectedSubstanceId=47964 | 1 | Chemicals | 4ce1f820-a4f2-3aab-aa3a-2ef88589be3c | 68a5ef8e-68b8-384c-8097-5c940b8436e8 | 20aadc24-a391-41cf-b340-3e4529f44bde | 93a60a56-a3c8-11da-a746-0800200b9a66
N,N-Dimethylcyclohexylamine | 98-94-2 | 98942 | 98942 | C8H17N |  | Mass | kg | emission | water | https://ofmpub.epa.gov/sor_internet/registry/substreg/searchandretrieve/substancesearch/search.do?details=displayDetails&selectedSubstanceId=47963 | 1 | Chemicals | b77b88a0-7f20-3b3c-8f56-689e9f36be00 | 68a5ef8e-68b8-384c-8097-5c940b8436e8 | 20aadc24-a391-41cf-b340-3e4529f44bde | 93a60a56-a3c8-11da-a746-0800200b9a66
Nitrobenzene | 98-95-3 | 98953 | 98953 | C6H5NO2 |  | Mass | kg | emission | water | https://ofmpub.epa.gov/sor_internet/registry/substreg/searchandretrieve/substancesearch/search.do?details=displayDetails&selectedSubstanceId=87268 | 1 | Chemicals | be350518-a8f4-34f6-870e-005c7b466758 | 68a5ef8e-68b8-384c-8097-5c940b8436e8 | 20aadc24-a391-41cf-b340-3e4529f44bde | 93a60a56-a3c8-11da-a746-0800200b9a66
Flumetsulam | 98967-40-9 | 98967409 | 98967409 | C12H9F2N5O2S |  | Mass | kg | emission | water | https://ofmpub.epa.gov/sor_internet/registry/substreg/searchandretrieve/substancesearch/search.do?details=displayDetails&selectedSubstanceId=85870 | 1 | Chemicals | da1774a3-8438-35eb-9712-db971f2ee5fc | 68a5ef8e-68b8-384c-8097-5c940b8436e8 | 20aadc24-a391-41cf-b340-3e4529f44bde | 93a60a56-a3c8-11da-a746-0800200b9a66
2-Pyridinecarboxylic acid | 98-98-6 | 98986 | 98986 | C6H5NO2 |  | Mass | kg | emission | water | https://ofmpub.epa.gov/sor_internet/registry/substreg/searchandretrieve/substancesearch/search.do?details=displayDetails&selectedSubstanceId=47961 | 1 | Chemicals | 855e6c0a-e477-34c6-99b3-656395a49928 | 68a5ef8e-68b8-384c-8097-5c940b8436e8 | 20aadc24-a391-41cf-b340-3e4529f44bde | 93a60a56-a3c8-11da-a746-0800200b9a66
m-Hydroxybenzoic acid | 99-06-9 | 99069 | 99069 | C7H6O3 |  | Mass | kg | emission | water | https://ofmpub.epa.gov/sor_internet/registry/substreg/searchandretrieve/substancesearch/search.do?details=displayDetails&selectedSubstanceId=47958 | 1 | Chemicals | dc095eed-08f8-34cd-ac09-de220d206cc5 | 68a5ef8e-68b8-384c-8097-5c940b8436e8 | 20aadc24-a391-41cf-b340-3e4529f44bde | 93a60a56-a3c8-11da-a746-0800200b9a66
m-Nitrotoluene | 99-08-1 | 99081 | 99081 | C7H7NO2 |  | Mass | kg | emission | water | https://ofmpub.epa.gov/sor_internet/registry/substreg/searchandretrieve/substancesearch/search.do?details=displayDetails&selectedSubstanceId=87265 | 1 | Chemicals | f52f1d59-de2c-3001-bbda-de3776cefd91 | 68a5ef8e-68b8-384c-8097-5c940b8436e8 | 20aadc24-a391-41cf-b340-3e4529f44bde | 93a60a56-a3c8-11da-a746-0800200b9a66
m-Nitroaniline | 99-09-2 | 99092 | 99092 | C6H6N2O2 |  | Mass | kg | emission | water | https://ofmpub.epa.gov/sor_internet/registry/substreg/searchandretrieve/substancesearch/search.do?details=displayDetails&selectedSubstanceId=47956 | 1 | Chemicals | 4953d626-9aaf-3f58-a488-94a0333bec9b | 68a5ef8e-68b8-384c-8097-5c940b8436e8 | 20aadc24-a391-41cf-b340-3e4529f44bde | 93a60a56-a3c8-11da-a746-0800200b9a66
Clethodim | 99129-21-2 | 99129212 | 99129212 | C17H26ClNO3S |  | Mass | kg | emission | water | https://ofmpub.epa.gov/sor_internet/registry/substreg/searchandretrieve/substancesearch/search.do?details=displayDetails&selectedSubstanceId=85755 | 1 | Chemicals | 9e652019-bb5e-336a-8a97-0e498ef9ebf1 | 68a5ef8e-68b8-384c-8097-5c940b8436e8 | 20aadc24-a391-41cf-b340-3e4529f44bde | 93a60a56-a3c8-11da-a746-0800200b9a66
Dichloran | 99-30-9 | 99309 | 99309 | C6H4Cl2N2O2 |  | Mass | kg | emission | water | https://ofmpub.epa.gov/sor_internet/registry/substreg/searchandretrieve/substancesearch/search.do?details=displayDetails&selectedSubstanceId=47948 | 1 | Chemicals | f1e039fd-65da-3ddc-bbdb-9a98b04ccf74 | 68a5ef8e-68b8-384c-8097-5c940b8436e8 | 20aadc24-a391-41cf-b340-3e4529f44bde | 93a60a56-a3c8-11da-a746-0800200b9a66
1,3,5-Trinitrobenzene | 99-35-4 | 99354 | 99354 | C6H3N3O6 |  | Mass | kg | emission | water | https://ofmpub.epa.gov/sor_internet/registry/substreg/searchandretrieve/substancesearch/search.do?details=displayDetails&selectedSubstanceId=47945 | 1 | Chemicals | b4398ded-7a8f-3bdd-8cb8-99fa8ba8b518 | 68a5ef8e-68b8-384c-8097-5c940b8436e8 | 20aadc24-a391-41cf-b340-3e4529f44bde | 93a60a56-a3c8-11da-a746-0800200b9a66
4-Nitro-o-xylene | 99-51-4 | 99514 | 99514 | C8H9NO2 |  | Mass | kg | emission | water | https://ofmpub.epa.gov/sor_internet/registry/substreg/searchandretrieve/substancesearch/search.do?details=displayDetails&selectedSubstanceId=87245 | 1 | Chemicals | 7b2e07ea-d88a-30f5-99e6-4cf0cb3acfc6 | 68a5ef8e-68b8-384c-8097-5c940b8436e8 | 20aadc24-a391-41cf-b340-3e4529f44bde | 93a60a56-a3c8-11da-a746-0800200b9a66
2-Methyl-4-nitroaniline | 99-52-5 | 99525 | 99525 | C7H8N2O2 |  | Mass | kg | emission | water | https://ofmpub.epa.gov/sor_internet/registry/substreg/searchandretrieve/substancesearch/search.do?details=displayDetails&selectedSubstanceId=47942 | 1 | Chemicals | 246cce18-dee1-32b2-96a8-affcda64e798 | 68a5ef8e-68b8-384c-8097-5c940b8436e8 | 20aadc24-a391-41cf-b340-3e4529f44bde | 93a60a56-a3c8-11da-a746-0800200b9a66
3,4-Dichloronitrobenzene | 99-54-7 | 99547 | 99547 | C6H3Cl2NO2 |  | Mass | kg | emission | water | https://ofmpub.epa.gov/sor_internet/registry/substreg/searchandretrieve/substancesearch/search.do?details=displayDetails&selectedSubstanceId=47941 | 1 | Chemicals | f203cd09-bf2c-304a-98e2-986999d3c4e6 | 68a5ef8e-68b8-384c-8097-5c940b8436e8 | 20aadc24-a391-41cf-b340-3e4529f44bde | 93a60a56-a3c8-11da-a746-0800200b9a66
2-Methyl-5-nitroaniline | 99-55-8 | 99558 | 99558 | C7H8N2O2 |  | Mass | kg | emission | water | https://ofmpub.epa.gov/sor_internet/registry/substreg/searchandretrieve/substancesearch/search.do?details=displayDetails&selectedSubstanceId=87241 | 1 | Chemicals | 9114d7d6-84ec-3615-bbb7-5c972bc93e45 | 68a5ef8e-68b8-384c-8097-5c940b8436e8 | 20aadc24-a391-41cf-b340-3e4529f44bde | 93a60a56-a3c8-11da-a746-0800200b9a66
Nitro-o-phenylenediamine | 99-56-9 | 99569 | 99569 | C6H7N3O2 |  | Mass | kg | emission | water | https://ofmpub.epa.gov/sor_internet/registry/substreg/searchandretrieve/substancesearch/search.do?details=displayDetails&selectedSubstanceId=47940 | 1 | Chemicals | 44e14870-e541-3c79-8c84-8382591ae5fa | 68a5ef8e-68b8-384c-8097-5c940b8436e8 | 20aadc24-a391-41cf-b340-3e4529f44bde | 93a60a56-a3c8-11da-a746-0800200b9a66
2-Amino-4-nitrophenol | 99-57-0 | 99570 | 99570 | C6H6N2O3 |  | Mass | kg | emission | water | https://ofmpub.epa.gov/sor_internet/registry/substreg/searchandretrieve/substancesearch/search.do?details=displayDetails&selectedSubstanceId=87240 | 1 | Chemicals | 5b989e3f-f6a8-3329-8476-22d667d4cefa | 68a5ef8e-68b8-384c-8097-5c940b8436e8 | 20aadc24-a391-41cf-b340-3e4529f44bde | 93a60a56-a3c8-11da-a746-0800200b9a66
2-Methoxy-5-nitroaniline | 99-59-2 | 99592 | 99592 | C7H8N2O3 |  | Mass | kg | emission | water | https://ofmpub.epa.gov/sor_internet/registry/substreg/searchandretrieve/substancesearch/search.do?details=displayDetails&selectedSubstanceId=47939 | 1 | Chemicals | 39cfc6a6-0b65-3c50-be8e-8bc5a02ac683 | 68a5ef8e-68b8-384c-8097-5c940b8436e8 | 20aadc24-a391-41cf-b340-3e4529f44bde | 93a60a56-a3c8-11da-a746-0800200b9a66
Cloquintocet-mexyl | 99607-70-2 | 99607702 | 99607702 | C18H22ClNO3 |  | Mass | kg | emission | water | https://ofmpub.epa.gov/sor_internet/registry/substreg/searchandretrieve/substancesearch/search.do?details=displayDetails&selectedSubstanceId=76926 | 1 | Chemicals | 5b431b39-0b18-3590-89ce-564b3d82489f | 68a5ef8e-68b8-384c-8097-5c940b8436e8 | 20aadc24-a391-41cf-b340-3e4529f44bde | 93a60a56-a3c8-11da-a746-0800200b9a66
Benzaldehyde, 3-nitro- | 99-61-6 | 99616 | 99616 | C7H5NO3 |  | Mass | kg | emission | water | https://ofmpub.epa.gov/sor_internet/registry/substreg/searchandretrieve/substancesearch/search.do?details=displayDetails&selectedSubstanceId=87156 | 1 | Chemicals | e90675c7-4858-3594-bac8-4dff558c1f0f | 68a5ef8e-68b8-384c-8097-5c940b8436e8 | 20aadc24-a391-41cf-b340-3e4529f44bde | 93a60a56-a3c8-11da-a746-0800200b9a66
m-Dinitrobenzene | 99-65-0 | 99650 | 99650 | C6H4N2O4 |  | Mass | kg | emission | water | https://ofmpub.epa.gov/sor_internet/registry/substreg/searchandretrieve/substancesearch/search.do?details=displayDetails&selectedSubstanceId=47935 | 1 | Chemicals | fd5e6ea6-cdb4-31e6-9b13-dac75de38252 | 68a5ef8e-68b8-384c-8097-5c940b8436e8 | 20aadc24-a391-41cf-b340-3e4529f44bde | 93a60a56-a3c8-11da-a746-0800200b9a66
Valproic acid | 99-66-1 | 99661 | 99661 | C8H16O2 |  | Mass | kg | emission | water | https://ofmpub.epa.gov/sor_internet/registry/substreg/searchandretrieve/substancesearch/search.do?details=displayDetails&selectedSubstanceId=82242 | 1 | Chemicals | 45935fd2-cd9c-3498-a18f-4a4d72b10353 | 68a5ef8e-68b8-384c-8097-5c940b8436e8 | 20aadc24-a391-41cf-b340-3e4529f44bde | 93a60a56-a3c8-11da-a746-0800200b9a66
4-sec-Butylphenol | 99-71-8 | 99718 | 99718 | C10H14O |  | Mass | kg | emission | water | https://ofmpub.epa.gov/sor_internet/registry/substreg/searchandretrieve/substancesearch/search.do?details=displayDetails&selectedSubstanceId=47933 | 1 | Chemicals | 65d74a90-ab64-3ec1-b50e-1f6cf0bf4ded | 68a5ef8e-68b8-384c-8097-5c940b8436e8 | 20aadc24-a391-41cf-b340-3e4529f44bde | 93a60a56-a3c8-11da-a746-0800200b9a66
p-Cymene | 99-87-6 | 99876 | 99876 | C10H14 |  | Mass | kg | emission | water | https://ofmpub.epa.gov/sor_internet/registry/substreg/searchandretrieve/substancesearch/search.do?details=displayDetails&selectedSubstanceId=47926 | 1 | Chemicals | 09b1824f-1308-30bb-ae98-4206f597ef4f | 68a5ef8e-68b8-384c-8097-5c940b8436e8 | 20aadc24-a391-41cf-b340-3e4529f44bde | 93a60a56-a3c8-11da-a746-0800200b9a66
p-Isopropylphenol | 99-89-8 | 99898 | 99898 | C9H12O |  | Mass | kg | emission | water | https://ofmpub.epa.gov/sor_internet/registry/substreg/searchandretrieve/substancesearch/search.do?details=displayDetails&selectedSubstanceId=87143 | 1 | Chemicals | 5dc0f646-ea98-36be-a17a-1a0206719500 | 68a5ef8e-68b8-384c-8097-5c940b8436e8 | 20aadc24-a391-41cf-b340-3e4529f44bde | 93a60a56-a3c8-11da-a746-0800200b9a66
4'-Aminoacetophenone | 99-92-3 | 99923 | 99923 | C8H9NO |  | Mass | kg | emission | water | https://ofmpub.epa.gov/sor_internet/registry/substreg/searchandretrieve/substancesearch/search.do?details=displayDetails&selectedSubstanceId=87141 | 1 | Chemicals | f71783ab-cf18-32ad-9e4d-eda0d7606d1c | 68a5ef8e-68b8-384c-8097-5c940b8436e8 | 20aadc24-a391-41cf-b340-3e4529f44bde | 93a60a56-a3c8-11da-a746-0800200b9a66
4-Hydroxyacetophenone | 99-93-4 | 99934 | 99934 | C8H8O2 |  | Mass | kg | emission | water | https://ofmpub.epa.gov/sor_internet/registry/substreg/searchandretrieve/substancesearch/search.do?details=displayDetails&selectedSubstanceId=47923 | 1 | Chemicals | 54b0f9de-9be9-360a-bb12-4fe52db5c882 | 68a5ef8e-68b8-384c-8097-5c940b8436e8 | 20aadc24-a391-41cf-b340-3e4529f44bde | 93a60a56-a3c8-11da-a746-0800200b9a66
2-Hydroxypropyl acrylate | 999-61-1 | 999611 | 999611 | C6H10O3 |  | Mass | kg | emission | water | https://ofmpub.epa.gov/sor_internet/registry/substreg/searchandretrieve/substancesearch/search.do?details=displayDetails&selectedSubstanceId=87140 | 1 | Chemicals | fa0e46fa-dc0e-3b5c-b192-0acee0f7a16e | 68a5ef8e-68b8-384c-8097-5c940b8436e8 | 20aadc24-a391-41cf-b340-3e4529f44bde | 93a60a56-a3c8-11da-a746-0800200b9a66
p-Hydroxybenzoic acid | 99-96-7 | 99967 | 99967 | C7H6O3 |  | Mass | kg | emission | water | https://ofmpub.epa.gov/sor_internet/registry/substreg/searchandretrieve/substancesearch/search.do?details=displayDetails&selectedSubstanceId=87139 | 1 | Chemicals | fcf8e2bf-a273-3caa-a863-344bf1ea354c | 68a5ef8e-68b8-384c-8097-5c940b8436e8 | 20aadc24-a391-41cf-b340-3e4529f44bde | 93a60a56-a3c8-11da-a746-0800200b9a66
N,N,4-Trimethylaniline | 99-97-8 | 99978 | 99978 | C9H13N |  | Mass | kg | emission | water | https://ofmpub.epa.gov/sor_internet/registry/substreg/searchandretrieve/substancesearch/search.do?details=displayDetails&selectedSubstanceId=47921 | 1 | Chemicals | f23a16f6-91db-3386-9913-6ba62f1fb6c7 | 68a5ef8e-68b8-384c-8097-5c940b8436e8 | 20aadc24-a391-41cf-b340-3e4529f44bde | 93a60a56-a3c8-11da-a746-0800200b9a66
Chlormequat chloride | 999-81-5 | 999815 | 999815 | C5H13Cl2N |  | Mass | kg | emission | water | https://ofmpub.epa.gov/sor_internet/registry/substreg/searchandretrieve/substancesearch/search.do?details=displayDetails&selectedSubstanceId=87138 | 1 | Chemicals | 43883a44-0e07-3526-b89f-4074beda386b | 68a5ef8e-68b8-384c-8097-5c940b8436e8 | 20aadc24-a391-41cf-b340-3e4529f44bde | 93a60a56-a3c8-11da-a746-0800200b9a66
p-Nitrotoluene | 99-99-0 | 99990 | 99990 | C7H7NO2 |  | Mass | kg | emission | water | https://ofmpub.epa.gov/sor_internet/registry/substreg/searchandretrieve/substancesearch/search.do?details=displayDetails&selectedSubstanceId=87137 | 1 | Chemicals | 0863d5d1-e61b-3749-9654-29b8a5eef176 | 68a5ef8e-68b8-384c-8097-5c940b8436e8 | 20aadc24-a391-41cf-b340-3e4529f44bde | 93a60a56-a3c8-11da-a746-0800200b9a66
Carbonodithioic acid, O-butyl ester | 110-50-9 | 110509 | 110509 | - |  | Mass | kg | emission | water | https://ofmpub.epa.gov/sor_internet/registry/substreg/searchandretrieve/substancesearch/search.do?details=displayDetails&selectedSubstanceId=94363 | 1 | Chemicals | d8a40955-489e-3828-9c64-9d40ad5c2fbb | 68a5ef8e-68b8-384c-8097-5c940b8436e8 | 20aadc24-a391-41cf-b340-3e4529f44bde | 93a60a56-a3c8-11da-a746-0800200b9a66
Copper, bis(acetato-.kappa.O)diammine- | 13822-80-5 | 13822805 | 13822805 | - |  | Mass | kg | emission | water | https://ofmpub.epa.gov/sor_internet/registry/substreg/searchandretrieve/substancesearch/search.do?details=displayDetails&selectedSubstanceId=101084 | 1 | Chemicals | a3604f5d-16cd-3840-8710-260cf678896c | 68a5ef8e-68b8-384c-8097-5c940b8436e8 | 20aadc24-a391-41cf-b340-3e4529f44bde | 93a60a56-a3c8-11da-a746-0800200b9a66
Mercury, [.mu.-[[3,3'-methylenebis[2-naphthalenesulfonato-.kappa.O]](2-)]]diphenyldi- | 14235-86-0 | 14235860 | 14235860 | - |  | Mass | kg | emission | water | https://ofmpub.epa.gov/sor_internet/registry/substreg/searchandretrieve/substancesearch/search.do?details=displayDetails&selectedSubstanceId=96883 | 1 | Chemicals | 077846e8-cfef-3393-92b2-84f3305eda61 | 68a5ef8e-68b8-384c-8097-5c940b8436e8 | 20aadc24-a391-41cf-b340-3e4529f44bde | 93a60a56-a3c8-11da-a746-0800200b9a66
8-Quinolinecarboxylic acid, 3,7-dichloro-, compd. with N-methylmethanamine (1:1) | 84087-48-9 | 84087489 | 84087489 | - |  | Mass | kg | emission | water | https://ofmpub.epa.gov/sor_internet/registry/substreg/searchandretrieve/substancesearch/search.do?details=displayDetails&selectedSubstanceId=100935 | 1 | Chemicals | 21b527e5-e3d0-3232-b5de-632a8c63cef8 | 68a5ef8e-68b8-384c-8097-5c940b8436e8 | 20aadc24-a391-41cf-b340-3e4529f44bde | 93a60a56-a3c8-11da-a746-0800200b9a66
Sulfur dioxide | 2025884 | 2025884 | 2025884 | O2S |  | Mass | kg | emission | water | https://ofmpub.epa.gov/sor_internet/registry/substreg/searchandretrieve/substancesearch/search.do?details=displayDetails&selectedSubstanceId=36802 | 1 | Chemicals | 14019b84-8265-339d-9ef2-b1c0b035844f | 68a5ef8e-68b8-384c-8097-5c940b8436e8 | 20aadc24-a391-41cf-b340-3e4529f44bde | 93a60a56-a3c8-11da-a746-0800200b9a66
Boron trifluoride | 2095581 | 2095581 | 2095581 | BF3 |  | Mass | kg | emission | water | https://ofmpub.epa.gov/sor_internet/registry/substreg/searchandretrieve/substancesearch/search.do?details=displayDetails&selectedSubstanceId=38667 | 1 | Chemicals | 5304798f-c7fd-31b6-b2dc-24e4601a5772 | 68a5ef8e-68b8-384c-8097-5c940b8436e8 | 20aadc24-a391-41cf-b340-3e4529f44bde | 93a60a56-a3c8-11da-a746-0800200b9a66
trans-1,3-Dichloropropene | 10061-02-6 | 10061026 | 10061026 | C3H4Cl2 |  | Mass | kg | emission | water | https://ofmpub.epa.gov/sor_internet/registry/substreg/searchandretrieve/substancesearch/search.do?details=displayDetails&selectedSubstanceId=39275 | 1 | Chemicals | 8ad17f43-6438-32d6-9da2-ba74f58fc342 | 68a5ef8e-68b8-384c-8097-5c940b8436e8 | 20aadc24-a391-41cf-b340-3e4529f44bde | 93a60a56-a3c8-11da-a746-0800200b9a66
Nitric oxide | 10102-43-9 | 10102439 | 10102439 | NO |  | Mass | kg | emission | water | https://ofmpub.epa.gov/sor_internet/registry/substreg/searchandretrieve/substancesearch/search.do?details=displayDetails&selectedSubstanceId=39234 | 1 | Chemicals | 6dc0c024-0a31-32c6-a3ae-65423181d700 | 68a5ef8e-68b8-384c-8097-5c940b8436e8 | 20aadc24-a391-41cf-b340-3e4529f44bde | 93a60a56-a3c8-11da-a746-0800200b9a66
Nitrogen dioxide | 10102-44-0 | 10102440 | 10102440 | NO2 |  | Mass | kg | emission | water | https://ofmpub.epa.gov/sor_internet/registry/substreg/searchandretrieve/substancesearch/search.do?details=displayDetails&selectedSubstanceId=39233 | 1 | Chemicals | 92564d95-c0fe-36f2-951e-22cdfc3bddd1 | 68a5ef8e-68b8-384c-8097-5c940b8436e8 | 20aadc24-a391-41cf-b340-3e4529f44bde | 93a60a56-a3c8-11da-a746-0800200b9a66
Sodium dichromate | 10588-01-9 | 10588019 | 10588019 | Cr2Na2O7 |  | Mass | kg | emission | water | https://ofmpub.epa.gov/sor_internet/registry/substreg/searchandretrieve/substancesearch/search.do?details=displayDetails&selectedSubstanceId=96962 | 1 | Chemicals | 4c9390d6-22d9-3dd6-b041-5244f7e0a207 | 68a5ef8e-68b8-384c-8097-5c940b8436e8 | 20aadc24-a391-41cf-b340-3e4529f44bde | 93a60a56-a3c8-11da-a746-0800200b9a66
Butane | 106-97-8 | 106978 | 106978 | C4H10 |  | Mass | kg | emission | water | https://ofmpub.epa.gov/sor_internet/registry/substreg/searchandretrieve/substancesearch/search.do?details=displayDetails&selectedSubstanceId=47492 | 1 | Chemicals | e7965f1e-ae7e-3eed-a981-240427f394fe | 68a5ef8e-68b8-384c-8097-5c940b8436e8 | 20aadc24-a391-41cf-b340-3e4529f44bde | 93a60a56-a3c8-11da-a746-0800200b9a66
2-Methylpentane | 107-83-5 | 107835 | 107835 | C6H14 |  | Mass | kg | emission | water | https://ofmpub.epa.gov/sor_internet/registry/substreg/searchandretrieve/substancesearch/search.do?details=displayDetails&selectedSubstanceId=47443 | 1 | Chemicals | cb3470de-ca33-39f7-9476-9718065e8f43 | 68a5ef8e-68b8-384c-8097-5c940b8436e8 | 20aadc24-a391-41cf-b340-3e4529f44bde | 93a60a56-a3c8-11da-a746-0800200b9a66
trans-1,4-Dichloro-2-butene | 110-57-6 | 110576 | 110576 | C4H6Cl2 |  | Mass | kg | emission | water | https://ofmpub.epa.gov/sor_internet/registry/substreg/searchandretrieve/substancesearch/search.do?details=displayDetails&selectedSubstanceId=96270 | 1 | Chemicals | 319c8d5b-9d60-3562-90c0-63cf7da2f465 | 68a5ef8e-68b8-384c-8097-5c940b8436e8 | 20aadc24-a391-41cf-b340-3e4529f44bde | 93a60a56-a3c8-11da-a746-0800200b9a66
Dodecane | 112-40-3 | 112403 | 112403 | C12H26 |  | Mass | kg | emission | water | https://ofmpub.epa.gov/sor_internet/registry/substreg/searchandretrieve/substancesearch/search.do?details=displayDetails&selectedSubstanceId=47272 | 1 | Chemicals | 89ae019d-16cf-3f83-b9d9-a3c576c890ab | 68a5ef8e-68b8-384c-8097-5c940b8436e8 | 20aadc24-a391-41cf-b340-3e4529f44bde | 93a60a56-a3c8-11da-a746-0800200b9a66
Eicosane | 112-95-8 | 112958 | 112958 | C20H42 |  | Mass | kg | emission | water | https://ofmpub.epa.gov/sor_internet/registry/substreg/searchandretrieve/substancesearch/search.do?details=displayDetails&selectedSubstanceId=47183 | 1 | Chemicals | 6b175069-6b88-38ce-a2e0-e4d74b803e52 | 68a5ef8e-68b8-384c-8097-5c940b8436e8 | 20aadc24-a391-41cf-b340-3e4529f44bde | 93a60a56-a3c8-11da-a746-0800200b9a66
Paraldehyde | 123-63-7 | 123637 | 123637 | C6H12O3 |  | Mass | kg | emission | water | https://ofmpub.epa.gov/sor_internet/registry/substreg/searchandretrieve/substancesearch/search.do?details=displayDetails&selectedSubstanceId=94701 | 1 | Chemicals | 89086fff-6aff-32c1-baae-c5c678f36a96 | 68a5ef8e-68b8-384c-8097-5c940b8436e8 | 20aadc24-a391-41cf-b340-3e4529f44bde | 93a60a56-a3c8-11da-a746-0800200b9a66
Diethylene glycol monobutyl ether acetate | 124-17-4 | 124174 | 124174 | C10H20O4 |  | Mass | kg | emission | water | https://ofmpub.epa.gov/sor_internet/registry/substreg/searchandretrieve/substancesearch/search.do?details=displayDetails&selectedSubstanceId=46802 | 1 | Chemicals | c1841883-fc63-3275-a896-5c48bcd77fdf | 68a5ef8e-68b8-384c-8097-5c940b8436e8 | 20aadc24-a391-41cf-b340-3e4529f44bde | 93a60a56-a3c8-11da-a746-0800200b9a66
Carbon dioxide | 124-38-9 | 124389 | 124389 | CO2 |  | Mass | kg | emission | water | https://ofmpub.epa.gov/sor_internet/registry/substreg/searchandretrieve/substancesearch/search.do?details=displayDetails&selectedSubstanceId=46795 | 1 | Chemicals | e5285deb-1021-374d-8a1a-0560da5ec470 | 68a5ef8e-68b8-384c-8097-5c940b8436e8 | 20aadc24-a391-41cf-b340-3e4529f44bde | 93a60a56-a3c8-11da-a746-0800200b9a66
Phosphorus pentoxide | 1314-56-3 | 1314563 | 1314563 | O10P4 |  | Mass | kg | emission | water | https://ofmpub.epa.gov/sor_internet/registry/substreg/searchandretrieve/substancesearch/search.do?details=displayDetails&selectedSubstanceId=42854 | 1 | Chemicals | 835e3f4f-dcc3-3ed1-bb54-611366cbb528 | 68a5ef8e-68b8-384c-8097-5c940b8436e8 | 20aadc24-a391-41cf-b340-3e4529f44bde | 93a60a56-a3c8-11da-a746-0800200b9a66
Nickel carbonyl | 13463-39-3 | 13463393 | 13463393 | C4NiO4 |  | Mass | kg | emission | water | https://ofmpub.epa.gov/sor_internet/registry/substreg/searchandretrieve/substancesearch/search.do?details=displayDetails&selectedSubstanceId=60586 | 1 | Chemicals | 4322a6f5-c4e8-3bc6-b580-3cb4d203119d | 68a5ef8e-68b8-384c-8097-5c940b8436e8 | 20aadc24-a391-41cf-b340-3e4529f44bde | 93a60a56-a3c8-11da-a746-0800200b9a66
sec-Butylbenzene | 135-98-8 | 135988 | 135988 | C10H14 |  | Mass | kg | emission | water | https://ofmpub.epa.gov/sor_internet/registry/substreg/searchandretrieve/substancesearch/search.do?details=displayDetails&selectedSubstanceId=46586 | 1 | Chemicals | 7c74ae98-aead-338c-ac21-5928e638d757 | 68a5ef8e-68b8-384c-8097-5c940b8436e8 | 20aadc24-a391-41cf-b340-3e4529f44bde | 93a60a56-a3c8-11da-a746-0800200b9a66
Potassium-40 | 13966-00-2 | 13966002 | 13966002 | - |  | Mass | kg | emission | water | https://ofmpub.epa.gov/sor_internet/registry/substreg/searchandretrieve/substancesearch/search.do?details=displayDetails&selectedSubstanceId=5247 | 1 | Chemicals | 51465d24-3867-38a1-af09-51145d37981e | 68a5ef8e-68b8-384c-8097-5c940b8436e8 | 20aadc24-a391-41cf-b340-3e4529f44bde | 93a60a56-a3c8-11da-a746-0800200b9a66
Polonium-210 | 13981-52-7 | 13981527 | 13981527 | - |  | Mass | kg | emission | water | https://ofmpub.epa.gov/sor_internet/registry/substreg/searchandretrieve/substancesearch/search.do?details=displayDetails&selectedSubstanceId=5241 | 1 | Chemicals | 9040debe-97f3-3f31-a1a1-77f528d9978e | 68a5ef8e-68b8-384c-8097-5c940b8436e8 | 20aadc24-a391-41cf-b340-3e4529f44bde | 93a60a56-a3c8-11da-a746-0800200b9a66
Radium-226 | 13982-63-3 | 13982633 | 13982633 | [226Ra] |  | Mass | kg | emission | water | https://ofmpub.epa.gov/sor_internet/registry/substreg/searchandretrieve/substancesearch/search.do?details=displayDetails&selectedSubstanceId=5239 | 1 | Chemicals | 290d5ec3-5410-3dac-8240-7a997ccc7ff5 | 68a5ef8e-68b8-384c-8097-5c940b8436e8 | 20aadc24-a391-41cf-b340-3e4529f44bde | 93a60a56-a3c8-11da-a746-0800200b9a66
Lead-210 | 14255-04-0 | 14255040 | 14255040 | [210Pb] |  | Mass | kg | emission | water | https://ofmpub.epa.gov/sor_internet/registry/substreg/searchandretrieve/substancesearch/search.do?details=displayDetails&selectedSubstanceId=5236 | 1 | Chemicals | eb183ece-bae8-3d59-a55e-a6165010bcf4 | 68a5ef8e-68b8-384c-8097-5c940b8436e8 | 20aadc24-a391-41cf-b340-3e4529f44bde | 93a60a56-a3c8-11da-a746-0800200b9a66
Orthophosphate | 14265-44-2 | 14265442 | 14265442 | O4P |  | Mass | kg | emission | water | https://ofmpub.epa.gov/sor_internet/registry/substreg/searchandretrieve/substancesearch/search.do?details=displayDetails&selectedSubstanceId=60773 | 1 | Chemicals | 5e468fcb-41c8-33be-9aef-bcd08a0adef7 | 68a5ef8e-68b8-384c-8097-5c940b8436e8 | 20aadc24-a391-41cf-b340-3e4529f44bde | 93a60a56-a3c8-11da-a746-0800200b9a66
Thorium-230 | 14269-63-7 | 14269637 | 14269637 | [230Th] |  | Mass | kg | emission | water | https://ofmpub.epa.gov/sor_internet/registry/substreg/searchandretrieve/substancesearch/search.do?details=displayDetails&selectedSubstanceId=5235 | 1 | Chemicals | c19024be-64a7-3dbb-a7ca-760b8c859fc6 | 68a5ef8e-68b8-384c-8097-5c940b8436e8 | 20aadc24-a391-41cf-b340-3e4529f44bde | 93a60a56-a3c8-11da-a746-0800200b9a66
Ammonium | 14798-03-9 | 14798039 | 14798039 | H4N |  | Mass | kg | emission | water | https://ofmpub.epa.gov/sor_internet/registry/substreg/searchandretrieve/substancesearch/search.do?details=displayDetails&selectedSubstanceId=59836 | 1 | Chemicals | 92b7a1d8-cf0d-3d04-8532-ea0149ac497c | 68a5ef8e-68b8-384c-8097-5c940b8436e8 | 20aadc24-a391-41cf-b340-3e4529f44bde | 93a60a56-a3c8-11da-a746-0800200b9a66
HCFC-132b | 1649-08-7 | 1649087 | 1649087 | C2H2Cl2F2 |  | Mass | kg | emission | water | https://ofmpub.epa.gov/sor_internet/registry/substreg/searchandretrieve/substancesearch/search.do?details=displayDetails&selectedSubstanceId=41379 | 1 | Chemicals | c71abf4c-8e45-3751-9749-d2272dd9bd33 | 68a5ef8e-68b8-384c-8097-5c940b8436e8 | 20aadc24-a391-41cf-b340-3e4529f44bde | 93a60a56-a3c8-11da-a746-0800200b9a66
Dibenzo[a,i]pyrene | 189-55-9 | 189559 | 189559 | C24H14 |  | Mass | kg | emission | water | https://ofmpub.epa.gov/sor_internet/registry/substreg/searchandretrieve/substancesearch/search.do?details=displayDetails&selectedSubstanceId=46354 | 1 | Chemicals | 05e6c136-d69b-3e60-8412-e4f31115d22c | 68a5ef8e-68b8-384c-8097-5c940b8436e8 | 20aadc24-a391-41cf-b340-3e4529f44bde | 93a60a56-a3c8-11da-a746-0800200b9a66
Dibenzo[a,h]pyrene | 189-64-0 | 189640 | 189640 | C24H14 |  | Mass | kg | emission | water | https://ofmpub.epa.gov/sor_internet/registry/substreg/searchandretrieve/substancesearch/search.do?details=displayDetails&selectedSubstanceId=46353 | 1 | Chemicals | 3b16ce68-ed4c-3e40-bfba-1b24b234b779 | 68a5ef8e-68b8-384c-8097-5c940b8436e8 | 20aadc24-a391-41cf-b340-3e4529f44bde | 93a60a56-a3c8-11da-a746-0800200b9a66
Benzo[ghi]perylene | 191-24-2 | 191242 | 191242 | C22H12 |  | Mass | kg | emission | water | https://ofmpub.epa.gov/sor_internet/registry/substreg/searchandretrieve/substancesearch/search.do?details=displayDetails&selectedSubstanceId=91912 | 1 | Chemicals | ad3d674c-f814-3339-b737-89a13a99f70e | 68a5ef8e-68b8-384c-8097-5c940b8436e8 | 20aadc24-a391-41cf-b340-3e4529f44bde | 93a60a56-a3c8-11da-a746-0800200b9a66
Dibenzo[a,e]pyrene | 192-65-4 | 192654 | 192654 | C24H14 |  | Mass | kg | emission | water | https://ofmpub.epa.gov/sor_internet/registry/substreg/searchandretrieve/substancesearch/search.do?details=displayDetails&selectedSubstanceId=46350 | 1 | Chemicals | 7e7d843f-ac5d-3ad1-8c26-191044e5897a | 68a5ef8e-68b8-384c-8097-5c940b8436e8 | 20aadc24-a391-41cf-b340-3e4529f44bde | 93a60a56-a3c8-11da-a746-0800200b9a66
Indeno[1,2,3-cd]pyrene | 193-39-5 | 193395 | 193395 | C22H12 |  | Mass | kg | emission | water | https://ofmpub.epa.gov/sor_internet/registry/substreg/searchandretrieve/substancesearch/search.do?details=displayDetails&selectedSubstanceId=46349 | 1 | Chemicals | 717a66a9-bc9c-3d5b-a3e7-3f7f3162e8fc | 68a5ef8e-68b8-384c-8097-5c940b8436e8 | 20aadc24-a391-41cf-b340-3e4529f44bde | 93a60a56-a3c8-11da-a746-0800200b9a66
1,2,3,7,8,9-Hexachlorodibenzo-p-dioxin | 19408-74-3 | 19408743 | 19408743 | C12H2Cl6O2 |  | Mass | kg | emission | water | https://ofmpub.epa.gov/sor_internet/registry/substreg/searchandretrieve/substancesearch/search.do?details=displayDetails&selectedSubstanceId=91728 | 1 | Chemicals | ffa51c60-3dbf-31af-9bf9-dd24cf864c44 | 68a5ef8e-68b8-384c-8097-5c940b8436e8 | 20aadc24-a391-41cf-b340-3e4529f44bde | 93a60a56-a3c8-11da-a746-0800200b9a66
Perylene | 198-55-0 | 198550 | 198550 | C20H12 |  | Mass | kg | emission | water | https://ofmpub.epa.gov/sor_internet/registry/substreg/searchandretrieve/substancesearch/search.do?details=displayDetails&selectedSubstanceId=46348 | 1 | Chemicals | d7ce9ffe-9cc6-394f-847e-623a2020d66e | 68a5ef8e-68b8-384c-8097-5c940b8436e8 | 20aadc24-a391-41cf-b340-3e4529f44bde | 93a60a56-a3c8-11da-a746-0800200b9a66
Decachlorobiphenyl | 2051-24-3 | 2051243 | 2051243 | C12Cl10 |  | Mass | kg | emission | water | https://ofmpub.epa.gov/sor_internet/registry/substreg/searchandretrieve/substancesearch/search.do?details=displayDetails&selectedSubstanceId=93573 | 1 | Chemicals | 2a553820-2c0d-3eab-bd84-dda1e744d209 | 68a5ef8e-68b8-384c-8097-5c940b8436e8 | 20aadc24-a391-41cf-b340-3e4529f44bde | 93a60a56-a3c8-11da-a746-0800200b9a66
Benzo[j]fluoranthene | 205-82-3 | 205823 | 205823 | C20H12 |  | Mass | kg | emission | water | https://ofmpub.epa.gov/sor_internet/registry/substreg/searchandretrieve/substancesearch/search.do?details=displayDetails&selectedSubstanceId=46346 | 1 | Chemicals | 392c04b1-99ac-3d99-8827-67ad73991c9b | 68a5ef8e-68b8-384c-8097-5c940b8436e8 | 20aadc24-a391-41cf-b340-3e4529f44bde | 93a60a56-a3c8-11da-a746-0800200b9a66
Benzo(b)fluoranthene | 205-99-2 | 205992 | 205992 | C20H12 |  | Mass | kg | emission | water | https://ofmpub.epa.gov/sor_internet/registry/substreg/searchandretrieve/substancesearch/search.do?details=displayDetails&selectedSubstanceId=93562 | 1 | Chemicals | 6bd0caed-c031-3b8a-8b43-e7ed5c9a1e44 | 68a5ef8e-68b8-384c-8097-5c940b8436e8 | 20aadc24-a391-41cf-b340-3e4529f44bde | 93a60a56-a3c8-11da-a746-0800200b9a66
Benzo[k]fluoranthene | 207-08-9 | 207089 | 207089 | C20H12 |  | Mass | kg | emission | water | https://ofmpub.epa.gov/sor_internet/registry/substreg/searchandretrieve/substancesearch/search.do?details=displayDetails&selectedSubstanceId=93556 | 1 | Chemicals | 565513c3-40e4-3b6f-88bd-12a770f20c92 | 68a5ef8e-68b8-384c-8097-5c940b8436e8 | 20aadc24-a391-41cf-b340-3e4529f44bde | 93a60a56-a3c8-11da-a746-0800200b9a66
Acenaphthylene | 208-96-8 | 208968 | 208968 | C12H8 |  | Mass | kg | emission | water | https://ofmpub.epa.gov/sor_internet/registry/substreg/searchandretrieve/substancesearch/search.do?details=displayDetails&selectedSubstanceId=46344 | 1 | Chemicals | 9ca43f7d-0357-30df-b4a2-ef6e9557565f | 68a5ef8e-68b8-384c-8097-5c940b8436e8 | 20aadc24-a391-41cf-b340-3e4529f44bde | 93a60a56-a3c8-11da-a746-0800200b9a66
Chrysene | 218-01-9 | 218019 | 218019 | C18H12 |  | Mass | kg | emission | water | https://ofmpub.epa.gov/sor_internet/registry/substreg/searchandretrieve/substancesearch/search.do?details=displayDetails&selectedSubstanceId=93021 | 1 | Chemicals | 09c4964c-5522-3447-9046-eabca26b69e7 | 68a5ef8e-68b8-384c-8097-5c940b8436e8 | 20aadc24-a391-41cf-b340-3e4529f44bde | 93a60a56-a3c8-11da-a746-0800200b9a66
Dibenz[a,j]acridine | 224-42-0 | 224420 | 224420 | C21H13N |  | Mass | kg | emission | water | https://ofmpub.epa.gov/sor_internet/registry/substreg/searchandretrieve/substancesearch/search.do?details=displayDetails&selectedSubstanceId=46342 | 1 | Chemicals | 4dffa238-69f2-340f-85d4-5ab6ae0e3d41 | 68a5ef8e-68b8-384c-8097-5c940b8436e8 | 20aadc24-a391-41cf-b340-3e4529f44bde | 93a60a56-a3c8-11da-a746-0800200b9a66
Dibenz[a,h]acridine | 226-36-8 | 226368 | 226368 | C21H13N |  | Mass | kg | emission | water | https://ofmpub.epa.gov/sor_internet/registry/substreg/searchandretrieve/substancesearch/search.do?details=displayDetails&selectedSubstanceId=92639 | 1 | Chemicals | 92d628ca-1a16-3325-b30f-89cfc9d959d1 | 68a5ef8e-68b8-384c-8097-5c940b8436e8 | 20aadc24-a391-41cf-b340-3e4529f44bde | 93a60a56-a3c8-11da-a746-0800200b9a66
Methylmercury(I) | 22967-92-6 | 22967926 | 22967926 | CH3Hg |  | Mass | kg | emission | water | https://ofmpub.epa.gov/sor_internet/registry/substreg/searchandretrieve/substancesearch/search.do?details=displayDetails&selectedSubstanceId=56269 | 1 | Chemicals | 86db299f-d01d-32ba-ad79-6a5e09c7a0c4 | 68a5ef8e-68b8-384c-8097-5c940b8436e8 | 20aadc24-a391-41cf-b340-3e4529f44bde | 93a60a56-a3c8-11da-a746-0800200b9a66
Hexachlorobiphenyl | 26601-64-9 | 26601649 | 26601649 | - |  | Mass | kg | emission | water | https://ofmpub.epa.gov/sor_internet/registry/substreg/searchandretrieve/substancesearch/search.do?details=displayDetails&selectedSubstanceId=56134 | 1 | Chemicals | e8f3cf59-0f65-36ff-bb85-14b7eab6fa44 | 68a5ef8e-68b8-384c-8097-5c940b8436e8 | 20aadc24-a391-41cf-b340-3e4529f44bde | 93a60a56-a3c8-11da-a746-0800200b9a66
Tetrachlorobiphenyl | 26914-33-0 | 26914330 | 26914330 | - |  | Mass | kg | emission | water | https://ofmpub.epa.gov/sor_internet/registry/substreg/searchandretrieve/substancesearch/search.do?details=displayDetails&selectedSubstanceId=93149 | 1 | Chemicals | ed9fffc6-9080-3ce7-8675-4a4fafe96050 | 68a5ef8e-68b8-384c-8097-5c940b8436e8 | 20aadc24-a391-41cf-b340-3e4529f44bde | 93a60a56-a3c8-11da-a746-0800200b9a66
C.I. Direct Blue 218 | 28407-37-6 | 28407376 | 28407376 | C32H16Cu2N6Na4O16S4 |  | Mass | kg | emission | water | https://ofmpub.epa.gov/sor_internet/registry/substreg/searchandretrieve/substancesearch/search.do?details=displayDetails&selectedSubstanceId=92583 | 1 | Chemicals | c6292305-9216-3441-ac0b-f94d14d9b328 | 68a5ef8e-68b8-384c-8097-5c940b8436e8 | 20aadc24-a391-41cf-b340-3e4529f44bde | 93a60a56-a3c8-11da-a746-0800200b9a66
Octachlorostyrene | 29082-74-4 | 29082744 | 29082744 | C8Cl8 |  | Mass | kg | emission | water | https://ofmpub.epa.gov/sor_internet/registry/substreg/searchandretrieve/substancesearch/search.do?details=displayDetails&selectedSubstanceId=59178 | 1 | Chemicals | b1dfc324-48f8-36ef-ab15-4c5b3af7fd6f | 68a5ef8e-68b8-384c-8097-5c940b8436e8 | 20aadc24-a391-41cf-b340-3e4529f44bde | 93a60a56-a3c8-11da-a746-0800200b9a66
1,2,3,4,6,7,8,9-Octachlorodibenzo-p-dioxin | 3268-87-9 | 3268879 | 3268879 | C12Cl8O2 |  | Mass | kg | emission | water | https://ofmpub.epa.gov/sor_internet/registry/substreg/searchandretrieve/substancesearch/search.do?details=displayDetails&selectedSubstanceId=93296 | 1 | Chemicals | 5d69248c-a090-3b99-b625-010106ec560b | 68a5ef8e-68b8-384c-8097-5c940b8436e8 | 20aadc24-a391-41cf-b340-3e4529f44bde | 93a60a56-a3c8-11da-a746-0800200b9a66
Dichlorotrifluoroethane | 34077-87-7 | 34077877 | 34077877 | - |  | Mass | kg | emission | water | https://ofmpub.epa.gov/sor_internet/registry/substreg/searchandretrieve/substancesearch/search.do?details=displayDetails&selectedSubstanceId=55071 | 1 | Chemicals | 9a40fdf1-b16d-3ad5-aec3-599569998985 | 68a5ef8e-68b8-384c-8097-5c940b8436e8 | 20aadc24-a391-41cf-b340-3e4529f44bde | 93a60a56-a3c8-11da-a746-0800200b9a66
Hexachlorodibenzo-p-dioxin | 34465-46-8 | 34465468 | 34465468 | - |  | Mass | kg | emission | water | https://ofmpub.epa.gov/sor_internet/registry/substreg/searchandretrieve/substancesearch/search.do?details=displayDetails&selectedSubstanceId=54633 | 1 | Chemicals | c99004f7-74c8-33b6-9d61-fc963b40097b | 68a5ef8e-68b8-384c-8097-5c940b8436e8 | 20aadc24-a391-41cf-b340-3e4529f44bde | 93a60a56-a3c8-11da-a746-0800200b9a66
HFC-125 | 354-33-6 | 354336 | 354336 | C2HF5 |  | Mass | kg | emission | water | https://ofmpub.epa.gov/sor_internet/registry/substreg/searchandretrieve/substancesearch/search.do?details=displayDetails&selectedSubstanceId=46467 | 1 | Chemicals | ff369434-669d-3533-980b-e666c0407e62 | 68a5ef8e-68b8-384c-8097-5c940b8436e8 | 20aadc24-a391-41cf-b340-3e4529f44bde | 93a60a56-a3c8-11da-a746-0800200b9a66
1,2,3,4,6,7,8-Heptachlorodibenzo-p-dioxin | 35822-46-9 | 35822469 | 35822469 | C12HCl7O2 |  | Mass | kg | emission | water | https://ofmpub.epa.gov/sor_internet/registry/substreg/searchandretrieve/substancesearch/search.do?details=displayDetails&selectedSubstanceId=92155 | 1 | Chemicals | 1ebe6f3d-b451-3011-a176-9c92f749b310 | 68a5ef8e-68b8-384c-8097-5c940b8436e8 | 20aadc24-a391-41cf-b340-3e4529f44bde | 93a60a56-a3c8-11da-a746-0800200b9a66
1,2,3,4,6,7,8,9-Octachlorodibenzofuran | 39001-02-0 | 39001020 | 39001020 | C12Cl8O |  | Mass | kg | emission | water | https://ofmpub.epa.gov/sor_internet/registry/substreg/searchandretrieve/substancesearch/search.do?details=displayDetails&selectedSubstanceId=94109 | 1 | Chemicals | 2fa1f9fa-c012-3722-9b3a-b75eaee825a2 | 68a5ef8e-68b8-384c-8097-5c940b8436e8 | 20aadc24-a391-41cf-b340-3e4529f44bde | 93a60a56-a3c8-11da-a746-0800200b9a66
1,2,3,4,7,8-Hexachlorodibenzo-p-dioxin | 39227-28-6 | 39227286 | 39227286 | C12H2Cl6O2 |  | Mass | kg | emission | water | https://ofmpub.epa.gov/sor_internet/registry/substreg/searchandretrieve/substancesearch/search.do?details=displayDetails&selectedSubstanceId=94099 | 1 | Chemicals | ee19577f-2a07-3e38-a132-262a1d43bebd | 68a5ef8e-68b8-384c-8097-5c940b8436e8 | 20aadc24-a391-41cf-b340-3e4529f44bde | 93a60a56-a3c8-11da-a746-0800200b9a66
HFC-143a | 420-46-2 | 420462 | 420462 | C2H3F3 |  | Mass | kg | emission | water | https://ofmpub.epa.gov/sor_internet/registry/substreg/searchandretrieve/substancesearch/search.do?details=displayDetails&selectedSubstanceId=45982 | 1 | Chemicals | afda47c7-7e41-3b97-81e7-e9dab6d381bf | 68a5ef8e-68b8-384c-8097-5c940b8436e8 | 20aadc24-a391-41cf-b340-3e4529f44bde | 93a60a56-a3c8-11da-a746-0800200b9a66
Carbonyl sulfide | 463-58-1 | 463581 | 463581 | COS |  | Mass | kg | emission | water | https://ofmpub.epa.gov/sor_internet/registry/substreg/searchandretrieve/substancesearch/search.do?details=displayDetails&selectedSubstanceId=45878 | 1 | Chemicals | c4f0f22d-1904-3992-ab6b-cc5daaededc1 | 68a5ef8e-68b8-384c-8097-5c940b8436e8 | 20aadc24-a391-41cf-b340-3e4529f44bde | 93a60a56-a3c8-11da-a746-0800200b9a66
1-Butoxy-2-propanol | 5131-66-8 | 5131668 | 5131668 | C7H16O2 |  | Mass | kg | emission | water | https://ofmpub.epa.gov/sor_internet/registry/substreg/searchandretrieve/substancesearch/search.do?details=displayDetails&selectedSubstanceId=42282 | 1 | Chemicals | 95e4d4f5-6a68-3bcf-930c-bbd3657d79a4 | 68a5ef8e-68b8-384c-8097-5c940b8436e8 | 20aadc24-a391-41cf-b340-3e4529f44bde | 93a60a56-a3c8-11da-a746-0800200b9a66
Famphur | 52-85-7 | 52857 | 52857 | C10H16NO5PS2 |  | Mass | kg | emission | water | https://ofmpub.epa.gov/sor_internet/registry/substreg/searchandretrieve/substancesearch/search.do?details=displayDetails&selectedSubstanceId=89102 | 1 | Chemicals | 5fe726d5-a97f-360d-8aad-0bc9f0517ccb | 68a5ef8e-68b8-384c-8097-5c940b8436e8 | 20aadc24-a391-41cf-b340-3e4529f44bde | 93a60a56-a3c8-11da-a746-0800200b9a66
Hexadecane | 544-76-3 | 544763 | 544763 | C16H34 |  | Mass | kg | emission | water | https://ofmpub.epa.gov/sor_internet/registry/substreg/searchandretrieve/substancesearch/search.do?details=displayDetails&selectedSubstanceId=45463 | 1 | Chemicals | 1dca599d-1783-3a96-91aa-e9ecb680b673 | 68a5ef8e-68b8-384c-8097-5c940b8436e8 | 20aadc24-a391-41cf-b340-3e4529f44bde | 93a60a56-a3c8-11da-a746-0800200b9a66
Lithium carbonate | 554-13-2 | 554132 | 554132 | CLi2O3 |  | Mass | kg | emission | water | https://ofmpub.epa.gov/sor_internet/registry/substreg/searchandretrieve/substancesearch/search.do?details=displayDetails&selectedSubstanceId=90347 | 1 | Chemicals | 5c6a8c35-6aad-3c8a-9673-ebb2205643b4 | 68a5ef8e-68b8-384c-8097-5c940b8436e8 | 20aadc24-a391-41cf-b340-3e4529f44bde | 93a60a56-a3c8-11da-a746-0800200b9a66
1,2,3,4,7,8,9-Heptachlorodibenzofuran | 55673-89-7 | 55673897 | 55673897 | C12HCl7O |  | Mass | kg | emission | water | https://ofmpub.epa.gov/sor_internet/registry/substreg/searchandretrieve/substancesearch/search.do?details=displayDetails&selectedSubstanceId=49572 | 1 | Chemicals | f63f217d-bd7e-3a9a-9ee4-7a5efd8252f2 | 68a5ef8e-68b8-384c-8097-5c940b8436e8 | 20aadc24-a391-41cf-b340-3e4529f44bde | 93a60a56-a3c8-11da-a746-0800200b9a66
2,3,4,7,8-Pentachlorodibenzofuran | 57117-31-4 | 57117314 | 57117314 | C12H3Cl5O |  | Mass | kg | emission | water | https://ofmpub.epa.gov/sor_internet/registry/substreg/searchandretrieve/substancesearch/search.do?details=displayDetails&selectedSubstanceId=51072 | 1 | Chemicals | 396f2166-5511-34bd-b97e-861fe6e37159 | 68a5ef8e-68b8-384c-8097-5c940b8436e8 | 20aadc24-a391-41cf-b340-3e4529f44bde | 93a60a56-a3c8-11da-a746-0800200b9a66
1,2,3,7,8-Pentachlorodibenzofuran | 57117-41-6 | 57117416 | 57117416 | C12H3Cl5O |  | Mass | kg | emission | water | https://ofmpub.epa.gov/sor_internet/registry/substreg/searchandretrieve/substancesearch/search.do?details=displayDetails&selectedSubstanceId=89607 | 1 | Chemicals | e52d32e3-3851-394f-94f0-e9732a442013 | 68a5ef8e-68b8-384c-8097-5c940b8436e8 | 20aadc24-a391-41cf-b340-3e4529f44bde | 93a60a56-a3c8-11da-a746-0800200b9a66
1,2,3,6,7,8-Hexachlorodibenzofuran | 57117-44-9 | 57117449 | 57117449 | C12H2Cl6O |  | Mass | kg | emission | water | https://ofmpub.epa.gov/sor_internet/registry/substreg/searchandretrieve/substancesearch/search.do?details=displayDetails&selectedSubstanceId=51071 | 1 | Chemicals | a92fd782-1e49-31bc-9499-56e0e352ce2c | 68a5ef8e-68b8-384c-8097-5c940b8436e8 | 20aadc24-a391-41cf-b340-3e4529f44bde | 93a60a56-a3c8-11da-a746-0800200b9a66
Cyanide | 57-12-5 | 57125 | 57125 | CN |  | Mass | kg | emission | water | https://ofmpub.epa.gov/sor_internet/registry/substreg/searchandretrieve/substancesearch/search.do?details=displayDetails&selectedSubstanceId=89604 | 1 | Chemicals | de4b719c-cf2d-3342-83f1-d221dc658c70 | 68a5ef8e-68b8-384c-8097-5c940b8436e8 | 20aadc24-a391-41cf-b340-3e4529f44bde | 93a60a56-a3c8-11da-a746-0800200b9a66
3-Methylhexane | 589-34-4 | 589344 | 589344 | C7H16 |  | Mass | kg | emission | water | https://ofmpub.epa.gov/sor_internet/registry/substreg/searchandretrieve/substancesearch/search.do?details=displayDetails&selectedSubstanceId=88878 | 1 | Chemicals | 52b064a7-dee3-3136-bf5a-e1ff6c8ef1cb | 68a5ef8e-68b8-384c-8097-5c940b8436e8 | 20aadc24-a391-41cf-b340-3e4529f44bde | 93a60a56-a3c8-11da-a746-0800200b9a66
Octadecane | 593-45-3 | 593453 | 593453 | C18H38 |  | Mass | kg | emission | water | https://ofmpub.epa.gov/sor_internet/registry/substreg/searchandretrieve/substancesearch/search.do?details=displayDetails&selectedSubstanceId=45083 | 1 | Chemicals | cea9c6f5-27ff-3ae6-a61e-f73a7913d291 | 68a5ef8e-68b8-384c-8097-5c940b8436e8 | 20aadc24-a391-41cf-b340-3e4529f44bde | 93a60a56-a3c8-11da-a746-0800200b9a66
2,3,4,6,7,8-Hexachlorodibenzofuran | 60851-34-5 | 60851345 | 60851345 | C12H2Cl6O |  | Mass | kg | emission | water | https://ofmpub.epa.gov/sor_internet/registry/substreg/searchandretrieve/substancesearch/search.do?details=displayDetails&selectedSubstanceId=50784 | 1 | Chemicals | f5ab3b4a-0557-3d8c-b062-01ebc0939d38 | 68a5ef8e-68b8-384c-8097-5c940b8436e8 | 20aadc24-a391-41cf-b340-3e4529f44bde | 93a60a56-a3c8-11da-a746-0800200b9a66
p-Ethyltoluene | 622-96-8 | 622968 | 622968 | C9H12 |  | Mass | kg | emission | water | https://ofmpub.epa.gov/sor_internet/registry/substreg/searchandretrieve/substancesearch/search.do?details=displayDetails&selectedSubstanceId=89572 | 1 | Chemicals | fa604df2-a6ab-3e6e-95df-7df56b823f3a | 68a5ef8e-68b8-384c-8097-5c940b8436e8 | 20aadc24-a391-41cf-b340-3e4529f44bde | 93a60a56-a3c8-11da-a746-0800200b9a66
Tetradecane | 629-59-4 | 629594 | 629594 | C14H30 |  | Mass | kg | emission | water | https://ofmpub.epa.gov/sor_internet/registry/substreg/searchandretrieve/substancesearch/search.do?details=displayDetails&selectedSubstanceId=44586 | 1 | Chemicals | 8f1d234c-7db0-3268-96b3-dfeab7b858dc | 68a5ef8e-68b8-384c-8097-5c940b8436e8 | 20aadc24-a391-41cf-b340-3e4529f44bde | 93a60a56-a3c8-11da-a746-0800200b9a66
Heptadecane | 629-78-7 | 629787 | 629787 | C17H36 |  | Mass | kg | emission | water | https://ofmpub.epa.gov/sor_internet/registry/substreg/searchandretrieve/substancesearch/search.do?details=displayDetails&selectedSubstanceId=89028 | 1 | Chemicals | fe8dfe87-49d8-3356-a136-7bc4c8f5dffe | 68a5ef8e-68b8-384c-8097-5c940b8436e8 | 20aadc24-a391-41cf-b340-3e4529f44bde | 93a60a56-a3c8-11da-a746-0800200b9a66
Docosane | 629-97-0 | 629970 | 629970 | C22H46 |  | Mass | kg | emission | water | https://ofmpub.epa.gov/sor_internet/registry/substreg/searchandretrieve/substancesearch/search.do?details=displayDetails&selectedSubstanceId=89024 | 1 | Chemicals | 6b5c6be5-2725-39d0-b482-c62438aaf5e3 | 68a5ef8e-68b8-384c-8097-5c940b8436e8 | 20aadc24-a391-41cf-b340-3e4529f44bde | 93a60a56-a3c8-11da-a746-0800200b9a66
1,2,3,4,6,7,8-Heptachlorodibenzofuran | 67562-39-4 | 67562394 | 67562394 | C12HCl7O |  | Mass | kg | emission | water | https://ofmpub.epa.gov/sor_internet/registry/substreg/searchandretrieve/substancesearch/search.do?details=displayDetails&selectedSubstanceId=73858 | 1 | Chemicals | d0475dcf-ac2b-3b31-85cf-6a15b9a32873 | 68a5ef8e-68b8-384c-8097-5c940b8436e8 | 20aadc24-a391-41cf-b340-3e4529f44bde | 93a60a56-a3c8-11da-a746-0800200b9a66
1,2,3,4,7,8-Hexachlorodibenzofuran | 70648-26-9 | 70648269 | 70648269 | C12H2Cl6O |  | Mass | kg | emission | water | https://ofmpub.epa.gov/sor_internet/registry/substreg/searchandretrieve/substancesearch/search.do?details=displayDetails&selectedSubstanceId=66666 | 1 | Chemicals | 09035050-e51f-3007-8604-b92f7bc01bf8 | 68a5ef8e-68b8-384c-8097-5c940b8436e8 | 20aadc24-a391-41cf-b340-3e4529f44bde | 93a60a56-a3c8-11da-a746-0800200b9a66
1,2,3,7,8,9-Hexachlorodibenzofuran | 72918-21-9 | 72918219 | 72918219 | C12H2Cl6O |  | Mass | kg | emission | water | https://ofmpub.epa.gov/sor_internet/registry/substreg/searchandretrieve/substancesearch/search.do?details=displayDetails&selectedSubstanceId=64281 | 1 | Chemicals | f3a998bd-3970-361b-a86e-986357a345d3 | 68a5ef8e-68b8-384c-8097-5c940b8436e8 | 20aadc24-a391-41cf-b340-3e4529f44bde | 93a60a56-a3c8-11da-a746-0800200b9a66
Thallium | 7440-28-0 | 7440280 | 7440280 | Tl |  | Mass | kg | emission | water | https://ofmpub.epa.gov/sor_internet/registry/substreg/searchandretrieve/substancesearch/search.do?details=displayDetails&selectedSubstanceId=36981 | 1 | Chemicals | ba905df3-133a-3a58-947d-b1cd6741001e | 68a5ef8e-68b8-384c-8097-5c940b8436e8 | 20aadc24-a391-41cf-b340-3e4529f44bde | 93a60a56-a3c8-11da-a746-0800200b9a66
Thorium-232 | 7440-29-1 | 7440291 | 7440291 | Th |  | Mass | kg | emission | water | https://ofmpub.epa.gov/sor_internet/registry/substreg/searchandretrieve/substancesearch/search.do?details=displayDetails&selectedSubstanceId=5256 | 1 | Chemicals | 4bd8d502-2841-3782-a693-0846063d1092 | 68a5ef8e-68b8-384c-8097-5c940b8436e8 | 20aadc24-a391-41cf-b340-3e4529f44bde | 93a60a56-a3c8-11da-a746-0800200b9a66
Titanium | 7440-32-6 | 7440326 | 7440326 | Ti |  | Mass | kg | emission | water | https://ofmpub.epa.gov/sor_internet/registry/substreg/searchandretrieve/substancesearch/search.do?details=displayDetails&selectedSubstanceId=36978 | 1 | Chemicals | 2d388778-343a-37b7-8c6d-64050038951c | 68a5ef8e-68b8-384c-8097-5c940b8436e8 | 20aadc24-a391-41cf-b340-3e4529f44bde | 93a60a56-a3c8-11da-a746-0800200b9a66
Beryllium | 7440-41-7 | 7440417 | 7440417 | Be |  | Mass | kg | emission | water | https://ofmpub.epa.gov/sor_internet/registry/substreg/searchandretrieve/substancesearch/search.do?details=displayDetails&selectedSubstanceId=36837 | 1 | Chemicals | 10cc5472-af03-3c79-9e4c-0c1195c698c5 | 68a5ef8e-68b8-384c-8097-5c940b8436e8 | 20aadc24-a391-41cf-b340-3e4529f44bde | 93a60a56-a3c8-11da-a746-0800200b9a66
Carbon | 7440-44-0 | 7440440 | 7440440 | C |  | Mass | kg | emission | water | https://ofmpub.epa.gov/sor_internet/registry/substreg/searchandretrieve/substancesearch/search.do?details=displayDetails&selectedSubstanceId=36834 | 1 | Chemicals | e27135cf-9e34-31ae-acbd-da89a9f01e17 | 68a5ef8e-68b8-384c-8097-5c940b8436e8 | 20aadc24-a391-41cf-b340-3e4529f44bde | 93a60a56-a3c8-11da-a746-0800200b9a66
Uranium | 7440-61-1 | 7440611 | 7440611 | U |  | Mass | kg | emission | water | https://ofmpub.epa.gov/sor_internet/registry/substreg/searchandretrieve/substancesearch/search.do?details=displayDetails&selectedSubstanceId=5255 | 1 | Chemicals | 5b2c868f-55f9-326d-a3bf-1fc1fe92cfcd | 68a5ef8e-68b8-384c-8097-5c940b8436e8 | 20aadc24-a391-41cf-b340-3e4529f44bde | 93a60a56-a3c8-11da-a746-0800200b9a66
Methane | 74-82-8 | 74828 | 74828 | CH4 |  | Mass | kg | emission | water | https://ofmpub.epa.gov/sor_internet/registry/substreg/searchandretrieve/substancesearch/search.do?details=displayDetails&selectedSubstanceId=48548 | 1 | Chemicals | 61b44334-b340-3c02-aaab-3bdd7acbeb8b | 68a5ef8e-68b8-384c-8097-5c940b8436e8 | 20aadc24-a391-41cf-b340-3e4529f44bde | 93a60a56-a3c8-11da-a746-0800200b9a66
Methyl iodide | 74-88-4 | 74884 | 74884 | CH3I |  | Mass | kg | emission | water | https://ofmpub.epa.gov/sor_internet/registry/substreg/searchandretrieve/substancesearch/search.do?details=displayDetails&selectedSubstanceId=48542 | 1 | Chemicals | a506fe65-403f-3099-bf52-243a65b0eb8d | 68a5ef8e-68b8-384c-8097-5c940b8436e8 | 20aadc24-a391-41cf-b340-3e4529f44bde | 93a60a56-a3c8-11da-a746-0800200b9a66
Dibromomethane | 74-95-3 | 74953 | 74953 | CH2Br2 |  | Mass | kg | emission | water | https://ofmpub.epa.gov/sor_internet/registry/substreg/searchandretrieve/substancesearch/search.do?details=displayDetails&selectedSubstanceId=48537 | 1 | Chemicals | 5b676db8-28e4-397d-8e53-215f5552ea2a | 68a5ef8e-68b8-384c-8097-5c940b8436e8 | 20aadc24-a391-41cf-b340-3e4529f44bde | 93a60a56-a3c8-11da-a746-0800200b9a66
Propane | 74-98-6 | 74986 | 74986 | C3H8 |  | Mass | kg | emission | water | https://ofmpub.epa.gov/sor_internet/registry/substreg/searchandretrieve/substancesearch/search.do?details=displayDetails&selectedSubstanceId=48534 | 1 | Chemicals | b31b833f-ecbc-3287-b785-915a44e5c0f5 | 68a5ef8e-68b8-384c-8097-5c940b8436e8 | 20aadc24-a391-41cf-b340-3e4529f44bde | 93a60a56-a3c8-11da-a746-0800200b9a66
HFC-32 | 75-10-5 | 75105 | 75105 | CH2F2 |  | Mass | kg | emission | water | https://ofmpub.epa.gov/sor_internet/registry/substreg/searchandretrieve/substancesearch/search.do?details=displayDetails&selectedSubstanceId=87907 | 1 | Chemicals | ba1d0c70-2ecc-3c62-93bb-2374cd1e26f3 | 68a5ef8e-68b8-384c-8097-5c940b8436e8 | 20aadc24-a391-41cf-b340-3e4529f44bde | 93a60a56-a3c8-11da-a746-0800200b9a66
1,1-Dichloroethane | 75-34-3 | 75343 | 75343 | C2H4Cl2 |  | Mass | kg | emission | water | https://ofmpub.epa.gov/sor_internet/registry/substreg/searchandretrieve/substancesearch/search.do?details=displayDetails&selectedSubstanceId=48932 | 1 | Chemicals | 18f6fa43-65ea-30df-8810-4a42beed242d | 68a5ef8e-68b8-384c-8097-5c940b8436e8 | 20aadc24-a391-41cf-b340-3e4529f44bde | 93a60a56-a3c8-11da-a746-0800200b9a66
HFC-152a | 75-37-6 | 75376 | 75376 | C2H4F2 |  | Mass | kg | emission | water | https://ofmpub.epa.gov/sor_internet/registry/substreg/searchandretrieve/substancesearch/search.do?details=displayDetails&selectedSubstanceId=48930 | 1 | Chemicals | 2ad904c0-8b9a-3fbd-a922-a665706a158c | 68a5ef8e-68b8-384c-8097-5c940b8436e8 | 20aadc24-a391-41cf-b340-3e4529f44bde | 93a60a56-a3c8-11da-a746-0800200b9a66
HCFC-21 | 75-43-4 | 75434 | 75434 | CHCl2F |  | Mass | kg | emission | water | https://ofmpub.epa.gov/sor_internet/registry/substreg/searchandretrieve/substancesearch/search.do?details=displayDetails&selectedSubstanceId=48928 | 1 | Chemicals | dbcb5720-2ec5-3254-901d-b5eb08c286f7 | 68a5ef8e-68b8-384c-8097-5c940b8436e8 | 20aadc24-a391-41cf-b340-3e4529f44bde | 93a60a56-a3c8-11da-a746-0800200b9a66
HCFC-142b | 75-68-3 | 75683 | 75683 | C2H3ClF2 |  | Mass | kg | emission | water | https://ofmpub.epa.gov/sor_internet/registry/substreg/searchandretrieve/substancesearch/search.do?details=displayDetails&selectedSubstanceId=48914 | 1 | Chemicals | 38737c6e-64c7-3d80-974a-512664c64c50 | 68a5ef8e-68b8-384c-8097-5c940b8436e8 | 20aadc24-a391-41cf-b340-3e4529f44bde | 93a60a56-a3c8-11da-a746-0800200b9a66
CFC-115 | 76-15-3 | 76153 | 76153 | C2ClF5 |  | Mass | kg | emission | water | https://ofmpub.epa.gov/sor_internet/registry/substreg/searchandretrieve/substancesearch/search.do?details=displayDetails&selectedSubstanceId=87758 | 1 | Chemicals | deacd427-104c-3da6-8fd4-5fc6c7096bb2 | 68a5ef8e-68b8-384c-8097-5c940b8436e8 | 20aadc24-a391-41cf-b340-3e4529f44bde | 93a60a56-a3c8-11da-a746-0800200b9a66
Camphor | 76-22-2 | 76222 | 76222 | C10H16O |  | Mass | kg | emission | water | https://ofmpub.epa.gov/sor_internet/registry/substreg/searchandretrieve/substancesearch/search.do?details=displayDetails&selectedSubstanceId=48828 | 1 | Chemicals | f537cd71-4a67-35e2-9698-637032c3ab10 | 68a5ef8e-68b8-384c-8097-5c940b8436e8 | 20aadc24-a391-41cf-b340-3e4529f44bde | 93a60a56-a3c8-11da-a746-0800200b9a66
Phosphoric acid | 7664-38-2 | 7664382 | 7664382 | H3O4P |  | Mass | kg | emission | water | https://ofmpub.epa.gov/sor_internet/registry/substreg/searchandretrieve/substancesearch/search.do?details=displayDetails&selectedSubstanceId=38645 | 1 | Chemicals | cc8246d5-593b-3a37-be17-d432f9c873a8 | 68a5ef8e-68b8-384c-8097-5c940b8436e8 | 20aadc24-a391-41cf-b340-3e4529f44bde | 93a60a56-a3c8-11da-a746-0800200b9a66
Potassium permanganate | 7722-64-7 | 7722647 | 7722647 | KMnO4 |  | Mass | kg | emission | water | https://ofmpub.epa.gov/sor_internet/registry/substreg/searchandretrieve/substancesearch/search.do?details=displayDetails&selectedSubstanceId=38484 | 1 | Chemicals | c7a7df86-2420-37b6-8675-863ebc677f75 | 68a5ef8e-68b8-384c-8097-5c940b8436e8 | 20aadc24-a391-41cf-b340-3e4529f44bde | 93a60a56-a3c8-11da-a746-0800200b9a66
Nitrogen | 7727-37-9 | 7727379 | 7727379 | N2 |  | Mass | kg | emission | water | https://ofmpub.epa.gov/sor_internet/registry/substreg/searchandretrieve/substancesearch/search.do?details=displayDetails&selectedSubstanceId=38472 | 1 | Chemicals | 6675b934-ff25-3e77-84d5-90117db46979 | 68a5ef8e-68b8-384c-8097-5c940b8436e8 | 20aadc24-a391-41cf-b340-3e4529f44bde | 93a60a56-a3c8-11da-a746-0800200b9a66
Propane, 2,2-dimethoxy- | 77-76-9 | 77769 | 77769 | C5H12O2 |  | Mass | kg | emission | water | https://ofmpub.epa.gov/sor_internet/registry/substreg/searchandretrieve/substancesearch/search.do?details=displayDetails&selectedSubstanceId=48800 | 1 | Chemicals | 56215b76-0558-38d8-8349-d59a031d1e20 | 68a5ef8e-68b8-384c-8097-5c940b8436e8 | 20aadc24-a391-41cf-b340-3e4529f44bde | 93a60a56-a3c8-11da-a746-0800200b9a66
Fluorine | 7782-41-4 | 7782414 | 7782414 | F2 |  | Mass | kg | emission | water | https://ofmpub.epa.gov/sor_internet/registry/substreg/searchandretrieve/substancesearch/search.do?details=displayDetails&selectedSubstanceId=38148 | 1 | Chemicals | 1e94a0d1-bb06-3b87-9370-3241317fe146 | 68a5ef8e-68b8-384c-8097-5c940b8436e8 | 20aadc24-a391-41cf-b340-3e4529f44bde | 93a60a56-a3c8-11da-a746-0800200b9a66
Nitrous acid | 7782-77-6 | 7782776 | 7782776 | HNO2 |  | Mass | kg | emission | water | https://ofmpub.epa.gov/sor_internet/registry/substreg/searchandretrieve/substancesearch/search.do?details=displayDetails&selectedSubstanceId=38139 | 1 | Chemicals | bfb17af5-624f-3fb0-a96a-e17963a3d86a | 68a5ef8e-68b8-384c-8097-5c940b8436e8 | 20aadc24-a391-41cf-b340-3e4529f44bde | 93a60a56-a3c8-11da-a746-0800200b9a66
Phosphine | 7803-51-2 | 7803512 | 7803512 | H3P |  | Mass | kg | emission | water | https://ofmpub.epa.gov/sor_internet/registry/substreg/searchandretrieve/substancesearch/search.do?details=displayDetails&selectedSubstanceId=37301 | 1 | Chemicals | f1cc989e-73c7-3e68-bf8b-ee4e5a0dde63 | 68a5ef8e-68b8-384c-8097-5c940b8436e8 | 20aadc24-a391-41cf-b340-3e4529f44bde | 93a60a56-a3c8-11da-a746-0800200b9a66
Toluene-2,6-diisocyanate | 91-08-7 | 91087 | 91087 | C9H6N2O2 |  | Mass | kg | emission | water | https://ofmpub.epa.gov/sor_internet/registry/substreg/searchandretrieve/substancesearch/search.do?details=displayDetails&selectedSubstanceId=48278 | 1 | Chemicals | f204cb4a-eebf-3ea5-95f1-d80d19134843 | 68a5ef8e-68b8-384c-8097-5c940b8436e8 | 20aadc24-a391-41cf-b340-3e4529f44bde | 93a60a56-a3c8-11da-a746-0800200b9a66
2-Chloronaphthalene | 91-58-7 | 91587 | 91587 | C10H7Cl |  | Mass | kg | emission | water | https://ofmpub.epa.gov/sor_internet/registry/substreg/searchandretrieve/substancesearch/search.do?details=displayDetails&selectedSubstanceId=48260 | 1 | Chemicals | 48f3df07-5802-3d1c-ac42-b5d0d030038c | 68a5ef8e-68b8-384c-8097-5c940b8436e8 | 20aadc24-a391-41cf-b340-3e4529f44bde | 93a60a56-a3c8-11da-a746-0800200b9a66
Indene | 95-13-6 | 95136 | 95136 | C9H8 |  | Mass | kg | emission | water | https://ofmpub.epa.gov/sor_internet/registry/substreg/searchandretrieve/substancesearch/search.do?details=displayDetails&selectedSubstanceId=47768 | 1 | Chemicals | 4ce5bc74-b945-3f23-894a-ccc49f8d8437 | 68a5ef8e-68b8-384c-8097-5c940b8436e8 | 20aadc24-a391-41cf-b340-3e4529f44bde | 93a60a56-a3c8-11da-a746-0800200b9a66
3-Methylpentane | 96-14-0 | 96140 | 96140 | C6H14 |  | Mass | kg | emission | water | https://ofmpub.epa.gov/sor_internet/registry/substreg/searchandretrieve/substancesearch/search.do?details=displayDetails&selectedSubstanceId=48145 | 1 | Chemicals | 14fe3e6a-7ae3-3c22-8c2a-10b6df71dda0 | 68a5ef8e-68b8-384c-8097-5c940b8436e8 | 20aadc24-a391-41cf-b340-3e4529f44bde | 93a60a56-a3c8-11da-a746-0800200b9a66
Methylcyclopentane | 96-37-7 | 96377 | 96377 | C6H12 |  | Mass | kg | emission | water | https://ofmpub.epa.gov/sor_internet/registry/substreg/searchandretrieve/substancesearch/search.do?details=displayDetails&selectedSubstanceId=48131 | 1 | Chemicals | 9d25c56d-f17e-3b8f-ab5c-73b59b043a34 | 68a5ef8e-68b8-384c-8097-5c940b8436e8 | 20aadc24-a391-41cf-b340-3e4529f44bde | 93a60a56-a3c8-11da-a746-0800200b9a66
.alpha.-Terpineol | 98-55-5 | 98555 | 98555 | C10H18O |  | Mass | kg | emission | water | https://ofmpub.epa.gov/sor_internet/registry/substreg/searchandretrieve/substancesearch/search.do?details=displayDetails&selectedSubstanceId=47981 | 1 | Chemicals | 65e1933e-3036-30d9-b521-b3676fb8782a | 68a5ef8e-68b8-384c-8097-5c940b8436e8 | 20aadc24-a391-41cf-b340-3e4529f44bde | 93a60a56-a3c8-11da-a746-0800200b9a66
p-Chlorobenzotrifluoride | 98-56-6 | 98566 | 98566 | C7H4ClF3 |  | Mass | kg | emission | water | https://ofmpub.epa.gov/sor_internet/registry/substreg/searchandretrieve/substancesearch/search.do?details=displayDetails&selectedSubstanceId=87281 | 1 | Chemicals | 5d903f48-7fec-3fe1-be3e-80a605167242 | 68a5ef8e-68b8-384c-8097-5c940b8436e8 | 20aadc24-a391-41cf-b340-3e4529f44bde | 93a60a56-a3c8-11da-a746-0800200b9a66
.alpha.-Methylstyrene | 98-83-9 | 98839 | 98839 | C9H10 |  | Mass | kg | emission | water | https://ofmpub.epa.gov/sor_internet/registry/substreg/searchandretrieve/substancesearch/search.do?details=displayDetails&selectedSubstanceId=87273 | 1 | Chemicals | 0c4d0153-4d3e-3aee-af93-510e49aef189 | 68a5ef8e-68b8-384c-8097-5c940b8436e8 | 20aadc24-a391-41cf-b340-3e4529f44bde | 93a60a56-a3c8-11da-a746-0800200b9a66
tert-Amyl methyl ether | 994-05-8 | 994058 | 994058 | C6H14O |  | Mass | kg | emission | water | https://ofmpub.epa.gov/sor_internet/registry/substreg/searchandretrieve/substancesearch/search.do?details=displayDetails&selectedSubstanceId=43785 | 1 | Chemicals | 65fc0a9b-b64f-3637-8631-b1f43c4d2cd0 | 68a5ef8e-68b8-384c-8097-5c940b8436e8 | 20aadc24-a391-41cf-b340-3e4529f44bde | 93a60a56-a3c8-11da-a746-0800200b9a66
Perfluorohexanesulfonate | 108427-53-8 | 108427538 | 108427538 | C6F13O3S |  | Mass | kg | emission | water | https://ofmpub.epa.gov/sor_internet/registry/substreg/searchandretrieve/substancesearch/search.do?details=displayDetails&selectedSubstanceId=101731 | 1 | Chemicals | 77865fe6-2e02-381f-a0a4-50ca8c8fca98 | 68a5ef8e-68b8-384c-8097-5c940b8436e8 | 20aadc24-a391-41cf-b340-3e4529f44bde | 93a60a56-a3c8-11da-a746-0800200b9a66
Selenate | 14124-68-6 | 14124686 | 14124686 | O4Se |  | Mass | kg | emission | water | https://ofmpub.epa.gov/sor_internet/registry/substreg/searchandretrieve/substancesearch/search.do?details=displayDetails&selectedSubstanceId=96889 | 1 | Chemicals | 3274ffe0-6780-310a-9d87-449f3a3abbfd | 68a5ef8e-68b8-384c-8097-5c940b8436e8 | 20aadc24-a391-41cf-b340-3e4529f44bde | 93a60a56-a3c8-11da-a746-0800200b9a66
N-Ethyl-N-(2-hydroxyethyl)perfluorooctanesulfonamide | 1691-99-2 | 1691992 | 1691992 | C12H10F17NO3S |  | Mass | kg | emission | water | https://ofmpub.epa.gov/sor_internet/registry/substreg/searchandretrieve/substancesearch/search.do?details=displayDetails&selectedSubstanceId=93059 | 1 | Chemicals | fbbdc7e5-ae8d-34ed-935c-b4d4698dac1c | 68a5ef8e-68b8-384c-8097-5c940b8436e8 | 20aadc24-a391-41cf-b340-3e4529f44bde | 93a60a56-a3c8-11da-a746-0800200b9a66
Perfluoroundecanoic acid | 2058-94-8 | 2058948 | 2058948 | C11HF21O2 |  | Mass | kg | emission | water | https://ofmpub.epa.gov/sor_internet/registry/substreg/searchandretrieve/substancesearch/search.do?details=displayDetails&selectedSubstanceId=101631 | 1 | Chemicals | 4011ba68-06ba-3bbc-be09-14fe58e31d46 | 68a5ef8e-68b8-384c-8097-5c940b8436e8 | 20aadc24-a391-41cf-b340-3e4529f44bde | 93a60a56-a3c8-11da-a746-0800200b9a66
2-(N-Methylperfluorooctanesulfonamido)acetic acid | 2355-31-9 | 2355319 | 2355319 | C11H6F17NO4S |  | Mass | kg | emission | water | https://ofmpub.epa.gov/sor_internet/registry/substreg/searchandretrieve/substancesearch/search.do?details=displayDetails&selectedSubstanceId=102997 | 1 | Chemicals | 373bae92-3c86-37eb-8251-5a8d1a757cfd | 68a5ef8e-68b8-384c-8097-5c940b8436e8 | 20aadc24-a391-41cf-b340-3e4529f44bde | 93a60a56-a3c8-11da-a746-0800200b9a66
Perfluorotridecanoic acid | 72629-94-8 | 72629948 | 72629948 | C13HF25O2 |  | Mass | kg | emission | water | https://ofmpub.epa.gov/sor_internet/registry/substreg/searchandretrieve/substancesearch/search.do?details=displayDetails&selectedSubstanceId=101749 | 1 | Chemicals | f7c25375-acd9-351d-ab2a-4e9d25ef0955 | 68a5ef8e-68b8-384c-8097-5c940b8436e8 | 20aadc24-a391-41cf-b340-3e4529f44bde | 93a60a56-a3c8-11da-a746-0800200b9a66
Dimethyldithiocarbamic acid | 79-45-8 | 79458 | 79458 | C3H7NS2 |  | Mass | kg | emission | water | https://ofmpub.epa.gov/sor_internet/registry/substreg/searchandretrieve/substancesearch/search.do?details=displayDetails&selectedSubstanceId=100634 | 1 | Chemicals | c0b36d69-30bb-3ac4-b1d2-0fbcf2c3fd56 | 68a5ef8e-68b8-384c-8097-5c940b8436e8 | 20aadc24-a391-41cf-b340-3e4529f44bde | 93a60a56-a3c8-11da-a746-0800200b9a66
Tetrahydrocannabinol | 26514 | 26514 | 26514 | C21H30O2 |  | Mass | kg | emission | water | https://ofmpub.epa.gov/sor_internet/registry/substreg/searchandretrieve/substancesearch/search.do?details=displayDetails&selectedSubstanceId=77948 | 1 | Chemicals | 25735e3c-0512-3599-bd4d-7baa65d58fbd | 68a5ef8e-68b8-384c-8097-5c940b8436e8 | 20aadc24-a391-41cf-b340-3e4529f44bde | 93a60a56-a3c8-11da-a746-0800200b9a66
Niobium | 2023505 | 2023505 | 2023505 | Nb |  | Mass | kg | emission | water | https://ofmpub.epa.gov/sor_internet/registry/substreg/searchandretrieve/substancesearch/search.do?details=displayDetails&selectedSubstanceId=37002 | 1 | Chemicals | f1b1b5c7-3ecc-3d96-85f1-1af1d945b6b4 | 68a5ef8e-68b8-384c-8097-5c940b8436e8 | 20aadc24-a391-41cf-b340-3e4529f44bde | 93a60a56-a3c8-11da-a746-0800200b9a66
Palladium | 2023568 | 2023568 | 2023568 | Pd |  | Mass | kg | emission | water | https://ofmpub.epa.gov/sor_internet/registry/substreg/searchandretrieve/substancesearch/search.do?details=displayDetails&selectedSubstanceId=37000 | 1 | Chemicals | ba77b7f9-9ef1-3fcf-9963-7acc185d8b96 | 68a5ef8e-68b8-384c-8097-5c940b8436e8 | 20aadc24-a391-41cf-b340-3e4529f44bde | 93a60a56-a3c8-11da-a746-0800200b9a66
Platinum | 2023600 | 2023600 | 2023600 | Pt |  | Mass | kg | emission | water | https://ofmpub.epa.gov/sor_internet/registry/substreg/searchandretrieve/substancesearch/search.do?details=displayDetails&selectedSubstanceId=36999 | 1 | Chemicals | c4828849-ba29-3445-93a0-113928372b9c | 68a5ef8e-68b8-384c-8097-5c940b8436e8 | 20aadc24-a391-41cf-b340-3e4529f44bde | 93a60a56-a3c8-11da-a746-0800200b9a66
Polonium | 2023663 | 2023663 | 2023663 | Po |  | Mass | kg | emission | water | https://ofmpub.epa.gov/sor_internet/registry/substreg/searchandretrieve/substancesearch/search.do?details=displayDetails&selectedSubstanceId=36997 | 1 | Chemicals | 2b4971aa-8a29-35b8-99e7-981def1122f8 | 68a5ef8e-68b8-384c-8097-5c940b8436e8 | 20aadc24-a391-41cf-b340-3e4529f44bde | 93a60a56-a3c8-11da-a746-0800200b9a66
Potassium | 2023695 | 2023695 | 2023695 | K |  | Mass | kg | emission | water | https://ofmpub.epa.gov/sor_internet/registry/substreg/searchandretrieve/substancesearch/search.do?details=displayDetails&selectedSubstanceId=36996 | 1 | Chemicals | 61173fe3-d294-37f1-89e9-951df2d36eaa | 68a5ef8e-68b8-384c-8097-5c940b8436e8 | 20aadc24-a391-41cf-b340-3e4529f44bde | 93a60a56-a3c8-11da-a746-0800200b9a66
Petroleum | 2228840 | 2228840 | 2228840 | - |  | Mass | kg | emission | water | https://ofmpub.epa.gov/sor_internet/registry/substreg/searchandretrieve/substancesearch/search.do?details=displayDetails&selectedSubstanceId=16136 | 1 | Chemicals | deae7a19-e888-3743-9ade-177d33ae2dfd | 68a5ef8e-68b8-384c-8097-5c940b8436e8 | 20aadc24-a391-41cf-b340-3e4529f44bde | 93a60a56-a3c8-11da-a746-0800200b9a66
Polyacrylic acid | 2594322 | 2594322 | 2594322 | - |  | Mass | kg | emission | water | https://ofmpub.epa.gov/sor_internet/registry/substreg/searchandretrieve/substancesearch/search.do?details=displayDetails&selectedSubstanceId=37686 | 1 | Chemicals | ff0e9bc4-17f0-3b79-a2d9-4f9525889d32 | 68a5ef8e-68b8-384c-8097-5c940b8436e8 | 20aadc24-a391-41cf-b340-3e4529f44bde | 93a60a56-a3c8-11da-a746-0800200b9a66
Sodium polyacrylate | 2594415 | 2594415 | 2594415 | - |  | Mass | kg | emission | water | https://ofmpub.epa.gov/sor_internet/registry/substreg/searchandretrieve/substancesearch/search.do?details=displayDetails&selectedSubstanceId=37684 | 1 | Chemicals | ebf487aa-4960-3e43-a00c-77fd77a3483b | 68a5ef8e-68b8-384c-8097-5c940b8436e8 | 20aadc24-a391-41cf-b340-3e4529f44bde | 93a60a56-a3c8-11da-a746-0800200b9a66
XC Polymer | 2610242 | 2610242 | 2610242 | - |  | Mass | kg | emission | water | https://ofmpub.epa.gov/sor_internet/registry/substreg/searchandretrieve/substancesearch/search.do?details=displayDetails&selectedSubstanceId=78786 | 1 | Chemicals | e2adb048-5040-3655-86c3-dfd5de5898ce | 68a5ef8e-68b8-384c-8097-5c940b8436e8 | 20aadc24-a391-41cf-b340-3e4529f44bde | 93a60a56-a3c8-11da-a746-0800200b9a66
Tritium | 10028-17-8 | 10028178 | 10028178 | T2 |  | Mass | kg | emission | water | https://ofmpub.epa.gov/sor_internet/registry/substreg/searchandretrieve/substancesearch/search.do?details=displayDetails&selectedSubstanceId=5260 | 1 | Chemicals | f963a78a-9a6e-361e-97fb-3e43b51535e3 | 68a5ef8e-68b8-384c-8097-5c940b8436e8 | 20aadc24-a391-41cf-b340-3e4529f44bde | 93a60a56-a3c8-11da-a746-0800200b9a66
3-Isothiazolone | 1003-07-2 | 1003072 | 1003072 | C3H3NOS |  | Mass | kg | emission | water | https://ofmpub.epa.gov/sor_internet/registry/substreg/searchandretrieve/substancesearch/search.do?details=displayDetails&selectedSubstanceId=78858 | 1 | Chemicals | d96bcd4d-077b-35fe-9e93-4656c96493ea | 68a5ef8e-68b8-384c-8097-5c940b8436e8 | 20aadc24-a391-41cf-b340-3e4529f44bde | 93a60a56-a3c8-11da-a746-0800200b9a66
Aluminum sulfate | 10043-01-3 | 10043013 | 10043013 | Al2O12S3 |  | Mass | kg | emission | water | https://ofmpub.epa.gov/sor_internet/registry/substreg/searchandretrieve/substancesearch/search.do?details=displayDetails&selectedSubstanceId=39309 | 1 | Chemicals | 89f6e137-4681-38da-aa05-4e6cda7fdc9b | 68a5ef8e-68b8-384c-8097-5c940b8436e8 | 20aadc24-a391-41cf-b340-3e4529f44bde | 93a60a56-a3c8-11da-a746-0800200b9a66
Orthoboric acid | 10043-35-3 | 10043353 | 10043353 | BH3O3 |  | Mass | kg | emission | water | https://ofmpub.epa.gov/sor_internet/registry/substreg/searchandretrieve/substancesearch/search.do?details=displayDetails&selectedSubstanceId=39305 | 1 | Chemicals | 3bf70523-c969-3732-8ffe-812fdc86798e | 68a5ef8e-68b8-384c-8097-5c940b8436e8 | 20aadc24-a391-41cf-b340-3e4529f44bde | 93a60a56-a3c8-11da-a746-0800200b9a66
Calcium chloride | 10043-52-4 | 10043524 | 10043524 | CaCl2 |  | Mass | kg | emission | water | https://ofmpub.epa.gov/sor_internet/registry/substreg/searchandretrieve/substancesearch/search.do?details=displayDetails&selectedSubstanceId=39304 | 1 | Chemicals | 7d646cbd-cec4-3141-a770-bb059ecea082 | 68a5ef8e-68b8-384c-8097-5c940b8436e8 | 20aadc24-a391-41cf-b340-3e4529f44bde | 93a60a56-a3c8-11da-a746-0800200b9a66
Radon | 10043-92-2 | 10043922 | 10043922 | - |  | Mass | kg | emission | water | https://ofmpub.epa.gov/sor_internet/registry/substreg/searchandretrieve/substancesearch/search.do?details=displayDetails&selectedSubstanceId=39299 | 1 | Chemicals | 6fa1c455-5b5d-3853-bad9-e143401f21ee | 68a5ef8e-68b8-384c-8097-5c940b8436e8 | 20aadc24-a391-41cf-b340-3e4529f44bde | 93a60a56-a3c8-11da-a746-0800200b9a66
Cesium-137 | 10045-97-3 | 10045973 | 10045973 | [137Cs] |  | Mass | kg | emission | water | https://ofmpub.epa.gov/sor_internet/registry/substreg/searchandretrieve/substancesearch/search.do?details=displayDetails&selectedSubstanceId=5259 | 1 | Chemicals | dbfbdbed-cc47-31b6-ba7c-30292485b6bb | 68a5ef8e-68b8-384c-8097-5c940b8436e8 | 20aadc24-a391-41cf-b340-3e4529f44bde | 93a60a56-a3c8-11da-a746-0800200b9a66
Strontium-90 | 10098-97-2 | 10098972 | 10098972 | [90Sr] |  | Mass | kg | emission | water | https://ofmpub.epa.gov/sor_internet/registry/substreg/searchandretrieve/substancesearch/search.do?details=displayDetails&selectedSubstanceId=5258 | 1 | Chemicals | 8fceaf2e-beba-373b-8801-3753138bddf1 | 68a5ef8e-68b8-384c-8097-5c940b8436e8 | 20aadc24-a391-41cf-b340-3e4529f44bde | 93a60a56-a3c8-11da-a746-0800200b9a66
Sodium hexametaphosphate | 10124-56-8 | 10124568 | 10124568 | Na6O18P6 |  | Mass | kg | emission | water | https://ofmpub.epa.gov/sor_internet/registry/substreg/searchandretrieve/substancesearch/search.do?details=displayDetails&selectedSubstanceId=39188 | 1 | Chemicals | b9ef90b1-af28-37df-b2ed-3b0416c09726 | 68a5ef8e-68b8-384c-8097-5c940b8436e8 | 20aadc24-a391-41cf-b340-3e4529f44bde | 93a60a56-a3c8-11da-a746-0800200b9a66
.beta.-Nitrostyrene | 102-96-5 | 102965 | 102965 | C8H7NO2 |  | Mass | kg | emission | water | https://ofmpub.epa.gov/sor_internet/registry/substreg/searchandretrieve/substancesearch/search.do?details=displayDetails&selectedSubstanceId=76568 | 1 | Chemicals | f2a65a19-d93b-3fbf-a500-a8f573cd5813 | 68a5ef8e-68b8-384c-8097-5c940b8436e8 | 20aadc24-a391-41cf-b340-3e4529f44bde | 93a60a56-a3c8-11da-a746-0800200b9a66
1-Bromo-2-chloroethane | 107-04-0 | 107040 | 107040 | C2H4BrCl |  | Mass | kg | emission | water | https://ofmpub.epa.gov/sor_internet/registry/substreg/searchandretrieve/substancesearch/search.do?details=displayDetails&selectedSubstanceId=47487 | 1 | Chemicals | 13475c7f-734b-3011-b90c-3ba2a5fff932 | 68a5ef8e-68b8-384c-8097-5c940b8436e8 | 20aadc24-a391-41cf-b340-3e4529f44bde | 93a60a56-a3c8-11da-a746-0800200b9a66
Chlorophyll c | 11003-45-5 | 11003455 | 11003455 | - |  | Mass | kg | emission | water | https://ofmpub.epa.gov/sor_internet/registry/substreg/searchandretrieve/substancesearch/search.do?details=displayDetails&selectedSubstanceId=38839 | 1 | Chemicals | 46d9c216-17c6-3e22-8e6a-bbf292159d3a | 68a5ef8e-68b8-384c-8097-5c940b8436e8 | 20aadc24-a391-41cf-b340-3e4529f44bde | 93a60a56-a3c8-11da-a746-0800200b9a66
Dichlorobutene | 11069-19-5 | 11069195 | 11069195 | C4H6Cl2 |  | Mass | kg | emission | water | https://ofmpub.epa.gov/sor_internet/registry/substreg/searchandretrieve/substancesearch/search.do?details=displayDetails&selectedSubstanceId=83538 | 1 | Chemicals | 09ec60c9-0f92-3d7b-8939-b26a44cfb365 | 68a5ef8e-68b8-384c-8097-5c940b8436e8 | 20aadc24-a391-41cf-b340-3e4529f44bde | 93a60a56-a3c8-11da-a746-0800200b9a66
Piperidine | 110-89-4 | 110894 | 110894 | C5H11N |  | Mass | kg | emission | water | https://ofmpub.epa.gov/sor_internet/registry/substreg/searchandretrieve/substancesearch/search.do?details=displayDetails&selectedSubstanceId=46946 | 1 | Chemicals | a4f327ca-0653-35c8-aca5-d2be97f4082a | 68a5ef8e-68b8-384c-8097-5c940b8436e8 | 20aadc24-a391-41cf-b340-3e4529f44bde | 93a60a56-a3c8-11da-a746-0800200b9a66
Aroclor 1268 | 11100-14-4 | 11100144 | 11100144 | - |  | Mass | kg | emission | water | https://ofmpub.epa.gov/sor_internet/registry/substreg/searchandretrieve/substancesearch/search.do?details=displayDetails&selectedSubstanceId=38810 | 1 | Chemicals | 9810c620-4492-3d48-a57f-0c346dd42347 | 68a5ef8e-68b8-384c-8097-5c940b8436e8 | 20aadc24-a391-41cf-b340-3e4529f44bde | 93a60a56-a3c8-11da-a746-0800200b9a66
1,2-Bis(2-chloroethoxy)ethane | 112-26-5 | 112265 | 112265 | C6H12Cl2O2 |  | Mass | kg | emission | water | https://ofmpub.epa.gov/sor_internet/registry/substreg/searchandretrieve/substancesearch/search.do?details=displayDetails&selectedSubstanceId=47281 | 1 | Chemicals | e574e4bf-178b-32e1-92ab-e4a7a9b46281 | 68a5ef8e-68b8-384c-8097-5c940b8436e8 | 20aadc24-a391-41cf-b340-3e4529f44bde | 93a60a56-a3c8-11da-a746-0800200b9a66
3,3'-Dimethoxybenzidine | 119-90-4 | 119904 | 119904 | C14H16N2O2 |  | Mass | kg | emission | water | https://ofmpub.epa.gov/sor_internet/registry/substreg/searchandretrieve/substancesearch/search.do?details=displayDetails&selectedSubstanceId=47040 | 1 | Chemicals | b84d8445-db9d-3b0d-be69-2e99ea254582 | 68a5ef8e-68b8-384c-8097-5c940b8436e8 | 20aadc24-a391-41cf-b340-3e4529f44bde | 93a60a56-a3c8-11da-a746-0800200b9a66
Chrysotile | 12001-29-5 | 12001295 | 12001295 | - |  | Mass | kg | emission | water | https://ofmpub.epa.gov/sor_internet/registry/substreg/searchandretrieve/substancesearch/search.do?details=displayDetails&selectedSubstanceId=62303 | 1 | Chemicals | 964a103b-1af2-3da4-b475-b76e2aede281 | 68a5ef8e-68b8-384c-8097-5c940b8436e8 | 20aadc24-a391-41cf-b340-3e4529f44bde | 93a60a56-a3c8-11da-a746-0800200b9a66
Isosafrole | 120-58-1 | 120581 | 120581 | C10H10O2 |  | Mass | kg | emission | water | https://ofmpub.epa.gov/sor_internet/registry/substreg/searchandretrieve/substancesearch/search.do?details=displayDetails&selectedSubstanceId=47016 | 1 | Chemicals | cdf9d28b-f849-3c59-a444-d647af0bbefe | 68a5ef8e-68b8-384c-8097-5c940b8436e8 | 20aadc24-a391-41cf-b340-3e4529f44bde | 93a60a56-a3c8-11da-a746-0800200b9a66
2,4-Di-tert-amylphenol | 120-95-6 | 120956 | 120956 | C16H26O |  | Mass | kg | emission | water | https://ofmpub.epa.gov/sor_internet/registry/substreg/searchandretrieve/substancesearch/search.do?details=displayDetails&selectedSubstanceId=94930 | 1 | Chemicals | c58ef729-1349-3e43-b0ab-327988466b7e | 68a5ef8e-68b8-384c-8097-5c940b8436e8 | 20aadc24-a391-41cf-b340-3e4529f44bde | 93a60a56-a3c8-11da-a746-0800200b9a66
Potassium oxide | 12136-45-7 | 12136457 | 12136457 | K2O |  | Mass | kg | emission | water | https://ofmpub.epa.gov/sor_internet/registry/substreg/searchandretrieve/substancesearch/search.do?details=displayDetails&selectedSubstanceId=60190 | 1 | Chemicals | 271e03b0-64ed-393b-b535-3580bb358cab | 68a5ef8e-68b8-384c-8097-5c940b8436e8 | 20aadc24-a391-41cf-b340-3e4529f44bde | 93a60a56-a3c8-11da-a746-0800200b9a66
Attapulgite | 12174-11-7 | 12174117 | 12174117 | - |  | Mass | kg | emission | water | https://ofmpub.epa.gov/sor_internet/registry/substreg/searchandretrieve/substancesearch/search.do?details=displayDetails&selectedSubstanceId=59952 | 1 | Chemicals | da7c0a52-9f21-3d7d-9fbe-8e0d78e3629e | 68a5ef8e-68b8-384c-8097-5c940b8436e8 | 20aadc24-a391-41cf-b340-3e4529f44bde | 93a60a56-a3c8-11da-a746-0800200b9a66
Phenoxyacetic acid | 122-59-8 | 122598 | 122598 | C8H8O3 |  | Mass | kg | emission | water | https://ofmpub.epa.gov/sor_internet/registry/substreg/searchandretrieve/substancesearch/search.do?details=displayDetails&selectedSubstanceId=47251 | 1 | Chemicals | 6b12708a-7221-366b-8d4d-317b21fd5404 | 68a5ef8e-68b8-384c-8097-5c940b8436e8 | 20aadc24-a391-41cf-b340-3e4529f44bde | 93a60a56-a3c8-11da-a746-0800200b9a66
Hydrogen ion | 12408-02-5 | 12408025 | 12408025 | - |  | Mass | kg | emission | water | https://ofmpub.epa.gov/sor_internet/registry/substreg/searchandretrieve/substancesearch/search.do?details=displayDetails&selectedSubstanceId=62233 | 1 | Chemicals | e8b8ab4f-b37a-3ae8-989a-25177348ecf6 | 68a5ef8e-68b8-384c-8097-5c940b8436e8 | 20aadc24-a391-41cf-b340-3e4529f44bde | 93a60a56-a3c8-11da-a746-0800200b9a66
Tetrachlorobenzene | 12408-10-5 | 12408105 | 12408105 | - |  | Mass | kg | emission | water | https://ofmpub.epa.gov/sor_internet/registry/substreg/searchandretrieve/substancesearch/search.do?details=displayDetails&selectedSubstanceId=83524 | 1 | Chemicals | 60003403-8355-3210-a337-048494464b71 | 68a5ef8e-68b8-384c-8097-5c940b8436e8 | 20aadc24-a391-41cf-b340-3e4529f44bde | 93a60a56-a3c8-11da-a746-0800200b9a66
Tetrakis(hydroxymethyl)phosphonium chloride | 124-64-1 | 124641 | 124641 | C4H12ClO4P |  | Mass | kg | emission | water | https://ofmpub.epa.gov/sor_internet/registry/substreg/searchandretrieve/substancesearch/search.do?details=displayDetails&selectedSubstanceId=46790 | 1 | Chemicals | 32bd63cd-9848-379b-b50e-ebca8140a119 | 68a5ef8e-68b8-384c-8097-5c940b8436e8 | 20aadc24-a391-41cf-b340-3e4529f44bde | 93a60a56-a3c8-11da-a746-0800200b9a66
Alpha particle | 12587-46-1 | 12587461 | 12587461 | He |  | Mass | kg | emission | water | https://ofmpub.epa.gov/sor_internet/registry/substreg/searchandretrieve/substancesearch/search.do?details=displayDetails&selectedSubstanceId=62199 | 1 | Chemicals | 282012f4-9a58-36a4-8578-128ec715bb18 | 68a5ef8e-68b8-384c-8097-5c940b8436e8 | 20aadc24-a391-41cf-b340-3e4529f44bde | 93a60a56-a3c8-11da-a746-0800200b9a66
Beta particle | 12587-47-2 | 12587472 | 12587472 | - |  | Mass | kg | emission | water | https://ofmpub.epa.gov/sor_internet/registry/substreg/searchandretrieve/substancesearch/search.do?details=displayDetails&selectedSubstanceId=62198 | 1 | Chemicals | 0771dd69-daa0-3551-8262-1c2eb6c957c6 | 68a5ef8e-68b8-384c-8097-5c940b8436e8 | 20aadc24-a391-41cf-b340-3e4529f44bde | 93a60a56-a3c8-11da-a746-0800200b9a66
2-Ethyl-2-methyl-1,3-dioxolane | 126-39-6 | 126396 | 126396 | C6H12O2 |  | Mass | kg | emission | water | https://ofmpub.epa.gov/sor_internet/registry/substreg/searchandretrieve/substancesearch/search.do?details=displayDetails&selectedSubstanceId=94465 | 1 | Chemicals | 30e64775-ab21-3d8c-9943-9bb5c98002f5 | 68a5ef8e-68b8-384c-8097-5c940b8436e8 | 20aadc24-a391-41cf-b340-3e4529f44bde | 93a60a56-a3c8-11da-a746-0800200b9a66
O,O,O-Triethyl phosphorothioate | 126-68-1 | 126681 | 126681 | C6H15O3PS |  | Mass | kg | emission | water | https://ofmpub.epa.gov/sor_internet/registry/substreg/searchandretrieve/substancesearch/search.do?details=displayDetails&selectedSubstanceId=46769 | 1 | Chemicals | 91baf5b5-3eb5-3eaa-b655-c8f8a53a88f1 | 68a5ef8e-68b8-384c-8097-5c940b8436e8 | 20aadc24-a391-41cf-b340-3e4529f44bde | 93a60a56-a3c8-11da-a746-0800200b9a66
Clam-trol CT 1 | 126851-28-3 | 126851283 | 126851283 | - |  | Mass | kg | emission | water | https://ofmpub.epa.gov/sor_internet/registry/substreg/searchandretrieve/substancesearch/search.do?details=displayDetails&selectedSubstanceId=80389 | 1 | Chemicals | 8816bc13-1a97-34f1-b7dc-3c302fbabc2e | 68a5ef8e-68b8-384c-8097-5c940b8436e8 | 20aadc24-a391-41cf-b340-3e4529f44bde | 93a60a56-a3c8-11da-a746-0800200b9a66
2,4,7,9-Tetramethyl-5-decyne-4,7-diol | 126-86-3 | 126863 | 126863 | C14H26O2 |  | Mass | kg | emission | water | https://ofmpub.epa.gov/sor_internet/registry/substreg/searchandretrieve/substancesearch/search.do?details=displayDetails&selectedSubstanceId=46763 | 1 | Chemicals | 07fc1b8b-a826-30e3-bf59-7f1aaadfc898 | 68a5ef8e-68b8-384c-8097-5c940b8436e8 | 20aadc24-a391-41cf-b340-3e4529f44bde | 93a60a56-a3c8-11da-a746-0800200b9a66
Diphenylsulfone | 127-63-9 | 127639 | 127639 | C12H10O2S |  | Mass | kg | emission | water | https://ofmpub.epa.gov/sor_internet/registry/substreg/searchandretrieve/substancesearch/search.do?details=displayDetails&selectedSubstanceId=94453 | 1 | Chemicals | bb2cffd5-ee2a-335e-bbbf-c9980fd96250 | 68a5ef8e-68b8-384c-8097-5c940b8436e8 | 20aadc24-a391-41cf-b340-3e4529f44bde | 93a60a56-a3c8-11da-a746-0800200b9a66
Sulfabenzamide | 127-71-9 | 127719 | 127719 | C13H12N2O3S |  | Mass | kg | emission | water | https://ofmpub.epa.gov/sor_internet/registry/substreg/searchandretrieve/substancesearch/search.do?details=displayDetails&selectedSubstanceId=94451 | 1 | Chemicals | aff3c0b8-7976-3712-8ea7-883ec731246d | 68a5ef8e-68b8-384c-8097-5c940b8436e8 | 20aadc24-a391-41cf-b340-3e4529f44bde | 93a60a56-a3c8-11da-a746-0800200b9a66
Calcium oxide | 1305-78-8 | 1305788 | 1305788 | CaO |  | Mass | kg | emission | water | https://ofmpub.epa.gov/sor_internet/registry/substreg/searchandretrieve/substancesearch/search.do?details=displayDetails&selectedSubstanceId=43618 | 1 | Chemicals | 66b28d60-a03e-3b72-a727-1cf11c67592e | 68a5ef8e-68b8-384c-8097-5c940b8436e8 | 20aadc24-a391-41cf-b340-3e4529f44bde | 93a60a56-a3c8-11da-a746-0800200b9a66
Ammonium picrate | 131-74-8 | 131748 | 131748 | C6H6N4O7 |  | Mass | kg | emission | water | https://ofmpub.epa.gov/sor_internet/registry/substreg/searchandretrieve/substancesearch/search.do?details=displayDetails&selectedSubstanceId=46662 | 1 | Chemicals | b6d46f5e-e49a-3694-8ca9-84f1998a51a9 | 68a5ef8e-68b8-384c-8097-5c940b8436e8 | 20aadc24-a391-41cf-b340-3e4529f44bde | 93a60a56-a3c8-11da-a746-0800200b9a66
Hematite | 1317-60-8 | 1317608 | 1317608 | - |  | Mass | kg | emission | water | https://ofmpub.epa.gov/sor_internet/registry/substreg/searchandretrieve/substancesearch/search.do?details=displayDetails&selectedSubstanceId=43243 | 1 | Chemicals | d53762d7-b1b0-3731-a0df-eaec0ac88a89 | 68a5ef8e-68b8-384c-8097-5c940b8436e8 | 20aadc24-a391-41cf-b340-3e4529f44bde | 93a60a56-a3c8-11da-a746-0800200b9a66
Chrysotile asbestos | 132207-32-0 | 132207320 | 132207320 | - |  | Mass | kg | emission | water | https://ofmpub.epa.gov/sor_internet/registry/substreg/searchandretrieve/substancesearch/search.do?details=displayDetails&selectedSubstanceId=76803 | 1 | Chemicals | 03eb7730-376c-3efd-9aa7-89d066d9eec4 | 68a5ef8e-68b8-384c-8097-5c940b8436e8 | 20aadc24-a391-41cf-b340-3e4529f44bde | 93a60a56-a3c8-11da-a746-0800200b9a66
Chlorpheniramine | 132-22-9 | 132229 | 132229 | C16H19ClN2 |  | Mass | kg | emission | water | https://ofmpub.epa.gov/sor_internet/registry/substreg/searchandretrieve/substancesearch/search.do?details=displayDetails&selectedSubstanceId=46657 | 1 | Chemicals | d408754f-933c-35a4-8507-846426b2c0d5 | 68a5ef8e-68b8-384c-8097-5c940b8436e8 | 20aadc24-a391-41cf-b340-3e4529f44bde | 93a60a56-a3c8-11da-a746-0800200b9a66
Radium-224 | 13233-32-4 | 13233324 | 13233324 | - |  | Mass | kg | emission | water | https://ofmpub.epa.gov/sor_internet/registry/substreg/searchandretrieve/substancesearch/search.do?details=displayDetails&selectedSubstanceId=5237 | 1 | Chemicals | 01ba5568-ca93-32d4-beae-05e40141ae44 | 68a5ef8e-68b8-384c-8097-5c940b8436e8 | 20aadc24-a391-41cf-b340-3e4529f44bde | 93a60a56-a3c8-11da-a746-0800200b9a66
ar,ar'-Dimethoxybenzidine | 1331-53-9 | 1331539 | 1331539 | - |  | Mass | kg | emission | water | https://ofmpub.epa.gov/sor_internet/registry/substreg/searchandretrieve/substancesearch/search.do?details=displayDetails&selectedSubstanceId=43028 | 1 | Chemicals | 678c98a8-7232-322c-a961-0b72eea64568 | 68a5ef8e-68b8-384c-8097-5c940b8436e8 | 20aadc24-a391-41cf-b340-3e4529f44bde | 93a60a56-a3c8-11da-a746-0800200b9a66
Methyl ethyl ketone peroxide | 1338-23-4 | 1338234 | 1338234 | C8H18O6 |  | Mass | kg | emission | water | https://ofmpub.epa.gov/sor_internet/registry/substreg/searchandretrieve/substancesearch/search.do?details=displayDetails&selectedSubstanceId=42969 | 1 | Chemicals | 56579710-d6be-3a56-894f-0182b3a52cd9 | 68a5ef8e-68b8-384c-8097-5c940b8436e8 | 20aadc24-a391-41cf-b340-3e4529f44bde | 93a60a56-a3c8-11da-a746-0800200b9a66
Ferricyanide | 13408-62-3 | 13408623 | 13408623 | - |  | Mass | kg | emission | water | https://ofmpub.epa.gov/sor_internet/registry/substreg/searchandretrieve/substancesearch/search.do?details=displayDetails&selectedSubstanceId=81068 | 1 | Chemicals | e8dea655-1343-3a44-b81f-3425566644f2 | 68a5ef8e-68b8-384c-8097-5c940b8436e8 | 20aadc24-a391-41cf-b340-3e4529f44bde | 93a60a56-a3c8-11da-a746-0800200b9a66
Ferrocyanide | 13408-63-4 | 13408634 | 13408634 | C6FeN6 |  | Mass | kg | emission | water | https://ofmpub.epa.gov/sor_internet/registry/substreg/searchandretrieve/substancesearch/search.do?details=displayDetails&selectedSubstanceId=61028 | 1 | Chemicals | ea7b7313-51fb-3f10-aa70-4a3f57b4ab8e | 68a5ef8e-68b8-384c-8097-5c940b8436e8 | 20aadc24-a391-41cf-b340-3e4529f44bde | 93a60a56-a3c8-11da-a746-0800200b9a66
Ephedrine sulfate | 134-72-5 | 134725 | 134725 | C20H32N2O6S |  | Mass | kg | emission | water | https://ofmpub.epa.gov/sor_internet/registry/substreg/searchandretrieve/substancesearch/search.do?details=displayDetails&selectedSubstanceId=46616 | 1 | Chemicals | 3f6343d9-2332-3068-812e-0b8b4aeb7e86 | 68a5ef8e-68b8-384c-8097-5c940b8436e8 | 20aadc24-a391-41cf-b340-3e4529f44bde | 93a60a56-a3c8-11da-a746-0800200b9a66
Tellurium | 13494-80-9 | 13494809 | 13494809 | Te |  | Mass | kg | emission | water | https://ofmpub.epa.gov/sor_internet/registry/substreg/searchandretrieve/substancesearch/search.do?details=displayDetails&selectedSubstanceId=60326 | 1 | Chemicals | 7f089fdd-72ba-30f0-9c1f-abe0081d5476 | 68a5ef8e-68b8-384c-8097-5c940b8436e8 | 20aadc24-a391-41cf-b340-3e4529f44bde | 93a60a56-a3c8-11da-a746-0800200b9a66
Bis(hexachlorocyclopentadieno)cyclooctane | 13560-89-9 | 13560899 | 13560899 | C18H12Cl12 |  | Mass | kg | emission | water | https://ofmpub.epa.gov/sor_internet/registry/substreg/searchandretrieve/substancesearch/search.do?details=displayDetails&selectedSubstanceId=97858 | 1 | Chemicals | 34d9af98-e1a9-3a0e-ae2a-dcd904d4cb3d | 68a5ef8e-68b8-384c-8097-5c940b8436e8 | 20aadc24-a391-41cf-b340-3e4529f44bde | 93a60a56-a3c8-11da-a746-0800200b9a66
Bromine chloride | 13863-41-7 | 13863417 | 13863417 | BrCl |  | Mass | kg | emission | water | https://ofmpub.epa.gov/sor_internet/registry/substreg/searchandretrieve/substancesearch/search.do?details=displayDetails&selectedSubstanceId=61670 | 1 | Chemicals | 14ffaf44-9680-32aa-9b5e-80e3480ee98b | 68a5ef8e-68b8-384c-8097-5c940b8436e8 | 20aadc24-a391-41cf-b340-3e4529f44bde | 93a60a56-a3c8-11da-a746-0800200b9a66
Uranium-236 | 13982-70-2 | 13982702 | 13982702 | [236U] |  | Mass | kg | emission | water | https://ofmpub.epa.gov/sor_internet/registry/substreg/searchandretrieve/substancesearch/search.do?details=displayDetails&selectedSubstanceId=5238 | 1 | Chemicals | eff8a313-9233-328c-aafd-71633aff54b6 | 68a5ef8e-68b8-384c-8097-5c940b8436e8 | 20aadc24-a391-41cf-b340-3e4529f44bde | 93a60a56-a3c8-11da-a746-0800200b9a66
Selenite | 14124-67-5 | 14124675 | 14124675 | O3Se |  | Mass | kg | emission | water | https://ofmpub.epa.gov/sor_internet/registry/substreg/searchandretrieve/substancesearch/search.do?details=displayDetails&selectedSubstanceId=96890 | 1 | Chemicals | ec92b4d9-f524-39b0-9747-d619c76882c4 | 68a5ef8e-68b8-384c-8097-5c940b8436e8 | 20aadc24-a391-41cf-b340-3e4529f44bde | 93a60a56-a3c8-11da-a746-0800200b9a66
Technetium-99 | 14133-76-7 | 14133767 | 14133767 | [99Tc] |  | Mass | kg | emission | water | https://ofmpub.epa.gov/sor_internet/registry/substreg/searchandretrieve/substancesearch/search.do?details=displayDetails&selectedSubstanceId=5144 | 1 | Chemicals | 7c99e250-2178-35a8-8c6b-1d022c691fc0 | 68a5ef8e-68b8-384c-8097-5c940b8436e8 | 20aadc24-a391-41cf-b340-3e4529f44bde | 93a60a56-a3c8-11da-a746-0800200b9a66
Pentafluorobutane | 141529-32-0 | 141529320 | 141529320 | - |  | Mass | kg | emission | water | https://ofmpub.epa.gov/sor_internet/registry/substreg/searchandretrieve/substancesearch/search.do?details=displayDetails&selectedSubstanceId=80667 | 1 | Chemicals | bd151423-0a42-3644-ad28-1e2775a68825 | 68a5ef8e-68b8-384c-8097-5c940b8436e8 | 20aadc24-a391-41cf-b340-3e4529f44bde | 93a60a56-a3c8-11da-a746-0800200b9a66
Sulfite | 14265-45-3 | 14265453 | 14265453 | O3S |  | Mass | kg | emission | water | https://ofmpub.epa.gov/sor_internet/registry/substreg/searchandretrieve/substancesearch/search.do?details=displayDetails&selectedSubstanceId=97716 | 1 | Chemicals | 82b37b39-5697-3823-8a4a-d3c86d086a01 | 68a5ef8e-68b8-384c-8097-5c940b8436e8 | 20aadc24-a391-41cf-b340-3e4529f44bde | 93a60a56-a3c8-11da-a746-0800200b9a66
Hydroxide | 14280-30-9 | 14280309 | 14280309 | HO |  | Mass | kg | emission | water | https://ofmpub.epa.gov/sor_internet/registry/substreg/searchandretrieve/substancesearch/search.do?details=displayDetails&selectedSubstanceId=85321 | 1 | Chemicals | 4c117b75-d43e-3ae6-aadf-36049e41861e | 68a5ef8e-68b8-384c-8097-5c940b8436e8 | 20aadc24-a391-41cf-b340-3e4529f44bde | 93a60a56-a3c8-11da-a746-0800200b9a66
Azide | 14343-69-2 | 14343692 | 14343692 | N3 |  | Mass | kg | emission | water | https://ofmpub.epa.gov/sor_internet/registry/substreg/searchandretrieve/substancesearch/search.do?details=displayDetails&selectedSubstanceId=81032 | 1 | Chemicals | 1b91b538-e25d-3c6e-8640-7c009bd9f4e5 | 68a5ef8e-68b8-384c-8097-5c940b8436e8 | 20aadc24-a391-41cf-b340-3e4529f44bde | 93a60a56-a3c8-11da-a746-0800200b9a66
Thiosulfate | 14383-50-7 | 14383507 | 14383507 | - |  | Mass | kg | emission | water | https://ofmpub.epa.gov/sor_internet/registry/substreg/searchandretrieve/substancesearch/search.do?details=displayDetails&selectedSubstanceId=60534 | 1 | Chemicals | 20fd3bd5-4c40-397a-9be6-b5f750d9c08e | 68a5ef8e-68b8-384c-8097-5c940b8436e8 | 20aadc24-a391-41cf-b340-3e4529f44bde | 93a60a56-a3c8-11da-a746-0800200b9a66
Trimethyl orthoacetate | 1445-45-0 | 1445450 | 1445450 | C5H12O3 |  | Mass | kg | emission | water | https://ofmpub.epa.gov/sor_internet/registry/substreg/searchandretrieve/substancesearch/search.do?details=displayDetails&selectedSubstanceId=43192 | 1 | Chemicals | 0c81207d-c5cf-3940-b46e-9a25b3b41222 | 68a5ef8e-68b8-384c-8097-5c940b8436e8 | 20aadc24-a391-41cf-b340-3e4529f44bde | 93a60a56-a3c8-11da-a746-0800200b9a66
Sodium bicarbonate | 144-55-8 | 144558 | 144558 | CHNaO3 |  | Mass | kg | emission | water | https://ofmpub.epa.gov/sor_internet/registry/substreg/searchandretrieve/substancesearch/search.do?details=displayDetails&selectedSubstanceId=97682 | 1 | Chemicals | 7dd9dd3a-cf84-3fc4-a4df-90b969a59686 | 68a5ef8e-68b8-384c-8097-5c940b8436e8 | 20aadc24-a391-41cf-b340-3e4529f44bde | 93a60a56-a3c8-11da-a746-0800200b9a66
Sulfacetamide | 144-80-9 | 144809 | 144809 | C8H10N2O3S |  | Mass | kg | emission | water | https://ofmpub.epa.gov/sor_internet/registry/substreg/searchandretrieve/substancesearch/search.do?details=displayDetails&selectedSubstanceId=46487 | 1 | Chemicals | 3aa1b7ce-f8b1-3429-85a2-a82eb6271c6a | 68a5ef8e-68b8-384c-8097-5c940b8436e8 | 20aadc24-a391-41cf-b340-3e4529f44bde | 93a60a56-a3c8-11da-a746-0800200b9a66
Phosphorus-32 | 14596-37-3 | 14596373 | 14596373 | - |  | Mass | kg | emission | water | https://ofmpub.epa.gov/sor_internet/registry/substreg/searchandretrieve/substancesearch/search.do?details=displayDetails&selectedSubstanceId=5233 | 1 | Chemicals | 1458ee4d-d365-318d-b803-336a3a9f575c | 68a5ef8e-68b8-384c-8097-5c940b8436e8 | 20aadc24-a391-41cf-b340-3e4529f44bde | 93a60a56-a3c8-11da-a746-0800200b9a66
Nitrite | 14797-65-0 | 14797650 | 14797650 | NO2 |  | Mass | kg | emission | water | https://ofmpub.epa.gov/sor_internet/registry/substreg/searchandretrieve/substancesearch/search.do?details=displayDetails&selectedSubstanceId=59837 | 1 | Chemicals | 239e1510-c16a-3297-981a-32d6afd1dfdd | 68a5ef8e-68b8-384c-8097-5c940b8436e8 | 20aadc24-a391-41cf-b340-3e4529f44bde | 93a60a56-a3c8-11da-a746-0800200b9a66
Perchlorate | 14797-73-0 | 14797730 | 14797730 | ClO4 |  | Mass | kg | emission | water | https://ofmpub.epa.gov/sor_internet/registry/substreg/searchandretrieve/substancesearch/search.do?details=displayDetails&selectedSubstanceId=81029 | 1 | Chemicals | 1791f4f5-eeea-378d-9c6e-6f8cbbbae4cb | 68a5ef8e-68b8-384c-8097-5c940b8436e8 | 20aadc24-a391-41cf-b340-3e4529f44bde | 93a60a56-a3c8-11da-a746-0800200b9a66
Sulfate | 14808-79-8 | 14808798 | 14808798 | O4S |  | Mass | kg | emission | water | https://ofmpub.epa.gov/sor_internet/registry/substreg/searchandretrieve/substancesearch/search.do?details=displayDetails&selectedSubstanceId=59829 | 1 | Chemicals | 8cfb97b0-302a-34a3-b962-fae1de36eabc | 68a5ef8e-68b8-384c-8097-5c940b8436e8 | 20aadc24-a391-41cf-b340-3e4529f44bde | 93a60a56-a3c8-11da-a746-0800200b9a66
Phenylpropanolamine | 14838-15-4 | 14838154 | 14838154 | C9H13NO |  | Mass | kg | emission | water | https://ofmpub.epa.gov/sor_internet/registry/substreg/searchandretrieve/substancesearch/search.do?details=displayDetails&selectedSubstanceId=97622 | 1 | Chemicals | ae71c69e-69ae-36b9-8324-a1798b5f95ce | 68a5ef8e-68b8-384c-8097-5c940b8436e8 | 20aadc24-a391-41cf-b340-3e4529f44bde | 93a60a56-a3c8-11da-a746-0800200b9a66
Actinium-227 | 14952-40-0 | 14952400 | 14952400 | [227Ac] |  | Mass | kg | emission | water | https://ofmpub.epa.gov/sor_internet/registry/substreg/searchandretrieve/substancesearch/search.do?details=displayDetails&selectedSubstanceId=5229 | 1 | Chemicals | 627b3283-9a3d-33a0-a013-d2c9065fc5b5 | 68a5ef8e-68b8-384c-8097-5c940b8436e8 | 20aadc24-a391-41cf-b340-3e4529f44bde | 93a60a56-a3c8-11da-a746-0800200b9a66
Trimethoxymethane | 149-73-5 | 149735 | 149735 | C4H10O3 |  | Mass | kg | emission | water | https://ofmpub.epa.gov/sor_internet/registry/substreg/searchandretrieve/substancesearch/search.do?details=displayDetails&selectedSubstanceId=97602 | 1 | Chemicals | 2f9835a3-d370-3ff0-b64f-9fb0233a8111 | 68a5ef8e-68b8-384c-8097-5c940b8436e8 | 20aadc24-a391-41cf-b340-3e4529f44bde | 93a60a56-a3c8-11da-a746-0800200b9a66
Chlorite | 14998-27-7 | 14998277 | 14998277 | ClO2 |  | Mass | kg | emission | water | https://ofmpub.epa.gov/sor_internet/registry/substreg/searchandretrieve/substancesearch/search.do?details=displayDetails&selectedSubstanceId=59596 | 1 | Chemicals | 7cdba738-4fdd-3ee2-93d0-500cbdff3a5d | 68a5ef8e-68b8-384c-8097-5c940b8436e8 | 20aadc24-a391-41cf-b340-3e4529f44bde | 93a60a56-a3c8-11da-a746-0800200b9a66
Iodine-129 | 15046-84-1 | 15046841 | 15046841 | C7H6Br2O |  | Mass | kg | emission | water | https://ofmpub.epa.gov/sor_internet/registry/substreg/searchandretrieve/substancesearch/search.do?details=displayDetails&selectedSubstanceId=5228 | 1 | Chemicals | 8a307669-166a-3b6f-901d-9872a9e92cfe | 68a5ef8e-68b8-384c-8097-5c940b8436e8 | 20aadc24-a391-41cf-b340-3e4529f44bde | 93a60a56-a3c8-11da-a746-0800200b9a66
Uranium-235 | 15117-96-1 | 15117961 | 15117961 | - |  | Mass | kg | emission | water | https://ofmpub.epa.gov/sor_internet/registry/substreg/searchandretrieve/substancesearch/search.do?details=displayDetails&selectedSubstanceId=5251 | 1 | Chemicals | f2327483-ee32-3fdb-b040-07d95fdb7ca7 | 68a5ef8e-68b8-384c-8097-5c940b8436e8 | 20aadc24-a391-41cf-b340-3e4529f44bde | 93a60a56-a3c8-11da-a746-0800200b9a66
Radium-228 | 15262-20-1 | 15262201 | 15262201 | [228Ra] |  | Mass | kg | emission | water | https://ofmpub.epa.gov/sor_internet/registry/substreg/searchandretrieve/substancesearch/search.do?details=displayDetails&selectedSubstanceId=5250 | 1 | Chemicals | f6e273dc-12b8-30f2-b427-ec339b411a81 | 68a5ef8e-68b8-384c-8097-5c940b8436e8 | 20aadc24-a391-41cf-b340-3e4529f44bde | 93a60a56-a3c8-11da-a746-0800200b9a66
Iron(II) | 15438-31-0 | 15438310 | 15438310 | Fe |  | Mass | kg | emission | water | https://ofmpub.epa.gov/sor_internet/registry/substreg/searchandretrieve/substancesearch/search.do?details=displayDetails&selectedSubstanceId=62083 | 1 | Chemicals | 09263c1b-2bc9-3db1-bbbf-eab5414401aa | 68a5ef8e-68b8-384c-8097-5c940b8436e8 | 20aadc24-a391-41cf-b340-3e4529f44bde | 93a60a56-a3c8-11da-a746-0800200b9a66
Bromate | 15541-45-4 | 15541454 | 15541454 | BrO3 |  | Mass | kg | emission | water | https://ofmpub.epa.gov/sor_internet/registry/substreg/searchandretrieve/substancesearch/search.do?details=displayDetails&selectedSubstanceId=82602 | 1 | Chemicals | ffbbc53f-9580-3019-a8db-3448d359daa8 | 68a5ef8e-68b8-384c-8097-5c940b8436e8 | 20aadc24-a391-41cf-b340-3e4529f44bde | 93a60a56-a3c8-11da-a746-0800200b9a66
Radium-223 | 15623-45-7 | 15623457 | 15623457 | - |  | Mass | kg | emission | water | https://ofmpub.epa.gov/sor_internet/registry/substreg/searchandretrieve/substancesearch/search.do?details=displayDetails&selectedSubstanceId=5249 | 1 | Chemicals | 2a8d0aa1-0bb2-3c5a-8591-c9843a35a655 | 68a5ef8e-68b8-384c-8097-5c940b8436e8 | 20aadc24-a391-41cf-b340-3e4529f44bde | 93a60a56-a3c8-11da-a746-0800200b9a66
cis-1,2-Dichloroethylene | 156-59-2 | 156592 | 156592 | C2H2Cl2 |  | Mass | kg | emission | water | https://ofmpub.epa.gov/sor_internet/registry/substreg/searchandretrieve/substancesearch/search.do?details=displayDetails&selectedSubstanceId=46363 | 1 | Chemicals | 085abb15-c1e2-3975-9c98-9621da860236 | 68a5ef8e-68b8-384c-8097-5c940b8436e8 | 20aadc24-a391-41cf-b340-3e4529f44bde | 93a60a56-a3c8-11da-a746-0800200b9a66
2,3-Dichloro-1,3-butadiene | 1653-19-6 | 1653196 | 1653196 | C4H4Cl2 |  | Mass | kg | emission | water | https://ofmpub.epa.gov/sor_internet/registry/substreg/searchandretrieve/substancesearch/search.do?details=displayDetails&selectedSubstanceId=41377 | 1 | Chemicals | a6b92878-f574-3186-875c-b33fb7b2e249 | 68a5ef8e-68b8-384c-8097-5c940b8436e8 | 20aadc24-a391-41cf-b340-3e4529f44bde | 93a60a56-a3c8-11da-a746-0800200b9a66
Fluoroboric acid | 16872-11-0 | 16872110 | 16872110 | BF4H |  | Mass | kg | emission | water | https://ofmpub.epa.gov/sor_internet/registry/substreg/searchandretrieve/substancesearch/search.do?details=displayDetails&selectedSubstanceId=59796 | 1 | Chemicals | 54a97b9e-f35b-3c51-ade3-e03f65b26279 | 68a5ef8e-68b8-384c-8097-5c940b8436e8 | 20aadc24-a391-41cf-b340-3e4529f44bde | 93a60a56-a3c8-11da-a746-0800200b9a66
Chloride | 16887-00-6 | 16887006 | 16887006 | Cl |  | Mass | kg | emission | water | https://ofmpub.epa.gov/sor_internet/registry/substreg/searchandretrieve/substancesearch/search.do?details=displayDetails&selectedSubstanceId=59791 | 1 | Chemicals | 4e582ebe-7e04-3d4c-bfb6-8f2c3a86161c | 68a5ef8e-68b8-384c-8097-5c940b8436e8 | 20aadc24-a391-41cf-b340-3e4529f44bde | 93a60a56-a3c8-11da-a746-0800200b9a66
Fluoride | 16984-48-8 | 16984488 | 16984488 | F |  | Mass | kg | emission | water | https://ofmpub.epa.gov/sor_internet/registry/substreg/searchandretrieve/substancesearch/search.do?details=displayDetails&selectedSubstanceId=36307 | 1 | Chemicals | 2efb6529-8b28-349c-bfa0-f5b5372233ae | 68a5ef8e-68b8-384c-8097-5c940b8436e8 | 20aadc24-a391-41cf-b340-3e4529f44bde | 93a60a56-a3c8-11da-a746-0800200b9a66
Diphosphite | 17101-36-9 | 17101369 | 17101369 | - |  | Mass | kg | emission | water | https://ofmpub.epa.gov/sor_internet/registry/substreg/searchandretrieve/substancesearch/search.do?details=displayDetails&selectedSubstanceId=78782 | 1 | Chemicals | c960f5d2-0c96-3ac0-8d87-cbbbc23a1443 | 68a5ef8e-68b8-384c-8097-5c940b8436e8 | 20aadc24-a391-41cf-b340-3e4529f44bde | 93a60a56-a3c8-11da-a746-0800200b9a66
2,4-D isobutyl ester | 1713-15-1 | 1713151 | 1713151 | C12H14Cl2O3 |  | Mass | kg | emission | water | https://ofmpub.epa.gov/sor_internet/registry/substreg/searchandretrieve/substancesearch/search.do?details=displayDetails&selectedSubstanceId=92879 | 1 | Chemicals | 29e86979-27eb-3e75-b8f0-0165b37d0c34 | 68a5ef8e-68b8-384c-8097-5c940b8436e8 | 20aadc24-a391-41cf-b340-3e4529f44bde | 93a60a56-a3c8-11da-a746-0800200b9a66
Dehydroabietic acid | 1740-19-8 | 1740198 | 1740198 | C20H28O2 |  | Mass | kg | emission | water | https://ofmpub.epa.gov/sor_internet/registry/substreg/searchandretrieve/substancesearch/search.do?details=displayDetails&selectedSubstanceId=40781 | 1 | Chemicals | 9596279a-90e4-3ed6-99dc-e4caeec56ef5 | 68a5ef8e-68b8-384c-8097-5c940b8436e8 | 20aadc24-a391-41cf-b340-3e4529f44bde | 93a60a56-a3c8-11da-a746-0800200b9a66
1,1,2,2-Tetrahydroperfluorododecyl acrylate | 17741-60-5 | 17741605 | 17741605 | C15H7F21O2 |  | Mass | kg | emission | water | https://ofmpub.epa.gov/sor_internet/registry/substreg/searchandretrieve/substancesearch/search.do?details=displayDetails&selectedSubstanceId=92512 | 1 | Chemicals | f283288d-07f3-30b3-b5ab-61a44e362a57 | 68a5ef8e-68b8-384c-8097-5c940b8436e8 | 20aadc24-a391-41cf-b340-3e4529f44bde | 93a60a56-a3c8-11da-a746-0800200b9a66
Sulfide | 18496-25-8 | 18496258 | 18496258 | S |  | Mass | kg | emission | water | https://ofmpub.epa.gov/sor_internet/registry/substreg/searchandretrieve/substancesearch/search.do?details=displayDetails&selectedSubstanceId=62534 | 1 | Chemicals | 9e9e721f-10b7-3aad-94b5-50bce97b11a2 | 68a5ef8e-68b8-384c-8097-5c940b8436e8 | 20aadc24-a391-41cf-b340-3e4529f44bde | 93a60a56-a3c8-11da-a746-0800200b9a66
Clam-trol CT-2 | 193700-05-9 | 193700059 | 193700059 | - |  | Mass | kg | emission | water | https://ofmpub.epa.gov/sor_internet/registry/substreg/searchandretrieve/substancesearch/search.do?details=displayDetails&selectedSubstanceId=78767 | 1 | Chemicals | 02ff6756-bfd6-386b-83b8-99edfea7c0da | 68a5ef8e-68b8-384c-8097-5c940b8436e8 | 20aadc24-a391-41cf-b340-3e4529f44bde | 93a60a56-a3c8-11da-a746-0800200b9a66
4-Amino-2,6-dinitrotoluene | 19406-51-0 | 19406510 | 19406510 | C7H7N3O4 |  | Mass | kg | emission | water | https://ofmpub.epa.gov/sor_internet/registry/substreg/searchandretrieve/substancesearch/search.do?details=displayDetails&selectedSubstanceId=81018 | 1 | Chemicals | 8b507fbf-6133-36d3-8aeb-4c54fcd52317 | 68a5ef8e-68b8-384c-8097-5c940b8436e8 | 20aadc24-a391-41cf-b340-3e4529f44bde | 93a60a56-a3c8-11da-a746-0800200b9a66
Iodide | 20461-54-5 | 20461545 | 20461545 | - |  | Mass | kg | emission | water | https://ofmpub.epa.gov/sor_internet/registry/substreg/searchandretrieve/substancesearch/search.do?details=displayDetails&selectedSubstanceId=58034 | 1 | Chemicals | 4c444bc3-acfe-3cdb-a843-bd1f0175d04d | 68a5ef8e-68b8-384c-8097-5c940b8436e8 | 20aadc24-a391-41cf-b340-3e4529f44bde | 93a60a56-a3c8-11da-a746-0800200b9a66
Uranyl(III) | 220861-62-1 | 220861621 | 220861621 | - |  | Mass | kg | emission | water | https://ofmpub.epa.gov/sor_internet/registry/substreg/searchandretrieve/substancesearch/search.do?details=displayDetails&selectedSubstanceId=80648 | 1 | Chemicals | 3e2f307e-53fd-3399-b30b-f98ae4af465b | 68a5ef8e-68b8-384c-8097-5c940b8436e8 | 20aadc24-a391-41cf-b340-3e4529f44bde | 93a60a56-a3c8-11da-a746-0800200b9a66
Aluminum(III) | 22537-23-1 | 22537231 | 22537231 | - |  | Mass | kg | emission | water | https://ofmpub.epa.gov/sor_internet/registry/substreg/searchandretrieve/substancesearch/search.do?details=displayDetails&selectedSubstanceId=78781 | 1 | Chemicals | e824a60f-8434-3f03-95ef-00da5527d167 | 68a5ef8e-68b8-384c-8097-5c940b8436e8 | 20aadc24-a391-41cf-b340-3e4529f44bde | 93a60a56-a3c8-11da-a746-0800200b9a66
Bendiocarb phenol | 22961-82-6 | 22961826 | 22961826 | C9H10O3 |  | Mass | kg | emission | water | https://ofmpub.epa.gov/sor_internet/registry/substreg/searchandretrieve/substancesearch/search.do?details=displayDetails&selectedSubstanceId=56440 | 1 | Chemicals | 747a2f74-5829-39c2-aab2-269f4d9cb4c6 | 68a5ef8e-68b8-384c-8097-5c940b8436e8 | 20aadc24-a391-41cf-b340-3e4529f44bde | 93a60a56-a3c8-11da-a746-0800200b9a66
9,10-Epoxystearic acid | 2443-39-2 | 2443392 | 2443392 | - |  | Mass | kg | emission | water | https://ofmpub.epa.gov/sor_internet/registry/substreg/searchandretrieve/substancesearch/search.do?details=displayDetails&selectedSubstanceId=81121 | 1 | Chemicals | edb5e813-a5c6-3ce1-bf7f-3ef4e5b1b52c | 68a5ef8e-68b8-384c-8097-5c940b8436e8 | 20aadc24-a391-41cf-b340-3e4529f44bde | 93a60a56-a3c8-11da-a746-0800200b9a66
1-Octanesulfonamide, 1,1,2,2,3,3,4,4,5,5,6,6,7,7,8,8,8-heptadecafluoro-N-(2-hydroxyethyl)-N-methyl- | 24448-09-7 | 24448097 | 24448097 | C11H8F17NO3S |  | Mass | kg | emission | water | https://ofmpub.epa.gov/sor_internet/registry/substreg/searchandretrieve/substancesearch/search.do?details=displayDetails&selectedSubstanceId=91879 | 1 | Chemicals | f2d58aef-dc3e-3d3e-a346-042bc05644c8 | 68a5ef8e-68b8-384c-8097-5c940b8436e8 | 20aadc24-a391-41cf-b340-3e4529f44bde | 93a60a56-a3c8-11da-a746-0800200b9a66
Chloroethylene bisthiocyanate | 24689-89-2 | 24689892 | 24689892 | C4H3ClN2S2 |  | Mass | kg | emission | water | https://ofmpub.epa.gov/sor_internet/registry/substreg/searchandretrieve/substancesearch/search.do?details=displayDetails&selectedSubstanceId=58218 | 1 | Chemicals | 5a389a7d-9d12-3a07-8cae-feb594a932db | 68a5ef8e-68b8-384c-8097-5c940b8436e8 | 20aadc24-a391-41cf-b340-3e4529f44bde | 93a60a56-a3c8-11da-a746-0800200b9a66
Bromide | 24959-67-9 | 24959679 | 24959679 | Br |  | Mass | kg | emission | water | https://ofmpub.epa.gov/sor_internet/registry/substreg/searchandretrieve/substancesearch/search.do?details=displayDetails&selectedSubstanceId=57984 | 1 | Chemicals | e79cfdfc-8e90-3552-b67c-688849a3e3f9 | 68a5ef8e-68b8-384c-8097-5c940b8436e8 | 20aadc24-a391-41cf-b340-3e4529f44bde | 93a60a56-a3c8-11da-a746-0800200b9a66
Methacrylic acid homopolymer | 25087-26-7 | 25087267 | 25087267 | - |  | Mass | kg | emission | water | https://ofmpub.epa.gov/sor_internet/registry/substreg/searchandretrieve/substancesearch/search.do?details=displayDetails&selectedSubstanceId=57286 | 1 | Chemicals | 52aaaba8-228b-3271-90d3-5ce14dbfc062 | 68a5ef8e-68b8-384c-8097-5c940b8436e8 | 20aadc24-a391-41cf-b340-3e4529f44bde | 93a60a56-a3c8-11da-a746-0800200b9a66
Chloronitrobenzene | 25167-93-5 | 25167935 | 25167935 | C6H4ClNO2 |  | Mass | kg | emission | water | https://ofmpub.epa.gov/sor_internet/registry/substreg/searchandretrieve/substancesearch/search.do?details=displayDetails&selectedSubstanceId=56852 | 1 | Chemicals | 1858582d-b192-3633-8864-1e9df9cb253e | 68a5ef8e-68b8-384c-8097-5c940b8436e8 | 20aadc24-a391-41cf-b340-3e4529f44bde | 93a60a56-a3c8-11da-a746-0800200b9a66
Chlorotoluene | 25168-05-2 | 25168052 | 25168052 | C7H7Cl |  | Mass | kg | emission | water | https://ofmpub.epa.gov/sor_internet/registry/substreg/searchandretrieve/substancesearch/search.do?details=displayDetails&selectedSubstanceId=91514 | 1 | Chemicals | eb029185-2a34-340e-a4bd-ada48ea7b7a4 | 68a5ef8e-68b8-384c-8097-5c940b8436e8 | 20aadc24-a391-41cf-b340-3e4529f44bde | 93a60a56-a3c8-11da-a746-0800200b9a66
Dipropylene glycol | 25265-71-8 | 25265718 | 25265718 | - |  | Mass | kg | emission | water | https://ofmpub.epa.gov/sor_internet/registry/substreg/searchandretrieve/substancesearch/search.do?details=displayDetails&selectedSubstanceId=56434 | 1 | Chemicals | 088c7c4e-52cf-326a-9e99-a74044018538 | 68a5ef8e-68b8-384c-8097-5c940b8436e8 | 20aadc24-a391-41cf-b340-3e4529f44bde | 93a60a56-a3c8-11da-a746-0800200b9a66
Polyethylene glycol | 25322-68-3 | 25322683 | 25322683 | - |  | Mass | kg | emission | water | https://ofmpub.epa.gov/sor_internet/registry/substreg/searchandretrieve/substancesearch/search.do?details=displayDetails&selectedSubstanceId=56396 | 1 | Chemicals | 9f46240f-14a7-38e4-833c-04c0f7c6a03e | 68a5ef8e-68b8-384c-8097-5c940b8436e8 | 20aadc24-a391-41cf-b340-3e4529f44bde | 93a60a56-a3c8-11da-a746-0800200b9a66
Dichloroethylene | 25323-30-2 | 25323302 | 25323302 | - |  | Mass | kg | emission | water | https://ofmpub.epa.gov/sor_internet/registry/substreg/searchandretrieve/substancesearch/search.do?details=displayDetails&selectedSubstanceId=56391 | 1 | Chemicals | 89c3d1a5-cb70-3efb-aa4f-207af669a3fa | 68a5ef8e-68b8-384c-8097-5c940b8436e8 | 20aadc24-a391-41cf-b340-3e4529f44bde | 93a60a56-a3c8-11da-a746-0800200b9a66
Diethylbenzene | 25340-17-4 | 25340174 | 25340174 | - |  | Mass | kg | emission | water | https://ofmpub.epa.gov/sor_internet/registry/substreg/searchandretrieve/substancesearch/search.do?details=displayDetails&selectedSubstanceId=56209 | 1 | Chemicals | fe24112e-b0a1-364f-adf7-d5dbbbdb781b | 68a5ef8e-68b8-384c-8097-5c940b8436e8 | 20aadc24-a391-41cf-b340-3e4529f44bde | 93a60a56-a3c8-11da-a746-0800200b9a66
Dodecene | 25378-22-7 | 25378227 | 25378227 | - |  | Mass | kg | emission | water | https://ofmpub.epa.gov/sor_internet/registry/substreg/searchandretrieve/substancesearch/search.do?details=displayDetails&selectedSubstanceId=56184 | 1 | Chemicals | a4888bf5-e629-3f2f-affb-c1d2bf6f42fa | 68a5ef8e-68b8-384c-8097-5c940b8436e8 | 20aadc24-a391-41cf-b340-3e4529f44bde | 93a60a56-a3c8-11da-a746-0800200b9a66
Chlorohexane | 25495-90-3 | 25495903 | 25495903 | - |  | Mass | kg | emission | water | https://ofmpub.epa.gov/sor_internet/registry/substreg/searchandretrieve/substancesearch/search.do?details=displayDetails&selectedSubstanceId=81002 | 1 | Chemicals | 16ddeb66-f48a-377b-9fc0-01e71e01a176 | 68a5ef8e-68b8-384c-8097-5c940b8436e8 | 20aadc24-a391-41cf-b340-3e4529f44bde | 93a60a56-a3c8-11da-a746-0800200b9a66
Ethyltoluene | 25550-14-5 | 25550145 | 25550145 | - |  | Mass | kg | emission | water | https://ofmpub.epa.gov/sor_internet/registry/substreg/searchandretrieve/substancesearch/search.do?details=displayDetails&selectedSubstanceId=36003 | 1 | Chemicals | d0f3b7bb-b7ac-3c0d-8648-81db6668e905 | 68a5ef8e-68b8-384c-8097-5c940b8436e8 | 20aadc24-a391-41cf-b340-3e4529f44bde | 93a60a56-a3c8-11da-a746-0800200b9a66
Tetramethylbenzene | 25619-60-7 | 25619607 | 25619607 | - |  | Mass | kg | emission | water | https://ofmpub.epa.gov/sor_internet/registry/substreg/searchandretrieve/substancesearch/search.do?details=displayDetails&selectedSubstanceId=58603 | 1 | Chemicals | c592913c-84b7-3b12-a85d-1887ee599c22 | 68a5ef8e-68b8-384c-8097-5c940b8436e8 | 20aadc24-a391-41cf-b340-3e4529f44bde | 93a60a56-a3c8-11da-a746-0800200b9a66
Isopropylbiphenyl | 25640-78-2 | 25640782 | 25640782 | - |  | Mass | kg | emission | water | https://ofmpub.epa.gov/sor_internet/registry/substreg/searchandretrieve/substancesearch/search.do?details=displayDetails&selectedSubstanceId=94272 | 1 | Chemicals | 6ce830e7-23ce-3192-b180-fd0d2ccbd9ae | 68a5ef8e-68b8-384c-8097-5c940b8436e8 | 20aadc24-a391-41cf-b340-3e4529f44bde | 93a60a56-a3c8-11da-a746-0800200b9a66
Povidone-iodine | 25655-41-8 | 25655418 | 25655418 | - |  | Mass | kg | emission | water | https://ofmpub.epa.gov/sor_internet/registry/substreg/searchandretrieve/substancesearch/search.do?details=displayDetails&selectedSubstanceId=58573 | 1 | Chemicals | 31bd367c-49d8-3881-9240-cd87e0292bae | 68a5ef8e-68b8-384c-8097-5c940b8436e8 | 20aadc24-a391-41cf-b340-3e4529f44bde | 93a60a56-a3c8-11da-a746-0800200b9a66
Trichloropropane | 25735-29-9 | 25735299 | 25735299 | - |  | Mass | kg | emission | water | https://ofmpub.epa.gov/sor_internet/registry/substreg/searchandretrieve/substancesearch/search.do?details=displayDetails&selectedSubstanceId=82117 | 1 | Chemicals | 9b6a9694-4e9d-36ad-a175-d629e0173e55 | 68a5ef8e-68b8-384c-8097-5c940b8436e8 | 20aadc24-a391-41cf-b340-3e4529f44bde | 93a60a56-a3c8-11da-a746-0800200b9a66
N-Formylpiperidine | 2591-86-8 | 2591868 | 2591868 | C6H11NO |  | Mass | kg | emission | water | https://ofmpub.epa.gov/sor_internet/registry/substreg/searchandretrieve/substancesearch/search.do?details=displayDetails&selectedSubstanceId=39852 | 1 | Chemicals | f24a585c-dd6f-37c3-addd-6900c22b5b7a | 68a5ef8e-68b8-384c-8097-5c940b8436e8 | 20aadc24-a391-41cf-b340-3e4529f44bde | 93a60a56-a3c8-11da-a746-0800200b9a66
Chlorobenzoic acid | 26264-09-5 | 26264095 | 26264095 | - |  | Mass | kg | emission | water | https://ofmpub.epa.gov/sor_internet/registry/substreg/searchandretrieve/substancesearch/search.do?details=displayDetails&selectedSubstanceId=80999 | 1 | Chemicals | d71f68a3-8ca5-37ee-9923-c0065eb753c1 | 68a5ef8e-68b8-384c-8097-5c940b8436e8 | 20aadc24-a391-41cf-b340-3e4529f44bde | 93a60a56-a3c8-11da-a746-0800200b9a66
Propanediol | 26264-14-2 | 26264142 | 26264142 | C3H8O2 |  | Mass | kg | emission | water | https://ofmpub.epa.gov/sor_internet/registry/substreg/searchandretrieve/substancesearch/search.do?details=displayDetails&selectedSubstanceId=78780 | 1 | Chemicals | 2bcd5e1b-b859-3257-9e7b-21938904ccb5 | 68a5ef8e-68b8-384c-8097-5c940b8436e8 | 20aadc24-a391-41cf-b340-3e4529f44bde | 93a60a56-a3c8-11da-a746-0800200b9a66
Trichlorotrifluoroethane | 26523-64-8 | 26523648 | 26523648 | - |  | Mass | kg | emission | water | https://ofmpub.epa.gov/sor_internet/registry/substreg/searchandretrieve/substancesearch/search.do?details=displayDetails&selectedSubstanceId=56367 | 1 | Chemicals | d1d7bd41-6c11-3390-8707-5f4abff219ff | 68a5ef8e-68b8-384c-8097-5c940b8436e8 | 20aadc24-a391-41cf-b340-3e4529f44bde | 93a60a56-a3c8-11da-a746-0800200b9a66
Isooctane | 26635-64-3 | 26635643 | 26635643 | - |  | Mass | kg | emission | water | https://ofmpub.epa.gov/sor_internet/registry/substreg/searchandretrieve/substancesearch/search.do?details=displayDetails&selectedSubstanceId=56112 | 1 | Chemicals | 1af42db9-cd1d-3eaf-a496-66c525e797d2 | 68a5ef8e-68b8-384c-8097-5c940b8436e8 | 20aadc24-a391-41cf-b340-3e4529f44bde | 93a60a56-a3c8-11da-a746-0800200b9a66
Chloroneb | 2675-77-6 | 2675776 | 2675776 | C8H8Cl2O2 |  | Mass | kg | emission | water | https://ofmpub.epa.gov/sor_internet/registry/substreg/searchandretrieve/substancesearch/search.do?details=displayDetails&selectedSubstanceId=93167 | 1 | Chemicals | 781f2b2d-c301-3499-ba70-12dd4f920dfc | 68a5ef8e-68b8-384c-8097-5c940b8436e8 | 20aadc24-a391-41cf-b340-3e4529f44bde | 93a60a56-a3c8-11da-a746-0800200b9a66
Toluidine | 26915-12-8 | 26915128 | 26915128 | - |  | Mass | kg | emission | water | https://ofmpub.epa.gov/sor_internet/registry/substreg/searchandretrieve/substancesearch/search.do?details=displayDetails&selectedSubstanceId=58127 | 1 | Chemicals | 97c92913-eed3-3afd-bddc-17a304607304 | 68a5ef8e-68b8-384c-8097-5c940b8436e8 | 20aadc24-a391-41cf-b340-3e4529f44bde | 93a60a56-a3c8-11da-a746-0800200b9a66
m-Cresol, p-cresol, formaldehyde polymer | 27029-76-1 | 27029761 | 27029761 | - |  | Mass | kg | emission | water | https://ofmpub.epa.gov/sor_internet/registry/substreg/searchandretrieve/substancesearch/search.do?details=displayDetails&selectedSubstanceId=57892 | 1 | Chemicals | b9fc5484-6d68-3a89-995a-d498ff1e361d | 68a5ef8e-68b8-384c-8097-5c940b8436e8 | 20aadc24-a391-41cf-b340-3e4529f44bde | 93a60a56-a3c8-11da-a746-0800200b9a66
Perfluorovaleric acid | 2706-90-3 | 2706903 | 2706903 | C5HF9O2 |  | Mass | kg | emission | water | https://ofmpub.epa.gov/sor_internet/registry/substreg/searchandretrieve/substancesearch/search.do?details=displayDetails&selectedSubstanceId=93138 | 1 | Chemicals | 017c44d9-6735-363a-a004-a8374712f1bc | 68a5ef8e-68b8-384c-8097-5c940b8436e8 | 20aadc24-a391-41cf-b340-3e4529f44bde | 93a60a56-a3c8-11da-a746-0800200b9a66
Hexachlorocyclohexane | 27154-44-5 | 27154445 | 27154445 | - |  | Mass | kg | emission | water | https://ofmpub.epa.gov/sor_internet/registry/substreg/searchandretrieve/substancesearch/search.do?details=displayDetails&selectedSubstanceId=57648 | 1 | Chemicals | 3a9e5f2e-aa07-369a-a9b1-237860426848 | 68a5ef8e-68b8-384c-8097-5c940b8436e8 | 20aadc24-a391-41cf-b340-3e4529f44bde | 93a60a56-a3c8-11da-a746-0800200b9a66
Phenol, (1,1-dimethylethyl)- | 27178-34-3 | 27178343 | 27178343 | - |  | Mass | kg | emission | water | https://ofmpub.epa.gov/sor_internet/registry/substreg/searchandretrieve/substancesearch/search.do?details=displayDetails&selectedSubstanceId=92985 | 1 | Chemicals | b3faf047-f746-384e-a98a-7d911bfb8f6e | 68a5ef8e-68b8-384c-8097-5c940b8436e8 | 20aadc24-a391-41cf-b340-3e4529f44bde | 93a60a56-a3c8-11da-a746-0800200b9a66
(1,1,3,3-Tetramethylbutyl)phenol | 27193-28-8 | 27193288 | 27193288 | - |  | Mass | kg | emission | water | https://ofmpub.epa.gov/sor_internet/registry/substreg/searchandretrieve/substancesearch/search.do?details=displayDetails&selectedSubstanceId=92981 | 1 | Chemicals | 141ee1f4-0a8e-3dab-a568-0a3bc796c911 | 68a5ef8e-68b8-384c-8097-5c940b8436e8 | 20aadc24-a391-41cf-b340-3e4529f44bde | 93a60a56-a3c8-11da-a746-0800200b9a66
1,2-Benzisothiazole | 272-16-2 | 272162 | 272162 | C7H5NS |  | Mass | kg | emission | water | https://ofmpub.epa.gov/sor_internet/registry/substreg/searchandretrieve/substancesearch/search.do?details=displayDetails&selectedSubstanceId=81255 | 1 | Chemicals | 5a89daa4-89cd-3552-b781-45a676a750b8 | 68a5ef8e-68b8-384c-8097-5c940b8436e8 | 20aadc24-a391-41cf-b340-3e4529f44bde | 93a60a56-a3c8-11da-a746-0800200b9a66
1,1,2,2-Tetrahydroperfluorodecyl acrylate | 27905-45-9 | 27905459 | 27905459 | C13H7F17O2 |  | Mass | kg | emission | water | https://ofmpub.epa.gov/sor_internet/registry/substreg/searchandretrieve/substancesearch/search.do?details=displayDetails&selectedSubstanceId=56716 | 1 | Chemicals | f077c350-9f77-3e52-b33a-894618b32f7b | 68a5ef8e-68b8-384c-8097-5c940b8436e8 | 20aadc24-a391-41cf-b340-3e4529f44bde | 93a60a56-a3c8-11da-a746-0800200b9a66
Tolyl triazole | 29385-43-1 | 29385431 | 29385431 | C7H7N3 |  | Mass | kg | emission | water | https://ofmpub.epa.gov/sor_internet/registry/substreg/searchandretrieve/substancesearch/search.do?details=displayDetails&selectedSubstanceId=59086 | 1 | Chemicals | 8cbaa613-d392-3630-a98f-e57ca1579cbb | 68a5ef8e-68b8-384c-8097-5c940b8436e8 | 20aadc24-a391-41cf-b340-3e4529f44bde | 93a60a56-a3c8-11da-a746-0800200b9a66
Dichlorotoluene | 29797-40-8 | 29797408 | 29797408 | - |  | Mass | kg | emission | water | https://ofmpub.epa.gov/sor_internet/registry/substreg/searchandretrieve/substancesearch/search.do?details=displayDetails&selectedSubstanceId=58945 | 1 | Chemicals | becf8ec1-0eb4-33a4-b3e2-4296c94e6bc1 | 68a5ef8e-68b8-384c-8097-5c940b8436e8 | 20aadc24-a391-41cf-b340-3e4529f44bde | 93a60a56-a3c8-11da-a746-0800200b9a66
Glycine, N-ethyl-N-[(heptadecafluorooctyl)sulfonyl]- | 2991-50-6 | 2991506 | 2991506 | C12H8F17NO4S |  | Mass | kg | emission | water | https://ofmpub.epa.gov/sor_internet/registry/substreg/searchandretrieve/substancesearch/search.do?details=displayDetails&selectedSubstanceId=41079 | 1 | Chemicals | ac30f23a-a786-3739-a312-b2397753072c | 68a5ef8e-68b8-384c-8097-5c940b8436e8 | 20aadc24-a391-41cf-b340-3e4529f44bde | 93a60a56-a3c8-11da-a746-0800200b9a66
Trimethylolethane trinitrate | 3032-55-1 | 3032551 | 3032551 | C5H9N3O9 |  | Mass | kg | emission | water | https://ofmpub.epa.gov/sor_internet/registry/substreg/searchandretrieve/substancesearch/search.do?details=displayDetails&selectedSubstanceId=40861 | 1 | Chemicals | 1f411910-74a4-3457-8c66-8d47894b6836 | 68a5ef8e-68b8-384c-8097-5c940b8436e8 | 20aadc24-a391-41cf-b340-3e4529f44bde | 93a60a56-a3c8-11da-a746-0800200b9a66
Dichlorobenzotrifluoride | 30498-35-2 | 30498352 | 30498352 | - |  | Mass | kg | emission | water | https://ofmpub.epa.gov/sor_internet/registry/substreg/searchandretrieve/substancesearch/search.do?details=displayDetails&selectedSubstanceId=78777 | 1 | Chemicals | e5e0f05b-3c62-3710-b5e1-ca5f2a2d4a4d | 68a5ef8e-68b8-384c-8097-5c940b8436e8 | 20aadc24-a391-41cf-b340-3e4529f44bde | 93a60a56-a3c8-11da-a746-0800200b9a66
Trichlorotoluene | 30583-33-6 | 30583336 | 30583336 | - |  | Mass | kg | emission | water | https://ofmpub.epa.gov/sor_internet/registry/substreg/searchandretrieve/substancesearch/search.do?details=displayDetails&selectedSubstanceId=58742 | 1 | Chemicals | 5a96b470-3eaa-371e-8819-82b0e0804b07 | 68a5ef8e-68b8-384c-8097-5c940b8436e8 | 20aadc24-a391-41cf-b340-3e4529f44bde | 93a60a56-a3c8-11da-a746-0800200b9a66
Perfluorohexanoic acid | 307-24-4 | 307244 | 307244 | C6HF11O2 |  | Mass | kg | emission | water | https://ofmpub.epa.gov/sor_internet/registry/substreg/searchandretrieve/substancesearch/search.do?details=displayDetails&selectedSubstanceId=46263 | 1 | Chemicals | 4c2c56d0-4904-3f1e-a794-f646a30577a2 | 68a5ef8e-68b8-384c-8097-5c940b8436e8 | 20aadc24-a391-41cf-b340-3e4529f44bde | 93a60a56-a3c8-11da-a746-0800200b9a66
Perfluorolauric acid | 307-55-1 | 307551 | 307551 | C12HF23O2 |  | Mass | kg | emission | water | https://ofmpub.epa.gov/sor_internet/registry/substreg/searchandretrieve/substancesearch/search.do?details=displayDetails&selectedSubstanceId=91633 | 1 | Chemicals | 547d25f5-2987-3fc7-bd61-d045f602a3f3 | 68a5ef8e-68b8-384c-8097-5c940b8436e8 | 20aadc24-a391-41cf-b340-3e4529f44bde | 93a60a56-a3c8-11da-a746-0800200b9a66
2,3',4,4',5-Pentachlorobiphenyl | 31508-00-6 | 31508006 | 31508006 | C12H5Cl5 |  | Mass | kg | emission | water | https://ofmpub.epa.gov/sor_internet/registry/substreg/searchandretrieve/substancesearch/search.do?details=displayDetails&selectedSubstanceId=83018 | 1 | Chemicals | 1bf3b7af-b9e6-3081-a801-4b6da0813b21 | 68a5ef8e-68b8-384c-8097-5c940b8436e8 | 20aadc24-a391-41cf-b340-3e4529f44bde | 93a60a56-a3c8-11da-a746-0800200b9a66
3,4,6-Trichlorocatechol | 32139-72-3 | 32139723 | 32139723 | - |  | Mass | kg | emission | water | https://ofmpub.epa.gov/sor_internet/registry/substreg/searchandretrieve/substancesearch/search.do?details=displayDetails&selectedSubstanceId=82090 | 1 | Chemicals | 22c3087a-2a29-3922-84bc-0deb92db95eb | 68a5ef8e-68b8-384c-8097-5c940b8436e8 | 20aadc24-a391-41cf-b340-3e4529f44bde | 93a60a56-a3c8-11da-a746-0800200b9a66
Poly(iminoimidocarbonyliminoimidocarbonyliminohexamethylene) hydrochloride | 32289-58-0 | 32289580 | 32289580 | - |  | Mass | kg | emission | water | https://ofmpub.epa.gov/sor_internet/registry/substreg/searchandretrieve/substancesearch/search.do?details=displayDetails&selectedSubstanceId=53599 | 1 | Chemicals | 5a8be7f4-a171-3450-8b36-e6a92f07c521 | 68a5ef8e-68b8-384c-8097-5c940b8436e8 | 20aadc24-a391-41cf-b340-3e4529f44bde | 93a60a56-a3c8-11da-a746-0800200b9a66
Silvex isooctyl ester | 32534-95-5 | 32534955 | 32534955 | - |  | Mass | kg | emission | water | https://ofmpub.epa.gov/sor_internet/registry/substreg/searchandretrieve/substancesearch/search.do?details=displayDetails&selectedSubstanceId=53378 | 1 | Chemicals | 9ebeb74a-319e-3196-af2d-415497dbf1b8 | 68a5ef8e-68b8-384c-8097-5c940b8436e8 | 20aadc24-a391-41cf-b340-3e4529f44bde | 93a60a56-a3c8-11da-a746-0800200b9a66
2,3,3',4,4'-Pentachlorobiphenyl | 32598-14-4 | 32598144 | 32598144 | C12H5Cl5 |  | Mass | kg | emission | water | https://ofmpub.epa.gov/sor_internet/registry/substreg/searchandretrieve/substancesearch/search.do?details=displayDetails&selectedSubstanceId=83011 | 1 | Chemicals | e06a5c17-121b-3a35-9b3f-cd61fddb9807 | 68a5ef8e-68b8-384c-8097-5c940b8436e8 | 20aadc24-a391-41cf-b340-3e4529f44bde | 93a60a56-a3c8-11da-a746-0800200b9a66
3,3',4,4',5,5'-Hexachlorobiphenyl | 32774-16-6 | 32774166 | 32774166 | C12H4Cl6 |  | Mass | kg | emission | water | https://ofmpub.epa.gov/sor_internet/registry/substreg/searchandretrieve/substancesearch/search.do?details=displayDetails&selectedSubstanceId=82835 | 1 | Chemicals | 4f165153-5d12-37e1-b9cb-bf39af169746 | 68a5ef8e-68b8-384c-8097-5c940b8436e8 | 20aadc24-a391-41cf-b340-3e4529f44bde | 93a60a56-a3c8-11da-a746-0800200b9a66
O,O-Diethyl S-methyl dithiophosphate | 3288-58-2 | 3288582 | 3288582 | C5H13O2PS2 |  | Mass | kg | emission | water | https://ofmpub.epa.gov/sor_internet/registry/substreg/searchandretrieve/substancesearch/search.do?details=displayDetails&selectedSubstanceId=39814 | 1 | Chemicals | e9ea1ba3-ddf1-39e2-abd0-4b187db719ef | 68a5ef8e-68b8-384c-8097-5c940b8436e8 | 20aadc24-a391-41cf-b340-3e4529f44bde | 93a60a56-a3c8-11da-a746-0800200b9a66
Perfluorooctanoic acid | 335-67-1 | 335671 | 335671 | C8HF15O2 |  | Mass | kg | emission | water | https://ofmpub.epa.gov/sor_internet/registry/substreg/searchandretrieve/substancesearch/search.do?details=displayDetails&selectedSubstanceId=46198 | 1 | Chemicals | 51b6d349-86cc-3354-8997-c9c44919ca59 | 68a5ef8e-68b8-384c-8097-5c940b8436e8 | 20aadc24-a391-41cf-b340-3e4529f44bde | 93a60a56-a3c8-11da-a746-0800200b9a66
Perfluorodecanoic acid | 335-76-2 | 335762 | 335762 | C10HF19O2 |  | Mass | kg | emission | water | https://ofmpub.epa.gov/sor_internet/registry/substreg/searchandretrieve/substancesearch/search.do?details=displayDetails&selectedSubstanceId=46196 | 1 | Chemicals | 87346b16-8af9-35c2-a456-f19ef797fd57 | 68a5ef8e-68b8-384c-8097-5c940b8436e8 | 20aadc24-a391-41cf-b340-3e4529f44bde | 93a60a56-a3c8-11da-a746-0800200b9a66
CFC-113a | 354-58-5 | 354585 | 354585 | C2Cl3F3 |  | Mass | kg | emission | water | https://ofmpub.epa.gov/sor_internet/registry/substreg/searchandretrieve/substancesearch/search.do?details=displayDetails&selectedSubstanceId=46464 | 1 | Chemicals | 36ce95c3-4555-311b-99ca-a8329337546c | 68a5ef8e-68b8-384c-8097-5c940b8436e8 | 20aadc24-a391-41cf-b340-3e4529f44bde | 93a60a56-a3c8-11da-a746-0800200b9a66
2-Amino-4,6-dinitrotoluene | 35572-78-2 | 35572782 | 35572782 | C7H7N3O4 |  | Mass | kg | emission | water | https://ofmpub.epa.gov/sor_internet/registry/substreg/searchandretrieve/substancesearch/search.do?details=displayDetails&selectedSubstanceId=92178 | 1 | Chemicals | f2a21f0a-e6b1-32fc-9742-e2dfec4d4b9d | 68a5ef8e-68b8-384c-8097-5c940b8436e8 | 20aadc24-a391-41cf-b340-3e4529f44bde | 93a60a56-a3c8-11da-a746-0800200b9a66
N-Butylbenzenesulfonamide | 3622-84-2 | 3622842 | 3622842 | C10H15NO2S |  | Mass | kg | emission | water | https://ofmpub.epa.gov/sor_internet/registry/substreg/searchandretrieve/substancesearch/search.do?details=displayDetails&selectedSubstanceId=41635 | 1 | Chemicals | 08fecdd3-f38e-3c9f-aebb-33391c66f1e5 | 68a5ef8e-68b8-384c-8097-5c940b8436e8 | 20aadc24-a391-41cf-b340-3e4529f44bde | 93a60a56-a3c8-11da-a746-0800200b9a66
5-Butyl-1H-benzotriazole | 3663-24-9 | 3663249 | 3663249 | C10H13N3 |  | Mass | kg | emission | water | https://ofmpub.epa.gov/sor_internet/registry/substreg/searchandretrieve/substancesearch/search.do?details=displayDetails&selectedSubstanceId=78765 | 1 | Chemicals | d9ffa75b-3378-3dcc-b1e7-5765d8337823 | 68a5ef8e-68b8-384c-8097-5c940b8436e8 | 20aadc24-a391-41cf-b340-3e4529f44bde | 93a60a56-a3c8-11da-a746-0800200b9a66
Diethylhydroxylamine | 3710-84-7 | 3710847 | 3710847 | C4H11NO |  | Mass | kg | emission | water | https://ofmpub.epa.gov/sor_internet/registry/substreg/searchandretrieve/substancesearch/search.do?details=displayDetails&selectedSubstanceId=41241 | 1 | Chemicals | 37550084-b625-3082-900b-f68026573a98 | 68a5ef8e-68b8-384c-8097-5c940b8436e8 | 20aadc24-a391-41cf-b340-3e4529f44bde | 93a60a56-a3c8-11da-a746-0800200b9a66
Rhodamine WT | 37299-86-8 | 37299868 | 37299868 | - |  | Mass | kg | emission | water | https://ofmpub.epa.gov/sor_internet/registry/substreg/searchandretrieve/substancesearch/search.do?details=displayDetails&selectedSubstanceId=83596 | 1 | Chemicals | a8b4f543-391c-3ccc-8c33-4a8a3583b023 | 68a5ef8e-68b8-384c-8097-5c940b8436e8 | 20aadc24-a391-41cf-b340-3e4529f44bde | 93a60a56-a3c8-11da-a746-0800200b9a66
Aroclor 1262 | 37324-23-5 | 37324235 | 37324235 | - |  | Mass | kg | emission | water | https://ofmpub.epa.gov/sor_internet/registry/substreg/searchandretrieve/substancesearch/search.do?details=displayDetails&selectedSubstanceId=55008 | 1 | Chemicals | a8a58433-09d5-39a5-b77f-f74c1d79031b | 68a5ef8e-68b8-384c-8097-5c940b8436e8 | 20aadc24-a391-41cf-b340-3e4529f44bde | 93a60a56-a3c8-11da-a746-0800200b9a66
CFC-114a | 374-07-2 | 374072 | 374072 | C2Cl2F4 |  | Mass | kg | emission | water | https://ofmpub.epa.gov/sor_internet/registry/substreg/searchandretrieve/substancesearch/search.do?details=displayDetails&selectedSubstanceId=46035 | 1 | Chemicals | 9f7f4107-7e1e-32e8-8daa-16384713e2bc | 68a5ef8e-68b8-384c-8097-5c940b8436e8 | 20aadc24-a391-41cf-b340-3e4529f44bde | 93a60a56-a3c8-11da-a746-0800200b9a66
Perfluoroheptanoic acid | 375-85-9 | 375859 | 375859 | C7HF13O2 |  | Mass | kg | emission | water | https://ofmpub.epa.gov/sor_internet/registry/substreg/searchandretrieve/substancesearch/search.do?details=displayDetails&selectedSubstanceId=46028 | 1 | Chemicals | c82e5107-0a0a-372d-a608-e68957a81994 | 68a5ef8e-68b8-384c-8097-5c940b8436e8 | 20aadc24-a391-41cf-b340-3e4529f44bde | 93a60a56-a3c8-11da-a746-0800200b9a66
Perfluorononanoic acid | 375-95-1 | 375951 | 375951 | C9HF17O2 |  | Mass | kg | emission | water | https://ofmpub.epa.gov/sor_internet/registry/substreg/searchandretrieve/substancesearch/search.do?details=displayDetails&selectedSubstanceId=46025 | 1 | Chemicals | c15694c9-eb8a-33ee-acb4-390d82ce597a | 68a5ef8e-68b8-384c-8097-5c940b8436e8 | 20aadc24-a391-41cf-b340-3e4529f44bde | 93a60a56-a3c8-11da-a746-0800200b9a66
Perfluoromyristic acid | 376-06-7 | 376067 | 376067 | C14HF27O2 |  | Mass | kg | emission | water | https://ofmpub.epa.gov/sor_internet/registry/substreg/searchandretrieve/substancesearch/search.do?details=displayDetails&selectedSubstanceId=46024 | 1 | Chemicals | f61ee4b2-1a7a-3b9d-bacb-9850571d6ea1 | 68a5ef8e-68b8-384c-8097-5c940b8436e8 | 20aadc24-a391-41cf-b340-3e4529f44bde | 93a60a56-a3c8-11da-a746-0800200b9a66
Carbonate | 3812-32-6 | 3812326 | 3812326 | CO3 |  | Mass | kg | emission | water | https://ofmpub.epa.gov/sor_internet/registry/substreg/searchandretrieve/substancesearch/search.do?details=displayDetails&selectedSubstanceId=41008 | 1 | Chemicals | c6c2f34a-dcf4-3097-b1d8-0adde9e17c6a | 68a5ef8e-68b8-384c-8097-5c940b8436e8 | 20aadc24-a391-41cf-b340-3e4529f44bde | 93a60a56-a3c8-11da-a746-0800200b9a66
Ammonium perfluorooctanoate | 3825-26-1 | 3825261 | 3825261 | C8H4F15NO2 |  | Mass | kg | emission | water | https://ofmpub.epa.gov/sor_internet/registry/substreg/searchandretrieve/substancesearch/search.do?details=displayDetails&selectedSubstanceId=41002 | 1 | Chemicals | a2dba5f9-413a-3811-b73e-5fc17caf244e | 68a5ef8e-68b8-384c-8097-5c940b8436e8 | 20aadc24-a391-41cf-b340-3e4529f44bde | 93a60a56-a3c8-11da-a746-0800200b9a66
2,3,3',4,4',5-Hexachlorobiphenyl | 38380-08-4 | 38380084 | 38380084 | C12H4Cl6 |  | Mass | kg | emission | water | https://ofmpub.epa.gov/sor_internet/registry/substreg/searchandretrieve/substancesearch/search.do?details=displayDetails&selectedSubstanceId=82894 | 1 | Chemicals | 10e7cef0-102f-33e6-8478-f8f73ef4fbb4 | 68a5ef8e-68b8-384c-8097-5c940b8436e8 | 20aadc24-a391-41cf-b340-3e4529f44bde | 93a60a56-a3c8-11da-a746-0800200b9a66
N-Isopropyl-2-butanonimine | 38836-39-4 | 38836394 | 38836394 | - |  | Mass | kg | emission | water | https://ofmpub.epa.gov/sor_internet/registry/substreg/searchandretrieve/substancesearch/search.do?details=displayDetails&selectedSubstanceId=78776 | 1 | Chemicals | b52723ae-2891-3297-82db-59185eae4a31 | 68a5ef8e-68b8-384c-8097-5c940b8436e8 | 20aadc24-a391-41cf-b340-3e4529f44bde | 93a60a56-a3c8-11da-a746-0800200b9a66
Neptune Blue | 39409-45-5 | 39409455 | 39409455 | - |  | Mass | kg | emission | water | https://ofmpub.epa.gov/sor_internet/registry/substreg/searchandretrieve/substancesearch/search.do?details=displayDetails&selectedSubstanceId=78775 | 1 | Chemicals | 65536787-c1fd-3e76-bb6e-bf9f72151f6a | 68a5ef8e-68b8-384c-8097-5c940b8436e8 | 20aadc24-a391-41cf-b340-3e4529f44bde | 93a60a56-a3c8-11da-a746-0800200b9a66
Isoxsuprine | 395-28-8 | 395288 | 395288 | C18H23NO3 |  | Mass | kg | emission | water | https://ofmpub.epa.gov/sor_internet/registry/substreg/searchandretrieve/substancesearch/search.do?details=displayDetails&selectedSubstanceId=46001 | 1 | Chemicals | 72f25c34-0859-39a5-af7e-10641a3d29a0 | 68a5ef8e-68b8-384c-8097-5c940b8436e8 | 20aadc24-a391-41cf-b340-3e4529f44bde | 93a60a56-a3c8-11da-a746-0800200b9a66
2,3,3',4,4',5,5'-Heptachlorobiphenyl | 39635-31-9 | 39635319 | 39635319 | C12H3Cl7 |  | Mass | kg | emission | water | https://ofmpub.epa.gov/sor_internet/registry/substreg/searchandretrieve/substancesearch/search.do?details=displayDetails&selectedSubstanceId=82817 | 1 | Chemicals | 1bb33b4f-34ec-38ef-9fe3-ff7947228f75 | 68a5ef8e-68b8-384c-8097-5c940b8436e8 | 20aadc24-a391-41cf-b340-3e4529f44bde | 93a60a56-a3c8-11da-a746-0800200b9a66
Bis(2-chloroisopropyl) ether | 39638-32-9 | 39638329 | 39638329 | C6H12Cl2O |  | Mass | kg | emission | water | https://ofmpub.epa.gov/sor_internet/registry/substreg/searchandretrieve/substancesearch/search.do?details=displayDetails&selectedSubstanceId=53058 | 1 | Chemicals | 9fcec01f-876a-388b-bb26-0b7a230cc88b | 68a5ef8e-68b8-384c-8097-5c940b8436e8 | 20aadc24-a391-41cf-b340-3e4529f44bde | 93a60a56-a3c8-11da-a746-0800200b9a66
3-Methoxy-1,2-benzisothiazole | 40991-38-6 | 40991386 | 40991386 | C8H7NOS |  | Mass | kg | emission | water | https://ofmpub.epa.gov/sor_internet/registry/substreg/searchandretrieve/substancesearch/search.do?details=displayDetails&selectedSubstanceId=78774 | 1 | Chemicals | 4d47a689-937d-3255-a67f-f69f53823231 | 68a5ef8e-68b8-384c-8097-5c940b8436e8 | 20aadc24-a391-41cf-b340-3e4529f44bde | 93a60a56-a3c8-11da-a746-0800200b9a66
4-Nitro-N-methylphthalimide | 41663-84-7 | 41663847 | 41663847 | C9H6N2O4 |  | Mass | kg | emission | water | https://ofmpub.epa.gov/sor_internet/registry/substreg/searchandretrieve/substancesearch/search.do?details=displayDetails&selectedSubstanceId=54509 | 1 | Chemicals | 816ae00d-ac5b-30ba-adb3-e24abe576e7a | 68a5ef8e-68b8-384c-8097-5c940b8436e8 | 20aadc24-a391-41cf-b340-3e4529f44bde | 93a60a56-a3c8-11da-a746-0800200b9a66
Ethanone, 1-phenyl-, monohydroxy deriv. | 41903-50-8 | 41903508 | 41903508 | - |  | Mass | kg | emission | water | https://ofmpub.epa.gov/sor_internet/registry/substreg/searchandretrieve/substancesearch/search.do?details=displayDetails&selectedSubstanceId=80930 | 1 | Chemicals | 0e71addd-b39d-3deb-a9c4-c35807f4173d | 68a5ef8e-68b8-384c-8097-5c940b8436e8 | 20aadc24-a391-41cf-b340-3e4529f44bde | 93a60a56-a3c8-11da-a746-0800200b9a66
Benzenesulfonic acid, alkyl derivs. | 42615-29-2 | 42615292 | 42615292 | (CH2)y(CH2)xC7H8O3S |  | Mass | kg | emission | water | https://ofmpub.epa.gov/sor_internet/registry/substreg/searchandretrieve/substancesearch/search.do?details=displayDetails&selectedSubstanceId=53882 | 1 | Chemicals | 51c0362d-caa5-31bd-b717-128bdb0b8bde | 68a5ef8e-68b8-384c-8097-5c940b8436e8 | 20aadc24-a391-41cf-b340-3e4529f44bde | 93a60a56-a3c8-11da-a746-0800200b9a66
HCFC-132 | 431-06-1 | 431061 | 431061 | - |  | Mass | kg | emission | water | https://ofmpub.epa.gov/sor_internet/registry/substreg/searchandretrieve/substancesearch/search.do?details=displayDetails&selectedSubstanceId=82194 | 1 | Chemicals | c66fc9e1-6d42-3962-94b0-cfc8316a00e7 | 68a5ef8e-68b8-384c-8097-5c940b8436e8 | 20aadc24-a391-41cf-b340-3e4529f44bde | 93a60a56-a3c8-11da-a746-0800200b9a66
Carbamodithioic acid(I) | 4384-82-1 | 4384821 | 4384821 | - |  | Mass | kg | emission | water | https://ofmpub.epa.gov/sor_internet/registry/substreg/searchandretrieve/substancesearch/search.do?details=displayDetails&selectedSubstanceId=81107 | 1 | Chemicals | 3a802ef2-f959-38f7-aceb-cec74dcab2ff | 68a5ef8e-68b8-384c-8097-5c940b8436e8 | 20aadc24-a391-41cf-b340-3e4529f44bde | 93a60a56-a3c8-11da-a746-0800200b9a66
Perfluorobutanesulfonate | 45187-15-3 | 45187153 | 45187153 | C4F9O3S |  | Mass | kg | emission | water | https://ofmpub.epa.gov/sor_internet/registry/substreg/searchandretrieve/substancesearch/search.do?details=displayDetails&selectedSubstanceId=101476 | 1 | Chemicals | 6dce3eb2-d068-32e1-a7f5-483a2879d113 | 68a5ef8e-68b8-384c-8097-5c940b8436e8 | 20aadc24-a391-41cf-b340-3e4529f44bde | 93a60a56-a3c8-11da-a746-0800200b9a66
Linolenic acid | 463-40-1 | 463401 | 463401 | C18H30O2 |  | Mass | kg | emission | water | https://ofmpub.epa.gov/sor_internet/registry/substreg/searchandretrieve/substancesearch/search.do?details=displayDetails&selectedSubstanceId=93650 | 1 | Chemicals | e3499d85-f0ea-3032-890f-780fd2f90100 | 68a5ef8e-68b8-384c-8097-5c940b8436e8 | 20aadc24-a391-41cf-b340-3e4529f44bde | 93a60a56-a3c8-11da-a746-0800200b9a66
1-Chloro-3-phenoxy-2-propanol | 4769-73-7 | 4769737 | 4769737 | - |  | Mass | kg | emission | water | https://ofmpub.epa.gov/sor_internet/registry/substreg/searchandretrieve/substancesearch/search.do?details=displayDetails&selectedSubstanceId=42430 | 1 | Chemicals | 71c9dfc6-afeb-39cb-a881-1b3e1a18d45b | 68a5ef8e-68b8-384c-8097-5c940b8436e8 | 20aadc24-a391-41cf-b340-3e4529f44bde | 93a60a56-a3c8-11da-a746-0800200b9a66
o-Methallyloxyphenol | 4790-71-0 | 4790710 | 4790710 | C10H12O2 |  | Mass | kg | emission | water | https://ofmpub.epa.gov/sor_internet/registry/substreg/searchandretrieve/substancesearch/search.do?details=displayDetails&selectedSubstanceId=82623 | 1 | Chemicals | e7bd3b92-d9b3-3d1f-a545-e218ce5ab4cc | 68a5ef8e-68b8-384c-8097-5c940b8436e8 | 20aadc24-a391-41cf-b340-3e4529f44bde | 93a60a56-a3c8-11da-a746-0800200b9a66
Dyphylline | 479-18-5 | 479185 | 479185 | C10H14N4O4 |  | Mass | kg | emission | water | https://ofmpub.epa.gov/sor_internet/registry/substreg/searchandretrieve/substancesearch/search.do?details=displayDetails&selectedSubstanceId=45841 | 1 | Chemicals | d4c0f9a0-8d0b-35df-b793-03a1614bbd08 | 68a5ef8e-68b8-384c-8097-5c940b8436e8 | 20aadc24-a391-41cf-b340-3e4529f44bde | 93a60a56-a3c8-11da-a746-0800200b9a66
Tetryl | 479-45-8 | 479458 | 479458 | C7H5N5O8 |  | Mass | kg | emission | water | https://ofmpub.epa.gov/sor_internet/registry/substreg/searchandretrieve/substancesearch/search.do?details=displayDetails&selectedSubstanceId=90584 | 1 | Chemicals | fb85f6ef-a34b-3a1d-8d99-0419a9bc9681 | 68a5ef8e-68b8-384c-8097-5c940b8436e8 | 20aadc24-a391-41cf-b340-3e4529f44bde | 93a60a56-a3c8-11da-a746-0800200b9a66
Chlorophyll a | 479-61-8 | 479618 | 479618 | C55H72MgN4O5 |  | Mass | kg | emission | water | https://ofmpub.epa.gov/sor_internet/registry/substreg/searchandretrieve/substancesearch/search.do?details=displayDetails&selectedSubstanceId=90583 | 1 | Chemicals | d20504f9-6c24-3df9-b41e-74c453f9d6b5 | 68a5ef8e-68b8-384c-8097-5c940b8436e8 | 20aadc24-a391-41cf-b340-3e4529f44bde | 93a60a56-a3c8-11da-a746-0800200b9a66
Carbohydrazide | 497-18-7 | 497187 | 497187 | CH6N4O |  | Mass | kg | emission | water | https://ofmpub.epa.gov/sor_internet/registry/substreg/searchandretrieve/substancesearch/search.do?details=displayDetails&selectedSubstanceId=45773 | 1 | Chemicals | 3c79a51e-1a6c-3c8f-bb5f-46cf068a53f3 | 68a5ef8e-68b8-384c-8097-5c940b8436e8 | 20aadc24-a391-41cf-b340-3e4529f44bde | 93a60a56-a3c8-11da-a746-0800200b9a66
2-Methyl-1,3-dioxolane | 497-26-7 | 497267 | 497267 | C4H8O2 |  | Mass | kg | emission | water | https://ofmpub.epa.gov/sor_internet/registry/substreg/searchandretrieve/substancesearch/search.do?details=displayDetails&selectedSubstanceId=45772 | 1 | Chemicals | 1d9564e0-dcc4-3876-ae40-f168c6ba36f2 | 68a5ef8e-68b8-384c-8097-5c940b8436e8 | 20aadc24-a391-41cf-b340-3e4529f44bde | 93a60a56-a3c8-11da-a746-0800200b9a66
Aspirin | 50-78-2 | 50782 | 50782 | C9H8O4 |  | Mass | kg | emission | water | https://ofmpub.epa.gov/sor_internet/registry/substreg/searchandretrieve/substancesearch/search.do?details=displayDetails&selectedSubstanceId=49184 | 1 | Chemicals | b16e0284-cd31-3b4d-8ecc-eb1289521d1d | 68a5ef8e-68b8-384c-8097-5c940b8436e8 | 20aadc24-a391-41cf-b340-3e4529f44bde | 93a60a56-a3c8-11da-a746-0800200b9a66
Potassium N-hydroxymethyl-N-methyldithiocarbamate | 51026-28-9 | 51026289 | 51026289 | C3H6KNOS2 |  | Mass | kg | emission | water | https://ofmpub.epa.gov/sor_internet/registry/substreg/searchandretrieve/substancesearch/search.do?details=displayDetails&selectedSubstanceId=55747 | 1 | Chemicals | 15c833c6-b7c6-31c7-abf3-94f328b7e48d | 68a5ef8e-68b8-384c-8097-5c940b8436e8 | 20aadc24-a391-41cf-b340-3e4529f44bde | 93a60a56-a3c8-11da-a746-0800200b9a66
N-Methylbenzenesulfonamide | 5183-78-8 | 5183788 | 5183788 | C7H9NO2S |  | Mass | kg | emission | water | https://ofmpub.epa.gov/sor_internet/registry/substreg/searchandretrieve/substancesearch/search.do?details=displayDetails&selectedSubstanceId=42256 | 1 | Chemicals | 76416a39-bcc9-3799-920b-e920f5911823 | 68a5ef8e-68b8-384c-8097-5c940b8436e8 | 20aadc24-a391-41cf-b340-3e4529f44bde | 93a60a56-a3c8-11da-a746-0800200b9a66
Chlorophyll b | 519-62-0 | 519620 | 519620 | C55H70MgN4O6 |  | Mass | kg | emission | water | https://ofmpub.epa.gov/sor_internet/registry/substreg/searchandretrieve/substancesearch/search.do?details=displayDetails&selectedSubstanceId=45310 | 1 | Chemicals | 90903bca-bdb7-38dc-b211-5665e1707af9 | 68a5ef8e-68b8-384c-8097-5c940b8436e8 | 20aadc24-a391-41cf-b340-3e4529f44bde | 93a60a56-a3c8-11da-a746-0800200b9a66
2,3',4,4',5,5'-Hexachlorobiphenyl | 52663-72-6 | 52663726 | 52663726 | C12H4Cl6 |  | Mass | kg | emission | water | https://ofmpub.epa.gov/sor_internet/registry/substreg/searchandretrieve/substancesearch/search.do?details=displayDetails&selectedSubstanceId=82655 | 1 | Chemicals | 10e13cdc-6dc2-33cc-99e2-a7853e514390 | 68a5ef8e-68b8-384c-8097-5c940b8436e8 | 20aadc24-a391-41cf-b340-3e4529f44bde | 93a60a56-a3c8-11da-a746-0800200b9a66
o,p'-DDD | 53-19-0 | 53190 | 53190 | C14H10Cl4 |  | Mass | kg | emission | water | https://ofmpub.epa.gov/sor_internet/registry/substreg/searchandretrieve/substancesearch/search.do?details=displayDetails&selectedSubstanceId=84992 | 1 | Chemicals | d12cbf5a-b145-3314-a4b3-47110925677b | 68a5ef8e-68b8-384c-8097-5c940b8436e8 | 20aadc24-a391-41cf-b340-3e4529f44bde | 93a60a56-a3c8-11da-a746-0800200b9a66
Methocarbamol | 532-03-6 | 532036 | 532036 | C11H15NO5 |  | Mass | kg | emission | water | https://ofmpub.epa.gov/sor_internet/registry/substreg/searchandretrieve/substancesearch/search.do?details=displayDetails&selectedSubstanceId=88920 | 1 | Chemicals | ef513044-5cd4-3d46-ae42-f6810cedae36 | 68a5ef8e-68b8-384c-8097-5c940b8436e8 | 20aadc24-a391-41cf-b340-3e4529f44bde | 93a60a56-a3c8-11da-a746-0800200b9a66
2-Chloro-4-tert-amylphenol | 5323-65-9 | 5323659 | 5323659 | - |  | Mass | kg | emission | water | https://ofmpub.epa.gov/sor_internet/registry/substreg/searchandretrieve/substancesearch/search.do?details=displayDetails&selectedSubstanceId=78790 | 1 | Chemicals | fca5e767-af72-341c-9122-e56543c1683b | 68a5ef8e-68b8-384c-8097-5c940b8436e8 | 20aadc24-a391-41cf-b340-3e4529f44bde | 93a60a56-a3c8-11da-a746-0800200b9a66
3-Methoxypropylamine | 5332-73-0 | 5332730 | 5332730 | C4H11NO |  | Mass | kg | emission | water | https://ofmpub.epa.gov/sor_internet/registry/substreg/searchandretrieve/substancesearch/search.do?details=displayDetails&selectedSubstanceId=42183 | 1 | Chemicals | af9e1dcd-bee4-3aea-9431-112c146ada5d | 68a5ef8e-68b8-384c-8097-5c940b8436e8 | 20aadc24-a391-41cf-b340-3e4529f44bde | 93a60a56-a3c8-11da-a746-0800200b9a66
Bromacil, lithium salt | 53404-19-6 | 53404196 | 53404196 | C9H12BrLiN2O2 |  | Mass | kg | emission | water | https://ofmpub.epa.gov/sor_internet/registry/substreg/searchandretrieve/substancesearch/search.do?details=displayDetails&selectedSubstanceId=88755 | 1 | Chemicals | 51e8cc19-23b1-3469-89a5-cccd6ab749a4 | 68a5ef8e-68b8-384c-8097-5c940b8436e8 | 20aadc24-a391-41cf-b340-3e4529f44bde | 93a60a56-a3c8-11da-a746-0800200b9a66
Endrin ketone | 53494-70-5 | 53494705 | 53494705 | C12H8Cl6O |  | Mass | kg | emission | water | https://ofmpub.epa.gov/sor_internet/registry/substreg/searchandretrieve/substancesearch/search.do?details=displayDetails&selectedSubstanceId=51342 | 1 | Chemicals | 0f620c98-b692-3d9d-b881-574f8bf4e1e3 | 68a5ef8e-68b8-384c-8097-5c940b8436e8 | 20aadc24-a391-41cf-b340-3e4529f44bde | 93a60a56-a3c8-11da-a746-0800200b9a66
1,2,3,4-Tetrahydro-8-methyldibenzothiophene | 54889-44-0 | 54889440 | 54889440 | - |  | Mass | kg | emission | water | https://ofmpub.epa.gov/sor_internet/registry/substreg/searchandretrieve/substancesearch/search.do?details=displayDetails&selectedSubstanceId=78749 | 1 | Chemicals | f9851a79-badb-3dba-bfab-4465df02e645 | 68a5ef8e-68b8-384c-8097-5c940b8436e8 | 20aadc24-a391-41cf-b340-3e4529f44bde | 93a60a56-a3c8-11da-a746-0800200b9a66
2,2,4,5,6,7,8,8-Octachloro-2,3,3a,4,7,7a-hexahydro-4,7-methano-1H-indene | 5566-34-7 | 5566347 | 5566347 | C10H6Cl8 |  | Mass | kg | emission | water | https://ofmpub.epa.gov/sor_internet/registry/substreg/searchandretrieve/substancesearch/search.do?details=displayDetails&selectedSubstanceId=38598 | 1 | Chemicals | 7481cabf-87ea-3001-b655-13e7b09ec089 | 68a5ef8e-68b8-384c-8097-5c940b8436e8 | 20aadc24-a391-41cf-b340-3e4529f44bde | 93a60a56-a3c8-11da-a746-0800200b9a66
Nitroguanidine | 556-88-7 | 556887 | 556887 | CH4N4O2 |  | Mass | kg | emission | water | https://ofmpub.epa.gov/sor_internet/registry/substreg/searchandretrieve/substancesearch/search.do?details=displayDetails&selectedSubstanceId=45382 | 1 | Chemicals | a5629883-2155-3d79-9786-1cefd62e3360 | 68a5ef8e-68b8-384c-8097-5c940b8436e8 | 20aadc24-a391-41cf-b340-3e4529f44bde | 93a60a56-a3c8-11da-a746-0800200b9a66
1,2-Dichloropropene | 563-54-2 | 563542 | 563542 | C3H4Cl2 |  | Mass | kg | emission | water | https://ofmpub.epa.gov/sor_internet/registry/substreg/searchandretrieve/substancesearch/search.do?details=displayDetails&selectedSubstanceId=89951 | 1 | Chemicals | 58a9acfb-c994-35e1-8564-c15d35fdd99c | 68a5ef8e-68b8-384c-8097-5c940b8436e8 | 20aadc24-a391-41cf-b340-3e4529f44bde | 93a60a56-a3c8-11da-a746-0800200b9a66
1,1-Dichloropropene | 563-58-6 | 563586 | 563586 | C3H4Cl2 |  | Mass | kg | emission | water | https://ofmpub.epa.gov/sor_internet/registry/substreg/searchandretrieve/substancesearch/search.do?details=displayDetails&selectedSubstanceId=45664 | 1 | Chemicals | 2fcb7f4a-fe05-3de2-ab51-fafa1e40c9a9 | 68a5ef8e-68b8-384c-8097-5c940b8436e8 | 20aadc24-a391-41cf-b340-3e4529f44bde | 93a60a56-a3c8-11da-a746-0800200b9a66
Chlorhexidine diacetate | 56-95-1 | 56951 | 56951 | C26H38Cl2N10O4 |  | Mass | kg | emission | water | https://ofmpub.epa.gov/sor_internet/registry/substreg/searchandretrieve/substancesearch/search.do?details=displayDetails&selectedSubstanceId=89625 | 1 | Chemicals | 65f795dd-1394-3514-ad60-b92168d9af2d | 68a5ef8e-68b8-384c-8097-5c940b8436e8 | 20aadc24-a391-41cf-b340-3e4529f44bde | 93a60a56-a3c8-11da-a746-0800200b9a66
Monochlorodehydroabietic acid | 57055-38-6 | 57055386 | 57055386 | C20H27ClO2 |  | Mass | kg | emission | water | https://ofmpub.epa.gov/sor_internet/registry/substreg/searchandretrieve/substancesearch/search.do?details=displayDetails&selectedSubstanceId=89614 | 1 | Chemicals | 703ab71d-eeb6-35cb-a8ca-506057b811d7 | 68a5ef8e-68b8-384c-8097-5c940b8436e8 | 20aadc24-a391-41cf-b340-3e4529f44bde | 93a60a56-a3c8-11da-a746-0800200b9a66
Dichlorodehydroabietic acid | 57055-39-7 | 57055397 | 57055397 | C20H26Cl2O2 |  | Mass | kg | emission | water | https://ofmpub.epa.gov/sor_internet/registry/substreg/searchandretrieve/substancesearch/search.do?details=displayDetails&selectedSubstanceId=82528 | 1 | Chemicals | c714c324-fb15-3353-a297-52c29f30a8b0 | 68a5ef8e-68b8-384c-8097-5c940b8436e8 | 20aadc24-a391-41cf-b340-3e4529f44bde | 93a60a56-a3c8-11da-a746-0800200b9a66
3,3',4,4',5-Pentachlorobiphenyl | 57465-28-8 | 57465288 | 57465288 | C12H5Cl5 |  | Mass | kg | emission | water | https://ofmpub.epa.gov/sor_internet/registry/substreg/searchandretrieve/substancesearch/search.do?details=displayDetails&selectedSubstanceId=82641 | 1 | Chemicals | 52c9b393-c687-3279-99b3-c8662628827d | 68a5ef8e-68b8-384c-8097-5c940b8436e8 | 20aadc24-a391-41cf-b340-3e4529f44bde | 93a60a56-a3c8-11da-a746-0800200b9a66
9,10-Dichlorostearic acid | 5829-48-1 | 5829481 | 5829481 | C18H34Cl2O2 |  | Mass | kg | emission | water | https://ofmpub.epa.gov/sor_internet/registry/substreg/searchandretrieve/substancesearch/search.do?details=displayDetails&selectedSubstanceId=76827 | 1 | Chemicals | 61bcfd1c-28e9-3e7b-b7b5-6b4fffc397aa | 68a5ef8e-68b8-384c-8097-5c940b8436e8 | 20aadc24-a391-41cf-b340-3e4529f44bde | 93a60a56-a3c8-11da-a746-0800200b9a66
Theophylline | 58-55-9 | 58559 | 58559 | C7H8N4O2 |  | Mass | kg | emission | water | https://ofmpub.epa.gov/sor_internet/registry/substreg/searchandretrieve/substancesearch/search.do?details=displayDetails&selectedSubstanceId=49125 | 1 | Chemicals | 78cf2e48-b5ec-3f4b-956c-75f9049181e1 | 68a5ef8e-68b8-384c-8097-5c940b8436e8 | 20aadc24-a391-41cf-b340-3e4529f44bde | 93a60a56-a3c8-11da-a746-0800200b9a66
Dibromodichloromethane | 594-18-3 | 594183 | 594183 | CBr2Cl2 |  | Mass | kg | emission | water | https://ofmpub.epa.gov/sor_internet/registry/substreg/searchandretrieve/substancesearch/search.do?details=displayDetails&selectedSubstanceId=45064 | 1 | Chemicals | fa681c55-fed8-328d-8d90-92e9ffda6a04 | 68a5ef8e-68b8-384c-8097-5c940b8436e8 | 20aadc24-a391-41cf-b340-3e4529f44bde | 93a60a56-a3c8-11da-a746-0800200b9a66
Pheophytin a | 603-17-8 | 603178 | 603178 | C55H74N4O5 |  | Mass | kg | emission | water | https://ofmpub.epa.gov/sor_internet/registry/substreg/searchandretrieve/substancesearch/search.do?details=displayDetails&selectedSubstanceId=44996 | 1 | Chemicals | 1dda6a2b-c0bc-3416-bc8f-4b5ca37313ad | 68a5ef8e-68b8-384c-8097-5c940b8436e8 | 20aadc24-a391-41cf-b340-3e4529f44bde | 93a60a56-a3c8-11da-a746-0800200b9a66
Linoleic acid | 60-33-3 | 60333 | 60333 | C18H32O2 |  | Mass | kg | emission | water | https://ofmpub.epa.gov/sor_internet/registry/substreg/searchandretrieve/substancesearch/search.do?details=displayDetails&selectedSubstanceId=90648 | 1 | Chemicals | ba8cb390-1bcd-32b6-ad4e-82462ec7a541 | 68a5ef8e-68b8-384c-8097-5c940b8436e8 | 20aadc24-a391-41cf-b340-3e4529f44bde | 93a60a56-a3c8-11da-a746-0800200b9a66
3,4,6-Trichloroguaiacol | 60712-44-9 | 60712449 | 60712449 | C7H5Cl3O2 |  | Mass | kg | emission | water | https://ofmpub.epa.gov/sor_internet/registry/substreg/searchandretrieve/substancesearch/search.do?details=displayDetails&selectedSubstanceId=83840 | 1 | Chemicals | 8752cc39-9c37-3097-b46d-2a56a9e17b1c | 68a5ef8e-68b8-384c-8097-5c940b8436e8 | 20aadc24-a391-41cf-b340-3e4529f44bde | 93a60a56-a3c8-11da-a746-0800200b9a66
2,3-Dichloroaniline | 608-27-5 | 608275 | 608275 | C6H5Cl2N |  | Mass | kg | emission | water | https://ofmpub.epa.gov/sor_internet/registry/substreg/searchandretrieve/substancesearch/search.do?details=displayDetails&selectedSubstanceId=90461 | 1 | Chemicals | 199dfb3c-7a19-3054-84cf-8ed423d17483 | 68a5ef8e-68b8-384c-8097-5c940b8436e8 | 20aadc24-a391-41cf-b340-3e4529f44bde | 93a60a56-a3c8-11da-a746-0800200b9a66
2-Chlorobenzyl chloride | 611-19-8 | 611198 | 611198 | C7H6Cl2 |  | Mass | kg | emission | water | https://ofmpub.epa.gov/sor_internet/registry/substreg/searchandretrieve/substancesearch/search.do?details=displayDetails&selectedSubstanceId=45286 | 1 | Chemicals | 58378ffb-fce2-3b65-aa38-f705eac55b56 | 68a5ef8e-68b8-384c-8097-5c940b8436e8 | 20aadc24-a391-41cf-b340-3e4529f44bde | 93a60a56-a3c8-11da-a746-0800200b9a66
Amoxicillin trihydrate | 61336-70-7 | 61336707 | 61336707 | C16H25N3O8S |  | Mass | kg | emission | water | https://ofmpub.epa.gov/sor_internet/registry/substreg/searchandretrieve/substancesearch/search.do?details=displayDetails&selectedSubstanceId=86949 | 1 | Chemicals | 7858d5f6-c5cc-39e3-9228-8736b5b9be26 | 68a5ef8e-68b8-384c-8097-5c940b8436e8 | 20aadc24-a391-41cf-b340-3e4529f44bde | 93a60a56-a3c8-11da-a746-0800200b9a66
2-(Methylthio)benzothiazole | 615-22-5 | 615225 | 615225 | C8H7NS2 |  | Mass | kg | emission | water | https://ofmpub.epa.gov/sor_internet/registry/substreg/searchandretrieve/substancesearch/search.do?details=displayDetails&selectedSubstanceId=44512 | 1 | Chemicals | f63f8639-7475-3e67-9a74-cce212278663 | 68a5ef8e-68b8-384c-8097-5c940b8436e8 | 20aadc24-a391-41cf-b340-3e4529f44bde | 93a60a56-a3c8-11da-a746-0800200b9a66
Sodium 2-biphenylate tetrahydrate | 6152-33-6 | 6152336 | 6152336 | C12H17NaO5 |  | Mass | kg | emission | water | https://ofmpub.epa.gov/sor_internet/registry/substreg/searchandretrieve/substancesearch/search.do?details=displayDetails&selectedSubstanceId=78788 | 1 | Chemicals | 3afda8d9-e227-332c-b25b-6fcbcf9b9a33 | 68a5ef8e-68b8-384c-8097-5c940b8436e8 | 20aadc24-a391-41cf-b340-3e4529f44bde | 93a60a56-a3c8-11da-a746-0800200b9a66
1,1-Dichloro-2,2-diethoxyethane | 619-33-0 | 619330 | 619330 | C6H12Cl2O2 |  | Mass | kg | emission | water | https://ofmpub.epa.gov/sor_internet/registry/substreg/searchandretrieve/substancesearch/search.do?details=displayDetails&selectedSubstanceId=44882 | 1 | Chemicals | 45a52cb8-18ec-3506-9cb0-fdc2c6255bcf | 68a5ef8e-68b8-384c-8097-5c940b8436e8 | 20aadc24-a391-41cf-b340-3e4529f44bde | 93a60a56-a3c8-11da-a746-0800200b9a66
Trichloroguaiacol | 61966-36-7 | 61966367 | 61966367 | - |  | Mass | kg | emission | water | https://ofmpub.epa.gov/sor_internet/registry/substreg/searchandretrieve/substancesearch/search.do?details=displayDetails&selectedSubstanceId=76809 | 1 | Chemicals | d00254e9-9ecb-3dc3-b6e1-0f8883ba9398 | 68a5ef8e-68b8-384c-8097-5c940b8436e8 | 20aadc24-a391-41cf-b340-3e4529f44bde | 93a60a56-a3c8-11da-a746-0800200b9a66
Tripropyl orthoformate | 621-76-1 | 621761 | 621761 | C10H22O3 |  | Mass | kg | emission | water | https://ofmpub.epa.gov/sor_internet/registry/substreg/searchandretrieve/substancesearch/search.do?details=displayDetails&selectedSubstanceId=44781 | 1 | Chemicals | 9ee53ba8-2e74-3342-9960-935a672871a1 | 68a5ef8e-68b8-384c-8097-5c940b8436e8 | 20aadc24-a391-41cf-b340-3e4529f44bde | 93a60a56-a3c8-11da-a746-0800200b9a66
Ethyl methyl sulfide | 624-89-5 | 624895 | 624895 | C3H8S |  | Mass | kg | emission | water | https://ofmpub.epa.gov/sor_internet/registry/substreg/searchandretrieve/substancesearch/search.do?details=displayDetails&selectedSubstanceId=44701 | 1 | Chemicals | 90f758c0-d25c-3955-9708-efc1fc1d3ac1 | 68a5ef8e-68b8-384c-8097-5c940b8436e8 | 20aadc24-a391-41cf-b340-3e4529f44bde | 93a60a56-a3c8-11da-a746-0800200b9a66
Methyl disulfide | 624-92-0 | 624920 | 624920 | C2H6S2 |  | Mass | kg | emission | water | https://ofmpub.epa.gov/sor_internet/registry/substreg/searchandretrieve/substancesearch/search.do?details=displayDetails&selectedSubstanceId=44699 | 1 | Chemicals | 478854c3-a6b2-32b4-8c3b-468f7b157745 | 68a5ef8e-68b8-384c-8097-5c940b8436e8 | 20aadc24-a391-41cf-b340-3e4529f44bde | 93a60a56-a3c8-11da-a746-0800200b9a66
Ethyl methanesulfonate | 62-50-0 | 62500 | 62500 | C3H8O3S |  | Mass | kg | emission | water | https://ofmpub.epa.gov/sor_internet/registry/substreg/searchandretrieve/substancesearch/search.do?details=displayDetails&selectedSubstanceId=49068 | 1 | Chemicals | b9065d25-ff01-3888-a01b-ae6244db58bc | 68a5ef8e-68b8-384c-8097-5c940b8436e8 | 20aadc24-a391-41cf-b340-3e4529f44bde | 93a60a56-a3c8-11da-a746-0800200b9a66
1-Ethoxy-2-methylpropane | 627-02-1 | 627021 | 627021 | C6H14O |  | Mass | kg | emission | water | https://ofmpub.epa.gov/sor_internet/registry/substreg/searchandretrieve/substancesearch/search.do?details=displayDetails&selectedSubstanceId=78860 | 1 | Chemicals | e04dd20a-31f9-320b-9559-1b3698f25894 | 68a5ef8e-68b8-384c-8097-5c940b8436e8 | 20aadc24-a391-41cf-b340-3e4529f44bde | 93a60a56-a3c8-11da-a746-0800200b9a66
Ethylene glycol dinitrate | 628-96-6 | 628966 | 628966 | C2H4N2O6 |  | Mass | kg | emission | water | https://ofmpub.epa.gov/sor_internet/registry/substreg/searchandretrieve/substancesearch/search.do?details=displayDetails&selectedSubstanceId=89174 | 1 | Chemicals | c619e63d-7e9c-3279-b999-45478c691c82 | 68a5ef8e-68b8-384c-8097-5c940b8436e8 | 20aadc24-a391-41cf-b340-3e4529f44bde | 93a60a56-a3c8-11da-a746-0800200b9a66
Hexacosane | 630-01-3 | 630013 | 630013 | C26H54 |  | Mass | kg | emission | water | https://ofmpub.epa.gov/sor_internet/registry/substreg/searchandretrieve/substancesearch/search.do?details=displayDetails&selectedSubstanceId=89022 | 1 | Chemicals | 0b397448-ef66-3db9-9e39-513db42f23bf | 68a5ef8e-68b8-384c-8097-5c940b8436e8 | 20aadc24-a391-41cf-b340-3e4529f44bde | 93a60a56-a3c8-11da-a746-0800200b9a66
Aluminum stearate | 637-12-7 | 637127 | 637127 | C54H105AlO6 |  | Mass | kg | emission | water | https://ofmpub.epa.gov/sor_internet/registry/substreg/searchandretrieve/substancesearch/search.do?details=displayDetails&selectedSubstanceId=90436 | 1 | Chemicals | d729fa2d-4c20-3207-8ede-1a4db0166c4e | 68a5ef8e-68b8-384c-8097-5c940b8436e8 | 20aadc24-a391-41cf-b340-3e4529f44bde | 93a60a56-a3c8-11da-a746-0800200b9a66
2,3',4,4',5'-Pentachlorobiphenyl | 65510-44-3 | 65510443 | 65510443 | C12H5Cl5 |  | Mass | kg | emission | water | https://ofmpub.epa.gov/sor_internet/registry/substreg/searchandretrieve/substancesearch/search.do?details=displayDetails&selectedSubstanceId=89143 | 1 | Chemicals | 50b65910-d304-3c4a-9e43-35371fa908ad | 68a5ef8e-68b8-384c-8097-5c940b8436e8 | 20aadc24-a391-41cf-b340-3e4529f44bde | 93a60a56-a3c8-11da-a746-0800200b9a66
Cyanate | 661-20-1 | 661201 | 661201 | - |  | Mass | kg | emission | water | https://ofmpub.epa.gov/sor_internet/registry/substreg/searchandretrieve/substancesearch/search.do?details=displayDetails&selectedSubstanceId=44378 | 1 | Chemicals | a2878d2c-38bc-3b8b-ad80-0572aab39cf5 | 68a5ef8e-68b8-384c-8097-5c940b8436e8 | 20aadc24-a391-41cf-b340-3e4529f44bde | 93a60a56-a3c8-11da-a746-0800200b9a66
Octylphenol | 67554-50-1 | 67554501 | 67554501 | - |  | Mass | kg | emission | water | https://ofmpub.epa.gov/sor_internet/registry/substreg/searchandretrieve/substancesearch/search.do?details=displayDetails&selectedSubstanceId=81344 | 1 | Chemicals | 6aa278eb-0dff-36cc-9e8e-ba03a55964a6 | 68a5ef8e-68b8-384c-8097-5c940b8436e8 | 20aadc24-a391-41cf-b340-3e4529f44bde | 93a60a56-a3c8-11da-a746-0800200b9a66
1-Decanol, 3,3,4,4,5,5,6,6,7,7,8,8,9,9,10,10,10-heptadecafluoro- | 678-39-7 | 678397 | 678397 | C10H5F17O |  | Mass | kg | emission | water | https://ofmpub.epa.gov/sor_internet/registry/substreg/searchandretrieve/substancesearch/search.do?details=displayDetails&selectedSubstanceId=91205 | 1 | Chemicals | 66d49261-5f1e-36a6-b6fb-f4c6aa8a2686 | 68a5ef8e-68b8-384c-8097-5c940b8436e8 | 20aadc24-a391-41cf-b340-3e4529f44bde | 93a60a56-a3c8-11da-a746-0800200b9a66
2-Bromo-1,1-dichloroethane | 683-53-4 | 683534 | 683534 | C2H3BrCl2 |  | Mass | kg | emission | water | https://ofmpub.epa.gov/sor_internet/registry/substreg/searchandretrieve/substancesearch/search.do?details=displayDetails&selectedSubstanceId=44339 | 1 | Chemicals | 2969ef3e-1796-3b09-aab8-f19bca5af88f | 68a5ef8e-68b8-384c-8097-5c940b8436e8 | 20aadc24-a391-41cf-b340-3e4529f44bde | 93a60a56-a3c8-11da-a746-0800200b9a66
Cocamides diethanolamines | 68603-42-9 | 68603429 | 68603429 | - |  | Mass | kg | emission | water | https://ofmpub.epa.gov/sor_internet/registry/substreg/searchandretrieve/substancesearch/search.do?details=displayDetails&selectedSubstanceId=11132 | 1 | Chemicals | e2163f10-b02f-361a-9ac2-84fbdc647879 | 68a5ef8e-68b8-384c-8097-5c940b8436e8 | 20aadc24-a391-41cf-b340-3e4529f44bde | 93a60a56-a3c8-11da-a746-0800200b9a66
Hydroxyzine | 68-88-2 | 68882 | 68882 | C21H27ClN2O2 |  | Mass | kg | emission | water | https://ofmpub.epa.gov/sor_internet/registry/substreg/searchandretrieve/substancesearch/search.do?details=displayDetails&selectedSubstanceId=87804 | 1 | Chemicals | 35abe426-6ce6-3463-88c0-9a03374637c9 | 68a5ef8e-68b8-384c-8097-5c940b8436e8 | 20aadc24-a391-41cf-b340-3e4529f44bde | 93a60a56-a3c8-11da-a746-0800200b9a66
2,3,3',4,4',5'-Hexachlorobiphenyl | 69782-90-7 | 69782907 | 69782907 | C12H4Cl6 |  | Mass | kg | emission | water | https://ofmpub.epa.gov/sor_internet/registry/substreg/searchandretrieve/substancesearch/search.do?details=displayDetails&selectedSubstanceId=83089 | 1 | Chemicals | 643f0ab4-a000-375d-97e4-63a4ae544913 | 68a5ef8e-68b8-384c-8097-5c940b8436e8 | 20aadc24-a391-41cf-b340-3e4529f44bde | 93a60a56-a3c8-11da-a746-0800200b9a66
3,4,4',5-Tetrachlorobiphenyl | 70362-50-4 | 70362504 | 70362504 | C12H6Cl4 |  | Mass | kg | emission | water | https://ofmpub.epa.gov/sor_internet/registry/substreg/searchandretrieve/substancesearch/search.do?details=displayDetails&selectedSubstanceId=83081 | 1 | Chemicals | 5b4b1278-2eeb-3f8d-b324-60946af52859 | 68a5ef8e-68b8-384c-8097-5c940b8436e8 | 20aadc24-a391-41cf-b340-3e4529f44bde | 93a60a56-a3c8-11da-a746-0800200b9a66
Octachlorocyclopentene | 706-78-5 | 706785 | 706785 | C5Cl8 |  | Mass | kg | emission | water | https://ofmpub.epa.gov/sor_internet/registry/substreg/searchandretrieve/substancesearch/search.do?details=displayDetails&selectedSubstanceId=87209 | 1 | Chemicals | 87aca807-6f96-3a57-969a-b51d65508e23 | 68a5ef8e-68b8-384c-8097-5c940b8436e8 | 20aadc24-a391-41cf-b340-3e4529f44bde | 93a60a56-a3c8-11da-a746-0800200b9a66
Acetate ion | 71-50-1 | 71501 | 71501 | C2H3O2 |  | Mass | kg | emission | water | https://ofmpub.epa.gov/sor_internet/registry/substreg/searchandretrieve/substancesearch/search.do?details=displayDetails&selectedSubstanceId=98371 | 1 | Chemicals | 037cca1f-fa37-3188-bcfe-4dded27b9b92 | 68a5ef8e-68b8-384c-8097-5c940b8436e8 | 20aadc24-a391-41cf-b340-3e4529f44bde | 93a60a56-a3c8-11da-a746-0800200b9a66
Bicarbonate | 71-52-3 | 71523 | 71523 | CHO3 |  | Mass | kg | emission | water | https://ofmpub.epa.gov/sor_internet/registry/substreg/searchandretrieve/substancesearch/search.do?details=displayDetails&selectedSubstanceId=48568 | 1 | Chemicals | ad2ac2ca-fddd-3b6a-8ea9-5643d05354d1 | 68a5ef8e-68b8-384c-8097-5c940b8436e8 | 20aadc24-a391-41cf-b340-3e4529f44bde | 93a60a56-a3c8-11da-a746-0800200b9a66
Sulfathiazole | 72-14-0 | 72140 | 72140 | C9H9N3O2S2 |  | Mass | kg | emission | water | https://ofmpub.epa.gov/sor_internet/registry/substreg/searchandretrieve/substancesearch/search.do?details=displayDetails&selectedSubstanceId=48564 | 1 | Chemicals | ca07ecd4-86cb-3a76-976f-c52a16f39d44 | 68a5ef8e-68b8-384c-8097-5c940b8436e8 | 20aadc24-a391-41cf-b340-3e4529f44bde | 93a60a56-a3c8-11da-a746-0800200b9a66
Ethylenediaminetetraacetic acid ammonium salt | 7379-26-2 | 7379262 | 7379262 | - |  | Mass | kg | emission | water | https://ofmpub.epa.gov/sor_internet/registry/substreg/searchandretrieve/substancesearch/search.do?details=displayDetails&selectedSubstanceId=88043 | 1 | Chemicals | 8a7d765d-b447-3b93-9a42-c01a9e095482 | 68a5ef8e-68b8-384c-8097-5c940b8436e8 | 20aadc24-a391-41cf-b340-3e4529f44bde | 93a60a56-a3c8-11da-a746-0800200b9a66
Endrin aldehyde | 7421-93-4 | 7421934 | 7421934 | C12H8Cl6O |  | Mass | kg | emission | water | https://ofmpub.epa.gov/sor_internet/registry/substreg/searchandretrieve/substancesearch/search.do?details=displayDetails&selectedSubstanceId=37030 | 1 | Chemicals | ceaf9152-2d9b-371b-88cf-556c286171c2 | 68a5ef8e-68b8-384c-8097-5c940b8436e8 | 20aadc24-a391-41cf-b340-3e4529f44bde | 93a60a56-a3c8-11da-a746-0800200b9a66
Iron | 7439-89-6 | 7439896 | 7439896 | Fe |  | Mass | kg | emission | water | https://ofmpub.epa.gov/sor_internet/registry/substreg/searchandretrieve/substancesearch/search.do?details=displayDetails&selectedSubstanceId=37015 | 1 | Chemicals | c8aae331-a9b3-3673-8e5c-e587af093f53 | 68a5ef8e-68b8-384c-8097-5c940b8436e8 | 20aadc24-a391-41cf-b340-3e4529f44bde | 93a60a56-a3c8-11da-a746-0800200b9a66
Lanthanum | 7439-91-0 | 7439910 | 7439910 | La |  | Mass | kg | emission | water | https://ofmpub.epa.gov/sor_internet/registry/substreg/searchandretrieve/substancesearch/search.do?details=displayDetails&selectedSubstanceId=37013 | 1 | Chemicals | af661e5d-acb1-3b3b-8a7f-88ce8e91294e | 68a5ef8e-68b8-384c-8097-5c940b8436e8 | 20aadc24-a391-41cf-b340-3e4529f44bde | 93a60a56-a3c8-11da-a746-0800200b9a66
Lithium | 7439-93-2 | 7439932 | 7439932 | Li |  | Mass | kg | emission | water | https://ofmpub.epa.gov/sor_internet/registry/substreg/searchandretrieve/substancesearch/search.do?details=displayDetails&selectedSubstanceId=37011 | 1 | Chemicals | 1ae4cec1-2492-392f-8887-1ad36d77ca39 | 68a5ef8e-68b8-384c-8097-5c940b8436e8 | 20aadc24-a391-41cf-b340-3e4529f44bde | 93a60a56-a3c8-11da-a746-0800200b9a66
Magnesium | 7439-95-4 | 7439954 | 7439954 | Mg |  | Mass | kg | emission | water | https://ofmpub.epa.gov/sor_internet/registry/substreg/searchandretrieve/substancesearch/search.do?details=displayDetails&selectedSubstanceId=37009 | 1 | Chemicals | 0d19cb52-0b39-3eb9-b5b2-8ac6eb7f0711 | 68a5ef8e-68b8-384c-8097-5c940b8436e8 | 20aadc24-a391-41cf-b340-3e4529f44bde | 93a60a56-a3c8-11da-a746-0800200b9a66
Molybdenum | 7439-98-7 | 7439987 | 7439987 | Mo |  | Mass | kg | emission | water | https://ofmpub.epa.gov/sor_internet/registry/substreg/searchandretrieve/substancesearch/search.do?details=displayDetails&selectedSubstanceId=37006 | 1 | Chemicals | 0a350cf9-1ad6-3c1c-88a1-444a7a30a97a | 68a5ef8e-68b8-384c-8097-5c940b8436e8 | 20aadc24-a391-41cf-b340-3e4529f44bde | 93a60a56-a3c8-11da-a746-0800200b9a66
Rhenium | 7440-15-5 | 7440155 | 7440155 | Re |  | Mass | kg | emission | water | https://ofmpub.epa.gov/sor_internet/registry/substreg/searchandretrieve/substancesearch/search.do?details=displayDetails&selectedSubstanceId=36993 | 1 | Chemicals | e3b86517-42cc-3c1c-83b2-349ff29e0762 | 68a5ef8e-68b8-384c-8097-5c940b8436e8 | 20aadc24-a391-41cf-b340-3e4529f44bde | 93a60a56-a3c8-11da-a746-0800200b9a66
Rhodium | 7440-16-6 | 7440166 | 7440166 | Rh |  | Mass | kg | emission | water | https://ofmpub.epa.gov/sor_internet/registry/substreg/searchandretrieve/substancesearch/search.do?details=displayDetails&selectedSubstanceId=36992 | 1 | Chemicals | f278e67b-6419-37c1-b9fe-f471ff57ecb6 | 68a5ef8e-68b8-384c-8097-5c940b8436e8 | 20aadc24-a391-41cf-b340-3e4529f44bde | 93a60a56-a3c8-11da-a746-0800200b9a66
Rubidium | 7440-17-7 | 7440177 | 7440177 | Rb |  | Mass | kg | emission | water | https://ofmpub.epa.gov/sor_internet/registry/substreg/searchandretrieve/substancesearch/search.do?details=displayDetails&selectedSubstanceId=36991 | 1 | Chemicals | ac9bf6df-9a99-3f49-b9eb-33efe5434a41 | 68a5ef8e-68b8-384c-8097-5c940b8436e8 | 20aadc24-a391-41cf-b340-3e4529f44bde | 93a60a56-a3c8-11da-a746-0800200b9a66
Ruthenium | 7440-18-8 | 7440188 | 7440188 | Ru |  | Mass | kg | emission | water | https://ofmpub.epa.gov/sor_internet/registry/substreg/searchandretrieve/substancesearch/search.do?details=displayDetails&selectedSubstanceId=36990 | 1 | Chemicals | feb6aae3-008d-3b10-b644-5517dae5d26c | 68a5ef8e-68b8-384c-8097-5c940b8436e8 | 20aadc24-a391-41cf-b340-3e4529f44bde | 93a60a56-a3c8-11da-a746-0800200b9a66
Samarium | 7440-19-9 | 7440199 | 7440199 | Sm |  | Mass | kg | emission | water | https://ofmpub.epa.gov/sor_internet/registry/substreg/searchandretrieve/substancesearch/search.do?details=displayDetails&selectedSubstanceId=36989 | 1 | Chemicals | e55cf116-1e30-3133-9c57-96cc4e09874b | 68a5ef8e-68b8-384c-8097-5c940b8436e8 | 20aadc24-a391-41cf-b340-3e4529f44bde | 93a60a56-a3c8-11da-a746-0800200b9a66
Silicon | 7440-21-3 | 7440213 | 7440213 | Si |  | Mass | kg | emission | water | https://ofmpub.epa.gov/sor_internet/registry/substreg/searchandretrieve/substancesearch/search.do?details=displayDetails&selectedSubstanceId=36987 | 1 | Chemicals | c8d38cee-24c4-36a8-86a1-9a982eda98ca | 68a5ef8e-68b8-384c-8097-5c940b8436e8 | 20aadc24-a391-41cf-b340-3e4529f44bde | 93a60a56-a3c8-11da-a746-0800200b9a66
Sodium | 7440-23-5 | 7440235 | 7440235 | Na |  | Mass | kg | emission | water | https://ofmpub.epa.gov/sor_internet/registry/substreg/searchandretrieve/substancesearch/search.do?details=displayDetails&selectedSubstanceId=36985 | 1 | Chemicals | 4c848b43-e3da-314c-be27-640329fa09a1 | 68a5ef8e-68b8-384c-8097-5c940b8436e8 | 20aadc24-a391-41cf-b340-3e4529f44bde | 93a60a56-a3c8-11da-a746-0800200b9a66
Strontium | 7440-24-6 | 7440246 | 7440246 | Sr |  | Mass | kg | emission | water | https://ofmpub.epa.gov/sor_internet/registry/substreg/searchandretrieve/substancesearch/search.do?details=displayDetails&selectedSubstanceId=36984 | 1 | Chemicals | acc12034-ee79-31fd-b135-a54f8bbaef10 | 68a5ef8e-68b8-384c-8097-5c940b8436e8 | 20aadc24-a391-41cf-b340-3e4529f44bde | 93a60a56-a3c8-11da-a746-0800200b9a66
Tantalum | 7440-25-7 | 7440257 | 7440257 | Ta |  | Mass | kg | emission | water | https://ofmpub.epa.gov/sor_internet/registry/substreg/searchandretrieve/substancesearch/search.do?details=displayDetails&selectedSubstanceId=36983 | 1 | Chemicals | 90c00fb2-9dc5-3635-b74a-dad891b6426d | 68a5ef8e-68b8-384c-8097-5c940b8436e8 | 20aadc24-a391-41cf-b340-3e4529f44bde | 93a60a56-a3c8-11da-a746-0800200b9a66
Tin | 7440-31-5 | 7440315 | 7440315 | Sn |  | Mass | kg | emission | water | https://ofmpub.epa.gov/sor_internet/registry/substreg/searchandretrieve/substancesearch/search.do?details=displayDetails&selectedSubstanceId=36979 | 1 | Chemicals | 036213bc-1a98-3e6c-b9ab-39a9a92b2a37 | 68a5ef8e-68b8-384c-8097-5c940b8436e8 | 20aadc24-a391-41cf-b340-3e4529f44bde | 93a60a56-a3c8-11da-a746-0800200b9a66
Tungsten | 7440-33-7 | 7440337 | 7440337 | W |  | Mass | kg | emission | water | https://ofmpub.epa.gov/sor_internet/registry/substreg/searchandretrieve/substancesearch/search.do?details=displayDetails&selectedSubstanceId=36977 | 1 | Chemicals | 897c1b7b-8787-394b-9b27-69992c943c96 | 68a5ef8e-68b8-384c-8097-5c940b8436e8 | 20aadc24-a391-41cf-b340-3e4529f44bde | 93a60a56-a3c8-11da-a746-0800200b9a66
Boron | 7440-42-8 | 7440428 | 7440428 | B |  | Mass | kg | emission | water | https://ofmpub.epa.gov/sor_internet/registry/substreg/searchandretrieve/substancesearch/search.do?details=displayDetails&selectedSubstanceId=36836 | 1 | Chemicals | 9f769e4d-6c16-3c28-96dd-694b31f41e61 | 68a5ef8e-68b8-384c-8097-5c940b8436e8 | 20aadc24-a391-41cf-b340-3e4529f44bde | 93a60a56-a3c8-11da-a746-0800200b9a66
Cerium | 7440-45-1 | 7440451 | 7440451 | Ce |  | Mass | kg | emission | water | https://ofmpub.epa.gov/sor_internet/registry/substreg/searchandretrieve/substancesearch/search.do?details=displayDetails&selectedSubstanceId=36833 | 1 | Chemicals | c44d78df-1b82-33a0-9781-0824e589c3ae | 68a5ef8e-68b8-384c-8097-5c940b8436e8 | 20aadc24-a391-41cf-b340-3e4529f44bde | 93a60a56-a3c8-11da-a746-0800200b9a66
Cesium | 7440-46-2 | 7440462 | 7440462 | Cs |  | Mass | kg | emission | water | https://ofmpub.epa.gov/sor_internet/registry/substreg/searchandretrieve/substancesearch/search.do?details=displayDetails&selectedSubstanceId=36832 | 1 | Chemicals | f9ef110e-a0ed-3481-8b84-285cb08c23c4 | 68a5ef8e-68b8-384c-8097-5c940b8436e8 | 20aadc24-a391-41cf-b340-3e4529f44bde | 93a60a56-a3c8-11da-a746-0800200b9a66
Gallium | 7440-55-3 | 7440553 | 7440553 | Ga |  | Mass | kg | emission | water | https://ofmpub.epa.gov/sor_internet/registry/substreg/searchandretrieve/substancesearch/search.do?details=displayDetails&selectedSubstanceId=36825 | 1 | Chemicals | 4901b22a-3443-3669-97f3-451ab6fe8617 | 68a5ef8e-68b8-384c-8097-5c940b8436e8 | 20aadc24-a391-41cf-b340-3e4529f44bde | 93a60a56-a3c8-11da-a746-0800200b9a66
Germanium | 7440-56-4 | 7440564 | 7440564 | Ge |  | Mass | kg | emission | water | https://ofmpub.epa.gov/sor_internet/registry/substreg/searchandretrieve/substancesearch/search.do?details=displayDetails&selectedSubstanceId=36824 | 1 | Chemicals | 5ce406bd-540e-34c7-b976-a9ade3711f2f | 68a5ef8e-68b8-384c-8097-5c940b8436e8 | 20aadc24-a391-41cf-b340-3e4529f44bde | 93a60a56-a3c8-11da-a746-0800200b9a66
Gold | 7440-57-5 | 7440575 | 7440575 | Au |  | Mass | kg | emission | water | https://ofmpub.epa.gov/sor_internet/registry/substreg/searchandretrieve/substancesearch/search.do?details=displayDetails&selectedSubstanceId=36823 | 1 | Chemicals | b1162994-7cd1-3638-aee1-b9b90326c46f | 68a5ef8e-68b8-384c-8097-5c940b8436e8 | 20aadc24-a391-41cf-b340-3e4529f44bde | 93a60a56-a3c8-11da-a746-0800200b9a66
Hafnium | 7440-58-6 | 7440586 | 7440586 | Hf |  | Mass | kg | emission | water | https://ofmpub.epa.gov/sor_internet/registry/substreg/searchandretrieve/substancesearch/search.do?details=displayDetails&selectedSubstanceId=36822 | 1 | Chemicals | 06c36b55-13bd-3716-af0b-b85cd4aeb0da | 68a5ef8e-68b8-384c-8097-5c940b8436e8 | 20aadc24-a391-41cf-b340-3e4529f44bde | 93a60a56-a3c8-11da-a746-0800200b9a66
Yttrium | 7440-65-5 | 7440655 | 7440655 | Y |  | Mass | kg | emission | water | https://ofmpub.epa.gov/sor_internet/registry/substreg/searchandretrieve/substancesearch/search.do?details=displayDetails&selectedSubstanceId=36816 | 1 | Chemicals | 10bfed17-a181-3950-a978-a763221aee82 | 68a5ef8e-68b8-384c-8097-5c940b8436e8 | 20aadc24-a391-41cf-b340-3e4529f44bde | 93a60a56-a3c8-11da-a746-0800200b9a66
Zinc | 7440-66-6 | 7440666 | 7440666 | Zn |  | Mass | kg | emission | water | https://ofmpub.epa.gov/sor_internet/registry/substreg/searchandretrieve/substancesearch/search.do?details=displayDetails&selectedSubstanceId=36815 | 1 | Chemicals | 78bd0313-f438-3860-9cbb-c8733462a9e4 | 68a5ef8e-68b8-384c-8097-5c940b8436e8 | 20aadc24-a391-41cf-b340-3e4529f44bde | 93a60a56-a3c8-11da-a746-0800200b9a66
Zirconium | 7440-67-7 | 7440677 | 7440677 | Zr |  | Mass | kg | emission | water | https://ofmpub.epa.gov/sor_internet/registry/substreg/searchandretrieve/substancesearch/search.do?details=displayDetails&selectedSubstanceId=36814 | 1 | Chemicals | d8d32926-2bce-3cc9-9625-2e2897126de9 | 68a5ef8e-68b8-384c-8097-5c940b8436e8 | 20aadc24-a391-41cf-b340-3e4529f44bde | 93a60a56-a3c8-11da-a746-0800200b9a66
Bismuth | 7440-69-9 | 7440699 | 7440699 | Bi |  | Mass | kg | emission | water | https://ofmpub.epa.gov/sor_internet/registry/substreg/searchandretrieve/substancesearch/search.do?details=displayDetails&selectedSubstanceId=36813 | 1 | Chemicals | c45def59-0c74-3e73-86c6-68db858a028a | 68a5ef8e-68b8-384c-8097-5c940b8436e8 | 20aadc24-a391-41cf-b340-3e4529f44bde | 93a60a56-a3c8-11da-a746-0800200b9a66
Calcium | 7440-70-2 | 7440702 | 7440702 | Ca |  | Mass | kg | emission | water | https://ofmpub.epa.gov/sor_internet/registry/substreg/searchandretrieve/substancesearch/search.do?details=displayDetails&selectedSubstanceId=36812 | 1 | Chemicals | 3992ad04-f66d-3064-b389-aafa38823fef | 68a5ef8e-68b8-384c-8097-5c940b8436e8 | 20aadc24-a391-41cf-b340-3e4529f44bde | 93a60a56-a3c8-11da-a746-0800200b9a66
Indium | 7440-74-6 | 7440746 | 7440746 | In |  | Mass | kg | emission | water | https://ofmpub.epa.gov/sor_internet/registry/substreg/searchandretrieve/substancesearch/search.do?details=displayDetails&selectedSubstanceId=36811 | 1 | Chemicals | c745bd07-5eb9-3c3e-8f57-15750a411c92 | 68a5ef8e-68b8-384c-8097-5c940b8436e8 | 20aadc24-a391-41cf-b340-3e4529f44bde | 93a60a56-a3c8-11da-a746-0800200b9a66
Aluminum chloride | 7446-70-0 | 7446700 | 7446700 | AlCl3 |  | Mass | kg | emission | water | https://ofmpub.epa.gov/sor_internet/registry/substreg/searchandretrieve/substancesearch/search.do?details=displayDetails&selectedSubstanceId=36790 | 1 | Chemicals | b96456a0-782d-3bc3-8cbe-ab642f3c598a | 68a5ef8e-68b8-384c-8097-5c940b8436e8 | 20aadc24-a391-41cf-b340-3e4529f44bde | 93a60a56-a3c8-11da-a746-0800200b9a66
2,3,4,4',5-Pentachlorobiphenyl | 74472-37-0 | 74472370 | 74472370 | C12H5Cl5 |  | Mass | kg | emission | water | https://ofmpub.epa.gov/sor_internet/registry/substreg/searchandretrieve/substancesearch/search.do?details=displayDetails&selectedSubstanceId=82976 | 1 | Chemicals | 1b4dabd7-e241-311f-a824-a3089ffa462c | 68a5ef8e-68b8-384c-8097-5c940b8436e8 | 20aadc24-a391-41cf-b340-3e4529f44bde | 93a60a56-a3c8-11da-a746-0800200b9a66
Potassium chloride | 7447-40-7 | 7447407 | 7447407 | ClK |  | Mass | kg | emission | water | https://ofmpub.epa.gov/sor_internet/registry/substreg/searchandretrieve/substancesearch/search.do?details=displayDetails&selectedSubstanceId=36787 | 1 | Chemicals | 8751b6d0-531a-36cf-81f8-03364b0b407d | 68a5ef8e-68b8-384c-8097-5c940b8436e8 | 20aadc24-a391-41cf-b340-3e4529f44bde | 93a60a56-a3c8-11da-a746-0800200b9a66
Methyl mercaptan | 74-93-1 | 74931 | 74931 | CH4S |  | Mass | kg | emission | water | https://ofmpub.epa.gov/sor_internet/registry/substreg/searchandretrieve/substancesearch/search.do?details=displayDetails&selectedSubstanceId=48539 | 1 | Chemicals | 3a11994b-45da-3001-8d62-977dd29e2c27 | 68a5ef8e-68b8-384c-8097-5c940b8436e8 | 20aadc24-a391-41cf-b340-3e4529f44bde | 93a60a56-a3c8-11da-a746-0800200b9a66
Perfluorooctanesulfonamide | 754-91-6 | 754916 | 754916 | C8H2F17NO2S |  | Mass | kg | emission | water | https://ofmpub.epa.gov/sor_internet/registry/substreg/searchandretrieve/substancesearch/search.do?details=displayDetails&selectedSubstanceId=80252 | 1 | Chemicals | 0c69d8bc-f67f-3cac-8d65-8fb2f22fe1fe | 68a5ef8e-68b8-384c-8097-5c940b8436e8 | 20aadc24-a391-41cf-b340-3e4529f44bde | 93a60a56-a3c8-11da-a746-0800200b9a66
Iodine | 7553-56-2 | 7553562 | 7553562 | I2 |  | Mass | kg | emission | water | https://ofmpub.epa.gov/sor_internet/registry/substreg/searchandretrieve/substancesearch/search.do?details=displayDetails&selectedSubstanceId=39508 | 1 | Chemicals | 0ec07a24-8717-369f-a975-c978702582f7 | 68a5ef8e-68b8-384c-8097-5c940b8436e8 | 20aadc24-a391-41cf-b340-3e4529f44bde | 93a60a56-a3c8-11da-a746-0800200b9a66
Tetramethylammonium hydroxide | 75-59-2 | 75592 | 75592 | C4H13NO |  | Mass | kg | emission | water | https://ofmpub.epa.gov/sor_internet/registry/substreg/searchandretrieve/substancesearch/search.do?details=displayDetails&selectedSubstanceId=48920 | 1 | Chemicals | 54cd98ea-3332-32da-83ea-387949149d90 | 68a5ef8e-68b8-384c-8097-5c940b8436e8 | 20aadc24-a391-41cf-b340-3e4529f44bde | 93a60a56-a3c8-11da-a746-0800200b9a66
5-Hydroxydicamba | 7600-50-2 | 7600502 | 7600502 | C8H6Cl2O4 |  | Mass | kg | emission | water | https://ofmpub.epa.gov/sor_internet/registry/substreg/searchandretrieve/substancesearch/search.do?details=displayDetails&selectedSubstanceId=79082 | 1 | Chemicals | 9aefd930-d063-3fb0-9250-9d4d14a983ad | 68a5ef8e-68b8-384c-8097-5c940b8436e8 | 20aadc24-a391-41cf-b340-3e4529f44bde | 93a60a56-a3c8-11da-a746-0800200b9a66
CFC-114 | 76-14-2 | 76142 | 76142 | C2Cl2F4 |  | Mass | kg | emission | water | https://ofmpub.epa.gov/sor_internet/registry/substreg/searchandretrieve/substancesearch/search.do?details=displayDetails&selectedSubstanceId=48831 | 1 | Chemicals | 8dbb11af-3b9a-34b1-b2d0-d6b9025bb993 | 68a5ef8e-68b8-384c-8097-5c940b8436e8 | 20aadc24-a391-41cf-b340-3e4529f44bde | 93a60a56-a3c8-11da-a746-0800200b9a66
Silica | 7631-86-9 | 7631869 | 7631869 | O2Si |  | Mass | kg | emission | water | https://ofmpub.epa.gov/sor_internet/registry/substreg/searchandretrieve/substancesearch/search.do?details=displayDetails&selectedSubstanceId=39473 | 1 | Chemicals | 9ef127df-c30b-312e-8fa5-ddfd528bf11e | 68a5ef8e-68b8-384c-8097-5c940b8436e8 | 20aadc24-a391-41cf-b340-3e4529f44bde | 93a60a56-a3c8-11da-a746-0800200b9a66
Disodium molybdate | 7631-95-0 | 7631950 | 7631950 | MoNa2O4 |  | Mass | kg | emission | water | https://ofmpub.epa.gov/sor_internet/registry/substreg/searchandretrieve/substancesearch/search.do?details=displayDetails&selectedSubstanceId=39469 | 1 | Chemicals | 4d114ca0-fd88-3cb0-b0d8-b4d2d96460b0 | 68a5ef8e-68b8-384c-8097-5c940b8436e8 | 20aadc24-a391-41cf-b340-3e4529f44bde | 93a60a56-a3c8-11da-a746-0800200b9a66
2-Chlorosyringaldehyde | 76341-69-0 | 76341690 | 76341690 | C9H9ClO4 |  | Mass | kg | emission | water | https://ofmpub.epa.gov/sor_internet/registry/substreg/searchandretrieve/substancesearch/search.do?details=displayDetails&selectedSubstanceId=85682 | 1 | Chemicals | 73291377-1e3a-3132-baea-5e5d8fc6b898 | 68a5ef8e-68b8-384c-8097-5c940b8436e8 | 20aadc24-a391-41cf-b340-3e4529f44bde | 93a60a56-a3c8-11da-a746-0800200b9a66
Sodium chloride | 7647-14-5 | 7647145 | 7647145 | ClNa |  | Mass | kg | emission | water | https://ofmpub.epa.gov/sor_internet/registry/substreg/searchandretrieve/substancesearch/search.do?details=displayDetails&selectedSubstanceId=38655 | 1 | Chemicals | b9b18314-fe54-393b-b75e-22e66e060888 | 68a5ef8e-68b8-384c-8097-5c940b8436e8 | 20aadc24-a391-41cf-b340-3e4529f44bde | 93a60a56-a3c8-11da-a746-0800200b9a66
Barium sulfate | 7727-43-7 | 7727437 | 7727437 | BaO4S |  | Mass | kg | emission | water | https://ofmpub.epa.gov/sor_internet/registry/substreg/searchandretrieve/substancesearch/search.do?details=displayDetails&selectedSubstanceId=38471 | 1 | Chemicals | e3ac9d6b-c5c1-3810-b7ab-202c2df49ae4 | 68a5ef8e-68b8-384c-8097-5c940b8436e8 | 20aadc24-a391-41cf-b340-3e4529f44bde | 93a60a56-a3c8-11da-a746-0800200b9a66
Water | 7732-18-5 | 7732185 | 7732185 | H2O |  | Mass | kg | emission | water | https://ofmpub.epa.gov/sor_internet/registry/substreg/searchandretrieve/substancesearch/search.do?details=displayDetails&selectedSubstanceId=38468 | 1 | Chemicals | 7fa43e63-9d4b-3025-ab80-7f7042bfdf1b | 68a5ef8e-68b8-384c-8097-5c940b8436e8 | 20aadc24-a391-41cf-b340-3e4529f44bde | 93a60a56-a3c8-11da-a746-0800200b9a66
Sodium sulfate | 7757-82-6 | 7757826 | 7757826 | Na2O4S |  | Mass | kg | emission | water | https://ofmpub.epa.gov/sor_internet/registry/substreg/searchandretrieve/substancesearch/search.do?details=displayDetails&selectedSubstanceId=87594 | 1 | Chemicals | 1820bc2f-a3c5-34ba-a4e5-d7343f86d806 | 68a5ef8e-68b8-384c-8097-5c940b8436e8 | 20aadc24-a391-41cf-b340-3e4529f44bde | 93a60a56-a3c8-11da-a746-0800200b9a66
Oxygen | 7782-44-7 | 7782447 | 7782447 | O2 |  | Mass | kg | emission | water | https://ofmpub.epa.gov/sor_internet/registry/substreg/searchandretrieve/substancesearch/search.do?details=displayDetails&selectedSubstanceId=38146 | 1 | Chemicals | 8103f4c0-8f01-34d2-a7ce-5d9995cc310b | 68a5ef8e-68b8-384c-8097-5c940b8436e8 | 20aadc24-a391-41cf-b340-3e4529f44bde | 93a60a56-a3c8-11da-a746-0800200b9a66
Sodium arsenite | 7784-46-5 | 7784465 | 7784465 | AsNaO2 |  | Mass | kg | emission | water | https://ofmpub.epa.gov/sor_internet/registry/substreg/searchandretrieve/substancesearch/search.do?details=displayDetails&selectedSubstanceId=37936 | 1 | Chemicals | 3c5cd0c6-dd89-3441-9858-a200794e0a73 | 68a5ef8e-68b8-384c-8097-5c940b8436e8 | 20aadc24-a391-41cf-b340-3e4529f44bde | 93a60a56-a3c8-11da-a746-0800200b9a66
Terpineol | 8000-41-7 | 8000417 | 8000417 | - |  | Mass | kg | emission | water | https://ofmpub.epa.gov/sor_internet/registry/substreg/searchandretrieve/substancesearch/search.do?details=displayDetails&selectedSubstanceId=87299 | 1 | Chemicals | 9842507b-f170-3f7d-96f2-85baac07a9b7 | 68a5ef8e-68b8-384c-8097-5c940b8436e8 | 20aadc24-a391-41cf-b340-3e4529f44bde | 93a60a56-a3c8-11da-a746-0800200b9a66
Benzalkonium chloride | 8001-54-5 | 8001545 | 8001545 | - |  | Mass | kg | emission | water | https://ofmpub.epa.gov/sor_internet/registry/substreg/searchandretrieve/substancesearch/search.do?details=displayDetails&selectedSubstanceId=37294 | 1 | Chemicals | e41f681c-61a9-34b6-89e6-26e85b58aa27 | 68a5ef8e-68b8-384c-8097-5c940b8436e8 | 20aadc24-a391-41cf-b340-3e4529f44bde | 93a60a56-a3c8-11da-a746-0800200b9a66
Lignosulfonic acid | 8062-15-5 | 8062155 | 8062155 | - |  | Mass | kg | emission | water | https://ofmpub.epa.gov/sor_internet/registry/substreg/searchandretrieve/substancesearch/search.do?details=displayDetails&selectedSubstanceId=38109 | 1 | Chemicals | fa041107-3703-3676-80ef-93c46bc4e7a1 | 68a5ef8e-68b8-384c-8097-5c940b8436e8 | 20aadc24-a391-41cf-b340-3e4529f44bde | 93a60a56-a3c8-11da-a746-0800200b9a66
Demeton | 8065-48-3 | 8065483 | 8065483 | - |  | Mass | kg | emission | water | https://ofmpub.epa.gov/sor_internet/registry/substreg/searchandretrieve/substancesearch/search.do?details=displayDetails&selectedSubstanceId=87176 | 1 | Chemicals | bfd1056b-a992-3d19-bad7-f24b11a984c9 | 68a5ef8e-68b8-384c-8097-5c940b8436e8 | 20aadc24-a391-41cf-b340-3e4529f44bde | 93a60a56-a3c8-11da-a746-0800200b9a66
Dinonyl phthalate | 84-76-4 | 84764 | 84764 | C26H42O4 |  | Mass | kg | emission | water | https://ofmpub.epa.gov/sor_internet/registry/substreg/searchandretrieve/substancesearch/search.do?details=displayDetails&selectedSubstanceId=48872 | 1 | Chemicals | 4dcbb993-aa00-30db-86aa-c1d69032e594 | 68a5ef8e-68b8-384c-8097-5c940b8436e8 | 20aadc24-a391-41cf-b340-3e4529f44bde | 93a60a56-a3c8-11da-a746-0800200b9a66
Flusilazole | 85509-19-9 | 85509199 | 85509199 | C16H15F2N3Si |  | Mass | kg | emission | water | https://ofmpub.epa.gov/sor_internet/registry/substreg/searchandretrieve/substancesearch/search.do?details=displayDetails&selectedSubstanceId=86852 | 1 | Chemicals | 4e83f1a2-eb4a-399e-83b1-dc82e6555a2d | 68a5ef8e-68b8-384c-8097-5c940b8436e8 | 20aadc24-a391-41cf-b340-3e4529f44bde | 93a60a56-a3c8-11da-a746-0800200b9a66
4,4'-Butylidenebis[6-tert-butyl-m-cresol] | 85-60-9 | 85609 | 85609 | C26H38O2 |  | Mass | kg | emission | water | https://ofmpub.epa.gov/sor_internet/registry/substreg/searchandretrieve/substancesearch/search.do?details=displayDetails&selectedSubstanceId=88462 | 1 | Chemicals | a94972f7-e98f-314a-a3e8-e617557f73db | 68a5ef8e-68b8-384c-8097-5c940b8436e8 | 20aadc24-a391-41cf-b340-3e4529f44bde | 93a60a56-a3c8-11da-a746-0800200b9a66
N,N'-Diethylcarbanilide | 85-98-3 | 85983 | 85983 | C17H20N2O |  | Mass | kg | emission | water | https://ofmpub.epa.gov/sor_internet/registry/substreg/searchandretrieve/substancesearch/search.do?details=displayDetails&selectedSubstanceId=88451 | 1 | Chemicals | 1e1cd028-163e-3130-8370-cd4173f11f7a | 68a5ef8e-68b8-384c-8097-5c940b8436e8 | 20aadc24-a391-41cf-b340-3e4529f44bde | 93a60a56-a3c8-11da-a746-0800200b9a66
1-Dodecanol, 3,3,4,4,5,5,6,6,7,7,8,8,9,9,10,10,11,11,12,12,12-heneicosafluoro- | 865-86-1 | 865861 | 865861 | C12H5F21O |  | Mass | kg | emission | water | https://ofmpub.epa.gov/sor_internet/registry/substreg/searchandretrieve/substancesearch/search.do?details=displayDetails&selectedSubstanceId=88442 | 1 | Chemicals | 8bc1b77f-55ca-3782-82fe-d856926f0204 | 68a5ef8e-68b8-384c-8097-5c940b8436e8 | 20aadc24-a391-41cf-b340-3e4529f44bde | 93a60a56-a3c8-11da-a746-0800200b9a66
Hexamethylbenzene | 87-85-4 | 87854 | 87854 | C12H18 |  | Mass | kg | emission | water | https://ofmpub.epa.gov/sor_internet/registry/substreg/searchandretrieve/substancesearch/search.do?details=displayDetails&selectedSubstanceId=88254 | 1 | Chemicals | 596c9f7c-42f7-306f-970e-41d082eb8db0 | 68a5ef8e-68b8-384c-8097-5c940b8436e8 | 20aadc24-a391-41cf-b340-3e4529f44bde | 93a60a56-a3c8-11da-a746-0800200b9a66
2-Chlorobenzotrifluoride | 88-16-4 | 88164 | 88164 | C7H4ClF3 |  | Mass | kg | emission | water | https://ofmpub.epa.gov/sor_internet/registry/substreg/searchandretrieve/substancesearch/search.do?details=displayDetails&selectedSubstanceId=48395 | 1 | Chemicals | d67f773a-7f9d-39b9-96d8-8d8acd673e09 | 68a5ef8e-68b8-384c-8097-5c940b8436e8 | 20aadc24-a391-41cf-b340-3e4529f44bde | 93a60a56-a3c8-11da-a746-0800200b9a66
Phenol, 4-chloro-2,6-dinitro- | 88-87-9 | 88879 | 88879 | C6H3ClN2O5 |  | Mass | kg | emission | water | https://ofmpub.epa.gov/sor_internet/registry/substreg/searchandretrieve/substancesearch/search.do?details=displayDetails&selectedSubstanceId=48364 | 1 | Chemicals | dc671ce0-5824-301f-a784-35354562e911 | 68a5ef8e-68b8-384c-8097-5c940b8436e8 | 20aadc24-a391-41cf-b340-3e4529f44bde | 93a60a56-a3c8-11da-a746-0800200b9a66
Phenyltoloxamine | 92-12-6 | 92126 | 92126 | C17H21NO |  | Mass | kg | emission | water | https://ofmpub.epa.gov/sor_internet/registry/substreg/searchandretrieve/substancesearch/search.do?details=displayDetails&selectedSubstanceId=48237 | 1 | Chemicals | 2e5f83cd-b4b8-3abe-8ef6-a0255cb7042e | 68a5ef8e-68b8-384c-8097-5c940b8436e8 | 20aadc24-a391-41cf-b340-3e4529f44bde | 93a60a56-a3c8-11da-a746-0800200b9a66
N,N-Dimethylbutylamine | 927-62-8 | 927628 | 927628 | C6H15N |  | Mass | kg | emission | water | https://ofmpub.epa.gov/sor_internet/registry/substreg/searchandretrieve/substancesearch/search.do?details=displayDetails&selectedSubstanceId=87823 | 1 | Chemicals | b684e81c-093f-3f24-a5de-55fe658502a7 | 68a5ef8e-68b8-384c-8097-5c940b8436e8 | 20aadc24-a391-41cf-b340-3e4529f44bde | 93a60a56-a3c8-11da-a746-0800200b9a66
Guaifenesin | 93-14-1 | 93141 | 93141 | C10H14O4 |  | Mass | kg | emission | water | https://ofmpub.epa.gov/sor_internet/registry/substreg/searchandretrieve/substancesearch/search.do?details=displayDetails&selectedSubstanceId=48181 | 1 | Chemicals | d2ad0485-ad58-3f0a-a481-4fbd6959e64c | 68a5ef8e-68b8-384c-8097-5c940b8436e8 | 20aadc24-a391-41cf-b340-3e4529f44bde | 93a60a56-a3c8-11da-a746-0800200b9a66
Chlorzoxazone | 95-25-0 | 95250 | 95250 | C7H4ClNO2 |  | Mass | kg | emission | water | https://ofmpub.epa.gov/sor_internet/registry/substreg/searchandretrieve/substancesearch/search.do?details=displayDetails&selectedSubstanceId=47761 | 1 | Chemicals | 23fcd40f-7da2-34bf-a252-e73e604fdfc5 | 68a5ef8e-68b8-384c-8097-5c940b8436e8 | 20aadc24-a391-41cf-b340-3e4529f44bde | 93a60a56-a3c8-11da-a746-0800200b9a66
m-Benzenedisulfonic acid | 98-48-6 | 98486 | 98486 | C6H6O6S2 |  | Mass | kg | emission | water | https://ofmpub.epa.gov/sor_internet/registry/substreg/searchandretrieve/substancesearch/search.do?details=displayDetails&selectedSubstanceId=47986 | 1 | Chemicals | 3b4d31ec-c976-394c-bfdc-15be2afbce3a | 68a5ef8e-68b8-384c-8097-5c940b8436e8 | 20aadc24-a391-41cf-b340-3e4529f44bde | 93a60a56-a3c8-11da-a746-0800200b9a66
p-Phenolsulfonic acid | 98-67-9 | 98679 | 98679 | C6H6O4S |  | Mass | kg | emission | water | https://ofmpub.epa.gov/sor_internet/registry/substreg/searchandretrieve/substancesearch/search.do?details=displayDetails&selectedSubstanceId=87278 | 1 | Chemicals | 2f94174c-e70b-325a-b7dd-3cb0ccc014de | 68a5ef8e-68b8-384c-8097-5c940b8436e8 | 20aadc24-a391-41cf-b340-3e4529f44bde | 93a60a56-a3c8-11da-a746-0800200b9a66
Benzal chloride | 98-87-3 | 98873 | 98873 | C7H6Cl2 |  | Mass | kg | emission | water | https://ofmpub.epa.gov/sor_internet/registry/substreg/searchandretrieve/substancesearch/search.do?details=displayDetails&selectedSubstanceId=87272 | 1 | Chemicals | 20a43787-3334-3898-996b-c3b4cc1bd592 | 68a5ef8e-68b8-384c-8097-5c940b8436e8 | 20aadc24-a391-41cf-b340-3e4529f44bde | 93a60a56-a3c8-11da-a746-0800200b9a66
Dithiobiuret | 541-53-7 | 541537 | 541537 | C2H5N3S2 |  | Mass | kg | emission | water | https://ofmpub.epa.gov/sor_internet/registry/substreg/searchandretrieve/substancesearch/search.do?details=displayDetails&selectedSubstanceId=45519 | 1 | Chemicals | c7fdc2a6-3d4e-3d79-95ca-b43cecfee534 | 68a5ef8e-68b8-384c-8097-5c940b8436e8 | 20aadc24-a391-41cf-b340-3e4529f44bde | 93a60a56-a3c8-11da-a746-0800200b9a66
2,2'-Bioxirane | 1464-53-5 | 1464535 | 1464535 | C4H6O2 |  | Mass | kg | emission | water | https://ofmpub.epa.gov/sor_internet/registry/substreg/searchandretrieve/substancesearch/search.do?details=displayDetails&selectedSubstanceId=97651 | 1 | Chemicals | 6fbb71e3-0fb9-36b2-855d-e432403b8a52 | 68a5ef8e-68b8-384c-8097-5c940b8436e8 | 20aadc24-a391-41cf-b340-3e4529f44bde | 93a60a56-a3c8-11da-a746-0800200b9a66
Energy, heat | [5 empty] | Energy | MJ | emission | water |  | 1 | Energy | a081a735-161f-39a4-9280-39ac285414cb | 68a5ef8e-68b8-384c-8097-5c940b8436e8 | 52765a6c-3896-43c2-b2f4-c679acf13efe | f6811440-ee37-11de-8a39-0800200c9a66
Aroclor 1260 | 11096-82-5 | 11096825 | 11096825 | - |  | Mass | kg | emission | water | https://ofmpub.epa.gov/sor_internet/registry/substreg/searchandretrieve/substancesearch/search.do?details=displayDetails&selectedSubstanceId=38820 | 1 | Groups | 51b03ce1-1992-3e26-b7b5-651bdd2ad755 | 68a5ef8e-68b8-384c-8097-5c940b8436e8 | 20aadc24-a391-41cf-b340-3e4529f44bde | 93a60a56-a3c8-11da-a746-0800200b9a66
Aroclor 1254 | 11097-69-1 | 11097691 | 11097691 | - |  | Mass | kg | emission | water | https://ofmpub.epa.gov/sor_internet/registry/substreg/searchandretrieve/substancesearch/search.do?details=displayDetails&selectedSubstanceId=38818 | 1 | Groups | 461fdd3f-935d-3f12-819b-19935c035742 | 68a5ef8e-68b8-384c-8097-5c940b8436e8 | 20aadc24-a391-41cf-b340-3e4529f44bde | 93a60a56-a3c8-11da-a746-0800200b9a66
Nitrogen oxides | 11104-93-1 | 11104931 | 11104931 | - |  | Mass | kg | emission | water | https://ofmpub.epa.gov/sor_internet/registry/substreg/searchandretrieve/substancesearch/search.do?details=displayDetails&selectedSubstanceId=38802 | 1 | Groups | 915843be-bede-33b5-a54e-b8e288938a7d | 68a5ef8e-68b8-384c-8097-5c940b8436e8 | 20aadc24-a391-41cf-b340-3e4529f44bde | 93a60a56-a3c8-11da-a746-0800200b9a66
Aroclor 1016 | 12674-11-2 | 12674112 | 12674112 | - |  | Mass | kg | emission | water | https://ofmpub.epa.gov/sor_internet/registry/substreg/searchandretrieve/substancesearch/search.do?details=displayDetails&selectedSubstanceId=61981 | 1 | Groups | 360b882d-f10a-35ab-9c36-15eb6553ab3d | 68a5ef8e-68b8-384c-8097-5c940b8436e8 | 20aadc24-a391-41cf-b340-3e4529f44bde | 93a60a56-a3c8-11da-a746-0800200b9a66
Aroclor (unspecified) | 12767-79-2 | 12767792 | 12767792 | - |  | Mass | kg | emission | water | https://ofmpub.epa.gov/sor_internet/registry/substreg/searchandretrieve/substancesearch/search.do?details=displayDetails&selectedSubstanceId=61959 | 1 | Groups | 6faa8765-68ff-3d7e-8667-b3e27d964845 | 68a5ef8e-68b8-384c-8097-5c940b8436e8 | 20aadc24-a391-41cf-b340-3e4529f44bde | 93a60a56-a3c8-11da-a746-0800200b9a66
Dichloroethane | 1300-21-6 | 1300216 | 1300216 | - |  | Mass | kg | emission | water | https://ofmpub.epa.gov/sor_internet/registry/substreg/searchandretrieve/substancesearch/search.do?details=displayDetails&selectedSubstanceId=43278 | 1 | Groups | 2e087166-c9be-34cb-ba27-43cf79a0bf71 | 68a5ef8e-68b8-384c-8097-5c940b8436e8 | 20aadc24-a391-41cf-b340-3e4529f44bde | 93a60a56-a3c8-11da-a746-0800200b9a66
Polycyclic aromatic hydrocarbons | 130498-29-2 | 130498292 | 130498292 | - |  | Mass | kg | emission | water | https://ofmpub.epa.gov/sor_internet/registry/substreg/searchandretrieve/substancesearch/search.do?details=displayDetails&selectedSubstanceId=84476 | 1 | Groups | dc689800-6595-3f90-aaea-474251c8d682 | 68a5ef8e-68b8-384c-8097-5c940b8436e8 | 20aadc24-a391-41cf-b340-3e4529f44bde | 93a60a56-a3c8-11da-a746-0800200b9a66
Polychlorinated biphenyls | 1336-36-3 | 1336363 | 1336363 | C12 |  | Mass | kg | emission | water | https://ofmpub.epa.gov/sor_internet/registry/substreg/searchandretrieve/substancesearch/search.do?details=displayDetails&selectedSubstanceId=16366 | 1 | Groups | 4f9bf467-991a-3079-8af2-9e9512b0edac | 68a5ef8e-68b8-384c-8097-5c940b8436e8 | 20aadc24-a391-41cf-b340-3e4529f44bde | 93a60a56-a3c8-11da-a746-0800200b9a66
Naphthenic acids | 1338-24-5 | 1338245 | 1338245 | - |  | Mass | kg | emission | water | https://ofmpub.epa.gov/sor_internet/registry/substreg/searchandretrieve/substancesearch/search.do?details=displayDetails&selectedSubstanceId=16362 | 1 | Groups | 8811066c-3c6f-3139-8ebc-812d97931ebc | 68a5ef8e-68b8-384c-8097-5c940b8436e8 | 20aadc24-a391-41cf-b340-3e4529f44bde | 93a60a56-a3c8-11da-a746-0800200b9a66
Chlorinated dibenzo-p-dioxins | 136677-09-3 | 136677093 | 136677093 | - |  | Mass | kg | emission | water | https://ofmpub.epa.gov/sor_internet/registry/substreg/searchandretrieve/substancesearch/search.do?details=displayDetails&selectedSubstanceId=85485 | 1 | Groups | 9a834142-43e8-3506-b0fc-a090cb16ac0d | 68a5ef8e-68b8-384c-8097-5c940b8436e8 | 20aadc24-a391-41cf-b340-3e4529f44bde | 93a60a56-a3c8-11da-a746-0800200b9a66
Chlorinated dibenzofurans | 136677-10-6 | 136677106 | 136677106 | - |  | Mass | kg | emission | water | https://ofmpub.epa.gov/sor_internet/registry/substreg/searchandretrieve/substancesearch/search.do?details=displayDetails&selectedSubstanceId=36001 | 1 | Groups | 8f55ec06-c91d-398d-aad4-901f3caa21f2 | 68a5ef8e-68b8-384c-8097-5c940b8436e8 | 20aadc24-a391-41cf-b340-3e4529f44bde | 93a60a56-a3c8-11da-a746-0800200b9a66
Aflatoxins | 1402-68-2 | 1402682 | 1402682 | - |  | Mass | kg | emission | water | https://ofmpub.epa.gov/sor_internet/registry/substreg/searchandretrieve/substancesearch/search.do?details=displayDetails&selectedSubstanceId=81225 | 1 | Groups | 3e5ba170-1248-3b02-a5cd-caaa288ded61 | 68a5ef8e-68b8-384c-8097-5c940b8436e8 | 20aadc24-a391-41cf-b340-3e4529f44bde | 93a60a56-a3c8-11da-a746-0800200b9a66
Benzene, 1,1'-ethylidenebis-, isopropylated, distn. residues | 211578-04-0 | 211578040 | 211578040 | - |  | Mass | kg | emission | water | https://ofmpub.epa.gov/sor_internet/registry/substreg/searchandretrieve/substancesearch/search.do?details=displayDetails&selectedSubstanceId=24210 | 1 | Groups | e1c59365-f622-38a4-8919-2f4ff6a38d7b | 68a5ef8e-68b8-384c-8097-5c940b8436e8 | 20aadc24-a391-41cf-b340-3e4529f44bde | 93a60a56-a3c8-11da-a746-0800200b9a66
T-2 toxin | 21259-20-1 | 21259201 | 21259201 | C24H34O9 |  | Mass | kg | emission | water | https://comptox.epa.gov/dashboard/dsstoxdb/results?utf8=%E2%9C%93&search=DTXSID6021298 | 1 | Groups | 01c73712-8b5b-3d15-935d-23c56c6a1b7f | 68a5ef8e-68b8-384c-8097-5c940b8436e8 | 20aadc24-a391-41cf-b340-3e4529f44bde | 93a60a56-a3c8-11da-a746-0800200b9a66
Tetrachlorodibenzofuran | 30402-14-3 | 30402143 | 30402143 | C12H4Cl4O |  | Mass | kg | emission | water | https://ofmpub.epa.gov/sor_internet/registry/substreg/searchandretrieve/substancesearch/search.do?details=displayDetails&selectedSubstanceId=58786 | 1 | Groups | 1ce9c3c5-c3aa-325e-b399-78906d062bb2 | 68a5ef8e-68b8-384c-8097-5c940b8436e8 | 20aadc24-a391-41cf-b340-3e4529f44bde | 93a60a56-a3c8-11da-a746-0800200b9a66
Pentachlorodibenzofuran | 30402-15-4 | 30402154 | 30402154 | - |  | Mass | kg | emission | water | https://ofmpub.epa.gov/sor_internet/registry/substreg/searchandretrieve/substancesearch/search.do?details=displayDetails&selectedSubstanceId=58785 | 1 | Groups | 48c93bfd-5ae3-3bf6-9aeb-356aa6507134 | 68a5ef8e-68b8-384c-8097-5c940b8436e8 | 20aadc24-a391-41cf-b340-3e4529f44bde | 93a60a56-a3c8-11da-a746-0800200b9a66
Hydrocarbons | 308067-53-0 | 308067530 | 308067530 | - |  | Mass | kg | emission | water | https://ofmpub.epa.gov/sor_internet/registry/substreg/searchandretrieve/substancesearch/search.do?details=displayDetails&selectedSubstanceId=80291 | 1 | Groups | 13b7d031-e05d-3924-84aa-e32cdd505c78 | 68a5ef8e-68b8-384c-8097-5c940b8436e8 | 20aadc24-a391-41cf-b340-3e4529f44bde | 93a60a56-a3c8-11da-a746-0800200b9a66
Bilanafos | 35597-43-4 | 35597434 | 35597434 | C11H22N3O6P |  | Mass | kg | emission | water | https://comptox.epa.gov/dashboard/dsstoxdb/results?utf8=%E2%9C%93&search=DTXSID5058066 | 1 | Groups | 36ea4fb6-47e6-3a4d-99e3-ecf5f5e335a3 | 68a5ef8e-68b8-384c-8097-5c940b8436e8 | 20aadc24-a391-41cf-b340-3e4529f44bde | 93a60a56-a3c8-11da-a746-0800200b9a66
Pentachlorodibenzo-p-dioxin | 36088-22-9 | 36088229 | 36088229 | - |  | Mass | kg | emission | water | https://ofmpub.epa.gov/sor_internet/registry/substreg/searchandretrieve/substancesearch/search.do?details=displayDetails&selectedSubstanceId=53363 | 1 | Groups | 34d10ae7-f085-338d-b7ab-ea4e62e646e0 | 68a5ef8e-68b8-384c-8097-5c940b8436e8 | 20aadc24-a391-41cf-b340-3e4529f44bde | 93a60a56-a3c8-11da-a746-0800200b9a66
Heptachlorodibenzo-p-dioxin | 37871-00-4 | 37871004 | 37871004 | - |  | Mass | kg | emission | water | https://ofmpub.epa.gov/sor_internet/registry/substreg/searchandretrieve/substancesearch/search.do?details=displayDetails&selectedSubstanceId=94201 | 1 | Groups | ede6014a-b901-3803-83f5-5ab1b6e7e895 | 68a5ef8e-68b8-384c-8097-5c940b8436e8 | 20aadc24-a391-41cf-b340-3e4529f44bde | 93a60a56-a3c8-11da-a746-0800200b9a66
Heptachlorodibenzofuran | 38998-75-3 | 38998753 | 38998753 | - |  | Mass | kg | emission | water | https://ofmpub.epa.gov/sor_internet/registry/substreg/searchandretrieve/substancesearch/search.do?details=displayDetails&selectedSubstanceId=53526 | 1 | Groups | 43149564-46c3-3630-8a7d-532e0ed84858 | 68a5ef8e-68b8-384c-8097-5c940b8436e8 | 20aadc24-a391-41cf-b340-3e4529f44bde | 93a60a56-a3c8-11da-a746-0800200b9a66
Tetrachlorodibenzo-p-dioxin | 41903-57-5 | 41903575 | 41903575 | - |  | Mass | kg | emission | water | https://ofmpub.epa.gov/sor_internet/registry/substreg/searchandretrieve/substancesearch/search.do?details=displayDetails&selectedSubstanceId=54307 | 1 | Groups | 8a65f978-e332-342b-85f7-d6365e2b0b16 | 68a5ef8e-68b8-384c-8097-5c940b8436e8 | 20aadc24-a391-41cf-b340-3e4529f44bde | 93a60a56-a3c8-11da-a746-0800200b9a66
Sodium chlorate mixt. with sodium metaborate | 52623-84-4 | 52623844 | 52623844 | - |  | Mass | kg | emission | water | https://ofmpub.epa.gov/sor_internet/registry/substreg/searchandretrieve/substancesearch/search.do?details=displayDetails&selectedSubstanceId=55288 | 1 | Groups | b91e4374-1400-394f-b2cf-11c2709aa55b | 68a5ef8e-68b8-384c-8097-5c940b8436e8 | 20aadc24-a391-41cf-b340-3e4529f44bde | 93a60a56-a3c8-11da-a746-0800200b9a66
Hexachlorodibenzofuran | 55684-94-1 | 55684941 | 55684941 | - |  | Mass | kg | emission | water | https://ofmpub.epa.gov/sor_internet/registry/substreg/searchandretrieve/substancesearch/search.do?details=displayDetails&selectedSubstanceId=49568 | 1 | Groups | e2dbed35-2261-3e4b-b695-db58587a07ca | 68a5ef8e-68b8-384c-8097-5c940b8436e8 | 20aadc24-a391-41cf-b340-3e4529f44bde | 93a60a56-a3c8-11da-a746-0800200b9a66
Aromatic hydrocarbons | 63231-51-6 | 63231516 | 63231516 | - |  | Mass | kg | emission | water | https://ofmpub.epa.gov/sor_internet/registry/substreg/searchandretrieve/substancesearch/search.do?details=displayDetails&selectedSubstanceId=81718 | 1 | Groups | 05e4a15f-7bf4-3970-918c-3bed549a6023 | 68a5ef8e-68b8-384c-8097-5c940b8436e8 | 20aadc24-a391-41cf-b340-3e4529f44bde | 93a60a56-a3c8-11da-a746-0800200b9a66
Naphthalenesulfonic acids | 68153-01-5 | 68153015 | 68153015 | - |  | Mass | kg | emission | water | https://ofmpub.epa.gov/sor_internet/registry/substreg/searchandretrieve/substancesearch/search.do?details=displayDetails&selectedSubstanceId=14941 | 1 | Groups | 45cef752-1321-3a87-82ad-9a2c7ea3c527 | 68a5ef8e-68b8-384c-8097-5c940b8436e8 | 20aadc24-a391-41cf-b340-3e4529f44bde | 93a60a56-a3c8-11da-a746-0800200b9a66
Benzenesulfonic acid, alkyl derivs. C10-13, sodium salts | 68411-30-3 | 68411303 | 68411303 | - |  | Mass | kg | emission | water | https://ofmpub.epa.gov/sor_internet/registry/substreg/searchandretrieve/substancesearch/search.do?details=displayDetails&selectedSubstanceId=69707 | 1 | Groups | 6a145ec1-a13b-36f5-9910-b2143d4836de | 68a5ef8e-68b8-384c-8097-5c940b8436e8 | 20aadc24-a391-41cf-b340-3e4529f44bde | 93a60a56-a3c8-11da-a746-0800200b9a66
Alcohols, ethoxylated C12-14 | 68439-50-9 | 68439509 | 68439509 | - |  | Mass | kg | emission | water | https://ofmpub.epa.gov/sor_internet/registry/substreg/searchandretrieve/substancesearch/search.do?details=displayDetails&selectedSubstanceId=12603 | 1 | Groups | 61130b38-4a31-3b6d-83f0-fd991a2784e5 | 68a5ef8e-68b8-384c-8097-5c940b8436e8 | 20aadc24-a391-41cf-b340-3e4529f44bde | 93a60a56-a3c8-11da-a746-0800200b9a66
Phthalates, branched and linear dialkyl C7-11 | 68515-42-4 | 68515424 | 68515424 | - |  | Mass | kg | emission | water | https://ofmpub.epa.gov/sor_internet/registry/substreg/searchandretrieve/substancesearch/search.do?details=displayDetails&selectedSubstanceId=82153 | 1 | Groups | ae8a6e4c-642c-31e8-9c3e-38a4e7b84a4d | 68a5ef8e-68b8-384c-8097-5c940b8436e8 | 20aadc24-a391-41cf-b340-3e4529f44bde | 93a60a56-a3c8-11da-a746-0800200b9a66
Phthalates, branched and linear dialkyl C9-11 | 68515-43-5 | 68515435 | 68515435 | - |  | Mass | kg | emission | water | https://ofmpub.epa.gov/sor_internet/registry/substreg/searchandretrieve/substancesearch/search.do?details=displayDetails&selectedSubstanceId=11221 | 1 | Groups | 0c0a77c7-a863-37a5-a156-52531c7865af | 68a5ef8e-68b8-384c-8097-5c940b8436e8 | 20aadc24-a391-41cf-b340-3e4529f44bde | 93a60a56-a3c8-11da-a746-0800200b9a66
Phthalates, branched dialkyl C11-14, C13-rich | 68515-47-9 | 68515479 | 68515479 | - |  | Mass | kg | emission | water | https://ofmpub.epa.gov/sor_internet/registry/substreg/searchandretrieve/substancesearch/search.do?details=displayDetails&selectedSubstanceId=11217 | 1 | Groups | 9995e30e-9f75-374c-9c57-566f50d692d6 | 68a5ef8e-68b8-384c-8097-5c940b8436e8 | 20aadc24-a391-41cf-b340-3e4529f44bde | 93a60a56-a3c8-11da-a746-0800200b9a66
Phthalates, branched dialkyl C8-10, C9-rich | 68515-48-0 | 68515480 | 68515480 | - |  | Mass | kg | emission | water | https://ofmpub.epa.gov/sor_internet/registry/substreg/searchandretrieve/substancesearch/search.do?details=displayDetails&selectedSubstanceId=11216 | 1 | Groups | f8b7b624-ba94-3ca5-b6c2-40202dd7e630 | 68a5ef8e-68b8-384c-8097-5c940b8436e8 | 20aadc24-a391-41cf-b340-3e4529f44bde | 93a60a56-a3c8-11da-a746-0800200b9a66
Phthalates, branched dialkyl C9-11, C10-rich | 68515-49-1 | 68515491 | 68515491 | - |  | Mass | kg | emission | water | https://ofmpub.epa.gov/sor_internet/registry/substreg/searchandretrieve/substancesearch/search.do?details=displayDetails&selectedSubstanceId=11215 | 1 | Groups | 5e5d0174-fb4d-3ae4-9822-df835e8361d3 | 68a5ef8e-68b8-384c-8097-5c940b8436e8 | 20aadc24-a391-41cf-b340-3e4529f44bde | 93a60a56-a3c8-11da-a746-0800200b9a66
Phthalates, dialkyl C6-10 | 68515-51-5 | 68515515 | 68515515 | - |  | Mass | kg | emission | water | https://ofmpub.epa.gov/sor_internet/registry/substreg/searchandretrieve/substancesearch/search.do?details=displayDetails&selectedSubstanceId=11213 | 1 | Groups | bd7268ac-8c03-3f12-b148-ba06fde567fb | 68a5ef8e-68b8-384c-8097-5c940b8436e8 | 20aadc24-a391-41cf-b340-3e4529f44bde | 93a60a56-a3c8-11da-a746-0800200b9a66
Alcohols, C11-14-iso-, C13-rich | 68526-86-3 | 68526863 | 68526863 | - |  | Mass | kg | emission | water | https://ofmpub.epa.gov/sor_internet/registry/substreg/searchandretrieve/substancesearch/search.do?details=displayDetails&selectedSubstanceId=10402 | 1 | Groups | 990a22c1-90ab-3e75-a0c0-98a95f643f6b | 68a5ef8e-68b8-384c-8097-5c940b8436e8 | 20aadc24-a391-41cf-b340-3e4529f44bde | 93a60a56-a3c8-11da-a746-0800200b9a66
Alcohols, C6-12 | 68603-15-6 | 68603156 | 68603156 | - |  | Mass | kg | emission | water | https://ofmpub.epa.gov/sor_internet/registry/substreg/searchandretrieve/substancesearch/search.do?details=displayDetails&selectedSubstanceId=11156 | 1 | Groups | aca4895d-4ada-3f0d-91b8-ceedfe9d06ad | 68a5ef8e-68b8-384c-8097-5c940b8436e8 | 20aadc24-a391-41cf-b340-3e4529f44bde | 93a60a56-a3c8-11da-a746-0800200b9a66
Carboxylic acids, di-, C4-6 | 68603-87-2 | 68603872 | 68603872 | - |  | Mass | kg | emission | water | https://ofmpub.epa.gov/sor_internet/registry/substreg/searchandretrieve/substancesearch/search.do?details=displayDetails&selectedSubstanceId=10964 | 1 | Groups | 6faeebac-f188-3839-ad57-58111020d82d | 68a5ef8e-68b8-384c-8097-5c940b8436e8 | 20aadc24-a391-41cf-b340-3e4529f44bde | 93a60a56-a3c8-11da-a746-0800200b9a66
Alkane sulfonic acids sodium salts | 68608-15-1 | 68608151 | 68608151 | - |  | Mass | kg | emission | water | https://ofmpub.epa.gov/sor_internet/registry/substreg/searchandretrieve/substancesearch/search.do?details=displayDetails&selectedSubstanceId=9967 | 1 | Groups | afdcba04-99dc-3414-a0a7-12f728802c25 | 68a5ef8e-68b8-384c-8097-5c940b8436e8 | 20aadc24-a391-41cf-b340-3e4529f44bde | 93a60a56-a3c8-11da-a746-0800200b9a66
Benzene, alkyl derivs. C10-16 | 68648-87-3 | 68648873 | 68648873 | - |  | Mass | kg | emission | water | https://ofmpub.epa.gov/sor_internet/registry/substreg/searchandretrieve/substancesearch/search.do?details=displayDetails&selectedSubstanceId=11457 | 1 | Groups | 23cc7ca4-717a-30d7-9520-554a82fd1b18 | 68a5ef8e-68b8-384c-8097-5c940b8436e8 | 20aadc24-a391-41cf-b340-3e4529f44bde | 93a60a56-a3c8-11da-a746-0800200b9a66
Fatty acids, C9-13-neo- | 68938-07-8 | 68938078 | 68938078 | - |  | Mass | kg | emission | water | https://ofmpub.epa.gov/sor_internet/registry/substreg/searchandretrieve/substancesearch/search.do?details=displayDetails&selectedSubstanceId=8552 | 1 | Groups | 7ca9246f-6a42-3d36-a31b-a6574ba27e28 | 68a5ef8e-68b8-384c-8097-5c940b8436e8 | 20aadc24-a391-41cf-b340-3e4529f44bde | 93a60a56-a3c8-11da-a746-0800200b9a66
Phthalic acid mixed decyl and lauryl and octyl diesters | 70693-30-0 | 70693300 | 70693300 | - |  | Mass | kg | emission | water | https://ofmpub.epa.gov/sor_internet/registry/substreg/searchandretrieve/substancesearch/search.do?details=displayDetails&selectedSubstanceId=29084 | 1 | Groups | 18b5ce7a-9b87-3862-9c76-465fea0284b0 | 68a5ef8e-68b8-384c-8097-5c940b8436e8 | 20aadc24-a391-41cf-b340-3e4529f44bde | 93a60a56-a3c8-11da-a746-0800200b9a66
Phthalates, dialkyl C8-10 | 71662-46-9 | 71662469 | 71662469 | - |  | Mass | kg | emission | water | https://ofmpub.epa.gov/sor_internet/registry/substreg/searchandretrieve/substancesearch/search.do?details=displayDetails&selectedSubstanceId=27834 | 1 | Groups | 232188e5-dbad-30d7-8c42-b72420b4810a | 68a5ef8e-68b8-384c-8097-5c940b8436e8 | 20aadc24-a391-41cf-b340-3e4529f44bde | 93a60a56-a3c8-11da-a746-0800200b9a66
Bulan mixt. with 2-nitro-1,1-bis(p-chlorophenyl)propane | 8027-00-7 | 8027007 | 8027007 | - |  | Mass | kg | emission | water | https://ofmpub.epa.gov/sor_internet/registry/substreg/searchandretrieve/substancesearch/search.do?details=displayDetails&selectedSubstanceId=87185 | 1 | Groups | 47bb7cbc-c91f-3c41-8187-ccb55ea5fa30 | 68a5ef8e-68b8-384c-8097-5c940b8436e8 | 20aadc24-a391-41cf-b340-3e4529f44bde | 93a60a56-a3c8-11da-a746-0800200b9a66
Gibberellin A4 mixture with Gibberellin A7 | 8030-53-3 | 8030533 | 8030533 | - |  | Mass | kg | emission | water | https://ofmpub.epa.gov/sor_internet/registry/substreg/searchandretrieve/substancesearch/search.do?details=displayDetails&selectedSubstanceId=38286 | 1 | Groups | 15895066-91d5-385f-8a90-b01a710a53e0 | 68a5ef8e-68b8-384c-8097-5c940b8436e8 | 20aadc24-a391-41cf-b340-3e4529f44bde | 93a60a56-a3c8-11da-a746-0800200b9a66
Alkenes, C15-18 | 93762-80-2 | 93762802 | 93762802 | - |  | Mass | kg | emission | water | https://ofmpub.epa.gov/sor_internet/registry/substreg/searchandretrieve/substancesearch/search.do?details=displayDetails&selectedSubstanceId=26190 | 1 | Groups | 6280a84f-053f-3275-999f-05ed8c1e1dce | 68a5ef8e-68b8-384c-8097-5c940b8436e8 | 20aadc24-a391-41cf-b340-3e4529f44bde | 93a60a56-a3c8-11da-a746-0800200b9a66
Tetrachlorvinphos (mixed isomers) | 961-11-5 | 961115 | 961115 | C10H9Cl4O4P |  | Mass | kg | emission | water | https://ofmpub.epa.gov/sor_internet/registry/substreg/searchandretrieve/substancesearch/search.do?details=displayDetails&selectedSubstanceId=87419 | 1 | Groups | bd9a6f6d-fb86-3cf3-b481-1b6904839b66 | 68a5ef8e-68b8-384c-8097-5c940b8436e8 | 20aadc24-a391-41cf-b340-3e4529f44bde | 93a60a56-a3c8-11da-a746-0800200b9a66
Ethanes, chlorinated | 68411-72-3 | 68411723 | 68411723 | - |  | Mass | kg | emission | water | https://ofmpub.epa.gov/sor_internet/registry/substreg/searchandretrieve/substancesearch/search.do?details=displayDetails&selectedSubstanceId=12076 | 1 | Groups | ec968ece-3a81-31c8-b904-38b313fba33c | 68a5ef8e-68b8-384c-8097-5c940b8436e8 | 20aadc24-a391-41cf-b340-3e4529f44bde | 93a60a56-a3c8-11da-a746-0800200b9a66
Aldrin/dieldrin, total | n.a. | n.a. | n.a. | - |  | Mass | kg | emission | water |  | 1 | Groups | c79a5c45-0343-3091-a0d3-6b8f178be830 | 68a5ef8e-68b8-384c-8097-5c940b8436e8 | 20aadc24-a391-41cf-b340-3e4529f44bde | 93a60a56-a3c8-11da-a746-0800200b9a66
Endrin + endrin aldehyde (sum) | n.a. | n.a. | n.a. | - |  | Mass | kg | emission | water |  | 1 | Groups | b3b2ca17-9a7f-38eb-874b-09a4f8144e25 | 68a5ef8e-68b8-384c-8097-5c940b8436e8 | 20aadc24-a391-41cf-b340-3e4529f44bde | 93a60a56-a3c8-11da-a746-0800200b9a66
Acid compounds | n.a. | n.a. | n.a. | - |  | Mass | kg | emission | water |  | 1 | Groups | 7dae52a6-7663-301d-9742-1f0effec2305 | 68a5ef8e-68b8-384c-8097-5c940b8436e8 | 20aadc24-a391-41cf-b340-3e4529f44bde | 93a60a56-a3c8-11da-a746-0800200b9a66
Adsorbable organic halides | n.a. | n.a. | n.a. | - |  | Mass | kg | emission | water |  | 1 | Groups | 27c05f9f-3b95-3060-8f6d-14f5f79ef770 | 68a5ef8e-68b8-384c-8097-5c940b8436e8 | 20aadc24-a391-41cf-b340-3e4529f44bde | 93a60a56-a3c8-11da-a746-0800200b9a66
Algicides, general | n.a. | n.a. | n.a. | - |  | Mass | kg | emission | water |  | 1 | Groups | 49acc3a5-8cec-3137-89e3-b7ad25a578b3 | 68a5ef8e-68b8-384c-8097-5c940b8436e8 | 20aadc24-a391-41cf-b340-3e4529f44bde | 93a60a56-a3c8-11da-a746-0800200b9a66
Alpha emitting radium isotopes | n.a. | n.a. | n.a. | - |  | Mass | kg | emission | water | https://ofmpub.epa.gov/sor_internet/registry/substreg/searchandretrieve/substancesearch/search.do?details=displayDetails&selectedSubstanceId=80394 | 1 | Groups | f0e3e955-5447-3372-99ed-f9622c7e0485 | 68a5ef8e-68b8-384c-8097-5c940b8436e8 | 20aadc24-a391-41cf-b340-3e4529f44bde | 93a60a56-a3c8-11da-a746-0800200b9a66
Anesthetics | n.a. | n.a. | n.a. | - |  | Mass | kg | emission | water |  | 1 | Groups | 51fd6fdc-cf88-3495-9dc8-5c74c2ce7eb2 | 68a5ef8e-68b8-384c-8097-5c940b8436e8 | 20aadc24-a391-41cf-b340-3e4529f44bde | 93a60a56-a3c8-11da-a746-0800200b9a66
Antimony compounds | n.a. | n.a. | n.a. | - |  | Mass | kg | emission | water |  | 1 | Groups | 0b384f2f-3daa-31a9-b38c-eac50906e928 | 68a5ef8e-68b8-384c-8097-5c940b8436e8 | 20aadc24-a391-41cf-b340-3e4529f44bde | 93a60a56-a3c8-11da-a746-0800200b9a66
Arsenic compounds | n.a. | n.a. | n.a. | - |  | Mass | kg | emission | water |  | 1 | Groups | 5aca1916-7450-30a9-b7b9-9bd6940fc70a | 68a5ef8e-68b8-384c-8097-5c940b8436e8 | 20aadc24-a391-41cf-b340-3e4529f44bde | 93a60a56-a3c8-11da-a746-0800200b9a66
Barium compounds | n.a. | n.a. | n.a. | - |  | Mass | kg | emission | water |  | 1 | Groups | 177187dd-8018-38bb-8b19-875e11596a85 | 68a5ef8e-68b8-384c-8097-5c940b8436e8 | 20aadc24-a391-41cf-b340-3e4529f44bde | 93a60a56-a3c8-11da-a746-0800200b9a66
Base neutrals and acids | n.a. | n.a. | n.a. | - |  | Mass | kg | emission | water |  | 1 | Groups | e84635f6-1690-31b9-aa65-00c9908c9c3b | 68a5ef8e-68b8-384c-8097-5c940b8436e8 | 20aadc24-a391-41cf-b340-3e4529f44bde | 93a60a56-a3c8-11da-a746-0800200b9a66
Base/neutral compounds | n.a. | n.a. | n.a. | - |  | Mass | kg | emission | water |  | 1 | Groups | 3e23d342-346e-3734-a241-f41d429b16d1 | 68a5ef8e-68b8-384c-8097-5c940b8436e8 | 20aadc24-a391-41cf-b340-3e4529f44bde | 93a60a56-a3c8-11da-a746-0800200b9a66
Benzene mixt. with methylbenzene, ethylbenzene, and dimethylbenzene | n.a. | n.a. | n.a. | - |  | Mass | kg | emission | water |  | 1 | Groups | 99eaf698-f0d0-3a7f-8b33-82a0a38a89ba | 68a5ef8e-68b8-384c-8097-5c940b8436e8 | 20aadc24-a391-41cf-b340-3e4529f44bde | 93a60a56-a3c8-11da-a746-0800200b9a66
Benzene, 1,2-dimethyl and 1,4-dimethylbenzene, total | n.a. | n.a. | n.a. | - |  | Mass | kg | emission | water |  | 1 | Groups | a4100a71-3d2a-3517-83d5-02ae7cb7c469 | 68a5ef8e-68b8-384c-8097-5c940b8436e8 | 20aadc24-a391-41cf-b340-3e4529f44bde | 93a60a56-a3c8-11da-a746-0800200b9a66
Benzene, 1,3-dimethyl and 1,4-dimethylbenzene, total | n.a. | n.a. | n.a. | - |  | Mass | kg | emission | water |  | 1 | Groups | a985933b-177c-3e25-b0ca-02c5094587cb | 68a5ef8e-68b8-384c-8097-5c940b8436e8 | 20aadc24-a391-41cf-b340-3e4529f44bde | 93a60a56-a3c8-11da-a746-0800200b9a66
DDD,DDE,DDT, total | n.a. | n.a. | n.a. | - |  | Mass | kg | emission | water |  | 1 | Groups | eeb72eac-af9d-34cc-8e3c-b111821cea99 | 68a5ef8e-68b8-384c-8097-5c940b8436e8 | 20aadc24-a391-41cf-b340-3e4529f44bde | 93a60a56-a3c8-11da-a746-0800200b9a66
Benzene, 2-methyl-1,3,5- and hexahydro-1,3,5-trinitro-1,3,5-Triazine and N-methyl-N,2,4,6-tetranitrobenzenamine, total | n.a. | n.a. | n.a. | - |  | Mass | kg | emission | water |  | 1 | Groups | f8b97dc3-e1b4-3afe-9c98-a0d2a44b8dec | 68a5ef8e-68b8-384c-8097-5c940b8436e8 | 20aadc24-a391-41cf-b340-3e4529f44bde | 93a60a56-a3c8-11da-a746-0800200b9a66
Benzene, methyl benzene, and dimethyl benzene, total | n.a. | n.a. | n.a. | - |  | Mass | kg | emission | water |  | 1 | Groups | 2a0595c4-d0fe-3e5e-8f51-b90a582960eb | 68a5ef8e-68b8-384c-8097-5c940b8436e8 | 20aadc24-a391-41cf-b340-3e4529f44bde | 93a60a56-a3c8-11da-a746-0800200b9a66
Benzoic acid, 4-hydroxy-, methyl and propyl esters | n.a. | n.a. | n.a. | - |  | Mass | kg | emission | water |  | 1 | Groups | e904f096-30f3-353a-a231-dd3591449708 | 68a5ef8e-68b8-384c-8097-5c940b8436e8 | 20aadc24-a391-41cf-b340-3e4529f44bde | 93a60a56-a3c8-11da-a746-0800200b9a66
Benzoic acids | n.a. | n.a. | n.a. | - |  | Mass | kg | emission | water |  | 1 | Groups | e418917c-b59e-3897-a19f-a634b98fa175 | 68a5ef8e-68b8-384c-8097-5c940b8436e8 | 20aadc24-a391-41cf-b340-3e4529f44bde | 93a60a56-a3c8-11da-a746-0800200b9a66
Beryllium compounds | n.a. | n.a. | n.a. | - |  | Mass | kg | emission | water |  | 1 | Groups | 889b1224-c33e-32c9-8cf8-129f10d8f7ed | 68a5ef8e-68b8-384c-8097-5c940b8436e8 | 20aadc24-a391-41cf-b340-3e4529f44bde | 93a60a56-a3c8-11da-a746-0800200b9a66
Biocides | n.a. | n.a. | n.a. | - |  | Mass | kg | emission | water |  | 1 | Groups | 15c2dbcc-e3d9-3e6b-996c-6e7883e78069 | 68a5ef8e-68b8-384c-8097-5c940b8436e8 | 20aadc24-a391-41cf-b340-3e4529f44bde | 93a60a56-a3c8-11da-a746-0800200b9a66
Cadmium compounds | n.a. | n.a. | n.a. | - |  | Mass | kg | emission | water |  | 1 | Groups | 4695ec74-5267-3d95-82b8-f9d2c0414e05 | 68a5ef8e-68b8-384c-8097-5c940b8436e8 | 20aadc24-a391-41cf-b340-3e4529f44bde | 93a60a56-a3c8-11da-a746-0800200b9a66
Carbamic acid, [1-[(butylamino)carbonyl]-1H-benzimidazol-2-yl]-, methyl ester and methyl 1H-benzimidazol-2-ylcarbamate, total | n.a. | n.a. | n.a. | - |  | Mass | kg | emission | water |  | 1 | Groups | d1ea7e07-5f92-3278-81ba-02d20a209f82 | 68a5ef8e-68b8-384c-8097-5c940b8436e8 | 20aadc24-a391-41cf-b340-3e4529f44bde | 93a60a56-a3c8-11da-a746-0800200b9a66
Carbamic acid, salts and esters | n.a. | n.a. | n.a. | - |  | Mass | kg | emission | water | https://ofmpub.epa.gov/sor_internet/registry/substreg/searchandretrieve/substancesearch/search.do?details=displayDetails&selectedSubstanceId=80302 | 1 | Groups | 51ff6615-5393-367a-92de-952b85cbc690 | 68a5ef8e-68b8-384c-8097-5c940b8436e8 | 20aadc24-a391-41cf-b340-3e4529f44bde | 93a60a56-a3c8-11da-a746-0800200b9a66
Carbonodithiocarbonic acids | n.a. | n.a. | n.a. | - |  | Mass | kg | emission | water |  | 1 | Groups | 1176a815-2408-3037-82dd-33fcdc9bfbc9 | 68a5ef8e-68b8-384c-8097-5c940b8436e8 | 20aadc24-a391-41cf-b340-3e4529f44bde | 93a60a56-a3c8-11da-a746-0800200b9a66
Chlordane, technical, and/or chlordane metabolites | n.a. | n.a. | n.a. | - |  | Mass | kg | emission | water |  | 1 | Groups | e312fc3e-fcbe-37a9-a0e4-b838ff977def | 68a5ef8e-68b8-384c-8097-5c940b8436e8 | 20aadc24-a391-41cf-b340-3e4529f44bde | 93a60a56-a3c8-11da-a746-0800200b9a66
Chlorides and sulfates, total | n.a. | n.a. | n.a. | - |  | Mass | kg | emission | water |  | 1 | Groups | adc8bf0a-8ce4-3b15-8b6d-b2ea4491c295 | 68a5ef8e-68b8-384c-8097-5c940b8436e8 | 20aadc24-a391-41cf-b340-3e4529f44bde | 93a60a56-a3c8-11da-a746-0800200b9a66
Chlorinated organic compounds | n.a. | n.a. | n.a. | - |  | Mass | kg | emission | water |  | 1 | Groups | 8a031ae3-f50e-3e95-acb3-20663246461b | 68a5ef8e-68b8-384c-8097-5c940b8436e8 | 20aadc24-a391-41cf-b340-3e4529f44bde | 93a60a56-a3c8-11da-a746-0800200b9a66
Chlorinated paraffin | n.a. | n.a. | n.a. | - |  | Mass | kg | emission | water |  | 1 | Groups | 61492eb6-a4d6-385c-88bc-36ea9d4fd46f | 68a5ef8e-68b8-384c-8097-5c940b8436e8 | 20aadc24-a391-41cf-b340-3e4529f44bde | 93a60a56-a3c8-11da-a746-0800200b9a66
Chlorinated phenoxy acid group | n.a. | n.a. | n.a. | - |  | Mass | kg | emission | water |  | 1 | Groups | 2511981c-0681-3355-b063-feac1be249d3 | 68a5ef8e-68b8-384c-8097-5c940b8436e8 | 20aadc24-a391-41cf-b340-3e4529f44bde | 93a60a56-a3c8-11da-a746-0800200b9a66
Chloroform extractables | n.a. | n.a. | n.a. | - |  | Mass | kg | emission | water |  | 1 | Groups | 58bd69d0-8e75-3562-b7ca-dcfbf331dfde | 68a5ef8e-68b8-384c-8097-5c940b8436e8 | 20aadc24-a391-41cf-b340-3e4529f44bde | 93a60a56-a3c8-11da-a746-0800200b9a66
Chromium compounds | n.a. | n.a. | n.a. | - |  | Mass | kg | emission | water |  | 1 | Groups | 2a3c0934-902d-3558-87ce-93a48273a6d4 | 68a5ef8e-68b8-384c-8097-5c940b8436e8 | 20aadc24-a391-41cf-b340-3e4529f44bde | 93a60a56-a3c8-11da-a746-0800200b9a66
Cobalt compounds | n.a. | n.a. | n.a. | - |  | Mass | kg | emission | water |  | 1 | Groups | 85aef58b-0959-3cac-8617-87710efba779 | 68a5ef8e-68b8-384c-8097-5c940b8436e8 | 20aadc24-a391-41cf-b340-3e4529f44bde | 93a60a56-a3c8-11da-a746-0800200b9a66
Combined metals | n.a. | n.a. | n.a. | - |  | Mass | kg | emission | water |  | 1 | Groups | 81ecff4b-2215-3dcc-9976-07d81e2e7504 | 68a5ef8e-68b8-384c-8097-5c940b8436e8 | 20aadc24-a391-41cf-b340-3e4529f44bde | 93a60a56-a3c8-11da-a746-0800200b9a66
Copper compounds | n.a. | n.a. | n.a. | - |  | Mass | kg | emission | water |  | 1 | Groups | a0d5d9f7-13b0-344c-a28a-be0659432bd5 | 68a5ef8e-68b8-384c-8097-5c940b8436e8 | 20aadc24-a391-41cf-b340-3e4529f44bde | 93a60a56-a3c8-11da-a746-0800200b9a66
Cyanide and thiocyanate ion [SCN(1-)], total | n.a. | n.a. | n.a. | - |  | Mass | kg | emission | water |  | 1 | Groups | 41b41fb0-ea48-3e6c-89ec-0179c8f51911 | 68a5ef8e-68b8-384c-8097-5c940b8436e8 | 20aadc24-a391-41cf-b340-3e4529f44bde | 93a60a56-a3c8-11da-a746-0800200b9a66
Cyanide compounds | n.a. | n.a. | n.a. | - |  | Mass | kg | emission | water |  | 1 | Groups | 09e7c14f-3fb4-391b-944e-3b04f2aa8e29 | 68a5ef8e-68b8-384c-8097-5c940b8436e8 | 20aadc24-a391-41cf-b340-3e4529f44bde | 93a60a56-a3c8-11da-a746-0800200b9a66
Dibenzofurans | n.a. | n.a. | n.a. | - |  | Mass | kg | emission | water | https://ofmpub.epa.gov/sor_internet/registry/substreg/searchandretrieve/substancesearch/search.do?details=displayDetails&selectedSubstanceId=35852 | 1 | Groups | f7a6f74e-866a-31bd-b759-54b182092a0a | 68a5ef8e-68b8-384c-8097-5c940b8436e8 | 20aadc24-a391-41cf-b340-3e4529f44bde | 93a60a56-a3c8-11da-a746-0800200b9a66
Diisocyanates | n.a. | n.a. | n.a. | - |  | Mass | kg | emission | water |  | 1 | Groups | b98e31ae-46eb-354f-bb21-e73146c96242 | 68a5ef8e-68b8-384c-8097-5c940b8436e8 | 20aadc24-a391-41cf-b340-3e4529f44bde | 93a60a56-a3c8-11da-a746-0800200b9a66
Endothal, salts and esters | n.a. | n.a. | n.a. | - |  | Mass | kg | emission | water | https://ofmpub.epa.gov/sor_internet/registry/substreg/searchandretrieve/substancesearch/search.do?details=displayDetails&selectedSubstanceId=35943 | 1 | Groups | 6aaa5915-b31c-367e-ad38-4f708268f5d5 | 68a5ef8e-68b8-384c-8097-5c940b8436e8 | 20aadc24-a391-41cf-b340-3e4529f44bde | 93a60a56-a3c8-11da-a746-0800200b9a66
Furans, nitro- | n.a. | n.a. | n.a. | - |  | Mass | kg | emission | water |  | 1 | Groups | 5c537424-2761-3775-ade5-5a892a6990dc | 68a5ef8e-68b8-384c-8097-5c940b8436e8 | 20aadc24-a391-41cf-b340-3e4529f44bde | 93a60a56-a3c8-11da-a746-0800200b9a66
Glycol ethers | n.a. | n.a. | n.a. | - |  | Mass | kg | emission | water | https://ofmpub.epa.gov/sor_internet/registry/substreg/searchandretrieve/substancesearch/search.do?details=displayDetails&selectedSubstanceId=35858 | 1 | Groups | 5e84dc58-df6d-3e22-b5ad-b76228aa3d92 | 68a5ef8e-68b8-384c-8097-5c940b8436e8 | 20aadc24-a391-41cf-b340-3e4529f44bde | 93a60a56-a3c8-11da-a746-0800200b9a66
Glycols | n.a. | n.a. | n.a. | - |  | Mass | kg | emission | water |  | 1 | Groups | 1f78bc64-b3a9-3efd-829b-cb30c2394f70 | 68a5ef8e-68b8-384c-8097-5c940b8436e8 | 20aadc24-a391-41cf-b340-3e4529f44bde | 93a60a56-a3c8-11da-a746-0800200b9a66
Guanidine, dodecyl-, salts | n.a. | n.a. | n.a. | - |  | Mass | kg | emission | water |  | 1 | Groups | 4f114193-192e-373c-b1a5-89e32aa8e548 | 68a5ef8e-68b8-384c-8097-5c940b8436e8 | 20aadc24-a391-41cf-b340-3e4529f44bde | 93a60a56-a3c8-11da-a746-0800200b9a66
Halocarbons, purgeable | n.a. | n.a. | n.a. | - |  | Mass | kg | emission | water |  | 1 | Groups | 5199c5e3-61c6-3a1e-8b25-6c0472c8b7ee | 68a5ef8e-68b8-384c-8097-5c940b8436e8 | 20aadc24-a391-41cf-b340-3e4529f44bde | 93a60a56-a3c8-11da-a746-0800200b9a66
Halogenated organics | n.a. | n.a. | n.a. | - |  | Mass | kg | emission | water |  | 1 | Groups | 8002f1df-690c-3183-8c34-a7594e7f3174 | 68a5ef8e-68b8-384c-8097-5c940b8436e8 | 20aadc24-a391-41cf-b340-3e4529f44bde | 93a60a56-a3c8-11da-a746-0800200b9a66
Halogens, total | n.a. | n.a. | n.a. | - |  | Mass | kg | emission | water |  | 1 | Groups | 58517be0-7d2b-31b4-98af-c4a485d67274 | 68a5ef8e-68b8-384c-8097-5c940b8436e8 | 20aadc24-a391-41cf-b340-3e4529f44bde | 93a60a56-a3c8-11da-a746-0800200b9a66
Halomethanes, total | n.a. | n.a. | n.a. | - |  | Mass | kg | emission | water |  | 1 | Groups | 286ece16-c0f7-324d-bdfb-203b283122a6 | 68a5ef8e-68b8-384c-8097-5c940b8436e8 | 20aadc24-a391-41cf-b340-3e4529f44bde | 93a60a56-a3c8-11da-a746-0800200b9a66
Herbicides | n.a. | n.a. | n.a. | - |  | Mass | kg | emission | water |  | 1 | Groups | 3c1874ab-7cf6-31e0-8875-e191f9c1642a | 68a5ef8e-68b8-384c-8097-5c940b8436e8 | 20aadc24-a391-41cf-b340-3e4529f44bde | 93a60a56-a3c8-11da-a746-0800200b9a66
Hydrazines, total | n.a. | n.a. | n.a. | - |  | Mass | kg | emission | water |  | 1 | Groups | aaa13a6a-788d-39fe-adac-782aae0618cc | 68a5ef8e-68b8-384c-8097-5c940b8436e8 | 20aadc24-a391-41cf-b340-3e4529f44bde | 93a60a56-a3c8-11da-a746-0800200b9a66
Hydrocarbons, carbon tetrachloride extractable | n.a. | n.a. | n.a. | - |  | Mass | kg | emission | water |  | 1 | Groups | 00073c1d-25f0-304f-a579-a506f77d25e3 | 68a5ef8e-68b8-384c-8097-5c940b8436e8 | 20aadc24-a391-41cf-b340-3e4529f44bde | 93a60a56-a3c8-11da-a746-0800200b9a66
Hydrocarbons, chlorinated | n.a. | n.a. | n.a. | - |  | Mass | kg | emission | water |  | 1 | Groups | ce414c46-f143-3fdc-b5a8-b1e4d008b7c5 | 68a5ef8e-68b8-384c-8097-5c940b8436e8 | 20aadc24-a391-41cf-b340-3e4529f44bde | 93a60a56-a3c8-11da-a746-0800200b9a66
Hydrocarbons, halogenated | n.a. | n.a. | n.a. | - |  | Mass | kg | emission | water |  | 1 | Groups | 44311ccd-36df-37dd-a798-b912a40a3d38 | 68a5ef8e-68b8-384c-8097-5c940b8436e8 | 20aadc24-a391-41cf-b340-3e4529f44bde | 93a60a56-a3c8-11da-a746-0800200b9a66
Hydrocarbons, nitrated | n.a. | n.a. | n.a. | - |  | Mass | kg | emission | water |  | 1 | Groups | 806b5644-f9ff-3c9e-99b9-ac329aa79ff7 | 68a5ef8e-68b8-384c-8097-5c940b8436e8 | 20aadc24-a391-41cf-b340-3e4529f44bde | 93a60a56-a3c8-11da-a746-0800200b9a66
Hydrocarbons, petroleum | n.a. | n.a. | n.a. | - |  | Mass | kg | emission | water |  | 1 | Groups | 82ab329e-9f7d-3866-aff7-3ccd3cc99051 | 68a5ef8e-68b8-384c-8097-5c940b8436e8 | 20aadc24-a391-41cf-b340-3e4529f44bde | 93a60a56-a3c8-11da-a746-0800200b9a66
Hydrocarbons, purgeable | n.a. | n.a. | n.a. | - |  | Mass | kg | emission | water |  | 1 | Groups | 111a5422-848a-38a9-a830-1b76159b952e | 68a5ef8e-68b8-384c-8097-5c940b8436e8 | 20aadc24-a391-41cf-b340-3e4529f44bde | 93a60a56-a3c8-11da-a746-0800200b9a66
Hydrocarbons, volatile | n.a. | n.a. | n.a. | - |  | Mass | kg | emission | water |  | 1 | Groups | ef068a79-8c10-3514-8de2-34058980871e | 68a5ef8e-68b8-384c-8097-5c940b8436e8 | 20aadc24-a391-41cf-b340-3e4529f44bde | 93a60a56-a3c8-11da-a746-0800200b9a66
Hydrochlorofluorocarbons | n.a. | n.a. | n.a. | - |  | Mass | kg | emission | water |  | 1 | Groups | c387bd4e-c39e-3a74-a558-c8f6b481575f | 68a5ef8e-68b8-384c-8097-5c940b8436e8 | 20aadc24-a391-41cf-b340-3e4529f44bde | 93a60a56-a3c8-11da-a746-0800200b9a66
IMCO Lube 106 | n.a. | n.a. | n.a. | - |  | Mass | kg | emission | water |  | 1 | Groups | 8f65e8c9-5f24-347e-bf52-ed58ebc7414f | 68a5ef8e-68b8-384c-8097-5c940b8436e8 | 20aadc24-a391-41cf-b340-3e4529f44bde | 93a60a56-a3c8-11da-a746-0800200b9a66
IMCO Lubrikleen | n.a. | n.a. | n.a. | - |  | Mass | kg | emission | water |  | 1 | Groups | 8e15b46d-33e5-374b-a8d2-1991b7ea5384 | 68a5ef8e-68b8-384c-8097-5c940b8436e8 | 20aadc24-a391-41cf-b340-3e4529f44bde | 93a60a56-a3c8-11da-a746-0800200b9a66
IMCO Nos. 1,2,3,6 | n.a. | n.a. | n.a. | - |  | Mass | kg | emission | water |  | 1 | Groups | eb77ed37-5806-3ae8-a4d2-a9b01596452f | 68a5ef8e-68b8-384c-8097-5c940b8436e8 | 20aadc24-a391-41cf-b340-3e4529f44bde | 93a60a56-a3c8-11da-a746-0800200b9a66
IMCO Nos. 4,5 | n.a. | n.a. | n.a. | - |  | Mass | kg | emission | water |  | 1 | Groups | c08ec3e6-052d-3e02-b411-998deda621f5 | 68a5ef8e-68b8-384c-8097-5c940b8436e8 | 20aadc24-a391-41cf-b340-3e4529f44bde | 93a60a56-a3c8-11da-a746-0800200b9a66
IMCO Phos | n.a. | n.a. | n.a. | - |  | Mass | kg | emission | water |  | 1 | Groups | decad522-1a10-38a4-903c-6a02dca2fd10 | 68a5ef8e-68b8-384c-8097-5c940b8436e8 | 20aadc24-a391-41cf-b340-3e4529f44bde | 93a60a56-a3c8-11da-a746-0800200b9a66
Nitrogen, inorganic | n.a. | n.a. | n.a. | - |  | Mass | kg | emission | water | https://ofmpub.epa.gov/sor_internet/registry/substreg/searchandretrieve/substancesearch/search.do?details=displayDetails&selectedSubstanceId=35904 | 1 | Groups | 5a98f4e7-7934-38c0-aea7-0d6a3db50e44 | 68a5ef8e-68b8-384c-8097-5c940b8436e8 | 20aadc24-a391-41cf-b340-3e4529f44bde | 93a60a56-a3c8-11da-a746-0800200b9a66
Iron mixt. with manganese | n.a. | n.a. | n.a. | - |  | Mass | kg | emission | water | https://ofmpub.epa.gov/sor_internet/registry/substreg/searchandretrieve/substancesearch/search.do?details=displayDetails&selectedSubstanceId=80294 | 1 | Groups | a63ad20d-75be-3ea8-a844-fde4412cbb9b | 68a5ef8e-68b8-384c-8097-5c940b8436e8 | 20aadc24-a391-41cf-b340-3e4529f44bde | 93a60a56-a3c8-11da-a746-0800200b9a66
Lead compounds | n.a. | n.a. | n.a. | - |  | Mass | kg | emission | water |  | 1 | Groups | 198b3562-ee21-3a15-8f92-11aba1ed447b | 68a5ef8e-68b8-384c-8097-5c940b8436e8 | 20aadc24-a391-41cf-b340-3e4529f44bde | 93a60a56-a3c8-11da-a746-0800200b9a66
Macrotrol 9210 | n.a. | n.a. | n.a. | - |  | Mass | kg | emission | water |  | 1 | Groups | 9f65318c-f23b-3693-9c20-e2a8851ec5a5 | 68a5ef8e-68b8-384c-8097-5c940b8436e8 | 20aadc24-a391-41cf-b340-3e4529f44bde | 93a60a56-a3c8-11da-a746-0800200b9a66
Manganese compounds | n.a. | n.a. | n.a. | - |  | Mass | kg | emission | water |  | 1 | Groups | 2dd38cac-e16e-3d48-a748-b066be90705a | 68a5ef8e-68b8-384c-8097-5c940b8436e8 | 20aadc24-a391-41cf-b340-3e4529f44bde | 93a60a56-a3c8-11da-a746-0800200b9a66
Mercaptans | n.a. | n.a. | n.a. | - |  | Mass | kg | emission | water |  | 1 | Groups | 08bbc746-4401-3d46-93f6-d969d5866bdc | 68a5ef8e-68b8-384c-8097-5c940b8436e8 | 20aadc24-a391-41cf-b340-3e4529f44bde | 93a60a56-a3c8-11da-a746-0800200b9a66
Mercury compounds | n.a. | n.a. | n.a. | - |  | Mass | kg | emission | water |  | 1 | Groups | 13bcfa72-0f1b-3d7d-8891-33b301095a0f | 68a5ef8e-68b8-384c-8097-5c940b8436e8 | 20aadc24-a391-41cf-b340-3e4529f44bde | 93a60a56-a3c8-11da-a746-0800200b9a66
Metals | n.a. | n.a. | n.a. | - |  | Mass | kg | emission | water |  | 1 | Groups | 707cf301-59f8-3688-8ede-c341fde2309c | 68a5ef8e-68b8-384c-8097-5c940b8436e8 | 20aadc24-a391-41cf-b340-3e4529f44bde | 93a60a56-a3c8-11da-a746-0800200b9a66
Methanes, chlorinated | n.a. | n.a. | n.a. | - |  | Mass | kg | emission | water |  | 1 | Groups | e85b6358-b158-3e5e-a482-d223bd64e92d | 68a5ef8e-68b8-384c-8097-5c940b8436e8 | 20aadc24-a391-41cf-b340-3e4529f44bde | 93a60a56-a3c8-11da-a746-0800200b9a66
Nickel compounds | n.a. | n.a. | n.a. | - |  | Mass | kg | emission | water |  | 1 | Groups | d247b034-b872-39e6-90b1-a6b659923702 | 68a5ef8e-68b8-384c-8097-5c940b8436e8 | 20aadc24-a391-41cf-b340-3e4529f44bde | 93a60a56-a3c8-11da-a746-0800200b9a66
Nitrate compounds | n.a. | n.a. | n.a. | - |  | Mass | kg | emission | water |  | 1 | Groups | 34cb2045-7fca-3ad2-97a4-81a9edb02316 | 68a5ef8e-68b8-384c-8097-5c940b8436e8 | 20aadc24-a391-41cf-b340-3e4529f44bde | 93a60a56-a3c8-11da-a746-0800200b9a66
N-Nitroso compounds, volatile | n.a. | n.a. | n.a. | - |  | Mass | kg | emission | water |  | 1 | Groups | a3ce2ddd-5191-319d-abe7-53d7c6ccc31e | 68a5ef8e-68b8-384c-8097-5c940b8436e8 | 20aadc24-a391-41cf-b340-3e4529f44bde | 93a60a56-a3c8-11da-a746-0800200b9a66
Organic active ingredients | n.a. | n.a. | n.a. | - |  | Mass | kg | emission | water |  | 1 | Groups | a8e79125-bbc3-3f61-b244-42c87dbd3967 | 68a5ef8e-68b8-384c-8097-5c940b8436e8 | 20aadc24-a391-41cf-b340-3e4529f44bde | 93a60a56-a3c8-11da-a746-0800200b9a66
Organic amines | n.a. | n.a. | n.a. | - |  | Mass | kg | emission | water |  | 1 | Groups | 11261127-ec27-3e9b-8586-211a8c571a33 | 68a5ef8e-68b8-384c-8097-5c940b8436e8 | 20aadc24-a391-41cf-b340-3e4529f44bde | 93a60a56-a3c8-11da-a746-0800200b9a66
Organic carbon | n.a. | n.a. | n.a. | - |  | Mass | kg | emission | water | https://ofmpub.epa.gov/sor_internet/registry/substreg/searchandretrieve/substancesearch/search.do?details=displayDetails&selectedSubstanceId=35872 | 1 | Groups | bcf07580-db12-34d9-8afb-92e6804b3078 | 68a5ef8e-68b8-384c-8097-5c940b8436e8 | 20aadc24-a391-41cf-b340-3e4529f44bde | 93a60a56-a3c8-11da-a746-0800200b9a66
Organic compounds | n.a. | n.a. | n.a. | - |  | Mass | kg | emission | water |  | 1 | Groups | cb74c94f-f2d6-309a-a28b-0fa507ce2b4f | 68a5ef8e-68b8-384c-8097-5c940b8436e8 | 20aadc24-a391-41cf-b340-3e4529f44bde | 93a60a56-a3c8-11da-a746-0800200b9a66
Organic halides, total | n.a. | n.a. | n.a. | - |  | Mass | kg | emission | water |  | 1 | Groups | 3f1de91f-c1c2-3542-b869-85c6cf608c44 | 68a5ef8e-68b8-384c-8097-5c940b8436e8 | 20aadc24-a391-41cf-b340-3e4529f44bde | 93a60a56-a3c8-11da-a746-0800200b9a66
Organics, purgeables | n.a. | n.a. | n.a. | - |  | Mass | kg | emission | water |  | 1 | Groups | 00bc30ec-4725-3169-b101-9b10b4598054 | 68a5ef8e-68b8-384c-8097-5c940b8436e8 | 20aadc24-a391-41cf-b340-3e4529f44bde | 93a60a56-a3c8-11da-a746-0800200b9a66
Panthalium, total | n.a. | n.a. | n.a. | - |  | Mass | kg | emission | water |  | 1 | Groups | 65e2e95e-f08f-3ffb-9ae3-8c1c90db0be0 | 68a5ef8e-68b8-384c-8097-5c940b8436e8 | 20aadc24-a391-41cf-b340-3e4529f44bde | 93a60a56-a3c8-11da-a746-0800200b9a66
Pesticides | n.a. | n.a. | n.a. | - |  | Mass | kg | emission | water |  | 1 | Groups | 1b17b970-84f5-3f84-b906-83cfe3a1fa5a | 68a5ef8e-68b8-384c-8097-5c940b8436e8 | 20aadc24-a391-41cf-b340-3e4529f44bde | 93a60a56-a3c8-11da-a746-0800200b9a66
Pesticides, chlorinated | n.a. | n.a. | n.a. | - |  | Mass | kg | emission | water |  | 1 | Groups | ca63571c-cf8c-36d5-b67f-6e280228af88 | 68a5ef8e-68b8-384c-8097-5c940b8436e8 | 20aadc24-a391-41cf-b340-3e4529f44bde | 93a60a56-a3c8-11da-a746-0800200b9a66
Pesticides, organic, total | n.a. | n.a. | n.a. | - |  | Mass | kg | emission | water |  | 1 | Groups | 138ab294-72f5-30b5-95c4-9a5fe7ab660f | 68a5ef8e-68b8-384c-8097-5c940b8436e8 | 20aadc24-a391-41cf-b340-3e4529f44bde | 93a60a56-a3c8-11da-a746-0800200b9a66
Pesticides, organochlorinated and polychlorinated biphenyls, total | n.a. | n.a. | n.a. | - |  | Mass | kg | emission | water |  | 1 | Groups | 6de3d6e0-c042-33ed-af5e-e77c51e2137f | 68a5ef8e-68b8-384c-8097-5c940b8436e8 | 20aadc24-a391-41cf-b340-3e4529f44bde | 93a60a56-a3c8-11da-a746-0800200b9a66
Phenols | n.a. | n.a. | n.a. | - |  | Mass | kg | emission | water | https://ofmpub.epa.gov/sor_internet/registry/substreg/searchandretrieve/substancesearch/search.do?details=displayDetails&selectedSubstanceId=35995 | 1 | Groups | 3cf99ada-6370-3189-9936-e5cc512a1543 | 68a5ef8e-68b8-384c-8097-5c940b8436e8 | 20aadc24-a391-41cf-b340-3e4529f44bde | 93a60a56-a3c8-11da-a746-0800200b9a66
Pesticides, phosphated | n.a. | n.a. | n.a. | - |  | Mass | kg | emission | water |  | 1 | Groups | 9853a16a-dd88-3b8a-b9eb-e49672ac847a | 68a5ef8e-68b8-384c-8097-5c940b8436e8 | 20aadc24-a391-41cf-b340-3e4529f44bde | 93a60a56-a3c8-11da-a746-0800200b9a66
Esters, Phthalate | n.a. | n.a. | n.a. | - |  | Mass | kg | emission | water | https://ofmpub.epa.gov/sor_internet/registry/substreg/searchandretrieve/substancesearch/search.do?details=displayDetails&selectedSubstanceId=35834 | 1 | Groups | 60f49cab-1d60-3862-b1cd-8c0307c60f29 | 68a5ef8e-68b8-384c-8097-5c940b8436e8 | 20aadc24-a391-41cf-b340-3e4529f44bde | 93a60a56-a3c8-11da-a746-0800200b9a66
Biphenyls, polybrominated | n.a. | n.a. | n.a. | - |  | Mass | kg | emission | water | https://ofmpub.epa.gov/sor_internet/registry/substreg/searchandretrieve/substancesearch/search.do?details=displayDetails&selectedSubstanceId=83728 | 1 | Groups | c6fc9a9b-094b-3fbf-a4c2-658da421ef41 | 68a5ef8e-68b8-384c-8097-5c940b8436e8 | 20aadc24-a391-41cf-b340-3e4529f44bde | 93a60a56-a3c8-11da-a746-0800200b9a66
Ethers, polybrominated diphenyl | n.a. | n.a. | n.a. | - |  | Mass | kg | emission | water |  | 1 | Groups | 02c60d55-8d06-30d6-9631-570de0aa67bb | 68a5ef8e-68b8-384c-8097-5c940b8436e8 | 20aadc24-a391-41cf-b340-3e4529f44bde | 93a60a56-a3c8-11da-a746-0800200b9a66
Polycyclic aromatic compounds | n.a. | n.a. | n.a. | - |  | Mass | kg | emission | water |  | 1 | Groups | 79919a02-2768-36ed-bd32-7f538e8d48ef | 68a5ef8e-68b8-384c-8097-5c940b8436e8 | 20aadc24-a391-41cf-b340-3e4529f44bde | 93a60a56-a3c8-11da-a746-0800200b9a66
Priority pollutants | n.a. | n.a. | n.a. | - |  | Mass | kg | emission | water |  | 1 | Groups | 7adef686-bf0c-33e2-b9a9-a362e286fe5a | 68a5ef8e-68b8-384c-8097-5c940b8436e8 | 20aadc24-a391-41cf-b340-3e4529f44bde | 93a60a56-a3c8-11da-a746-0800200b9a66
Priority pollutants, acidic | n.a. | n.a. | n.a. | - |  | Mass | kg | emission | water |  | 1 | Groups | e8e0ad60-782e-3349-94ff-5a1f44afe021 | 68a5ef8e-68b8-384c-8097-5c940b8436e8 | 20aadc24-a391-41cf-b340-3e4529f44bde | 93a60a56-a3c8-11da-a746-0800200b9a66
Priority pollutants, basic or neutral | n.a. | n.a. | n.a. | - |  | Mass | kg | emission | water |  | 1 | Groups | 8b0dbbde-2766-3e06-a248-f7622c7294fb | 68a5ef8e-68b8-384c-8097-5c940b8436e8 | 20aadc24-a391-41cf-b340-3e4529f44bde | 93a60a56-a3c8-11da-a746-0800200b9a66
Ammonium compounds, quarternary | n.a. | n.a. | n.a. | - |  | Mass | kg | emission | water |  | 1 | Groups | 55bb7d3a-37dc-3681-bb8d-dfa270d9f3d3 | 68a5ef8e-68b8-384c-8097-5c940b8436e8 | 20aadc24-a391-41cf-b340-3e4529f44bde | 93a60a56-a3c8-11da-a746-0800200b9a66
Rare earth metals, total | n.a. | n.a. | n.a. | - |  | Mass | kg | emission | water |  | 1 | Groups | 9e3c6e78-4564-3c88-aa86-73d18f3fc2bb | 68a5ef8e-68b8-384c-8097-5c940b8436e8 | 20aadc24-a391-41cf-b340-3e4529f44bde | 93a60a56-a3c8-11da-a746-0800200b9a66
RDX, mixt. with HMX | n.a. | n.a. | n.a. | - |  | Mass | kg | emission | water | https://ofmpub.epa.gov/sor_internet/registry/substreg/searchandretrieve/substancesearch/search.do?details=displayDetails&selectedSubstanceId=78764 | 1 | Groups | 36a5ad24-01f5-33f7-ad69-89e09c4970f5 | 68a5ef8e-68b8-384c-8097-5c940b8436e8 | 20aadc24-a391-41cf-b340-3e4529f44bde | 93a60a56-a3c8-11da-a746-0800200b9a66
Resin acids | n.a. | n.a. | n.a. | - |  | Mass | kg | emission | water | https://ofmpub.epa.gov/sor_internet/registry/substreg/searchandretrieve/substancesearch/search.do?details=displayDetails&selectedSubstanceId=80310 | 1 | Groups | 8443c2ea-e1da-3676-b2b3-2cd1079fb444 | 68a5ef8e-68b8-384c-8097-5c940b8436e8 | 20aadc24-a391-41cf-b340-3e4529f44bde | 93a60a56-a3c8-11da-a746-0800200b9a66
Selenium compounds | n.a. | n.a. | n.a. | - |  | Mass | kg | emission | water |  | 1 | Groups | 89778dbc-6cbb-30a3-9211-7f9f1e309dba | 68a5ef8e-68b8-384c-8097-5c940b8436e8 | 20aadc24-a391-41cf-b340-3e4529f44bde | 93a60a56-a3c8-11da-a746-0800200b9a66
Silver compounds | n.a. | n.a. | n.a. | - |  | Mass | kg | emission | water |  | 1 | Groups | 019c62ee-e7b6-3e2c-9f3e-5cca355ad1ac | 68a5ef8e-68b8-384c-8097-5c940b8436e8 | 20aadc24-a391-41cf-b340-3e4529f44bde | 93a60a56-a3c8-11da-a746-0800200b9a66
Sulfide mixt. with hydrogen sulfide | n.a. | n.a. | n.a. | - |  | Mass | kg | emission | water |  | 1 | Groups | 83ba27c9-4fa1-34a0-87c3-4c81ff5082ca | 68a5ef8e-68b8-384c-8097-5c940b8436e8 | 20aadc24-a391-41cf-b340-3e4529f44bde | 93a60a56-a3c8-11da-a746-0800200b9a66
Surfactants | n.a. | n.a. | n.a. | - |  | Mass | kg | emission | water |  | 1 | Groups | 897013e6-2a00-3b68-bd50-d2cb912a3ecd | 68a5ef8e-68b8-384c-8097-5c940b8436e8 | 20aadc24-a391-41cf-b340-3e4529f44bde | 93a60a56-a3c8-11da-a746-0800200b9a66
Suspended solids, inorganic | n.a. | n.a. | n.a. | - |  | Mass | kg | emission | water |  | 1 | Groups | bec867d3-3573-3314-967c-1f09bd738eba | 68a5ef8e-68b8-384c-8097-5c940b8436e8 | 20aadc24-a391-41cf-b340-3e4529f44bde | 93a60a56-a3c8-11da-a746-0800200b9a66
Tannins and lignen, total | n.a. | n.a. | n.a. | - |  | Mass | kg | emission | water |  | 1 | Groups | 168acf97-7504-3a03-8810-86f9fb8a8261 | 68a5ef8e-68b8-384c-8097-5c940b8436e8 | 20aadc24-a391-41cf-b340-3e4529f44bde | 93a60a56-a3c8-11da-a746-0800200b9a66
Thallium compounds | n.a. | n.a. | n.a. | - |  | Mass | kg | emission | water |  | 1 | Groups | f20895cb-ca16-3729-b454-cf1d03b2740d | 68a5ef8e-68b8-384c-8097-5c940b8436e8 | 20aadc24-a391-41cf-b340-3e4529f44bde | 93a60a56-a3c8-11da-a746-0800200b9a66
Thiocarbamic acid, salts and esters | n.a. | n.a. | n.a. | - |  | Mass | kg | emission | water | https://ofmpub.epa.gov/sor_internet/registry/substreg/searchandretrieve/substancesearch/search.do?details=displayDetails&selectedSubstanceId=80307 | 1 | Groups | 879771cf-ad0c-31b7-ac6a-104a06ed8b68 | 68a5ef8e-68b8-384c-8097-5c940b8436e8 | 20aadc24-a391-41cf-b340-3e4529f44bde | 93a60a56-a3c8-11da-a746-0800200b9a66
Total carbon | n.a. | n.a. | n.a. | - |  | Mass | kg | emission | water | https://ofmpub.epa.gov/sor_internet/registry/substreg/searchandretrieve/substancesearch/search.do?details=displayDetails&selectedSubstanceId=98758 | 1 | Groups | 0c5f5c39-b30c-3234-b473-119695d9b2b0 | 68a5ef8e-68b8-384c-8097-5c940b8436e8 | 20aadc24-a391-41cf-b340-3e4529f44bde | 93a60a56-a3c8-11da-a746-0800200b9a66
Total metals | n.a. | n.a. | n.a. | - |  | Mass | kg | emission | water |  | 1 | Groups | bfba4b9e-465d-35fa-b113-bb889548785a | 68a5ef8e-68b8-384c-8097-5c940b8436e8 | 20aadc24-a391-41cf-b340-3e4529f44bde | 93a60a56-a3c8-11da-a746-0800200b9a66
Total oil and grease, less total petroleum hydrocarbons (TPH) | n.a. | n.a. | n.a. | - |  | Mass | kg | emission | water |  | 1 | Groups | c1b720f2-bf2c-3959-b636-56e1d11198a8 | 68a5ef8e-68b8-384c-8097-5c940b8436e8 | 20aadc24-a391-41cf-b340-3e4529f44bde | 93a60a56-a3c8-11da-a746-0800200b9a66
Total petroleum hydrocarbon -diesel | n.a. | n.a. | n.a. | - |  | Mass | kg | emission | water | https://ofmpub.epa.gov/sor_internet/registry/substreg/searchandretrieve/substancesearch/search.do?details=displayDetails&selectedSubstanceId=97464 | 1 | Groups | e80588ce-8dd5-37f8-816a-82405fecb7af | 68a5ef8e-68b8-384c-8097-5c940b8436e8 | 20aadc24-a391-41cf-b340-3e4529f44bde | 93a60a56-a3c8-11da-a746-0800200b9a66
Total petroleum hydrocarbon -gasoline | n.a. | n.a. | n.a. | - |  | Mass | kg | emission | water | https://ofmpub.epa.gov/sor_internet/registry/substreg/searchandretrieve/substancesearch/search.do?details=displayDetails&selectedSubstanceId=97463 | 1 | Groups | dfe51ecb-e2c3-34d5-929e-c529cf6d576f | 68a5ef8e-68b8-384c-8097-5c940b8436e8 | 20aadc24-a391-41cf-b340-3e4529f44bde | 93a60a56-a3c8-11da-a746-0800200b9a66
Total toxic organics | n.a. | n.a. | n.a. | - |  | Mass | kg | emission | water |  | 1 | Groups | 657cad87-c66e-3408-b12f-220e0dd98d76 | 68a5ef8e-68b8-384c-8097-5c940b8436e8 | 20aadc24-a391-41cf-b340-3e4529f44bde | 93a60a56-a3c8-11da-a746-0800200b9a66
Trihalomethanes (four), total | n.a. | n.a. | n.a. | - |  | Mass | kg | emission | water |  | 1 | Groups | 7e5a64b6-3cc9-3d09-8189-6c71d083688b | 68a5ef8e-68b8-384c-8097-5c940b8436e8 | 20aadc24-a391-41cf-b340-3e4529f44bde | 93a60a56-a3c8-11da-a746-0800200b9a66
Triorganostannate | n.a. | n.a. | n.a. | - |  | Mass | kg | emission | water |  | 1 | Groups | 15297d2d-c408-3deb-929f-25da076546d0 | 68a5ef8e-68b8-384c-8097-5c940b8436e8 | 20aadc24-a391-41cf-b340-3e4529f44bde | 93a60a56-a3c8-11da-a746-0800200b9a66
Vanadium compounds | n.a. | n.a. | n.a. | - |  | Mass | kg | emission | water |  | 1 | Groups | afd782da-cd49-319a-8a9d-471eeaff4cb8 | 68a5ef8e-68b8-384c-8097-5c940b8436e8 | 20aadc24-a391-41cf-b340-3e4529f44bde | 93a60a56-a3c8-11da-a746-0800200b9a66
Volatile halogenated hydrocarbons | n.a. | n.a. | n.a. | - |  | Mass | kg | emission | water |  | 1 | Groups | 9c56a40e-4208-3a5b-96be-203e39b094b6 | 68a5ef8e-68b8-384c-8097-5c940b8436e8 | 20aadc24-a391-41cf-b340-3e4529f44bde | 93a60a56-a3c8-11da-a746-0800200b9a66
Volatile halogenated organics (VHO) | n.a. | n.a. | n.a. | - |  | Mass | kg | emission | water |  | 1 | Groups | 31acbc10-8912-30c5-95b5-8f4ce1d76c9a | 68a5ef8e-68b8-384c-8097-5c940b8436e8 | 20aadc24-a391-41cf-b340-3e4529f44bde | 93a60a56-a3c8-11da-a746-0800200b9a66
VOC ingredients | n.a. | n.a. | n.a. | - |  | Mass | kg | emission | water |  | 1 | Groups | 8c6e406c-e35e-3204-8381-e6e00d9a91f3 | 68a5ef8e-68b8-384c-8097-5c940b8436e8 | 20aadc24-a391-41cf-b340-3e4529f44bde | 93a60a56-a3c8-11da-a746-0800200b9a66
Volatile pollutants | n.a. | n.a. | n.a. | - |  | Mass | kg | emission | water |  | 1 | Groups | 584bf7ef-22ff-3e29-8b53-429d6b655114 | 68a5ef8e-68b8-384c-8097-5c940b8436e8 | 20aadc24-a391-41cf-b340-3e4529f44bde | 93a60a56-a3c8-11da-a746-0800200b9a66
Zinc compounds | n.a. | n.a. | n.a. | - |  | Mass | kg | emission | water |  | 1 | Groups | 44ffe33c-09d2-361d-930b-ac8b5ae80dc3 | 68a5ef8e-68b8-384c-8097-5c940b8436e8 | 20aadc24-a391-41cf-b340-3e4529f44bde | 93a60a56-a3c8-11da-a746-0800200b9a66
2,4-D, salts and esters | n.a. | n.a. | n.a. |  |  | Mass | kg | emission | water | https://ofmpub.epa.gov/sor_internet/registry/substreg/searchandretrieve/substancesearch/search.do?details=displayDetails&selectedSubstanceId=35853 | 1 | Groups | 4511172d-983d-3bfd-9bd0-16219ad195f1 | 68a5ef8e-68b8-384c-8097-5c940b8436e8 | 20aadc24-a391-41cf-b340-3e4529f44bde | 93a60a56-a3c8-11da-a746-0800200b9a66
Acids, volatile | n.a. | n.a. | n.a. |  |  | Mass | kg | emission | water |  | 1 | Groups | b1585ce8-0bc6-38a0-b66a-a43e407a767c | 68a5ef8e-68b8-384c-8097-5c940b8436e8 | 20aadc24-a391-41cf-b340-3e4529f44bde | 93a60a56-a3c8-11da-a746-0800200b9a66
Aromatics, purgeable | n.a. | n.a. | n.a. |  |  | Mass | kg | emission | water |  | 1 | Groups | a4ce1360-c604-3e69-99b7-9b1b8d416783 | 68a5ef8e-68b8-384c-8097-5c940b8436e8 | 20aadc24-a391-41cf-b340-3e4529f44bde | 93a60a56-a3c8-11da-a746-0800200b9a66
Aromatics, substituted | n.a. | n.a. | n.a. |  |  | Mass | kg | emission | water |  | 1 | Groups | 9a2b2369-17bb-305e-af61-1bdf9b2e23b3 | 68a5ef8e-68b8-384c-8097-5c940b8436e8 | 20aadc24-a391-41cf-b340-3e4529f44bde | 93a60a56-a3c8-11da-a746-0800200b9a66
Halogen | n.a. | n.a. | n.a. |  |  | Mass | kg | emission | water |  | 1 | Groups | b2992d71-1a0d-3a6f-b49a-faa63873b7e3 | 68a5ef8e-68b8-384c-8097-5c940b8436e8 | 20aadc24-a391-41cf-b340-3e4529f44bde | 93a60a56-a3c8-11da-a746-0800200b9a66
Triaryl esters, phosphoric acid | n.a. | n.a. | n.a. |  |  | Mass | kg | emission | water |  | 1 | Groups | 27578909-6d6d-375f-a8ea-603992a49980 | 68a5ef8e-68b8-384c-8097-5c940b8436e8 | 20aadc24-a391-41cf-b340-3e4529f44bde | 93a60a56-a3c8-11da-a746-0800200b9a66
Propanoic acid, 2-(2,4,5-trichlorophenoxy)-, salts and esters | n.a. | n.a. | n.a. |  |  | Mass | kg | emission | water |  | 1 | Groups | 291c3c4c-8265-38aa-9edb-723ab4a8b582 | 68a5ef8e-68b8-384c-8097-5c940b8436e8 | 20aadc24-a391-41cf-b340-3e4529f44bde | 93a60a56-a3c8-11da-a746-0800200b9a66
Radium-226 and/or radium-228 | n.a. | n.a. | n.a. |  |  | Mass | kg | emission | water | https://ofmpub.epa.gov/sor_internet/registry/substreg/searchandretrieve/substancesearch/search.do?details=displayDetails&selectedSubstanceId=35915 | 1 | Groups | ba0f0870-b871-3f61-92f3-e8508549e85b | 68a5ef8e-68b8-384c-8097-5c940b8436e8 | 20aadc24-a391-41cf-b340-3e4529f44bde | 93a60a56-a3c8-11da-a746-0800200b9a66
Micas | 12001-26-2 | 12001262 | 12001262 | - |  | Mass | kg | emission | water | https://ofmpub.epa.gov/sor_internet/registry/substreg/searchandretrieve/substancesearch/search.do?details=displayDetails&selectedSubstanceId=62304 | 1 | Groups | b222275d-96cc-351c-bb50-276ff3735021 | 68a5ef8e-68b8-384c-8097-5c940b8436e8 | 20aadc24-a391-41cf-b340-3e4529f44bde | 93a60a56-a3c8-11da-a746-0800200b9a66
Amphiboles | 1318-09-8 | 1318098 | 1318098 | - |  | Mass | kg | emission | water | https://ofmpub.epa.gov/sor_internet/registry/substreg/searchandretrieve/substancesearch/search.do?details=displayDetails&selectedSubstanceId=82692 | 1 | Groups | 3c79716b-6607-3c0c-9ff0-131631d99187 | 68a5ef8e-68b8-384c-8097-5c940b8436e8 | 20aadc24-a391-41cf-b340-3e4529f44bde | 93a60a56-a3c8-11da-a746-0800200b9a66
Asbestos | 1332-21-4 | 1332214 | 1332214 | - |  | Mass | kg | emission | water | https://ofmpub.epa.gov/sor_internet/registry/substreg/searchandretrieve/substancesearch/search.do?details=displayDetails&selectedSubstanceId=16369 | 1 | Groups | 24009be8-7565-3aa8-9e99-c6bb70377929 | 68a5ef8e-68b8-384c-8097-5c940b8436e8 | 20aadc24-a391-41cf-b340-3e4529f44bde | 93a60a56-a3c8-11da-a746-0800200b9a66
Nicotine and salts | n.a. | n.a. | n.a. | - |  | Mass | kg | emission | water |  | 1 | Groups | b36f1b88-3389-34b2-9faf-e200b7fc367a | 68a5ef8e-68b8-384c-8097-5c940b8436e8 | 20aadc24-a391-41cf-b340-3e4529f44bde | 93a60a56-a3c8-11da-a746-0800200b9a66
Chlorinated phenols | 1336-35-2 | 1336352 | 1336352 | - |  | Mass | kg | emission | water | https://ofmpub.epa.gov/sor_internet/registry/substreg/searchandretrieve/substancesearch/search.do?details=displayDetails&selectedSubstanceId=82789 | 1 | Groups | 7fcbe16d-708e-39e4-bea8-85c8796b8b79 | 68a5ef8e-68b8-384c-8097-5c940b8436e8 | 20aadc24-a391-41cf-b340-3e4529f44bde | 93a60a56-a3c8-11da-a746-0800200b9a66
Water | 7732191 | 7732191 | 7732191 | H2O |  | Mass | kg | emission | water |  | 0 | Water | 7fa43e63-9d4b-3025-ab80-7f7042bfdf1b | 68a5ef8e-68b8-384c-8097-5c940b8436e8 | 20aadc24-a391-41cf-b340-3e4529f44bde | 93a60a56-a3c8-11da-a746-0800200b9a66
Water, slightly saline | 7732204 | 7732204 | 7732204 | H2O |  | Mass | kg | emission | water |  | 1 | Water | 34ae46fc-115e-32cb-bb0b-04a6dd28dcf5 | 68a5ef8e-68b8-384c-8097-5c940b8436e8 | 20aadc24-a391-41cf-b340-3e4529f44bde | 93a60a56-a3c8-11da-a746-0800200b9a66
Water, moderately saline | 7732205 | 7732205 | 7732205 | H2O |  | Mass | kg | emission | water |  | 1 | Water | cb27d747-9c8f-3c34-9c05-a16e0c1c7ca8 | 68a5ef8e-68b8-384c-8097-5c940b8436e8 | 20aadc24-a391-41cf-b340-3e4529f44bde | 93a60a56-a3c8-11da-a746-0800200b9a66
Water, very saline | 7732206 | 7732206 | 7732206 | H2O |  | Mass | kg | emission | water |  | 1 | Water | ac83a17e-c53e-3af3-9af3-246d73c82342 | 68a5ef8e-68b8-384c-8097-5c940b8436e8 | 20aadc24-a391-41cf-b340-3e4529f44bde | 93a60a56-a3c8-11da-a746-0800200b9a66
Water, fresh | 7732208 | 7732208 | 7732208 | H2O |  | Mass | kg | emission | water |  | 1 | Water | e5b991e0-0bf5-3c5b-8dd7-c0a507b4d151 | 68a5ef8e-68b8-384c-8097-5c940b8436e8 | 20aadc24-a391-41cf-b340-3e4529f44bde | 93a60a56-a3c8-11da-a746-0800200b9a66
Energy, solar | [5 empty] | Energy | MJ | resource | air |  | 1 | Energy | 915b2592-0d89-31ff-8787-c96a13ff7cd5 | e7b7e67a-d040-3cc3-8047-d7f7f4599214 | 52765a6c-3896-43c2-b2f4-c679acf13efe | f6811440-ee37-11de-8a39-0800200c9a66
Energy, wind | [5 empty] | Energy | MJ | resource | air |  | 1 | Energy | cb049a14-bfcb-3fde-9802-90f5aa46fb79 | e7b7e67a-d040-3cc3-8047-d7f7f4599214 | 52765a6c-3896-43c2-b2f4-c679acf13efe | f6811440-ee37-11de-8a39-0800200c9a66
Energy, electromagnetic | [5 empty] | Energy | MJ | resource | air |  | 1 | Energy | 08f01deb-1dc6-3068-a9ec-5f37342985a1 | e7b7e67a-d040-3cc3-8047-d7f7f4599214 | 52765a6c-3896-43c2-b2f4-c679acf13efe | f6811440-ee37-11de-8a39-0800200c9a66
Energy, heat | [5 empty] | Energy | MJ | resource | air |  | 1 | Energy | 4de480e6-3a9d-3dcd-bdf9-9644075fa3bf | e7b7e67a-d040-3cc3-8047-d7f7f4599214 | 52765a6c-3896-43c2-b2f4-c679acf13efe | f6811440-ee37-11de-8a39-0800200c9a66
Argon | 7440-37-1 | 7440371 | 7440371 | Argon-40 |  | Mass | kg | resource | air | https://www.mindat.org/element/argon | 1 | Geological | 132c25ca-a44c-3970-861c-8a3d60d1d00a | e7b7e67a-d040-3cc3-8047-d7f7f4599214 | 20aadc24-a391-41cf-b340-3e4529f44bde | 93a60a56-a3c8-11da-a746-0800200b9a66
Carbon dioxide | 124-38-9 | 124389 | 124389 | CO2 |  | Mass | kg | resource | air |  | 1 | Geological | fc7ad9a4-3ea1-3d07-874b-4f6cebf7dc88 | e7b7e67a-d040-3cc3-8047-d7f7f4599214 | 20aadc24-a391-41cf-b340-3e4529f44bde | 93a60a56-a3c8-11da-a746-0800200b9a66
Helium | 7440-59-7 | 7440597 | 7440597 | He |  | Mass | kg | resource | air | https://www.mindat.org/element/Helium | 1 | Geological | 63b3f4af-783d-39ee-88bc-96e001813a96 | e7b7e67a-d040-3cc3-8047-d7f7f4599214 | 20aadc24-a391-41cf-b340-3e4529f44bde | 93a60a56-a3c8-11da-a746-0800200b9a66
Krypton | 7439-90-0 | 7439900 | 7439900 | Kr |  | Mass | kg | resource | air | https://www.mindat.org/element/Krypton | 1 | Geological | f98a50e6-836a-3359-8262-1d306f7bb986 | e7b7e67a-d040-3cc3-8047-d7f7f4599214 | 20aadc24-a391-41cf-b340-3e4529f44bde | 93a60a56-a3c8-11da-a746-0800200b9a66
Methane | 74-82-8 | 74828 | 74828 | CH4 |  | Mass | kg | resource | air |  |  | Geological | 8519f7d7-70ec-3ef2-aa33-b502691794d4 | e7b7e67a-d040-3cc3-8047-d7f7f4599214 | 20aadc24-a391-41cf-b340-3e4529f44bde | 93a60a56-a3c8-11da-a746-0800200b9a66
Nitrogen | 7727-37-9 | 7727379 | 7727379 | NX |  | Mass | kg | resource | air | https://www.mindat.org/element/Nitrogen | 1 | Geological | 7f81b9dc-4aa3-3efc-b679-c9dca141e061 | e7b7e67a-d040-3cc3-8047-d7f7f4599214 | 20aadc24-a391-41cf-b340-3e4529f44bde | 93a60a56-a3c8-11da-a746-0800200b9a66
Radon | 10043-92-2 | 10043922 | 10043922 | RnX |  | Mass | kg | resource | air | https://www.mindat.org/element/radon | 1 | Geological | 19edc93e-14cb-39df-90f5-9cab389a8722 | e7b7e67a-d040-3cc3-8047-d7f7f4599214 | 20aadc24-a391-41cf-b340-3e4529f44bde | 93a60a56-a3c8-11da-a746-0800200b9a66
Xenon | 7440-63-3 | 7440633 | 7440633 | XeX |  | Mass | kg | resource | air | https://www.mindat.org/element/Xenon | 1 | Geological | 834566c1-2ce9-32d9-8a1b-edc8664fbaec | e7b7e67a-d040-3cc3-8047-d7f7f4599214 | 20aadc24-a391-41cf-b340-3e4529f44bde | 93a60a56-a3c8-11da-a746-0800200b9a66
Water | 7732187 | 7732187 | 7732187 | H2O |  | Mass | kg | resource | air |  | 0 | Water | 99fca3b3-8ae4-33a8-bb54-b09703e082f9 | e7b7e67a-d040-3cc3-8047-d7f7f4599214 | 20aadc24-a391-41cf-b340-3e4529f44bde | 93a60a56-a3c8-11da-a746-0800200b9a66
Water, fresh | 7732224 | 7732224 | 7732224 | H2O |  | Mass | kg | resource | air |  | 1 | Water | 1d775a60-c271-38fc-bb5a-26b34885436e | e7b7e67a-d040-3cc3-8047-d7f7f4599214 | 20aadc24-a391-41cf-b340-3e4529f44bde | 93a60a56-a3c8-11da-a746-0800200b9a66
Energy, hydro | [5 empty] | Energy | MJ | resource | water |  | 1 | Energy | a6383778-85db-3402-8070-c7a4ba6a5962 | 853f1552-f4a6-3dfc-98a9-34ff867b77b3 | 52765a6c-3896-43c2-b2f4-c679acf13efe | f6811440-ee37-11de-8a39-0800200c9a66
Energy, hydro-wave | [5 empty] | Energy | MJ | resource | water |  | 1 | Energy | ce17f15c-b41a-33f9-933f-a3b335c3aa4d | 853f1552-f4a6-3dfc-98a9-34ff867b77b3 | 52765a6c-3896-43c2-b2f4-c679acf13efe | f6811440-ee37-11de-8a39-0800200c9a66
Energy, hydro-tidal | [5 empty] | Energy | MJ | resource | water |  | 1 | Energy | 1ed2db4a-42d9-35d5-98eb-ce94c0278ecc | 853f1552-f4a6-3dfc-98a9-34ff867b77b3 | 52765a6c-3896-43c2-b2f4-c679acf13efe | f6811440-ee37-11de-8a39-0800200c9a66
Energy, heat | [5 empty] | Energy | MJ | resource | water |  | 1 | Energy | 592cb3be-fb54-38cc-90ea-f94876d9e562 | 853f1552-f4a6-3dfc-98a9-34ff867b77b3 | 52765a6c-3896-43c2-b2f4-c679acf13efe | f6811440-ee37-11de-8a39-0800200c9a66
Bromine | 7726-95-6 | 7726956 | 7726956 | Br |  | Mass | kg | resource | water |  |  | Geological | 0379b2f7-2d99-3568-bca3-8c1f355df81c | 853f1552-f4a6-3dfc-98a9-34ff867b77b3 | 20aadc24-a391-41cf-b340-3e4529f44bde | 93a60a56-a3c8-11da-a746-0800200b9a66
Lithium chloride | 7447-41-8 | 7447418 | 7447418 | LiCl |  | Mass | kg | resource | water |  | 0 | Geological | 9858371a-4c9a-367c-99ec-b6ba54c796dd | 853f1552-f4a6-3dfc-98a9-34ff867b77b3 | 20aadc24-a391-41cf-b340-3e4529f44bde | 93a60a56-a3c8-11da-a746-0800200b9a66
Sodium bromide | 7647-15-6 | 7647156 | 7647156 | NaBr |  | Mass | kg | resource | water |  | 1 | Geological | dbcd8b98-025d-34b5-9947-d811cab11287 | 853f1552-f4a6-3dfc-98a9-34ff867b77b3 | 20aadc24-a391-41cf-b340-3e4529f44bde | 93a60a56-a3c8-11da-a746-0800200b9a66
Sodium cholride | 7647-14-5 | 7647145 | 7647145 | NaCl |  | Mass | kg | resource | water |  | 1 | Geological | ec644bed-d78c-3e22-9abf-0eee4f23b8a9 | 853f1552-f4a6-3dfc-98a9-34ff867b77b3 | 20aadc24-a391-41cf-b340-3e4529f44bde | 93a60a56-a3c8-11da-a746-0800200b9a66
Water | [5 empty] | Area*time | m2*a | resource | water |  | 1 | Land | f1ed6d2e-9dcc-34bd-8d53-82b44157566f | 853f1552-f4a6-3dfc-98a9-34ff867b77b3 | c7266b67-4ea2-457f-b391-9b94e26e195a | 93a60a56-a3c8-21da-a746-0800200c9a66
Water | 7732188 | 7732188 | 7732188 | H2O |  | Mass | kg | resource | water |  | 0 | Water | 785c4bf6-b1de-3251-8d09-58bf114a75ea | 853f1552-f4a6-3dfc-98a9-34ff867b77b3 | 20aadc24-a391-41cf-b340-3e4529f44bde | 93a60a56-a3c8-11da-a746-0800200b9a66
Water, fresh | 7732214 | 7732214 | 7732214 | H2O |  | Mass | kg | resource | water |  | 1 | Water | 5ab691fc-e69e-3cec-bf27-aef814594a19 | 853f1552-f4a6-3dfc-98a9-34ff867b77b3 | 20aadc24-a391-41cf-b340-3e4529f44bde | 93a60a56-a3c8-11da-a746-0800200b9a66
Water, slightly saline | 7732215 | 7732215 | 7732215 | H2O |  | Mass | kg | resource | water |  | 1 | Water | e3683e2d-1226-35c4-958b-ebe50c6422d7 | 853f1552-f4a6-3dfc-98a9-34ff867b77b3 | 20aadc24-a391-41cf-b340-3e4529f44bde | 93a60a56-a3c8-11da-a746-0800200b9a66
Water, moderately saline | 7732216 | 7732216 | 7732216 | H2O |  | Mass | kg | resource | water |  | 1 | Water | 533603df-e568-3aaa-9c3f-b1157aed3d3a | 853f1552-f4a6-3dfc-98a9-34ff867b77b3 | 20aadc24-a391-41cf-b340-3e4529f44bde | 93a60a56-a3c8-11da-a746-0800200b9a66
Water, very saline | 7732217 | 7732217 | 7732217 | H2O |  | Mass | kg | resource | water |  | 1 | Water | 16745df9-b057-3bd5-91c5-fe43a44fdbd9 | 853f1552-f4a6-3dfc-98a9-34ff867b77b3 | 20aadc24-a391-41cf-b340-3e4529f44bde | 93a60a56-a3c8-11da-a746-0800200b9a66
Water | 7732185 | 7732185 | 7732185 | H2O |  | Mass | kg | resource |  |  | 0 | Water | 80d396a6-772b-3813-b606-ec14d85690d0 | 1786b6b3-c382-3514-878a-ff488964548e | 20aadc24-a391-41cf-b340-3e4529f44bde | 93a60a56-a3c8-11da-a746-0800200b9a66
Water, fresh | 7732198 | 7732198 | 7732198 | H2O |  | Mass | kg | resource |  |  | 0 | Water | ca884678-9ce5-3575-aca9-06bb8b040aac | 1786b6b3-c382-3514-878a-ff488964548e | 20aadc24-a391-41cf-b340-3e4529f44bde | 93a60a56-a3c8-11da-a746-0800200b9a66
Water, slightly saline | 7732199 | 7732199 | 7732199 | H2O |  | Mass | kg | resource |  |  | 0 | Water | cd6eaaf3-d984-3c6d-866d-a87ca2562d0f | 1786b6b3-c382-3514-878a-ff488964548e | 20aadc24-a391-41cf-b340-3e4529f44bde | 93a60a56-a3c8-11da-a746-0800200b9a66
Water, moderately saline | 7732200 | 7732200 | 7732200 | H2O |  | Mass | kg | resource |  |  | 0 | Water | 804dbc0a-1c25-32e1-886b-63de49064c11 | 1786b6b3-c382-3514-878a-ff488964548e | 20aadc24-a391-41cf-b340-3e4529f44bde | 93a60a56-a3c8-11da-a746-0800200b9a66
Water, very saline | 7732201 | 7732201 | 7732201 | H2O |  | Mass | kg | resource |  |  | 0 | Water | 577c1a7e-9858-3c53-b9fe-f90e734464d0 | 1786b6b3-c382-3514-878a-ff488964548e | 20aadc24-a391-41cf-b340-3e4529f44bde | 93a60a56-a3c8-11da-a746-0800200b9a66
Water | 7732186 | 7732186 | 7732186 | H2O |  | Mass | kg | emission |  |  | 0 | Water | a106898f-bc05-30b7-abad-3998166df731 | c2433915-9ca3-3933-a64d-68d67e3e3281 | 20aadc24-a391-41cf-b340-3e4529f44bde | 93a60a56-a3c8-11da-a746-0800200b9a66
Water, fresh | 7732193 | 7732193 | 7732193 | H2O |  | Mass | kg | emission |  |  | 0 | Water | e82ca075-fbe4-3cf1-80f3-97eb660fd0e5 | c2433915-9ca3-3933-a64d-68d67e3e3281 | 20aadc24-a391-41cf-b340-3e4529f44bde | 93a60a56-a3c8-11da-a746-0800200b9a66
Water, slightly saline | 7732194 | 7732194 | 7732194 | H2O |  | Mass | kg | emission |  |  | 0 | Water | 5d320be2-1fc2-3f85-b030-4b224cbb43ab | c2433915-9ca3-3933-a64d-68d67e3e3281 | 20aadc24-a391-41cf-b340-3e4529f44bde | 93a60a56-a3c8-11da-a746-0800200b9a66
Water, moderately saline | 7732195 | 7732195 | 7732195 | H2O |  | Mass | kg | emission |  |  | 0 | Water | 22308665-56c4-30de-a5b9-7cceb1a09b59 | c2433915-9ca3-3933-a64d-68d67e3e3281 | 20aadc24-a391-41cf-b340-3e4529f44bde | 93a60a56-a3c8-11da-a746-0800200b9a66
Water, very saline | 7732196 | 7732196 | 7732196 | H2O |  | Mass | kg | emission |  |  | 0 | Water | 3a677561-68c3-3ef9-810e-f53dd6a6fe54 | c2433915-9ca3-3933-a64d-68d67e3e3281 | 20aadc24-a391-41cf-b340-3e4529f44bde | 93a60a56-a3c8-11da-a746-0800200b9a66